## Sheet1
Uploaded | deposit_name | deposit_local_id | deposit_environment | deposit_group | deposit_type | primary_commodities | secondary_commodities | all_commodities | deposit_source | sample_uid | sample_name | sample_local_id | feature_type | feature_name | feature_uid | top_depth_m | bottom_depth_m | sample_deposit_relation | sample_type | sampling_method | material_class | material_class_comments | province | strat_unit_name | strat_unit_uid | strat_grouping | earth_material_group | earth_material_qualifier | earth_material | metamorphic_grade | mineral | paragenetic_stage | mode_of_occurrence | texture | color | alteration | sample_description | associated_minerals | sample_preparation | analytical_method | instrument_type_model | laboratory_location/if reported | operating_conditions/if reported | standards_used/if reported | ag_ppm | ag_detection_limit | al_ppm | al_detection_limit | as_ppm | as_detection_limit | au_ppm | au_detection_limit | b_ppm | b_detection_limit | ba_ppm | ba_detection_limit | be_ppm | be_detection_limit | bi_ppm | bi_detection_limit | br_ppm | br_detection_limit | ca_ppm | ca_detection_limit | cd_ppm | cd_detection_limit | ce_ppm | ce_detection_limit | cl_ppm | cl_detection_limit | co_ppm | co_detection_limit | cr_ppm | cr_detection_limit | cs_ppm | cs_detection_limit | cu_ppm | cu_detection_limit | dy_ppm | dy_detection_limit | er_ppm | er_detection_limit | eu_ppm | eu_detection_limit | f_ppm | f_detection_limit | fe_ppm | fe_detection_limit | ga_ppm | ga_detection_limit | gd_ppm | gd_detection_limit | ge_ppm | ge_detection_limit | hf_ppm | hf_detection_limit | hg_ppm | hg_detection_limit | ho_ppm | ho_detection_limit | in_ppm | in_detection_limit | ir_ppm | ir_detection_limit | k_ppm | k_detection_limit | la_ppm | la_detection_limit | li_ppm | li_detection_limit | lu_ppm | lu_detection_limit | mg_ppm | mg_detection_limit | mn_ppm | mn_detection_limit | mo_ppm | mo_detection_limit | na_ppm | na_detection_limit | nb_ppm | nb_detection_limit | nd_ppm | nd_detection_limit | ni_ppm | ni_detection_limit | os_ppm | os_detection_limit | p_ppm | p_detection_limit | pb_ppm | pb_detection_limit | pd_ppm | pd_detection_limit | pr_ppm | pr_detection_limit | pt_ppm | pt_detection_limit | rb_ppm | rb_detection_limit | re_ppm | re_detection_limit | rh_ppm | rh_detection_limit | ru_ppm | ru_detection_limit | s_ppm | s_detection_limit | sb_ppm | sb_detection_limit | sc_ppm | sc_detection_limit | se_ppm | se_detection_limit | si_ppm | si_detection_limit | sm_ppm | sm_detection_limit | sn_ppm | sn_detection_limit | sr_ppm | sr_detection_limit | ta_ppm | ta_detection_limit | tb_ppm | tb_detection_limit | te_ppm | te_detection_limit | th_ppm | th_detection_limit | ti_ppm | ti_detection_limit | tl_ppm | tl_detection_limit | tm_ppm | tm_detection_limit | u_ppm | u_detection_limit | v_ppm | v_detection_limit | w_ppm | w_detection_limit | y_ppm | y_detection_limit | yb_ppm | yb_detection_limit | zn_ppm | zn_detection_limit | zr_ppm | zr_detection_limit | analysis_datetime | publication_date | sample_source | submitter | country | state | deposit_longitude_wgs84 | deposit_latitude_wgs84 | sample_longitude_wgs84 | sample_latitude_wgs84 | sample_easting | sample_northing | sample_utm_zone | sample_location_description | location_source | location_accuracy | comments | last_update
| Lawu |  | Magmatic hydrothermal | Skarn | Cu-Pb-Zn skarn | Cu, Pb, Zn | In, Sn | Cu, Pb, Zn, In, Sn |  |  | lw-31 a1 sp - 01 | lw-31 a1 sp - 01-1 | underground mine |  |  |  |  | ore material | drill core | underground mining tunnels and drill cores | mineral separate | [5 empty] | mineralisation |  |  |  | sphalerite, chalcopyrite, pyrrhotite, pyrite, arsenopyrite | [6 empty] | galena, bismuthinite, marcasite, iron oxides, pyroxene, actinolite, quartz | thin sections and polished blocks examined using optical microscope, BSE detector, and EDS prior to analysis | EMPA, LA-ICPMS | JEOL JXA-8230 electron probe microanalyzer; RESOlution-LR 193 nm ArF excimer laser ablation system coupled to an Agilent 7700x ICP-MS | Laboratory of Mineral Resources Research Center, Fuzhou University; Adelaide Microscopy, the University of Adelaide | EPMA point analysis: accelerating voltage 15 kV, beam current 20 nA, beam diameter ~5 μm; EPMA mapping: accelerating voltage 20 kV, working current 50 nA, dwell time ~10 ms; BSE imaging: accelerating voltage 20 kV, beam current 10 nA; LA-ICP-MS: energy density 3~3.5 J/cm2, spot sizes 29 to 51 μm, repetition rates 5 Hz (polished thin-section) and 10 Hz (polished blocks), ~30 s background acquisition, ~40 s sample data acquisition | STDGL3 (Danyushevsky et al. 2011) and GSD-1G (USGS) | 4.6022 | [13 empty] | 1.1757 | [5 empty] | 8817.9402 | [5 empty] | 817.6105 | [15 empty] | 70091.3193 |  | 1.4564 |  |  |  | 0.20084 | [7 empty] | 668.2955 | [13 empty] | 1986.0423 |  | 0.024798 | [7 empty] | 1.5462 | [5 empty] | 0.93285 | [17 empty] | 0.24288 |  |  |  | 116.6244 | [5 empty] | 4.0552 | [13 empty] | 0.006345 | [13 empty] | 616307.6463 |  |  |  |  | 2025 |  |  | CHN | Tibet
| Lawu |  | Magmatic hydrothermal | Skarn | Cu-Pb-Zn skarn | Cu, Pb, Zn | In, Sn | Cu, Pb, Zn, In, Sn |  |  | lw-31 a1 sp - 02 | lw-31 a1 sp - 02-1 | underground mine |  |  |  |  | ore material | drill core | underground mining tunnels and drill cores | mineral separate | [5 empty] | mineralisation |  |  |  | sphalerite, chalcopyrite, pyrrhotite, pyrite, arsenopyrite | [6 empty] | galena, bismuthinite, marcasite, iron oxides, pyroxene, actinolite, quartz | thin sections and polished blocks examined using optical microscope, BSE detector, and EDS prior to analysis | EMPA, LA-ICPMS | JEOL JXA-8230 electron probe microanalyzer; RESOlution-LR 193 nm ArF excimer laser ablation system coupled to an Agilent 7700x ICP-MS | Laboratory of Mineral Resources Research Center, Fuzhou University; Adelaide Microscopy, the University of Adelaide | EPMA point analysis: accelerating voltage 15 kV, beam current 20 nA, beam diameter ~5 μm; EPMA mapping: accelerating voltage 20 kV, working current 50 nA, dwell time ~10 ms; BSE imaging: accelerating voltage 20 kV, beam current 10 nA; LA-ICP-MS: energy density 3~3.5 J/cm2, spot sizes 29 to 51 μm, repetition rates 5 Hz (polished thin-section) and 10 Hz (polished blocks), ~30 s background acquisition, ~40 s sample data acquisition | STDGL3 (Danyushevsky et al. 2011) and GSD-1G (USGS) | 4.1596 | [13 empty] | 0.75922 | [5 empty] | 8744.931 | [5 empty] | 639.5312 | [15 empty] | 72025.0143 |  | 1.5925 |  |  |  | 0.2048 | [7 empty] | 725.6255 | [13 empty] | 2705.6223 |  | 0.017988 | [7 empty] | 0.5771 | [5 empty] | 0.65729 | [17 empty] | 0.052464 |  |  |  | 117.8182 | [5 empty] | 6.5729 | [13 empty] | 0.005996 | [13 empty] | 615073.1361 |  |  |  |  | 2025 |  |  | CHN | Tibet
| Lawu |  | Magmatic hydrothermal | Skarn | Cu-Pb-Zn skarn | Cu, Pb, Zn | In, Sn | Cu, Pb, Zn, In, Sn |  |  | lw-31 a1 sp - 03 | lw-31 a1 sp - 03-1 | underground mine |  |  |  |  | ore material | drill core | underground mining tunnels and drill cores | mineral separate | [5 empty] | mineralisation |  |  |  | sphalerite, chalcopyrite, pyrrhotite, pyrite, arsenopyrite | [6 empty] | galena, bismuthinite, marcasite, iron oxides, pyroxene, actinolite, quartz | thin sections and polished blocks examined using optical microscope, BSE detector, and EDS prior to analysis | EMPA, LA-ICPMS | JEOL JXA-8230 electron probe microanalyzer; RESOlution-LR 193 nm ArF excimer laser ablation system coupled to an Agilent 7700x ICP-MS | Laboratory of Mineral Resources Research Center, Fuzhou University; Adelaide Microscopy, the University of Adelaide | EPMA point analysis: accelerating voltage 15 kV, beam current 20 nA, beam diameter ~5 μm; EPMA mapping: accelerating voltage 20 kV, working current 50 nA, dwell time ~10 ms; BSE imaging: accelerating voltage 20 kV, beam current 10 nA; LA-ICP-MS: energy density 3~3.5 J/cm2, spot sizes 29 to 51 μm, repetition rates 5 Hz (polished thin-section) and 10 Hz (polished blocks), ~30 s background acquisition, ~40 s sample data acquisition | STDGL3 (Danyushevsky et al. 2011) and GSD-1G (USGS) | 3.9941 | [13 empty] | 1 | [5 empty] | 8799.687 | [5 empty] | 689.4824 | [15 empty] | 72013.1078 |  | 1.5836 |  |  |  | 0.24605 | [7 empty] | 701.5213 | [13 empty] | 2255.5614 |  | 0.014238 | [7 empty] | 0.49457 | [5 empty] | 1 | [21 empty] | 110.7548 | [5 empty] | 1.9408 | [27 empty] | 615033.9048 |  |  |  |  | 2025 |  |  | CHN | Tibet
| Lawu |  | Magmatic hydrothermal | Skarn | Cu-Pb-Zn skarn | Cu, Pb, Zn | In, Sn | Cu, Pb, Zn, In, Sn |  |  | lw-31 a1 sp - 04 | lw-31 a1 sp - 04-1 | underground mine |  |  |  |  | ore material | drill core | underground mining tunnels and drill cores | mineral separate | [5 empty] | mineralisation |  |  |  | sphalerite, chalcopyrite, pyrrhotite, pyrite, arsenopyrite | [6 empty] | galena, bismuthinite, marcasite, iron oxides, pyroxene, actinolite, quartz | thin sections and polished blocks examined using optical microscope, BSE detector, and EDS prior to analysis | EMPA, LA-ICPMS | JEOL JXA-8230 electron probe microanalyzer; RESOlution-LR 193 nm ArF excimer laser ablation system coupled to an Agilent 7700x ICP-MS | Laboratory of Mineral Resources Research Center, Fuzhou University; Adelaide Microscopy, the University of Adelaide | EPMA point analysis: accelerating voltage 15 kV, beam current 20 nA, beam diameter ~5 μm; EPMA mapping: accelerating voltage 20 kV, working current 50 nA, dwell time ~10 ms; BSE imaging: accelerating voltage 20 kV, beam current 10 nA; LA-ICP-MS: energy density 3~3.5 J/cm2, spot sizes 29 to 51 μm, repetition rates 5 Hz (polished thin-section) and 10 Hz (polished blocks), ~30 s background acquisition, ~40 s sample data acquisition | STDGL3 (Danyushevsky et al. 2011) and GSD-1G (USGS) | 5.7962 | [13 empty] | 1.1846 | [5 empty] | 8651.0815 | [5 empty] | 631.0998 | [15 empty] | 71595.6711 |  | 1.834 |  |  |  | 0.24769 | [7 empty] | 720.3408 | [13 empty] | 2780.3855 |  | 0.02682 | [7 empty] | 1.341 | [5 empty] | 0.88657 | [17 empty] | 0.026075 |  |  |  | 113.8379 | [5 empty] | 2.2946 | [27 empty] | 615442.1504 |  |  |  |  | 2025 |  |  | CHN | Tibet
| Lawu |  | Magmatic hydrothermal | Skarn | Cu-Pb-Zn skarn | Cu, Pb, Zn | In, Sn | Cu, Pb, Zn, In, Sn |  |  | lw-31 a1 sp - 05 | lw-31 a1 sp - 05-1 | underground mine |  |  |  |  | ore material | drill core | underground mining tunnels and drill cores | mineral separate | [5 empty] | mineralisation |  |  |  | sphalerite, chalcopyrite, pyrrhotite, pyrite, arsenopyrite | [6 empty] | galena, bismuthinite, marcasite, iron oxides, pyroxene, actinolite, quartz | thin sections and polished blocks examined using optical microscope, BSE detector, and EDS prior to analysis | EMPA, LA-ICPMS | JEOL JXA-8230 electron probe microanalyzer; RESOlution-LR 193 nm ArF excimer laser ablation system coupled to an Agilent 7700x ICP-MS | Laboratory of Mineral Resources Research Center, Fuzhou University; Adelaide Microscopy, the University of Adelaide | EPMA point analysis: accelerating voltage 15 kV, beam current 20 nA, beam diameter ~5 μm; EPMA mapping: accelerating voltage 20 kV, working current 50 nA, dwell time ~10 ms; BSE imaging: accelerating voltage 20 kV, beam current 10 nA; LA-ICP-MS: energy density 3~3.5 J/cm2, spot sizes 29 to 51 μm, repetition rates 5 Hz (polished thin-section) and 10 Hz (polished blocks), ~30 s background acquisition, ~40 s sample data acquisition | STDGL3 (Danyushevsky et al. 2011) and GSD-1G (USGS) | [14 empty] | 1.2888 | [5 empty] | 8688.4036 | [5 empty] | 628.4574 | [15 empty] | 72009.9684 |  | 1.7102 |  |  |  | 0.25925 | [7 empty] | 746.85 | [13 empty] | 2795.7252 |  | 0.026226 | [7 empty] | 0.53202 | [5 empty] | 1.0431 | [17 empty] | 0.035218 |  |  |  | 107.8276 | [5 empty] | 2.8699 | [27 empty] | 615131.9794 |  |  |  |  | 2025 |  |  | CHN | Tibet
| Lawu |  | Magmatic hydrothermal | Skarn | Cu-Pb-Zn skarn | Cu, Pb, Zn | In, Sn | Cu, Pb, Zn, In, Sn |  |  | lw-31 a1 sp - 06 | lw-31 a1 sp - 06-1 | underground mine |  |  |  |  | ore material | drill core | underground mining tunnels and drill cores | mineral separate | [5 empty] | mineralisation |  |  |  | sphalerite, chalcopyrite, pyrrhotite, pyrite, arsenopyrite | [6 empty] | galena, bismuthinite, marcasite, iron oxides, pyroxene, actinolite, quartz | thin sections and polished blocks examined using optical microscope, BSE detector, and EDS prior to analysis | EMPA, LA-ICPMS | JEOL JXA-8230 electron probe microanalyzer; RESOlution-LR 193 nm ArF excimer laser ablation system coupled to an Agilent 7700x ICP-MS | Laboratory of Mineral Resources Research Center, Fuzhou University; Adelaide Microscopy, the University of Adelaide | EPMA point analysis: accelerating voltage 15 kV, beam current 20 nA, beam diameter ~5 μm; EPMA mapping: accelerating voltage 20 kV, working current 50 nA, dwell time ~10 ms; BSE imaging: accelerating voltage 20 kV, beam current 10 nA; LA-ICP-MS: energy density 3~3.5 J/cm2, spot sizes 29 to 51 μm, repetition rates 5 Hz (polished thin-section) and 10 Hz (polished blocks), ~30 s background acquisition, ~40 s sample data acquisition | STDGL3 (Danyushevsky et al. 2011) and GSD-1G (USGS) | 4.6527 | [19 empty] | 8730.1769 | [5 empty] | 721.5668 | [5 empty] | 423.1629 | [9 empty] | 70858.9526 |  | 1.5074 |  |  |  | 0.23248 | [7 empty] | 677.9903 | [13 empty] | 2069.7303 |  | 0.026544 | [7 empty] | 0.43503 | [5 empty] | 0.79707 | [17 empty] | 0.026544 |  |  |  | 108.9797 | [5 empty] | 1.718 | [13 empty] | 0.007079 | [13 empty] | 615868.2642 |  |  |  |  | 2025 |  |  | CHN | Tibet
| Lawu |  | Magmatic hydrothermal | Skarn | Cu-Pb-Zn skarn | Cu, Pb, Zn | In, Sn | Cu, Pb, Zn, In, Sn |  |  | lw-31 a1 sp - 07 | lw-31 a1 sp - 07-1 | underground mine |  |  |  |  | ore material | drill core | underground mining tunnels and drill cores | mineral separate | [5 empty] | mineralisation |  |  |  | sphalerite, chalcopyrite, pyrrhotite, pyrite, arsenopyrite | [6 empty] | galena, bismuthinite, marcasite, iron oxides, pyroxene, actinolite, quartz | thin sections and polished blocks examined using optical microscope, BSE detector, and EDS prior to analysis | EMPA, LA-ICPMS | JEOL JXA-8230 electron probe microanalyzer; RESOlution-LR 193 nm ArF excimer laser ablation system coupled to an Agilent 7700x ICP-MS | Laboratory of Mineral Resources Research Center, Fuzhou University; Adelaide Microscopy, the University of Adelaide | EPMA point analysis: accelerating voltage 15 kV, beam current 20 nA, beam diameter ~5 μm; EPMA mapping: accelerating voltage 20 kV, working current 50 nA, dwell time ~10 ms; BSE imaging: accelerating voltage 20 kV, beam current 10 nA; LA-ICP-MS: energy density 3~3.5 J/cm2, spot sizes 29 to 51 μm, repetition rates 5 Hz (polished thin-section) and 10 Hz (polished blocks), ~30 s background acquisition, ~40 s sample data acquisition | STDGL3 (Danyushevsky et al. 2011) and GSD-1G (USGS) | 4.1789 | [13 empty] | 0.98112 | [5 empty] | 8750.1757 | [5 empty] | 861.9359 | [5 empty] | 462.9453 | [9 empty] | 69841.5185 |  | 1.3936 |  |  |  | 0.14361 | [7 empty] | 707.6515 | [13 empty] | 1733.3197 |  | 0.018169 | [7 empty] | 0.45786 | [5 empty] | 0.85757 | [21 empty] | 118.389 | [5 empty] | 2.8998 | [27 empty] | 616533.6962 |  |  |  |  | 2025 |  |  | CHN | Tibet
| Lawu |  | Magmatic hydrothermal | Skarn | Cu-Pb-Zn skarn | Cu, Pb, Zn | In, Sn | Cu, Pb, Zn, In, Sn |  |  | lw-31 a1 sp - 08 | lw-31 a1 sp - 08-1 | underground mine |  |  |  |  | ore material | drill core | underground mining tunnels and drill cores | mineral separate | [5 empty] | mineralisation |  |  |  | sphalerite, chalcopyrite, pyrrhotite, pyrite, arsenopyrite | [6 empty] | galena, bismuthinite, marcasite, iron oxides, pyroxene, actinolite, quartz | thin sections and polished blocks examined using optical microscope, BSE detector, and EDS prior to analysis | EMPA, LA-ICPMS | JEOL JXA-8230 electron probe microanalyzer; RESOlution-LR 193 nm ArF excimer laser ablation system coupled to an Agilent 7700x ICP-MS | Laboratory of Mineral Resources Research Center, Fuzhou University; Adelaide Microscopy, the University of Adelaide | EPMA point analysis: accelerating voltage 15 kV, beam current 20 nA, beam diameter ~5 μm; EPMA mapping: accelerating voltage 20 kV, working current 50 nA, dwell time ~10 ms; BSE imaging: accelerating voltage 20 kV, beam current 10 nA; LA-ICP-MS: energy density 3~3.5 J/cm2, spot sizes 29 to 51 μm, repetition rates 5 Hz (polished thin-section) and 10 Hz (polished blocks), ~30 s background acquisition, ~40 s sample data acquisition | STDGL3 (Danyushevsky et al. 2011) and GSD-1G (USGS) | 5.7832 |  |  |  | 0.081252 | [9 empty] | 0.38714 | [5 empty] | 8306.8135 | [5 empty] | 628.9854 | [15 empty] | 91862.4596 |  | 1.7752 |  |  |  | 0.17936 | [7 empty] | 618.7641 | [13 empty] | 2664.1069 |  | 0.019883 | [7 empty] | 1.0897 | [5 empty] | 0.24949 | [17 empty] | 0.02103 |  |  |  | 115.0909 | [5 empty] | 6.395 | [27 empty] | 602140.4198 |  |  |  |  | 2025 |  |  | CHN | Tibet
| Lawu |  | Magmatic hydrothermal | Skarn | Cu-Pb-Zn skarn | Cu, Pb, Zn | In, Sn | Cu, Pb, Zn, In, Sn |  |  | lw-31 a1 sp - 09 | lw-31 a1 sp - 09-1 | underground mine |  |  |  |  | ore material | drill core | underground mining tunnels and drill cores | mineral separate | [5 empty] | mineralisation |  |  |  | sphalerite, chalcopyrite, pyrrhotite, pyrite, arsenopyrite | [6 empty] | galena, bismuthinite, marcasite, iron oxides, pyroxene, actinolite, quartz | thin sections and polished blocks examined using optical microscope, BSE detector, and EDS prior to analysis | EMPA, LA-ICPMS | JEOL JXA-8230 electron probe microanalyzer; RESOlution-LR 193 nm ArF excimer laser ablation system coupled to an Agilent 7700x ICP-MS | Laboratory of Mineral Resources Research Center, Fuzhou University; Adelaide Microscopy, the University of Adelaide | EPMA point analysis: accelerating voltage 15 kV, beam current 20 nA, beam diameter ~5 μm; EPMA mapping: accelerating voltage 20 kV, working current 50 nA, dwell time ~10 ms; BSE imaging: accelerating voltage 20 kV, beam current 10 nA; LA-ICP-MS: energy density 3~3.5 J/cm2, spot sizes 29 to 51 μm, repetition rates 5 Hz (polished thin-section) and 10 Hz (polished blocks), ~30 s background acquisition, ~40 s sample data acquisition | STDGL3 (Danyushevsky et al. 2011) and GSD-1G (USGS) | 4.3581 | [13 empty] | 0.54797 | [5 empty] | 8543.2547 | [5 empty] | 774.152 | [15 empty] | 88356.3038 |  | 1.6624 |  |  |  | 0.18836 | [7 empty] | 611.2196 | [13 empty] | 1975.8345 | [9 empty] | 0.54246 | [5 empty] | 0.31812 | [21 empty] | 112.3532 | [5 empty] | 2.6847 | [27 empty] | 604289.0808 |  |  |  |  | 2025 |  |  | CHN | Tibet
| Lawu |  | Magmatic hydrothermal | Skarn | Cu-Pb-Zn skarn | Cu, Pb, Zn | In, Sn | Cu, Pb, Zn, In, Sn |  |  | lw-31 a1 sp - 10 | lw-31 a1 sp - 10-1 | underground mine |  |  |  |  | ore material | drill core | underground mining tunnels and drill cores | mineral separate | [5 empty] | mineralisation |  |  |  | sphalerite, chalcopyrite, pyrrhotite, pyrite, arsenopyrite | [6 empty] | galena, bismuthinite, marcasite, iron oxides, pyroxene, actinolite, quartz | thin sections and polished blocks examined using optical microscope, BSE detector, and EDS prior to analysis | EMPA, LA-ICPMS | JEOL JXA-8230 electron probe microanalyzer; RESOlution-LR 193 nm ArF excimer laser ablation system coupled to an Agilent 7700x ICP-MS | Laboratory of Mineral Resources Research Center, Fuzhou University; Adelaide Microscopy, the University of Adelaide | EPMA point analysis: accelerating voltage 15 kV, beam current 20 nA, beam diameter ~5 μm; EPMA mapping: accelerating voltage 20 kV, working current 50 nA, dwell time ~10 ms; BSE imaging: accelerating voltage 20 kV, beam current 10 nA; LA-ICP-MS: energy density 3~3.5 J/cm2, spot sizes 29 to 51 μm, repetition rates 5 Hz (polished thin-section) and 10 Hz (polished blocks), ~30 s background acquisition, ~40 s sample data acquisition | STDGL3 (Danyushevsky et al. 2011) and GSD-1G (USGS) | [20 empty] | 8603.5156 | [5 empty] | 831.0548 | [15 empty] | 88257.6697 |  | 1.7154 |  |  |  | 0.16341 | [7 empty] | 658.8489 | [13 empty] | 2059.0395 |  | 0.020205 | [7 empty] | 1.0929 | [5 empty] | 0.71451 | [17 empty] | 0.024797 |  |  |  | 109.9318 | [5 empty] | 2.9389 | [27 empty] | 604303.2948 |  |  |  |  | 2025 |  |  | CHN | Tibet
| Lawu |  | Magmatic hydrothermal | Skarn | Cu-Pb-Zn skarn | Cu, Pb, Zn | In, Sn | Cu, Pb, Zn, In, Sn |  |  | lw-31 a1 sp - 11 | lw-31 a1 sp - 11-1 | underground mine |  |  |  |  | ore material | drill core | underground mining tunnels and drill cores | mineral separate | [5 empty] | mineralisation |  |  |  | sphalerite, chalcopyrite, pyrrhotite, pyrite, arsenopyrite | [6 empty] | galena, bismuthinite, marcasite, iron oxides, pyroxene, actinolite, quartz | thin sections and polished blocks examined using optical microscope, BSE detector, and EDS prior to analysis | EMPA, LA-ICPMS | JEOL JXA-8230 electron probe microanalyzer; RESOlution-LR 193 nm ArF excimer laser ablation system coupled to an Agilent 7700x ICP-MS | Laboratory of Mineral Resources Research Center, Fuzhou University; Adelaide Microscopy, the University of Adelaide | EPMA point analysis: accelerating voltage 15 kV, beam current 20 nA, beam diameter ~5 μm; EPMA mapping: accelerating voltage 20 kV, working current 50 nA, dwell time ~10 ms; BSE imaging: accelerating voltage 20 kV, beam current 10 nA; LA-ICP-MS: energy density 3~3.5 J/cm2, spot sizes 29 to 51 μm, repetition rates 5 Hz (polished thin-section) and 10 Hz (polished blocks), ~30 s background acquisition, ~40 s sample data acquisition | STDGL3 (Danyushevsky et al. 2011) and GSD-1G (USGS) | 7.9868 | [19 empty] | 8352.1506 | [5 empty] | 639.699 | [15 empty] | 90724.7282 |  | 1.8392 |  |  |  | 0.17243 | [7 empty] | 653.0042 | [13 empty] | 2562.1947 |  | 0.018504 | [7 empty] | 0.43616 | [23 empty] | 0.050035 |  |  |  | 116.8754 | [5 empty] | 2.5773 | [13 empty] | 0.014067 | [13 empty] | 602864.7177 |  |  |  |  | 2025 |  |  | CHN | Tibet
| Lawu |  | Magmatic hydrothermal | Skarn | Cu-Pb-Zn skarn | Cu, Pb, Zn | In, Sn | Cu, Pb, Zn, In, Sn |  |  | lw-31 a1 sp - 12 | lw-31 a1 sp - 12-1 | underground mine |  |  |  |  | ore material | drill core | underground mining tunnels and drill cores | mineral separate | [5 empty] | mineralisation |  |  |  | sphalerite, chalcopyrite, pyrrhotite, pyrite, arsenopyrite | [6 empty] | galena, bismuthinite, marcasite, iron oxides, pyroxene, actinolite, quartz | thin sections and polished blocks examined using optical microscope, BSE detector, and EDS prior to analysis | EMPA, LA-ICPMS | JEOL JXA-8230 electron probe microanalyzer; RESOlution-LR 193 nm ArF excimer laser ablation system coupled to an Agilent 7700x ICP-MS | Laboratory of Mineral Resources Research Center, Fuzhou University; Adelaide Microscopy, the University of Adelaide | EPMA point analysis: accelerating voltage 15 kV, beam current 20 nA, beam diameter ~5 μm; EPMA mapping: accelerating voltage 20 kV, working current 50 nA, dwell time ~10 ms; BSE imaging: accelerating voltage 20 kV, beam current 10 nA; LA-ICP-MS: energy density 3~3.5 J/cm2, spot sizes 29 to 51 μm, repetition rates 5 Hz (polished thin-section) and 10 Hz (polished blocks), ~30 s background acquisition, ~40 s sample data acquisition | STDGL3 (Danyushevsky et al. 2011) and GSD-1G (USGS) | 8.6406 | [19 empty] | 8520.9668 | [5 empty] | 792.2843 | [15 empty] | 88430.3361 |  | 1.7153 |  |  |  | 0.14031 | [7 empty] | 658.5725 | [13 empty] | 1886.3911 |  | 0.012883 | [7 empty] | 0.37728 | [23 empty] | 0.053371 |  |  |  | 112.3553 | [5 empty] | 1.2699 | [27 empty] | 604258.627 |  |  |  |  | 2025 |  |  | CHN | Tibet
| Lawu |  | Magmatic hydrothermal | Skarn | Cu-Pb-Zn skarn | Cu, Pb, Zn | In, Sn | Cu, Pb, Zn, In, Sn |  |  | lw-31 a1 sp - 13 | lw-31 a1 sp - 13-1 | underground mine |  |  |  |  | ore material | drill core | underground mining tunnels and drill cores | mineral separate | [5 empty] | mineralisation |  |  |  | sphalerite, chalcopyrite, pyrrhotite, pyrite, arsenopyrite | [6 empty] | galena, bismuthinite, marcasite, iron oxides, pyroxene, actinolite, quartz | thin sections and polished blocks examined using optical microscope, BSE detector, and EDS prior to analysis | EMPA, LA-ICPMS | JEOL JXA-8230 electron probe microanalyzer; RESOlution-LR 193 nm ArF excimer laser ablation system coupled to an Agilent 7700x ICP-MS | Laboratory of Mineral Resources Research Center, Fuzhou University; Adelaide Microscopy, the University of Adelaide | EPMA point analysis: accelerating voltage 15 kV, beam current 20 nA, beam diameter ~5 μm; EPMA mapping: accelerating voltage 20 kV, working current 50 nA, dwell time ~10 ms; BSE imaging: accelerating voltage 20 kV, beam current 10 nA; LA-ICP-MS: energy density 3~3.5 J/cm2, spot sizes 29 to 51 μm, repetition rates 5 Hz (polished thin-section) and 10 Hz (polished blocks), ~30 s background acquisition, ~40 s sample data acquisition | STDGL3 (Danyushevsky et al. 2011) and GSD-1G (USGS) |  |  |  |  | 0.065036 | [15 empty] | 8739.7055 | [21 empty] | 85615.2597 |  | 1.1133 |  |  |  | 0.19734 | [7 empty] | 714.967 | [13 empty] | 1486.9081 |  | 0.022272 | [7 empty] | 0.5969 | [23 empty] | 0.13898 |  |  |  | 112.4313 | [5 empty] | 3.0112 | [13 empty] | 0.026549 | [13 empty] | 605958.8534 |  |  |  |  | 2025 |  |  | CHN | Tibet
| Lawu |  | Magmatic hydrothermal | Skarn | Cu-Pb-Zn skarn | Cu, Pb, Zn | In, Sn | Cu, Pb, Zn, In, Sn |  |  | lw-31 a1 sp - 14 | lw-31 a1 sp - 14-1 | underground mine |  |  |  |  | ore material | drill core | underground mining tunnels and drill cores | mineral separate | [5 empty] | mineralisation |  |  |  | sphalerite, chalcopyrite, pyrrhotite, pyrite, arsenopyrite | [6 empty] | galena, bismuthinite, marcasite, iron oxides, pyroxene, actinolite, quartz | thin sections and polished blocks examined using optical microscope, BSE detector, and EDS prior to analysis | EMPA, LA-ICPMS | JEOL JXA-8230 electron probe microanalyzer; RESOlution-LR 193 nm ArF excimer laser ablation system coupled to an Agilent 7700x ICP-MS | Laboratory of Mineral Resources Research Center, Fuzhou University; Adelaide Microscopy, the University of Adelaide | EPMA point analysis: accelerating voltage 15 kV, beam current 20 nA, beam diameter ~5 μm; EPMA mapping: accelerating voltage 20 kV, working current 50 nA, dwell time ~10 ms; BSE imaging: accelerating voltage 20 kV, beam current 10 nA; LA-ICP-MS: energy density 3~3.5 J/cm2, spot sizes 29 to 51 μm, repetition rates 5 Hz (polished thin-section) and 10 Hz (polished blocks), ~30 s background acquisition, ~40 s sample data acquisition | STDGL3 (Danyushevsky et al. 2011) and GSD-1G (USGS) | 2.7998 | [13 empty] | 0.18288 | [5 empty] | 8376.786 | [5 empty] | 668.3706 | [15 empty] | 90592.9699 |  | 1.5844 |  |  |  | 0.21068 | [7 empty] | 682.5197 | [13 empty] | 2368.992 |  | 0.014046 | [7 empty] | 0.49963 | [5 empty] | 0.19608 | [21 empty] | 112.1807 | [5 empty] | 5.7881 | [27 empty] | 602931.88 |  |  |  |  | 2025 |  |  | CHN | Tibet
| Lawu |  | Magmatic hydrothermal | Skarn | Cu-Pb-Zn skarn | Cu, Pb, Zn | In, Sn | Cu, Pb, Zn, In, Sn |  |  | lw-31 a1 sp - 15 | lw-31 a1 sp - 15-1 | underground mine |  |  |  |  | ore material | drill core | underground mining tunnels and drill cores | mineral separate | [5 empty] | mineralisation |  |  |  | sphalerite, chalcopyrite, pyrrhotite, pyrite, arsenopyrite | [6 empty] | galena, bismuthinite, marcasite, iron oxides, pyroxene, actinolite, quartz | thin sections and polished blocks examined using optical microscope, BSE detector, and EDS prior to analysis | EMPA, LA-ICPMS | JEOL JXA-8230 electron probe microanalyzer; RESOlution-LR 193 nm ArF excimer laser ablation system coupled to an Agilent 7700x ICP-MS | Laboratory of Mineral Resources Research Center, Fuzhou University; Adelaide Microscopy, the University of Adelaide | EPMA point analysis: accelerating voltage 15 kV, beam current 20 nA, beam diameter ~5 μm; EPMA mapping: accelerating voltage 20 kV, working current 50 nA, dwell time ~10 ms; BSE imaging: accelerating voltage 20 kV, beam current 10 nA; LA-ICP-MS: energy density 3~3.5 J/cm2, spot sizes 29 to 51 μm, repetition rates 5 Hz (polished thin-section) and 10 Hz (polished blocks), ~30 s background acquisition, ~40 s sample data acquisition | STDGL3 (Danyushevsky et al. 2011) and GSD-1G (USGS) | 5.5457 | [13 empty] | 0.84877 | [5 empty] | 8346.7583 | [5 empty] | 644.8999 | [5 empty] | 435.479 | [9 empty] | 90329.2194 |  | 1.7983 |  |  |  | 0.15097 | [7 empty] | 711.7798 | [13 empty] | 2717.3962 |  | 0.028199 | [7 empty] | 0.4023 | [5 empty] | 0.56491 | [21 empty] | 112.606 | [5 empty] | 1.6233 | [27 empty] | 603134.7466 |  |  |  |  | 2025 |  |  | CHN | Tibet
| Lawu |  | Magmatic hydrothermal | Skarn | Cu-Pb-Zn skarn | Cu, Pb, Zn | In, Sn | Cu, Pb, Zn, In, Sn |  |  | lw-31 a1 sp - 16 | lw-31 a1 sp - 16-1 | underground mine |  |  |  |  | ore material | drill core | underground mining tunnels and drill cores | mineral separate | [5 empty] | mineralisation |  |  |  | sphalerite, chalcopyrite, pyrrhotite, pyrite, arsenopyrite | [6 empty] | galena, bismuthinite, marcasite, iron oxides, pyroxene, actinolite, quartz | thin sections and polished blocks examined using optical microscope, BSE detector, and EDS prior to analysis | EMPA, LA-ICPMS | JEOL JXA-8230 electron probe microanalyzer; RESOlution-LR 193 nm ArF excimer laser ablation system coupled to an Agilent 7700x ICP-MS | Laboratory of Mineral Resources Research Center, Fuzhou University; Adelaide Microscopy, the University of Adelaide | EPMA point analysis: accelerating voltage 15 kV, beam current 20 nA, beam diameter ~5 μm; EPMA mapping: accelerating voltage 20 kV, working current 50 nA, dwell time ~10 ms; BSE imaging: accelerating voltage 20 kV, beam current 10 nA; LA-ICP-MS: energy density 3~3.5 J/cm2, spot sizes 29 to 51 μm, repetition rates 5 Hz (polished thin-section) and 10 Hz (polished blocks), ~30 s background acquisition, ~40 s sample data acquisition | STDGL3 (Danyushevsky et al. 2011) and GSD-1G (USGS) | 5.4247 | [13 empty] | 1.0963 | [5 empty] | 8350.6899 | [5 empty] | 667.8851 | [5 empty] | 430.293 | [9 empty] | 90821.7853 |  | 1.7981 |  |  |  | 0.1755 | [7 empty] | 709.2045 | [13 empty] | 2373.0854 |  | 0.022682 | [7 empty] | 0.39221 | [5 empty] | 0.73621 | [17 empty] | 0.031188 |  |  |  | 116.3388 | [5 empty] | 3.2511 | [27 empty] | 602800.854 |  |  |  |  | 2025 |  |  | CHN | Tibet
| Lawu |  | Magmatic hydrothermal | Skarn | Cu-Pb-Zn skarn | Cu, Pb, Zn | In, Sn | Cu, Pb, Zn, In, Sn |  |  | lw-31 a1 sp - 17 | lw-31 a1 sp - 17-1 | underground mine |  |  |  |  | ore material | drill core | underground mining tunnels and drill cores | mineral separate | [5 empty] | mineralisation |  |  |  | sphalerite, chalcopyrite, pyrrhotite, pyrite, arsenopyrite | [6 empty] | galena, bismuthinite, marcasite, iron oxides, pyroxene, actinolite, quartz | thin sections and polished blocks examined using optical microscope, BSE detector, and EDS prior to analysis | EMPA, LA-ICPMS | JEOL JXA-8230 electron probe microanalyzer; RESOlution-LR 193 nm ArF excimer laser ablation system coupled to an Agilent 7700x ICP-MS | Laboratory of Mineral Resources Research Center, Fuzhou University; Adelaide Microscopy, the University of Adelaide | EPMA point analysis: accelerating voltage 15 kV, beam current 20 nA, beam diameter ~5 μm; EPMA mapping: accelerating voltage 20 kV, working current 50 nA, dwell time ~10 ms; BSE imaging: accelerating voltage 20 kV, beam current 10 nA; LA-ICP-MS: energy density 3~3.5 J/cm2, spot sizes 29 to 51 μm, repetition rates 5 Hz (polished thin-section) and 10 Hz (polished blocks), ~30 s background acquisition, ~40 s sample data acquisition | STDGL3 (Danyushevsky et al. 2011) and GSD-1G (USGS) | 7.2905 | [13 empty] | 1.7691 | [5 empty] | 8262.2429 | [5 empty] | 662.8805 | [15 empty] | 88685.5288 |  | 1.5179 |  |  |  | 0.23817 | [7 empty] | 722.3503 | [13 empty] | 2059.7929 |  | 0.016519 | [7 empty] | 0.37929 | [5 empty] | 1.4009 | [17 empty] | 0.34145 |  |  |  | 111.4798 | [5 empty] | 4.7619 | [13 empty] | 0.03756 | [13 empty] | 604310.5148 |  |  |  |  | 2025 |  |  | CHN | Tibet
| Lawu |  | Magmatic hydrothermal | Skarn | Cu-Pb-Zn skarn | Cu, Pb, Zn | In, Sn | Cu, Pb, Zn, In, Sn |  |  | lw-31 a1 sp - 18 | lw-31 a1 sp - 18-1 | underground mine |  |  |  |  | ore material | drill core | underground mining tunnels and drill cores | mineral separate | [5 empty] | mineralisation |  |  |  | sphalerite, chalcopyrite, pyrrhotite, pyrite, arsenopyrite | [6 empty] | galena, bismuthinite, marcasite, iron oxides, pyroxene, actinolite, quartz | thin sections and polished blocks examined using optical microscope, BSE detector, and EDS prior to analysis | EMPA, LA-ICPMS | JEOL JXA-8230 electron probe microanalyzer; RESOlution-LR 193 nm ArF excimer laser ablation system coupled to an Agilent 7700x ICP-MS | Laboratory of Mineral Resources Research Center, Fuzhou University; Adelaide Microscopy, the University of Adelaide | EPMA point analysis: accelerating voltage 15 kV, beam current 20 nA, beam diameter ~5 μm; EPMA mapping: accelerating voltage 20 kV, working current 50 nA, dwell time ~10 ms; BSE imaging: accelerating voltage 20 kV, beam current 10 nA; LA-ICP-MS: energy density 3~3.5 J/cm2, spot sizes 29 to 51 μm, repetition rates 5 Hz (polished thin-section) and 10 Hz (polished blocks), ~30 s background acquisition, ~40 s sample data acquisition | STDGL3 (Danyushevsky et al. 2011) and GSD-1G (USGS) | 4.5934 | [13 empty] | 1.069 | [5 empty] | 8386.4941 | [5 empty] | 645.8014 | [5 empty] | 451.8261 | [9 empty] | 90271.2909 |  | 1.4929 |  |  |  | 0.16074 | [7 empty] | 711.9809 | [13 empty] | 2295.7652 |  | 0.017942 | [7 empty] | 0.43398 | [5 empty] | 0.63406 | [17 empty] | 0.17754 |  |  |  | 114.8822 | [5 empty] | 2.4611 | [13 empty] | 0.007139 | [13 empty] | 603139.3483 |  |  |  |  | 2025 |  |  | CHN | Tibet
| Lawu |  | Magmatic hydrothermal | Skarn | Cu-Pb-Zn skarn | Cu, Pb, Zn | In, Sn | Cu, Pb, Zn, In, Sn |  |  | lw-31 a1 sp - 19 | lw-31 a1 sp - 19-1 | underground mine |  |  |  |  | ore material | drill core | underground mining tunnels and drill cores | mineral separate | [5 empty] | mineralisation |  |  |  | sphalerite, chalcopyrite, pyrrhotite, pyrite, arsenopyrite | [6 empty] | galena, bismuthinite, marcasite, iron oxides, pyroxene, actinolite, quartz | thin sections and polished blocks examined using optical microscope, BSE detector, and EDS prior to analysis | EMPA, LA-ICPMS | JEOL JXA-8230 electron probe microanalyzer; RESOlution-LR 193 nm ArF excimer laser ablation system coupled to an Agilent 7700x ICP-MS | Laboratory of Mineral Resources Research Center, Fuzhou University; Adelaide Microscopy, the University of Adelaide | EPMA point analysis: accelerating voltage 15 kV, beam current 20 nA, beam diameter ~5 μm; EPMA mapping: accelerating voltage 20 kV, working current 50 nA, dwell time ~10 ms; BSE imaging: accelerating voltage 20 kV, beam current 10 nA; LA-ICP-MS: energy density 3~3.5 J/cm2, spot sizes 29 to 51 μm, repetition rates 5 Hz (polished thin-section) and 10 Hz (polished blocks), ~30 s background acquisition, ~40 s sample data acquisition | STDGL3 (Danyushevsky et al. 2011) and GSD-1G (USGS) | 5.686 | [19 empty] | 8249.03 | [5 empty] | 656.7899 | [15 empty] | 91223.4505 |  | 2.0107 |  |  |  | 0.18455 | [7 empty] | 703.0983 | [13 empty] | 2263.9743 |  | 0.026579 | [7 empty] | 1.291 | [23 empty] | 0.056006 |  |  |  | 133.845 | [5 empty] | 2.8193 | [13 empty] | 0.014524 | [13 empty] | 602619.0134 |  |  |  |  | 2025 |  |  | CHN | Tibet
| Lawu |  | Magmatic hydrothermal | Skarn | Cu-Pb-Zn skarn | Cu, Pb, Zn | In, Sn | Cu, Pb, Zn, In, Sn |  |  | lw-31 a1 sp - 20 | lw-31 a1 sp - 20-1 | underground mine |  |  |  |  | ore material | drill core | underground mining tunnels and drill cores | mineral separate | [5 empty] | mineralisation |  |  |  | sphalerite, chalcopyrite, pyrrhotite, pyrite, arsenopyrite | [6 empty] | galena, bismuthinite, marcasite, iron oxides, pyroxene, actinolite, quartz | thin sections and polished blocks examined using optical microscope, BSE detector, and EDS prior to analysis | EMPA, LA-ICPMS | JEOL JXA-8230 electron probe microanalyzer; RESOlution-LR 193 nm ArF excimer laser ablation system coupled to an Agilent 7700x ICP-MS | Laboratory of Mineral Resources Research Center, Fuzhou University; Adelaide Microscopy, the University of Adelaide | EPMA point analysis: accelerating voltage 15 kV, beam current 20 nA, beam diameter ~5 μm; EPMA mapping: accelerating voltage 20 kV, working current 50 nA, dwell time ~10 ms; BSE imaging: accelerating voltage 20 kV, beam current 10 nA; LA-ICP-MS: energy density 3~3.5 J/cm2, spot sizes 29 to 51 μm, repetition rates 5 Hz (polished thin-section) and 10 Hz (polished blocks), ~30 s background acquisition, ~40 s sample data acquisition | STDGL3 (Danyushevsky et al. 2011) and GSD-1G (USGS) | 4.1688 | [13 empty] | 0.68268 | [5 empty] | 8134.2739 | [5 empty] | 614.4072 | [5 empty] | 430.7752 | [9 empty] | 89624.3662 |  | 1.7849 |  |  |  | 0.1512 | [7 empty] | 709.0323 | [13 empty] | 2379.1026 |  | 0.023315 | [7 empty] | 0.37864 | [5 empty] | 0.49149 | [21 empty] | 116.1107 | [5 empty] | 2.339 | [27 empty] | 603790.9306 |  |  |  |  | 2025 |  |  | CHN | Tibet
| Lawu |  | Magmatic hydrothermal | Skarn | Cu-Pb-Zn skarn | Cu, Pb, Zn | In, Sn | Cu, Pb, Zn, In, Sn |  |  | lw-01 a1 sp - 01 | lw-01 a1 sp - 01-1 | underground mine |  |  |  |  | ore material | drill core | underground mining tunnels and drill cores | mineral separate | [5 empty] | mineralisation |  |  |  | sphalerite, chalcopyrite, pyrrhotite, pyrite, arsenopyrite | [6 empty] | galena, bismuthinite, marcasite, iron oxides, pyroxene, actinolite, quartz | thin sections and polished blocks examined using optical microscope, BSE detector, and EDS prior to analysis | EMPA, LA-ICPMS | JEOL JXA-8230 electron probe microanalyzer; RESOlution-LR 193 nm ArF excimer laser ablation system coupled to an Agilent 7700x ICP-MS | Laboratory of Mineral Resources Research Center, Fuzhou University; Adelaide Microscopy, the University of Adelaide | EPMA point analysis: accelerating voltage 15 kV, beam current 20 nA, beam diameter ~5 μm; EPMA mapping: accelerating voltage 20 kV, working current 50 nA, dwell time ~10 ms; BSE imaging: accelerating voltage 20 kV, beam current 10 nA; LA-ICP-MS: energy density 3~3.5 J/cm2, spot sizes 29 to 51 μm, repetition rates 5 Hz (polished thin-section) and 10 Hz (polished blocks), ~30 s background acquisition, ~40 s sample data acquisition | STDGL3 (Danyushevsky et al. 2011) and GSD-1G (USGS) | 6.0681 | [13 empty] | 0.35951 | [5 empty] | 8720.8436 | [5 empty] | 542.2862 | [5 empty] | 259.3498 | [9 empty] | 99853.8146 |  | 0.96569 |  |  |  | 0.13788 | [7 empty] | 402.6276 | [13 empty] | 3870.5043 |  | 0.037406 | [7 empty] | 0.08832 | [5 empty] | 0.23483 | [21 empty] | 22.9633 | [5 empty] | 7.4293 | [27 empty] | 596421.3275 |  |  |  |  | 2025 |  |  | CHN | Tibet
| Lawu |  | Magmatic hydrothermal | Skarn | Cu-Pb-Zn skarn | Cu, Pb, Zn | In, Sn | Cu, Pb, Zn, In, Sn |  |  | lw-01 a1 sp - 02 | lw-01 a1 sp - 02-1 | underground mine |  |  |  |  | ore material | drill core | underground mining tunnels and drill cores | mineral separate | [5 empty] | mineralisation |  |  |  | sphalerite, chalcopyrite, pyrrhotite, pyrite, arsenopyrite | [6 empty] | galena, bismuthinite, marcasite, iron oxides, pyroxene, actinolite, quartz | thin sections and polished blocks examined using optical microscope, BSE detector, and EDS prior to analysis | EMPA, LA-ICPMS | JEOL JXA-8230 electron probe microanalyzer; RESOlution-LR 193 nm ArF excimer laser ablation system coupled to an Agilent 7700x ICP-MS | Laboratory of Mineral Resources Research Center, Fuzhou University; Adelaide Microscopy, the University of Adelaide | EPMA point analysis: accelerating voltage 15 kV, beam current 20 nA, beam diameter ~5 μm; EPMA mapping: accelerating voltage 20 kV, working current 50 nA, dwell time ~10 ms; BSE imaging: accelerating voltage 20 kV, beam current 10 nA; LA-ICP-MS: energy density 3~3.5 J/cm2, spot sizes 29 to 51 μm, repetition rates 5 Hz (polished thin-section) and 10 Hz (polished blocks), ~30 s background acquisition, ~40 s sample data acquisition | STDGL3 (Danyushevsky et al. 2011) and GSD-1G (USGS) | 5.7747 | [13 empty] | 0.68018 | [5 empty] | 8652.6588 | [5 empty] | 539.4287 | [5 empty] | 254.0461 | [9 empty] | 100717.1161 |  | 1.2593 |  |  |  | 0.17287 | [7 empty] | 395.5782 | [13 empty] | 4350.4344 |  | 0.052402 | [13 empty] | 0.45066 | [17 empty] | 0.031441 |  |  |  | 22.2605 | [5 empty] | 10.3547 | [27 empty] | 595900.8699 |  |  |  |  | 2025 |  |  | CHN | Tibet
| Lawu |  | Magmatic hydrothermal | Skarn | Cu-Pb-Zn skarn | Cu, Pb, Zn | In, Sn | Cu, Pb, Zn, In, Sn |  |  | lw-01 a1 sp - 03 | lw-01 a1 sp - 03-1 | underground mine |  |  |  |  | ore material | drill core | underground mining tunnels and drill cores | mineral separate | [5 empty] | mineralisation |  |  |  | sphalerite, chalcopyrite, pyrrhotite, pyrite, arsenopyrite | [6 empty] | galena, bismuthinite, marcasite, iron oxides, pyroxene, actinolite, quartz | thin sections and polished blocks examined using optical microscope, BSE detector, and EDS prior to analysis | EMPA, LA-ICPMS | JEOL JXA-8230 electron probe microanalyzer; RESOlution-LR 193 nm ArF excimer laser ablation system coupled to an Agilent 7700x ICP-MS | Laboratory of Mineral Resources Research Center, Fuzhou University; Adelaide Microscopy, the University of Adelaide | EPMA point analysis: accelerating voltage 15 kV, beam current 20 nA, beam diameter ~5 μm; EPMA mapping: accelerating voltage 20 kV, working current 50 nA, dwell time ~10 ms; BSE imaging: accelerating voltage 20 kV, beam current 10 nA; LA-ICP-MS: energy density 3~3.5 J/cm2, spot sizes 29 to 51 μm, repetition rates 5 Hz (polished thin-section) and 10 Hz (polished blocks), ~30 s background acquisition, ~40 s sample data acquisition | STDGL3 (Danyushevsky et al. 2011) and GSD-1G (USGS) | [20 empty] | 8704.3914 | [5 empty] | 544.3636 | [15 empty] | 100274.7554 |  | 0.95595 |  |  |  | 0.15865 | [7 empty] | 408.2081 | [13 empty] | 3670.8282 |  | 0.029216 | [7 empty] | 0.080345 | [23 empty] | 0.32347 |  |  |  | 22.2253 | [5 empty] | 5.4155 | [27 empty] | 596153.0724 |  |  |  |  | 2025 |  |  | CHN | Tibet
| Lawu |  | Magmatic hydrothermal | Skarn | Cu-Pb-Zn skarn | Cu, Pb, Zn | In, Sn | Cu, Pb, Zn, In, Sn |  |  | lw-01 a1 sp - 04 | lw-01 a1 sp - 04-1 | underground mine |  |  |  |  | ore material | drill core | underground mining tunnels and drill cores | mineral separate | [5 empty] | mineralisation |  |  |  | sphalerite, chalcopyrite, pyrrhotite, pyrite, arsenopyrite | [6 empty] | galena, bismuthinite, marcasite, iron oxides, pyroxene, actinolite, quartz | thin sections and polished blocks examined using optical microscope, BSE detector, and EDS prior to analysis | EMPA, LA-ICPMS | JEOL JXA-8230 electron probe microanalyzer; RESOlution-LR 193 nm ArF excimer laser ablation system coupled to an Agilent 7700x ICP-MS | Laboratory of Mineral Resources Research Center, Fuzhou University; Adelaide Microscopy, the University of Adelaide | EPMA point analysis: accelerating voltage 15 kV, beam current 20 nA, beam diameter ~5 μm; EPMA mapping: accelerating voltage 20 kV, working current 50 nA, dwell time ~10 ms; BSE imaging: accelerating voltage 20 kV, beam current 10 nA; LA-ICP-MS: energy density 3~3.5 J/cm2, spot sizes 29 to 51 μm, repetition rates 5 Hz (polished thin-section) and 10 Hz (polished blocks), ~30 s background acquisition, ~40 s sample data acquisition | STDGL3 (Danyushevsky et al. 2011) and GSD-1G (USGS) | 5.7436 | [13 empty] | 0.076059 | [5 empty] | 8691.8398 | [5 empty] | 551.348 | [5 empty] | 257.8886 | [9 empty] | 100539.9377 |  | 1.2077 |  |  |  | 0.16664 | [7 empty] | 402.1321 | [13 empty] | 4004.8583 |  | 0.028247 | [7 empty] | 0.11927 | [5 empty] | 0.03578 | [17 empty] | 0.026155 |  |  |  | 21.3425 | [5 empty] | 9.6355 | [27 empty] | 595985.9645 |  |  |  |  | 2025 |  |  | CHN | Tibet
| Lawu |  | Magmatic hydrothermal | Skarn | Cu-Pb-Zn skarn | Cu, Pb, Zn | In, Sn | Cu, Pb, Zn, In, Sn |  |  | lw-01 a1 sp - 05 | lw-01 a1 sp - 05-1 | underground mine |  |  |  |  | ore material | drill core | underground mining tunnels and drill cores | mineral separate | [5 empty] | mineralisation |  |  |  | sphalerite, chalcopyrite, pyrrhotite, pyrite, arsenopyrite | [6 empty] | galena, bismuthinite, marcasite, iron oxides, pyroxene, actinolite, quartz | thin sections and polished blocks examined using optical microscope, BSE detector, and EDS prior to analysis | EMPA, LA-ICPMS | JEOL JXA-8230 electron probe microanalyzer; RESOlution-LR 193 nm ArF excimer laser ablation system coupled to an Agilent 7700x ICP-MS | Laboratory of Mineral Resources Research Center, Fuzhou University; Adelaide Microscopy, the University of Adelaide | EPMA point analysis: accelerating voltage 15 kV, beam current 20 nA, beam diameter ~5 μm; EPMA mapping: accelerating voltage 20 kV, working current 50 nA, dwell time ~10 ms; BSE imaging: accelerating voltage 20 kV, beam current 10 nA; LA-ICP-MS: energy density 3~3.5 J/cm2, spot sizes 29 to 51 μm, repetition rates 5 Hz (polished thin-section) and 10 Hz (polished blocks), ~30 s background acquisition, ~40 s sample data acquisition | STDGL3 (Danyushevsky et al. 2011) and GSD-1G (USGS) | 5.8417 | [13 empty] | 0.10602 | [5 empty] | 8629.5651 | [5 empty] | 551.9512 | [5 empty] | 253.1076 | [9 empty] | 99891.7378 |  | 1.0113 |  |  |  | 0.18087 | [7 empty] | 396.0906 | [13 empty] | 4024.7743 |  | 0.053012 | [7 empty] | 0.18918 | [5 empty] | 0.066525 | [21 empty] | 21.6207 | [5 empty] | 11.1742 | [27 empty] | 596474.5981 |  |  |  |  | 2025 |  |  | CHN | Tibet
| Lawu |  | Magmatic hydrothermal | Skarn | Cu-Pb-Zn skarn | Cu, Pb, Zn | In, Sn | Cu, Pb, Zn, In, Sn |  |  | lw-01 a1 sp - 06 | lw-01 a1 sp - 06-1 | underground mine |  |  |  |  | ore material | drill core | underground mining tunnels and drill cores | mineral separate | [5 empty] | mineralisation |  |  |  | sphalerite, chalcopyrite, pyrrhotite, pyrite, arsenopyrite | [6 empty] | galena, bismuthinite, marcasite, iron oxides, pyroxene, actinolite, quartz | thin sections and polished blocks examined using optical microscope, BSE detector, and EDS prior to analysis | EMPA, LA-ICPMS | JEOL JXA-8230 electron probe microanalyzer; RESOlution-LR 193 nm ArF excimer laser ablation system coupled to an Agilent 7700x ICP-MS | Laboratory of Mineral Resources Research Center, Fuzhou University; Adelaide Microscopy, the University of Adelaide | EPMA point analysis: accelerating voltage 15 kV, beam current 20 nA, beam diameter ~5 μm; EPMA mapping: accelerating voltage 20 kV, working current 50 nA, dwell time ~10 ms; BSE imaging: accelerating voltage 20 kV, beam current 10 nA; LA-ICP-MS: energy density 3~3.5 J/cm2, spot sizes 29 to 51 μm, repetition rates 5 Hz (polished thin-section) and 10 Hz (polished blocks), ~30 s background acquisition, ~40 s sample data acquisition | STDGL3 (Danyushevsky et al. 2011) and GSD-1G (USGS) | 8.9526 | [13 empty] | 1.6117 | [5 empty] | 8693.768 | [5 empty] | 525.6868 | [5 empty] | 285.0933 | [9 empty] | 101097.6657 |  | 1.509 |  |  |  | 0.12163 | [7 empty] | 385.4511 | [13 empty] | 4346.884 |  | 0.035768 | [13 empty] | 2.1156 | [17 empty] | 0.17042 |  |  |  | 21.2084 | [5 empty] | 11.8245 | [27 empty] | 595610.077 |  |  |  |  | 2025 |  |  | CHN | Tibet
| Lawu |  | Magmatic hydrothermal | Skarn | Cu-Pb-Zn skarn | Cu, Pb, Zn | In, Sn | Cu, Pb, Zn, In, Sn |  |  | lw-01 a1 sp - 07 | lw-01 a1 sp - 07-1 | underground mine |  |  |  |  | ore material | drill core | underground mining tunnels and drill cores | mineral separate | [5 empty] | mineralisation |  |  |  | sphalerite, chalcopyrite, pyrrhotite, pyrite, arsenopyrite | [6 empty] | galena, bismuthinite, marcasite, iron oxides, pyroxene, actinolite, quartz | thin sections and polished blocks examined using optical microscope, BSE detector, and EDS prior to analysis | EMPA, LA-ICPMS | JEOL JXA-8230 electron probe microanalyzer; RESOlution-LR 193 nm ArF excimer laser ablation system coupled to an Agilent 7700x ICP-MS | Laboratory of Mineral Resources Research Center, Fuzhou University; Adelaide Microscopy, the University of Adelaide | EPMA point analysis: accelerating voltage 15 kV, beam current 20 nA, beam diameter ~5 μm; EPMA mapping: accelerating voltage 20 kV, working current 50 nA, dwell time ~10 ms; BSE imaging: accelerating voltage 20 kV, beam current 10 nA; LA-ICP-MS: energy density 3~3.5 J/cm2, spot sizes 29 to 51 μm, repetition rates 5 Hz (polished thin-section) and 10 Hz (polished blocks), ~30 s background acquisition, ~40 s sample data acquisition | STDGL3 (Danyushevsky et al. 2011) and GSD-1G (USGS) | 7.2937 | [13 empty] | 1.1984 | [5 empty] | 8544.7441 | [5 empty] | 541.1361 | [15 empty] | 99280.6081 |  | 0.90986 |  |  |  | 0.17551 | [7 empty] | 387.2478 | [13 empty] | 3967.0919 |  | 0.048556 | [7 empty] | 0.045456 | [5 empty] | 1.5496 | [17 empty] | 0.081615 |  |  |  | 22.2116 | [5 empty] | 7.087 | [27 empty] | 596957.8016 |  |  |  |  | 2025 |  |  | CHN | Tibet
| Lawu |  | Magmatic hydrothermal | Skarn | Cu-Pb-Zn skarn | Cu, Pb, Zn | In, Sn | Cu, Pb, Zn, In, Sn |  |  | lw-01 a1 sp - 08 | lw-01 a1 sp - 08-1 | underground mine |  |  |  |  | ore material | drill core | underground mining tunnels and drill cores | mineral separate | [5 empty] | mineralisation |  |  |  | sphalerite, chalcopyrite, pyrrhotite, pyrite, arsenopyrite | [6 empty] | galena, bismuthinite, marcasite, iron oxides, pyroxene, actinolite, quartz | thin sections and polished blocks examined using optical microscope, BSE detector, and EDS prior to analysis | EMPA, LA-ICPMS | JEOL JXA-8230 electron probe microanalyzer; RESOlution-LR 193 nm ArF excimer laser ablation system coupled to an Agilent 7700x ICP-MS | Laboratory of Mineral Resources Research Center, Fuzhou University; Adelaide Microscopy, the University of Adelaide | EPMA point analysis: accelerating voltage 15 kV, beam current 20 nA, beam diameter ~5 μm; EPMA mapping: accelerating voltage 20 kV, working current 50 nA, dwell time ~10 ms; BSE imaging: accelerating voltage 20 kV, beam current 10 nA; LA-ICP-MS: energy density 3~3.5 J/cm2, spot sizes 29 to 51 μm, repetition rates 5 Hz (polished thin-section) and 10 Hz (polished blocks), ~30 s background acquisition, ~40 s sample data acquisition | STDGL3 (Danyushevsky et al. 2011) and GSD-1G (USGS) | 4.9062 |  |  |  | 0.070788 | [9 empty] | 0.092649 | [5 empty] | 8694.4269 | [5 empty] | 517.0644 | [5 empty] | 244.4267 | [9 empty] | 100040.0419 |  | 1.2098 |  |  |  | 0.12219 | [7 empty] | 370.0363 | [13 empty] | 4025.5447 |  | 0.05205 | [7 empty] | 0.042681 | [5 empty] | 0.077034 | [21 empty] | 24.3594 | [5 empty] | 8.8173 | [27 empty] | 596319.1537 |  |  |  |  | 2025 |  |  | CHN | Tibet
| Lawu |  | Magmatic hydrothermal | Skarn | Cu-Pb-Zn skarn | Cu, Pb, Zn | In, Sn | Cu, Pb, Zn, In, Sn |  |  | lw-01 a1 sp - 09 | lw-01 a1 sp - 09-1 | underground mine |  |  |  |  | ore material | drill core | underground mining tunnels and drill cores | mineral separate | [5 empty] | mineralisation |  |  |  | sphalerite, chalcopyrite, pyrrhotite, pyrite, arsenopyrite | [6 empty] | galena, bismuthinite, marcasite, iron oxides, pyroxene, actinolite, quartz | thin sections and polished blocks examined using optical microscope, BSE detector, and EDS prior to analysis | EMPA, LA-ICPMS | JEOL JXA-8230 electron probe microanalyzer; RESOlution-LR 193 nm ArF excimer laser ablation system coupled to an Agilent 7700x ICP-MS | Laboratory of Mineral Resources Research Center, Fuzhou University; Adelaide Microscopy, the University of Adelaide | EPMA point analysis: accelerating voltage 15 kV, beam current 20 nA, beam diameter ~5 μm; EPMA mapping: accelerating voltage 20 kV, working current 50 nA, dwell time ~10 ms; BSE imaging: accelerating voltage 20 kV, beam current 10 nA; LA-ICP-MS: energy density 3~3.5 J/cm2, spot sizes 29 to 51 μm, repetition rates 5 Hz (polished thin-section) and 10 Hz (polished blocks), ~30 s background acquisition, ~40 s sample data acquisition | STDGL3 (Danyushevsky et al. 2011) and GSD-1G (USGS) | 4.998 | [13 empty] | 0.25141 | [5 empty] | 8678.4105 | [5 empty] | 521.2888 | [5 empty] | 241.3973 | [9 empty] | 100251.8627 |  | 2.2216 |  |  |  | 0.14499 | [7 empty] | 370.3909 | [13 empty] | 4148.8206 |  | 0.043815 | [13 empty] | 0.21281 | [17 empty] | 0.02608 |  |  |  | 21.6986 | [5 empty] | 12.0281 | [27 empty] | 596190.8382 |  |  |  |  | 2025 |  |  | CHN | Tibet
| Lawu |  | Magmatic hydrothermal | Skarn | Cu-Pb-Zn skarn | Cu, Pb, Zn | In, Sn | Cu, Pb, Zn, In, Sn |  |  | lw-01 a1 sp - 10 | lw-01 a1 sp - 10-1 | underground mine |  |  |  |  | ore material | drill core | underground mining tunnels and drill cores | mineral separate | [5 empty] | mineralisation |  |  |  | sphalerite, chalcopyrite, pyrrhotite, pyrite, arsenopyrite | [6 empty] | galena, bismuthinite, marcasite, iron oxides, pyroxene, actinolite, quartz | thin sections and polished blocks examined using optical microscope, BSE detector, and EDS prior to analysis | EMPA, LA-ICPMS | JEOL JXA-8230 electron probe microanalyzer; RESOlution-LR 193 nm ArF excimer laser ablation system coupled to an Agilent 7700x ICP-MS | Laboratory of Mineral Resources Research Center, Fuzhou University; Adelaide Microscopy, the University of Adelaide | EPMA point analysis: accelerating voltage 15 kV, beam current 20 nA, beam diameter ~5 μm; EPMA mapping: accelerating voltage 20 kV, working current 50 nA, dwell time ~10 ms; BSE imaging: accelerating voltage 20 kV, beam current 10 nA; LA-ICP-MS: energy density 3~3.5 J/cm2, spot sizes 29 to 51 μm, repetition rates 5 Hz (polished thin-section) and 10 Hz (polished blocks), ~30 s background acquisition, ~40 s sample data acquisition | STDGL3 (Danyushevsky et al. 2011) and GSD-1G (USGS) | 5.3301 |  |  |  | 0.07377 | [9 empty] | 0.076575 | [5 empty] | 8660.1312 | [5 empty] | 532.4916 | [5 empty] | 245.7254 | [9 empty] | 99848.6629 |  | 1.3393 |  |  |  | 0.16951 | [7 empty] | 372.1302 | [13 empty] | 4110.3154 |  | 0.027014 | [7 empty] | 0.10702 | [5 empty] | 0.044677 | [21 empty] | 22.8582 | [5 empty] | 13.4448 | [27 empty] | 596477.141 |  |  |  |  | 2025 |  |  | CHN | Tibet
| Lawu |  | Magmatic hydrothermal | Skarn | Cu-Pb-Zn skarn | Cu, Pb, Zn | In, Sn | Cu, Pb, Zn, In, Sn |  |  | lw-01 a3 sp - 01 | lw-01 a3 sp - 01-1 | underground mine |  |  |  |  | ore material | drill core | underground mining tunnels and drill cores | mineral separate | [5 empty] | mineralisation |  |  |  | sphalerite, chalcopyrite, pyrrhotite, pyrite, arsenopyrite | [6 empty] | galena, bismuthinite, marcasite, iron oxides, pyroxene, actinolite, quartz | thin sections and polished blocks examined using optical microscope, BSE detector, and EDS prior to analysis | EMPA, LA-ICPMS | JEOL JXA-8230 electron probe microanalyzer; RESOlution-LR 193 nm ArF excimer laser ablation system coupled to an Agilent 7700x ICP-MS | Laboratory of Mineral Resources Research Center, Fuzhou University; Adelaide Microscopy, the University of Adelaide | EPMA point analysis: accelerating voltage 15 kV, beam current 20 nA, beam diameter ~5 μm; EPMA mapping: accelerating voltage 20 kV, working current 50 nA, dwell time ~10 ms; BSE imaging: accelerating voltage 20 kV, beam current 10 nA; LA-ICP-MS: energy density 3~3.5 J/cm2, spot sizes 29 to 51 μm, repetition rates 5 Hz (polished thin-section) and 10 Hz (polished blocks), ~30 s background acquisition, ~40 s sample data acquisition | STDGL3 (Danyushevsky et al. 2011) and GSD-1G (USGS) | 8.1874 | [13 empty] | 0.086041 | [5 empty] | 8508.278 | [5 empty] | 511.5592 | [5 empty] | 202.082 | [9 empty] | 100103.5158 |  | 0.42677 |  |  |  | 0.13482 | [7 empty] | 284.7225 | [13 empty] | 4593.7201 |  | 0.053125 | [7 empty] | 0.23542 | [5 empty] | 0.070833 | [21 empty] | 18.854 | [5 empty] | 11.1249 | [27 empty] | 596437.0942 |  |  |  |  | 2025 |  |  | CHN | Tibet
| Lawu |  | Magmatic hydrothermal | Skarn | Cu-Pb-Zn skarn | Cu, Pb, Zn | In, Sn | Cu, Pb, Zn, In, Sn |  |  | lw-01 a3 sp - 02 | lw-01 a3 sp - 02-1 | underground mine |  |  |  |  | ore material | drill core | underground mining tunnels and drill cores | mineral separate | [5 empty] | mineralisation |  |  |  | sphalerite, chalcopyrite, pyrrhotite, pyrite, arsenopyrite | [6 empty] | galena, bismuthinite, marcasite, iron oxides, pyroxene, actinolite, quartz | thin sections and polished blocks examined using optical microscope, BSE detector, and EDS prior to analysis | EMPA, LA-ICPMS | JEOL JXA-8230 electron probe microanalyzer; RESOlution-LR 193 nm ArF excimer laser ablation system coupled to an Agilent 7700x ICP-MS | Laboratory of Mineral Resources Research Center, Fuzhou University; Adelaide Microscopy, the University of Adelaide | EPMA point analysis: accelerating voltage 15 kV, beam current 20 nA, beam diameter ~5 μm; EPMA mapping: accelerating voltage 20 kV, working current 50 nA, dwell time ~10 ms; BSE imaging: accelerating voltage 20 kV, beam current 10 nA; LA-ICP-MS: energy density 3~3.5 J/cm2, spot sizes 29 to 51 μm, repetition rates 5 Hz (polished thin-section) and 10 Hz (polished blocks), ~30 s background acquisition, ~40 s sample data acquisition | STDGL3 (Danyushevsky et al. 2011) and GSD-1G (USGS) | 5.0984 | [13 empty] | 0.062581 | [5 empty] | 8335.129 | [5 empty] | 508.8002 | [5 empty] | 194.8485 | [9 empty] | 100401.8416 |  | 0.44359 |  |  |  | 0.13483 | [7 empty] | 284.4175 | [13 empty] | 5201.8811 |  | 0.04597 | [7 empty] | 0.43567 | [5 empty] | 0.058507 | [21 empty] | 19.0147 | [5 empty] | 10.8551 | [27 empty] | 596386.2428 |  |  |  |  | 2025 |  |  | CHN | Tibet
| Lawu |  | Magmatic hydrothermal | Skarn | Cu-Pb-Zn skarn | Cu, Pb, Zn | In, Sn | Cu, Pb, Zn, In, Sn |  |  | lw-01 a3 sp - 03 | lw-01 a3 sp - 03-1 | underground mine |  |  |  |  | ore material | drill core | underground mining tunnels and drill cores | mineral separate | [5 empty] | mineralisation |  |  |  | sphalerite, chalcopyrite, pyrrhotite, pyrite, arsenopyrite | [6 empty] | galena, bismuthinite, marcasite, iron oxides, pyroxene, actinolite, quartz | thin sections and polished blocks examined using optical microscope, BSE detector, and EDS prior to analysis | EMPA, LA-ICPMS | JEOL JXA-8230 electron probe microanalyzer; RESOlution-LR 193 nm ArF excimer laser ablation system coupled to an Agilent 7700x ICP-MS | Laboratory of Mineral Resources Research Center, Fuzhou University; Adelaide Microscopy, the University of Adelaide | EPMA point analysis: accelerating voltage 15 kV, beam current 20 nA, beam diameter ~5 μm; EPMA mapping: accelerating voltage 20 kV, working current 50 nA, dwell time ~10 ms; BSE imaging: accelerating voltage 20 kV, beam current 10 nA; LA-ICP-MS: energy density 3~3.5 J/cm2, spot sizes 29 to 51 μm, repetition rates 5 Hz (polished thin-section) and 10 Hz (polished blocks), ~30 s background acquisition, ~40 s sample data acquisition | STDGL3 (Danyushevsky et al. 2011) and GSD-1G (USGS) | 5.2181 |  |  |  | 0.076799 | [15 empty] | 8260.6266 | [5 empty] | 505.6109 | [5 empty] | 196.1005 | [9 empty] | 101101.1477 |  | 0.46226 |  |  |  | 0.16181 | [7 empty] | 286.8073 | [13 empty] | 5229.6962 |  | 0.066279 | [7 empty] | 0.56389 | [23 empty] | 0.031561 |  |  |  | 18.5159 | [5 empty] | 15.3808 | [27 empty] | 595981.2712 |  |  |  |  | 2025 |  |  | CHN | Tibet
| Lawu |  | Magmatic hydrothermal | Skarn | Cu-Pb-Zn skarn | Cu, Pb, Zn | In, Sn | Cu, Pb, Zn, In, Sn |  |  | lw-01 a3 sp - 04 | lw-01 a3 sp - 04-1 | underground mine |  |  |  |  | ore material | drill core | underground mining tunnels and drill cores | mineral separate | [5 empty] | mineralisation |  |  |  | sphalerite, chalcopyrite, pyrrhotite, pyrite, arsenopyrite | [6 empty] | galena, bismuthinite, marcasite, iron oxides, pyroxene, actinolite, quartz | thin sections and polished blocks examined using optical microscope, BSE detector, and EDS prior to analysis | EMPA, LA-ICPMS | JEOL JXA-8230 electron probe microanalyzer; RESOlution-LR 193 nm ArF excimer laser ablation system coupled to an Agilent 7700x ICP-MS | Laboratory of Mineral Resources Research Center, Fuzhou University; Adelaide Microscopy, the University of Adelaide | EPMA point analysis: accelerating voltage 15 kV, beam current 20 nA, beam diameter ~5 μm; EPMA mapping: accelerating voltage 20 kV, working current 50 nA, dwell time ~10 ms; BSE imaging: accelerating voltage 20 kV, beam current 10 nA; LA-ICP-MS: energy density 3~3.5 J/cm2, spot sizes 29 to 51 μm, repetition rates 5 Hz (polished thin-section) and 10 Hz (polished blocks), ~30 s background acquisition, ~40 s sample data acquisition | STDGL3 (Danyushevsky et al. 2011) and GSD-1G (USGS) | 4.6144 | [13 empty] | 0.093174 | [5 empty] | 8352.6339 | [5 empty] | 513.0727 | [5 empty] | 207.3729 | [9 empty] | 99048.386 |  | 0.67559 |  |  |  | 0.16935 | [7 empty] | 301.7927 | [13 empty] | 4848.3206 |  | 0.050503 | [7 empty] | 0.43082 | [5 empty] | 0.1175 | [21 empty] | 18.1606 | [5 empty] | 11.6879 | [27 empty] | 597279.2892 |  |  |  |  | 2025 |  |  | CHN | Tibet
| Lawu |  | Magmatic hydrothermal | Skarn | Cu-Pb-Zn skarn | Cu, Pb, Zn | In, Sn | Cu, Pb, Zn, In, Sn |  |  | lw-01 a3 sp - 05 | lw-01 a3 sp - 05-1 | underground mine |  |  |  |  | ore material | drill core | underground mining tunnels and drill cores | mineral separate | [5 empty] | mineralisation |  |  |  | sphalerite, chalcopyrite, pyrrhotite, pyrite, arsenopyrite | [6 empty] | galena, bismuthinite, marcasite, iron oxides, pyroxene, actinolite, quartz | thin sections and polished blocks examined using optical microscope, BSE detector, and EDS prior to analysis | EMPA, LA-ICPMS | JEOL JXA-8230 electron probe microanalyzer; RESOlution-LR 193 nm ArF excimer laser ablation system coupled to an Agilent 7700x ICP-MS | Laboratory of Mineral Resources Research Center, Fuzhou University; Adelaide Microscopy, the University of Adelaide | EPMA point analysis: accelerating voltage 15 kV, beam current 20 nA, beam diameter ~5 μm; EPMA mapping: accelerating voltage 20 kV, working current 50 nA, dwell time ~10 ms; BSE imaging: accelerating voltage 20 kV, beam current 10 nA; LA-ICP-MS: energy density 3~3.5 J/cm2, spot sizes 29 to 51 μm, repetition rates 5 Hz (polished thin-section) and 10 Hz (polished blocks), ~30 s background acquisition, ~40 s sample data acquisition | STDGL3 (Danyushevsky et al. 2011) and GSD-1G (USGS) | 5.0848 | [13 empty] | 0.069526 | [5 empty] | 8621.2632 | [5 empty] | 542.8241 | [5 empty] | 225.0785 | [9 empty] | 99723.567 |  | 0.22526 |  |  |  | 0.14968 | [7 empty] | 332.9141 | [13 empty] | 4223.4643 |  | 0.033207 | [7 empty] | 0.37254 | [5 empty] | 0.048772 | [21 empty] | 25.8389 | [5 empty] | 12.2449 | [27 empty] | 596594.5967 |  |  |  |  | 2025 |  |  | CHN | Tibet
| Lawu |  | Magmatic hydrothermal | Skarn | Cu-Pb-Zn skarn | Cu, Pb, Zn | In, Sn | Cu, Pb, Zn, In, Sn |  |  | lw-01 a3 sp - 06 | lw-01 a3 sp - 06-1 | underground mine |  |  |  |  | ore material | drill core | underground mining tunnels and drill cores | mineral separate | [5 empty] | mineralisation |  |  |  | sphalerite, chalcopyrite, pyrrhotite, pyrite, arsenopyrite | [6 empty] | galena, bismuthinite, marcasite, iron oxides, pyroxene, actinolite, quartz | thin sections and polished blocks examined using optical microscope, BSE detector, and EDS prior to analysis | EMPA, LA-ICPMS | JEOL JXA-8230 electron probe microanalyzer; RESOlution-LR 193 nm ArF excimer laser ablation system coupled to an Agilent 7700x ICP-MS | Laboratory of Mineral Resources Research Center, Fuzhou University; Adelaide Microscopy, the University of Adelaide | EPMA point analysis: accelerating voltage 15 kV, beam current 20 nA, beam diameter ~5 μm; EPMA mapping: accelerating voltage 20 kV, working current 50 nA, dwell time ~10 ms; BSE imaging: accelerating voltage 20 kV, beam current 10 nA; LA-ICP-MS: energy density 3~3.5 J/cm2, spot sizes 29 to 51 μm, repetition rates 5 Hz (polished thin-section) and 10 Hz (polished blocks), ~30 s background acquisition, ~40 s sample data acquisition | STDGL3 (Danyushevsky et al. 2011) and GSD-1G (USGS) | 3.7513 | [13 empty] | 0.1168 | [5 empty] | 8308.665 | [5 empty] | 505.9035 | [5 empty] | 197.5224 | [9 empty] | 100221.2514 |  | 0.3483 |  |  |  | 0.18 | [7 empty] | 301.2825 | [13 empty] | 5189.3959 |  | 0.06153 | [7 empty] | 0.28054 | [5 empty] | 0.091774 | [21 empty] | 22.7349 | [5 empty] | 12.2122 | [27 empty] | 596530.2372 |  |  |  |  | 2025 |  |  | CHN | Tibet
| Lawu |  | Magmatic hydrothermal | Skarn | Cu-Pb-Zn skarn | Cu, Pb, Zn | In, Sn | Cu, Pb, Zn, In, Sn |  |  | lw-01 a3 sp - 07 | lw-01 a3 sp - 07-1 | underground mine |  |  |  |  | ore material | drill core | underground mining tunnels and drill cores | mineral separate | [5 empty] | mineralisation |  |  |  | sphalerite, chalcopyrite, pyrrhotite, pyrite, arsenopyrite | [6 empty] | galena, bismuthinite, marcasite, iron oxides, pyroxene, actinolite, quartz | thin sections and polished blocks examined using optical microscope, BSE detector, and EDS prior to analysis | EMPA, LA-ICPMS | JEOL JXA-8230 electron probe microanalyzer; RESOlution-LR 193 nm ArF excimer laser ablation system coupled to an Agilent 7700x ICP-MS | Laboratory of Mineral Resources Research Center, Fuzhou University; Adelaide Microscopy, the University of Adelaide | EPMA point analysis: accelerating voltage 15 kV, beam current 20 nA, beam diameter ~5 μm; EPMA mapping: accelerating voltage 20 kV, working current 50 nA, dwell time ~10 ms; BSE imaging: accelerating voltage 20 kV, beam current 10 nA; LA-ICP-MS: energy density 3~3.5 J/cm2, spot sizes 29 to 51 μm, repetition rates 5 Hz (polished thin-section) and 10 Hz (polished blocks), ~30 s background acquisition, ~40 s sample data acquisition | STDGL3 (Danyushevsky et al. 2011) and GSD-1G (USGS) | 3.9316 | [13 empty] | 0.09871 | [5 empty] | 8258.0103 | [5 empty] | 506.8847 | [5 empty] | 200.1496 | [9 empty] | 100914.9025 |  | 0.52598 |  |  |  | 0.14886 | [7 empty] | 294.8321 | [13 empty] | 5316.6717 |  | 0.050405 | [7 empty] | 0.43789 | [5 empty] | 0.074557 | [21 empty] | 22.9973 | [5 empty] | 11.0576 | [27 empty] | 596108.4942 |  |  |  |  | 2025 |  |  | CHN | Tibet
| Lawu |  | Magmatic hydrothermal | Skarn | Cu-Pb-Zn skarn | Cu, Pb, Zn | In, Sn | Cu, Pb, Zn, In, Sn |  |  | lw-01 a3 sp - 08 | lw-01 a3 sp - 08-1 | underground mine |  |  |  |  | ore material | drill core | underground mining tunnels and drill cores | mineral separate | [5 empty] | mineralisation |  |  |  | sphalerite, chalcopyrite, pyrrhotite, pyrite, arsenopyrite | [6 empty] | galena, bismuthinite, marcasite, iron oxides, pyroxene, actinolite, quartz | thin sections and polished blocks examined using optical microscope, BSE detector, and EDS prior to analysis | EMPA, LA-ICPMS | JEOL JXA-8230 electron probe microanalyzer; RESOlution-LR 193 nm ArF excimer laser ablation system coupled to an Agilent 7700x ICP-MS | Laboratory of Mineral Resources Research Center, Fuzhou University; Adelaide Microscopy, the University of Adelaide | EPMA point analysis: accelerating voltage 15 kV, beam current 20 nA, beam diameter ~5 μm; EPMA mapping: accelerating voltage 20 kV, working current 50 nA, dwell time ~10 ms; BSE imaging: accelerating voltage 20 kV, beam current 10 nA; LA-ICP-MS: energy density 3~3.5 J/cm2, spot sizes 29 to 51 μm, repetition rates 5 Hz (polished thin-section) and 10 Hz (polished blocks), ~30 s background acquisition, ~40 s sample data acquisition | STDGL3 (Danyushevsky et al. 2011) and GSD-1G (USGS) | 8.5325 | [13 empty] | 0.099459 | [5 empty] | 8354.5419 | [5 empty] | 514.2545 | [5 empty] | 233.1524 | [9 empty] | 100610.4603 |  | 0.34403 |  |  |  | 0.15437 | [7 empty] | 296.2556 | [13 empty] | 5104.8554 |  | 0.04083 | [7 empty] | 0.21357 | [5 empty] | 1.7274 | [21 empty] | 18.7401 | [5 empty] | 10.9823 | [27 empty] | 596229.5226 |  |  |  |  | 2025 |  |  | CHN | Tibet
| Lawu |  | Magmatic hydrothermal | Skarn | Cu-Pb-Zn skarn | Cu, Pb, Zn | In, Sn | Cu, Pb, Zn, In, Sn |  |  | lw-01 a3 sp - 09 | lw-01 a3 sp - 09-1 | underground mine |  |  |  |  | ore material | drill core | underground mining tunnels and drill cores | mineral separate | [5 empty] | mineralisation |  |  |  | sphalerite, chalcopyrite, pyrrhotite, pyrite, arsenopyrite | [6 empty] | galena, bismuthinite, marcasite, iron oxides, pyroxene, actinolite, quartz | thin sections and polished blocks examined using optical microscope, BSE detector, and EDS prior to analysis | EMPA, LA-ICPMS | JEOL JXA-8230 electron probe microanalyzer; RESOlution-LR 193 nm ArF excimer laser ablation system coupled to an Agilent 7700x ICP-MS | Laboratory of Mineral Resources Research Center, Fuzhou University; Adelaide Microscopy, the University of Adelaide | EPMA point analysis: accelerating voltage 15 kV, beam current 20 nA, beam diameter ~5 μm; EPMA mapping: accelerating voltage 20 kV, working current 50 nA, dwell time ~10 ms; BSE imaging: accelerating voltage 20 kV, beam current 10 nA; LA-ICP-MS: energy density 3~3.5 J/cm2, spot sizes 29 to 51 μm, repetition rates 5 Hz (polished thin-section) and 10 Hz (polished blocks), ~30 s background acquisition, ~40 s sample data acquisition | STDGL3 (Danyushevsky et al. 2011) and GSD-1G (USGS) | 5.701 | [13 empty] | 0.096927 | [5 empty] | 8593.1588 | [5 empty] | 531.9525 | [5 empty] | 224.7041 | [9 empty] | 100157.9813 |  | 0.33909 |  |  |  | 0.10791 | [7 empty] | 346.9272 | [13 empty] | 4390.9009 |  | 0.02616 | [7 empty] | 0.13653 | [5 empty] | 0.060449 | [21 empty] | 24.4923 | [5 empty] | 9.8907 | [27 empty] | 596327.3498 |  |  |  |  | 2025 |  |  | CHN | Tibet
| Lawu |  | Magmatic hydrothermal | Skarn | Cu-Pb-Zn skarn | Cu, Pb, Zn | In, Sn | Cu, Pb, Zn, In, Sn |  |  | lw-01 a3 sp - 10 | lw-01 a3 sp - 10-1 | underground mine |  |  |  |  | ore material | drill core | underground mining tunnels and drill cores | mineral separate | [5 empty] | mineralisation |  |  |  | sphalerite, chalcopyrite, pyrrhotite, pyrite, arsenopyrite | [6 empty] | galena, bismuthinite, marcasite, iron oxides, pyroxene, actinolite, quartz | thin sections and polished blocks examined using optical microscope, BSE detector, and EDS prior to analysis | EMPA, LA-ICPMS | JEOL JXA-8230 electron probe microanalyzer; RESOlution-LR 193 nm ArF excimer laser ablation system coupled to an Agilent 7700x ICP-MS | Laboratory of Mineral Resources Research Center, Fuzhou University; Adelaide Microscopy, the University of Adelaide | EPMA point analysis: accelerating voltage 15 kV, beam current 20 nA, beam diameter ~5 μm; EPMA mapping: accelerating voltage 20 kV, working current 50 nA, dwell time ~10 ms; BSE imaging: accelerating voltage 20 kV, beam current 10 nA; LA-ICP-MS: energy density 3~3.5 J/cm2, spot sizes 29 to 51 μm, repetition rates 5 Hz (polished thin-section) and 10 Hz (polished blocks), ~30 s background acquisition, ~40 s sample data acquisition | STDGL3 (Danyushevsky et al. 2011) and GSD-1G (USGS) | 5.1266 | [13 empty] | 0.24703 | [5 empty] | 8675.9643 | [5 empty] | 542.1186 | [5 empty] | 241.3435 | [9 empty] | 99328.1113 |  | 0.20443 |  |  |  | 0.13917 | [7 empty] | 373.5316 | [13 empty] | 3675.4502 |  | 0.029974 | [7 empty] | 0.088889 | [5 empty] | 0.43928 | [17 empty] | 0.023256 |  |  |  | 23.2558 | [5 empty] | 6.677 | [27 empty] | 596812.767 |  |  |  |  | 2025 |  |  | CHN | Tibet
| Lawu |  | Magmatic hydrothermal | Skarn | Cu-Pb-Zn skarn | Cu, Pb, Zn | In, Sn | Cu, Pb, Zn, In, Sn |  |  | lw-08 a3 sp - 01 | lw-08 a3 sp - 01-1 | underground mine |  |  |  |  | ore material | drill core | underground mining tunnels and drill cores | mineral separate | [5 empty] | mineralisation |  |  |  | sphalerite, chalcopyrite, pyrrhotite, pyrite, arsenopyrite | [6 empty] | galena, bismuthinite, marcasite, iron oxides, pyroxene, actinolite, quartz | thin sections and polished blocks examined using optical microscope, BSE detector, and EDS prior to analysis | EMPA, LA-ICPMS | JEOL JXA-8230 electron probe microanalyzer; RESOlution-LR 193 nm ArF excimer laser ablation system coupled to an Agilent 7700x ICP-MS | Laboratory of Mineral Resources Research Center, Fuzhou University; Adelaide Microscopy, the University of Adelaide | EPMA point analysis: accelerating voltage 15 kV, beam current 20 nA, beam diameter ~5 μm; EPMA mapping: accelerating voltage 20 kV, working current 50 nA, dwell time ~10 ms; BSE imaging: accelerating voltage 20 kV, beam current 10 nA; LA-ICP-MS: energy density 3~3.5 J/cm2, spot sizes 29 to 51 μm, repetition rates 5 Hz (polished thin-section) and 10 Hz (polished blocks), ~30 s background acquisition, ~40 s sample data acquisition | STDGL3 (Danyushevsky et al. 2011) and GSD-1G (USGS) | 2.4012 | [13 empty] | 0.055891 | [5 empty] | 8917.674 | [5 empty] | 553.2146 | [5 empty] | 228.1169 | [9 empty] | 99464.7716 |  | 0.60298 |  |  |  | 0.14995 | [7 empty] | 366.4769 | [13 empty] | 3778.8333 |  | 0.030015 | [7 empty] | 2.0597 | [5 empty] | 0.068311 | [17 empty] | 0.02691 |  |  |  | 10.5157 | [5 empty] | 1.2431 | [27 empty] | 596512.626 |  |  |  |  | 2025 |  |  | CHN | Tibet
| Lawu |  | Magmatic hydrothermal | Skarn | Cu-Pb-Zn skarn | Cu, Pb, Zn | In, Sn | Cu, Pb, Zn, In, Sn |  |  | lw-08 a3 sp - 02 | lw-08 a3 sp - 02-1 | underground mine |  |  |  |  | ore material | drill core | underground mining tunnels and drill cores | mineral separate | [5 empty] | mineralisation |  |  |  | sphalerite, chalcopyrite, pyrrhotite, pyrite, arsenopyrite | [6 empty] | galena, bismuthinite, marcasite, iron oxides, pyroxene, actinolite, quartz | thin sections and polished blocks examined using optical microscope, BSE detector, and EDS prior to analysis | EMPA, LA-ICPMS | JEOL JXA-8230 electron probe microanalyzer; RESOlution-LR 193 nm ArF excimer laser ablation system coupled to an Agilent 7700x ICP-MS | Laboratory of Mineral Resources Research Center, Fuzhou University; Adelaide Microscopy, the University of Adelaide | EPMA point analysis: accelerating voltage 15 kV, beam current 20 nA, beam diameter ~5 μm; EPMA mapping: accelerating voltage 20 kV, working current 50 nA, dwell time ~10 ms; BSE imaging: accelerating voltage 20 kV, beam current 10 nA; LA-ICP-MS: energy density 3~3.5 J/cm2, spot sizes 29 to 51 μm, repetition rates 5 Hz (polished thin-section) and 10 Hz (polished blocks), ~30 s background acquisition, ~40 s sample data acquisition | STDGL3 (Danyushevsky et al. 2011) and GSD-1G (USGS) | 2.4425 |  |  |  | 0.066351 | [9 empty] | 0.28079 | [5 empty] | 8728.5593 | [5 empty] | 571.9673 | [5 empty] | 221.1709 | [9 empty] | 92410.9889 |  | 0.6871 |  |  |  | 0.17912 | [7 empty] | 366.0092 | [13 empty] | 3264.6754 |  | 0.02404 | [7 empty] | 1.9425 | [5 empty] | 0.29137 | [17 empty] | 0.040388 |  |  |  | 11.1355 | [33 empty] | 601408.6642 |  |  |  |  | 2025 |  |  | CHN | Tibet
| Lawu |  | Magmatic hydrothermal | Skarn | Cu-Pb-Zn skarn | Cu, Pb, Zn | In, Sn | Cu, Pb, Zn, In, Sn |  |  | lw-08 a3 sp - 03 | lw-08 a3 sp - 03-1 | underground mine |  |  |  |  | ore material | drill core | underground mining tunnels and drill cores | mineral separate | [5 empty] | mineralisation |  |  |  | sphalerite, chalcopyrite, pyrrhotite, pyrite, arsenopyrite | [6 empty] | galena, bismuthinite, marcasite, iron oxides, pyroxene, actinolite, quartz | thin sections and polished blocks examined using optical microscope, BSE detector, and EDS prior to analysis | EMPA, LA-ICPMS | JEOL JXA-8230 electron probe microanalyzer; RESOlution-LR 193 nm ArF excimer laser ablation system coupled to an Agilent 7700x ICP-MS | Laboratory of Mineral Resources Research Center, Fuzhou University; Adelaide Microscopy, the University of Adelaide | EPMA point analysis: accelerating voltage 15 kV, beam current 20 nA, beam diameter ~5 μm; EPMA mapping: accelerating voltage 20 kV, working current 50 nA, dwell time ~10 ms; BSE imaging: accelerating voltage 20 kV, beam current 10 nA; LA-ICP-MS: energy density 3~3.5 J/cm2, spot sizes 29 to 51 μm, repetition rates 5 Hz (polished thin-section) and 10 Hz (polished blocks), ~30 s background acquisition, ~40 s sample data acquisition | STDGL3 (Danyushevsky et al. 2011) and GSD-1G (USGS) | [20 empty] | 8890.947 | [5 empty] | 544.8124 | [15 empty] | 102178.9053 |  | 0.48234 |  |  |  | 0.131 | [7 empty] | 344.5605 | [13 empty] | 4139.2558 |  | 0.031898 | [31 empty] | 0.081871 |  |  |  | 13.0462 | [5 empty] | 1.5098 | [27 empty] | 594714.5441 |  |  |  |  | 2025 |  |  | CHN | Tibet
| Lawu |  | Magmatic hydrothermal | Skarn | Cu-Pb-Zn skarn | Cu, Pb, Zn | In, Sn | Cu, Pb, Zn, In, Sn |  |  | lw-08 a3 sp - 04 | lw-08 a3 sp - 04-1 | underground mine |  |  |  |  | ore material | drill core | underground mining tunnels and drill cores | mineral separate | [5 empty] | mineralisation |  |  |  | sphalerite, chalcopyrite, pyrrhotite, pyrite, arsenopyrite | [6 empty] | galena, bismuthinite, marcasite, iron oxides, pyroxene, actinolite, quartz | thin sections and polished blocks examined using optical microscope, BSE detector, and EDS prior to analysis | EMPA, LA-ICPMS | JEOL JXA-8230 electron probe microanalyzer; RESOlution-LR 193 nm ArF excimer laser ablation system coupled to an Agilent 7700x ICP-MS | Laboratory of Mineral Resources Research Center, Fuzhou University; Adelaide Microscopy, the University of Adelaide | EPMA point analysis: accelerating voltage 15 kV, beam current 20 nA, beam diameter ~5 μm; EPMA mapping: accelerating voltage 20 kV, working current 50 nA, dwell time ~10 ms; BSE imaging: accelerating voltage 20 kV, beam current 10 nA; LA-ICP-MS: energy density 3~3.5 J/cm2, spot sizes 29 to 51 μm, repetition rates 5 Hz (polished thin-section) and 10 Hz (polished blocks), ~30 s background acquisition, ~40 s sample data acquisition | STDGL3 (Danyushevsky et al. 2011) and GSD-1G (USGS) | 2.2265 | [13 empty] | 0.25892 | [5 empty] | 8837.412 | [5 empty] | 539.2319 | [5 empty] | 211.9481 | [9 empty] | 102817.8319 |  | 0.7489 |  |  |  | 0.17514 | [7 empty] | 328.1237 | [13 empty] | 4222.9134 |  | 0.035307 | [7 empty] | 2.3538 | [5 empty] | 0.23431 | [21 empty] | 5.9594 | [5 empty] | 4.4829 | [27 empty] | 594332.0041 |  |  |  |  | 2025 |  |  | CHN | Tibet
| Lawu |  | Magmatic hydrothermal | Skarn | Cu-Pb-Zn skarn | Cu, Pb, Zn | In, Sn | Cu, Pb, Zn, In, Sn |  |  | lw-08 a3 sp - 05 | lw-08 a3 sp - 05-1 | underground mine |  |  |  |  | ore material | drill core | underground mining tunnels and drill cores | mineral separate | [5 empty] | mineralisation |  |  |  | sphalerite, chalcopyrite, pyrrhotite, pyrite, arsenopyrite | [6 empty] | galena, bismuthinite, marcasite, iron oxides, pyroxene, actinolite, quartz | thin sections and polished blocks examined using optical microscope, BSE detector, and EDS prior to analysis | EMPA, LA-ICPMS | JEOL JXA-8230 electron probe microanalyzer; RESOlution-LR 193 nm ArF excimer laser ablation system coupled to an Agilent 7700x ICP-MS | Laboratory of Mineral Resources Research Center, Fuzhou University; Adelaide Microscopy, the University of Adelaide | EPMA point analysis: accelerating voltage 15 kV, beam current 20 nA, beam diameter ~5 μm; EPMA mapping: accelerating voltage 20 kV, working current 50 nA, dwell time ~10 ms; BSE imaging: accelerating voltage 20 kV, beam current 10 nA; LA-ICP-MS: energy density 3~3.5 J/cm2, spot sizes 29 to 51 μm, repetition rates 5 Hz (polished thin-section) and 10 Hz (polished blocks), ~30 s background acquisition, ~40 s sample data acquisition | STDGL3 (Danyushevsky et al. 2011) and GSD-1G (USGS) | 2.1075 | [13 empty] | 0.19469 | [5 empty] | 8863.0434 | [5 empty] | 538.1019 | [5 empty] | 222.241 | [9 empty] | 102237.2425 |  | 0.72307 |  |  |  | 0.15714 | [7 empty] | 345.5999 | [13 empty] | 4141.619 |  | 0.030852 | [7 empty] | 2.4043 | [5 empty] | 0.3298 | [21 empty] | 5.0427 | [5 empty] | 5.3193 | [27 empty] | 594699.4644 |  |  |  |  | 2025 |  |  | CHN | Tibet
| Lawu |  | Magmatic hydrothermal | Skarn | Cu-Pb-Zn skarn | Cu, Pb, Zn | In, Sn | Cu, Pb, Zn, In, Sn |  |  | lw-08 a3 sp - 06 | lw-08 a3 sp - 06-1 | underground mine |  |  |  |  | ore material | drill core | underground mining tunnels and drill cores | mineral separate | [5 empty] | mineralisation |  |  |  | sphalerite, chalcopyrite, pyrrhotite, pyrite, arsenopyrite | [6 empty] | galena, bismuthinite, marcasite, iron oxides, pyroxene, actinolite, quartz | thin sections and polished blocks examined using optical microscope, BSE detector, and EDS prior to analysis | EMPA, LA-ICPMS | JEOL JXA-8230 electron probe microanalyzer; RESOlution-LR 193 nm ArF excimer laser ablation system coupled to an Agilent 7700x ICP-MS | Laboratory of Mineral Resources Research Center, Fuzhou University; Adelaide Microscopy, the University of Adelaide | EPMA point analysis: accelerating voltage 15 kV, beam current 20 nA, beam diameter ~5 μm; EPMA mapping: accelerating voltage 20 kV, working current 50 nA, dwell time ~10 ms; BSE imaging: accelerating voltage 20 kV, beam current 10 nA; LA-ICP-MS: energy density 3~3.5 J/cm2, spot sizes 29 to 51 μm, repetition rates 5 Hz (polished thin-section) and 10 Hz (polished blocks), ~30 s background acquisition, ~40 s sample data acquisition | STDGL3 (Danyushevsky et al. 2011) and GSD-1G (USGS) | 2.5329 | [13 empty] | 0.027357 | [5 empty] | 8745.8363 | [5 empty] | 537.7422 | [5 empty] | 229.1029 | [9 empty] | 101506.6266 |  | 0.88151 |  |  |  | 0.15153 | [7 empty] | 361.1589 | [13 empty] | 4049.7025 |  | 0.025667 | [7 empty] | 2.197 | [5 empty] | 0.039082 | [21 empty] | 6.2319 | [5 empty] | 4.6898 | [27 empty] | 595290.7698 |  |  |  |  | 2025 |  |  | CHN | Tibet
| Lawu |  | Magmatic hydrothermal | Skarn | Cu-Pb-Zn skarn | Cu, Pb, Zn | In, Sn | Cu, Pb, Zn, In, Sn |  |  | lw-08 a3 sp - 07 | lw-08 a3 sp - 07-1 | underground mine |  |  |  |  | ore material | drill core | underground mining tunnels and drill cores | mineral separate | [5 empty] | mineralisation |  |  |  | sphalerite, chalcopyrite, pyrrhotite, pyrite, arsenopyrite | [6 empty] | galena, bismuthinite, marcasite, iron oxides, pyroxene, actinolite, quartz | thin sections and polished blocks examined using optical microscope, BSE detector, and EDS prior to analysis | EMPA, LA-ICPMS | JEOL JXA-8230 electron probe microanalyzer; RESOlution-LR 193 nm ArF excimer laser ablation system coupled to an Agilent 7700x ICP-MS | Laboratory of Mineral Resources Research Center, Fuzhou University; Adelaide Microscopy, the University of Adelaide | EPMA point analysis: accelerating voltage 15 kV, beam current 20 nA, beam diameter ~5 μm; EPMA mapping: accelerating voltage 20 kV, working current 50 nA, dwell time ~10 ms; BSE imaging: accelerating voltage 20 kV, beam current 10 nA; LA-ICP-MS: energy density 3~3.5 J/cm2, spot sizes 29 to 51 μm, repetition rates 5 Hz (polished thin-section) and 10 Hz (polished blocks), ~30 s background acquisition, ~40 s sample data acquisition | STDGL3 (Danyushevsky et al. 2011) and GSD-1G (USGS) | 2.6823 | [13 empty] | 0.02427 | [5 empty] | 8841.9296 | [5 empty] | 543.2577 | [5 empty] | 233.1834 | [9 empty] | 100533.5342 |  | 0.83744 |  |  |  | 0.21567 | [7 empty] | 371.5659 | [13 empty] | 3933.4661 |  | 0.036615 | [7 empty] | 2.4898 | [5 empty] | 0.027199 | [21 empty] | 6.5383 | [5 empty] | 2.5996 | [27 empty] | 595860.8274 |  |  |  |  | 2025 |  |  | CHN | Tibet
| Lawu |  | Magmatic hydrothermal | Skarn | Cu-Pb-Zn skarn | Cu, Pb, Zn | In, Sn | Cu, Pb, Zn, In, Sn |  |  | lw-08 a3 sp - 08 | lw-08 a3 sp - 08-1 | underground mine |  |  |  |  | ore material | drill core | underground mining tunnels and drill cores | mineral separate | [5 empty] | mineralisation |  |  |  | sphalerite, chalcopyrite, pyrrhotite, pyrite, arsenopyrite | [6 empty] | galena, bismuthinite, marcasite, iron oxides, pyroxene, actinolite, quartz | thin sections and polished blocks examined using optical microscope, BSE detector, and EDS prior to analysis | EMPA, LA-ICPMS | JEOL JXA-8230 electron probe microanalyzer; RESOlution-LR 193 nm ArF excimer laser ablation system coupled to an Agilent 7700x ICP-MS | Laboratory of Mineral Resources Research Center, Fuzhou University; Adelaide Microscopy, the University of Adelaide | EPMA point analysis: accelerating voltage 15 kV, beam current 20 nA, beam diameter ~5 μm; EPMA mapping: accelerating voltage 20 kV, working current 50 nA, dwell time ~10 ms; BSE imaging: accelerating voltage 20 kV, beam current 10 nA; LA-ICP-MS: energy density 3~3.5 J/cm2, spot sizes 29 to 51 μm, repetition rates 5 Hz (polished thin-section) and 10 Hz (polished blocks), ~30 s background acquisition, ~40 s sample data acquisition | STDGL3 (Danyushevsky et al. 2011) and GSD-1G (USGS) | 1.0167 | [13 empty] | 0.044006 | [5 empty] | 8681.2254 | [5 empty] | 562.168 | [5 empty] | 174.3545 | [9 empty] | 100212.1032 |  | 1.4562 |  |  |  | 0.1603 | [7 empty] | 272.6825 | [13 empty] | 3895.8628 |  | 0.030241 | [7 empty] | 2.4088 | [5 empty] | 0.035455 | [21 empty] | 9.1348 | [5 empty] | 9.6875 | [27 empty] | 596215.0886 |  |  |  |  | 2025 |  |  | CHN | Tibet
| Lawu |  | Magmatic hydrothermal | Skarn | Cu-Pb-Zn skarn | Cu, Pb, Zn | In, Sn | Cu, Pb, Zn, In, Sn |  |  | lw-08 a3 sp - 09 | lw-08 a3 sp - 09-1 | underground mine |  |  |  |  | ore material | drill core | underground mining tunnels and drill cores | mineral separate | [5 empty] | mineralisation |  |  |  | sphalerite, chalcopyrite, pyrrhotite, pyrite, arsenopyrite | [6 empty] | galena, bismuthinite, marcasite, iron oxides, pyroxene, actinolite, quartz | thin sections and polished blocks examined using optical microscope, BSE detector, and EDS prior to analysis | EMPA, LA-ICPMS | JEOL JXA-8230 electron probe microanalyzer; RESOlution-LR 193 nm ArF excimer laser ablation system coupled to an Agilent 7700x ICP-MS | Laboratory of Mineral Resources Research Center, Fuzhou University; Adelaide Microscopy, the University of Adelaide | EPMA point analysis: accelerating voltage 15 kV, beam current 20 nA, beam diameter ~5 μm; EPMA mapping: accelerating voltage 20 kV, working current 50 nA, dwell time ~10 ms; BSE imaging: accelerating voltage 20 kV, beam current 10 nA; LA-ICP-MS: energy density 3~3.5 J/cm2, spot sizes 29 to 51 μm, repetition rates 5 Hz (polished thin-section) and 10 Hz (polished blocks), ~30 s background acquisition, ~40 s sample data acquisition | STDGL3 (Danyushevsky et al. 2011) and GSD-1G (USGS) | 2.2209 |  |  |  | 0.087627 | [9 empty] | 0.18151 | [5 empty] | 8700.0728 | [5 empty] | 546.1017 | [5 empty] | 167.951 | [9 empty] | 100249.0399 |  | 0.63585 |  |  |  | 0.15324 | [7 empty] | 262.2066 | [13 empty] | 4133.0562 |  | 0.031295 | [7 empty] | 2.8166 | [5 empty] | 0.36302 | [17 empty] | 0.049029 |  |  |  | 5.6853 | [5 empty] | 9.4616 | [27 empty] | 596174.0512 |  |  |  |  | 2025 |  |  | CHN | Tibet
| Lawu |  | Magmatic hydrothermal | Skarn | Cu-Pb-Zn skarn | Cu, Pb, Zn | In, Sn | Cu, Pb, Zn, In, Sn |  |  | lw-08 a3 sp - 10 | lw-08 a3 sp - 10-1 | underground mine |  |  |  |  | ore material | drill core | underground mining tunnels and drill cores | mineral separate | [5 empty] | mineralisation |  |  |  | sphalerite, chalcopyrite, pyrrhotite, pyrite, arsenopyrite | [6 empty] | galena, bismuthinite, marcasite, iron oxides, pyroxene, actinolite, quartz | thin sections and polished blocks examined using optical microscope, BSE detector, and EDS prior to analysis | EMPA, LA-ICPMS | JEOL JXA-8230 electron probe microanalyzer; RESOlution-LR 193 nm ArF excimer laser ablation system coupled to an Agilent 7700x ICP-MS | Laboratory of Mineral Resources Research Center, Fuzhou University; Adelaide Microscopy, the University of Adelaide | EPMA point analysis: accelerating voltage 15 kV, beam current 20 nA, beam diameter ~5 μm; EPMA mapping: accelerating voltage 20 kV, working current 50 nA, dwell time ~10 ms; BSE imaging: accelerating voltage 20 kV, beam current 10 nA; LA-ICP-MS: energy density 3~3.5 J/cm2, spot sizes 29 to 51 μm, repetition rates 5 Hz (polished thin-section) and 10 Hz (polished blocks), ~30 s background acquisition, ~40 s sample data acquisition | STDGL3 (Danyushevsky et al. 2011) and GSD-1G (USGS) | 1.8417 |  |  |  | 0.063942 | [9 empty] | 0.1803 | [5 empty] | 8722.2888 | [5 empty] | 548.4319 | [5 empty] | 175.1586 | [9 empty] | 100734.5212 |  | 0.85095 |  |  |  | 0.15101 | [7 empty] | 264.9465 | [13 empty] | 4187.663 |  | 0.038784 | [7 empty] | 2.5786 | [5 empty] | 0.2044 | [21 empty] | 8.3019 | [5 empty] | 10.2202 | [27 empty] | 595829.1443 |  |  |  |  | 2025 |  |  | CHN | Tibet
| Lawu |  | Magmatic hydrothermal | Skarn | Cu-Pb-Zn skarn | Cu, Pb, Zn | In, Sn | Cu, Pb, Zn, In, Sn |  |  | lw-08 a3 sp - 11 | lw-08 a3 sp - 11-1 | underground mine |  |  |  |  | ore material | drill core | underground mining tunnels and drill cores | mineral separate | [5 empty] | mineralisation |  |  |  | sphalerite, chalcopyrite, pyrrhotite, pyrite, arsenopyrite | [6 empty] | galena, bismuthinite, marcasite, iron oxides, pyroxene, actinolite, quartz | thin sections and polished blocks examined using optical microscope, BSE detector, and EDS prior to analysis | EMPA, LA-ICPMS | JEOL JXA-8230 electron probe microanalyzer; RESOlution-LR 193 nm ArF excimer laser ablation system coupled to an Agilent 7700x ICP-MS | Laboratory of Mineral Resources Research Center, Fuzhou University; Adelaide Microscopy, the University of Adelaide | EPMA point analysis: accelerating voltage 15 kV, beam current 20 nA, beam diameter ~5 μm; EPMA mapping: accelerating voltage 20 kV, working current 50 nA, dwell time ~10 ms; BSE imaging: accelerating voltage 20 kV, beam current 10 nA; LA-ICP-MS: energy density 3~3.5 J/cm2, spot sizes 29 to 51 μm, repetition rates 5 Hz (polished thin-section) and 10 Hz (polished blocks), ~30 s background acquisition, ~40 s sample data acquisition | STDGL3 (Danyushevsky et al. 2011) and GSD-1G (USGS) | 3.0792 | [13 empty] | 0.1654 | [5 empty] | 8728.9274 | [5 empty] | 554.8814 | [5 empty] | 195.6753 | [9 empty] | 99970.1966 |  | 0.73967 |  |  |  | 0.1444 | [7 empty] | 313.9171 | [13 empty] | 4024.8147 |  | 0.033289 | [7 empty] | 2.5487 | [5 empty] | 0.14668 | [21 empty] | 13.0242 | [5 empty] | 4.8789 | [27 empty] | 596336.2662 |  |  |  |  | 2025 |  |  | CHN | Tibet
| Lawu |  | Magmatic hydrothermal | Skarn | Cu-Pb-Zn skarn | Cu, Pb, Zn | In, Sn | Cu, Pb, Zn, In, Sn |  |  | lw-08 a3 sp - 12 | lw-08 a3 sp - 12-1 | underground mine |  |  |  |  | ore material | drill core | underground mining tunnels and drill cores | mineral separate | [5 empty] | mineralisation |  |  |  | sphalerite, chalcopyrite, pyrrhotite, pyrite, arsenopyrite | [6 empty] | galena, bismuthinite, marcasite, iron oxides, pyroxene, actinolite, quartz | thin sections and polished blocks examined using optical microscope, BSE detector, and EDS prior to analysis | EMPA, LA-ICPMS | JEOL JXA-8230 electron probe microanalyzer; RESOlution-LR 193 nm ArF excimer laser ablation system coupled to an Agilent 7700x ICP-MS | Laboratory of Mineral Resources Research Center, Fuzhou University; Adelaide Microscopy, the University of Adelaide | EPMA point analysis: accelerating voltage 15 kV, beam current 20 nA, beam diameter ~5 μm; EPMA mapping: accelerating voltage 20 kV, working current 50 nA, dwell time ~10 ms; BSE imaging: accelerating voltage 20 kV, beam current 10 nA; LA-ICP-MS: energy density 3~3.5 J/cm2, spot sizes 29 to 51 μm, repetition rates 5 Hz (polished thin-section) and 10 Hz (polished blocks), ~30 s background acquisition, ~40 s sample data acquisition | STDGL3 (Danyushevsky et al. 2011) and GSD-1G (USGS) | 1.1161 | [13 empty] | 0.13037 | [5 empty] | 8553.3913 | [5 empty] | 533.8715 | [5 empty] | 142.8745 | [9 empty] | 101856.3701 |  | 0.76903 |  |  |  | 0.18136 | [7 empty] | 191.995 | [13 empty] | 4553.3295 |  | 0.051935 | [7 empty] | 2.3318 | [5 empty] | 0.11235 | [21 empty] | 11.9133 | [5 empty] | 22.5017 | [27 empty] | 595222.0586 |  |  |  |  | 2025 |  |  | CHN | Tibet
| Lawu |  | Magmatic hydrothermal | Skarn | Cu-Pb-Zn skarn | Cu, Pb, Zn | In, Sn | Cu, Pb, Zn, In, Sn |  |  | lw-08 a3 sp - 13 | lw-08 a3 sp - 13-1 | underground mine |  |  |  |  | ore material | drill core | underground mining tunnels and drill cores | mineral separate | [5 empty] | mineralisation |  |  |  | sphalerite, chalcopyrite, pyrrhotite, pyrite, arsenopyrite | [6 empty] | galena, bismuthinite, marcasite, iron oxides, pyroxene, actinolite, quartz | thin sections and polished blocks examined using optical microscope, BSE detector, and EDS prior to analysis | EMPA, LA-ICPMS | JEOL JXA-8230 electron probe microanalyzer; RESOlution-LR 193 nm ArF excimer laser ablation system coupled to an Agilent 7700x ICP-MS | Laboratory of Mineral Resources Research Center, Fuzhou University; Adelaide Microscopy, the University of Adelaide | EPMA point analysis: accelerating voltage 15 kV, beam current 20 nA, beam diameter ~5 μm; EPMA mapping: accelerating voltage 20 kV, working current 50 nA, dwell time ~10 ms; BSE imaging: accelerating voltage 20 kV, beam current 10 nA; LA-ICP-MS: energy density 3~3.5 J/cm2, spot sizes 29 to 51 μm, repetition rates 5 Hz (polished thin-section) and 10 Hz (polished blocks), ~30 s background acquisition, ~40 s sample data acquisition | STDGL3 (Danyushevsky et al. 2011) and GSD-1G (USGS) | 0.92025 | [13 empty] | 0.042126 | [5 empty] | 8563.8128 | [5 empty] | 531.5615 | [5 empty] | 125.4317 | [9 empty] | 100954.6624 |  | 1.243 |  |  |  | 0.10046 | [7 empty] | 166.9893 | [13 empty] | 4586.5563 |  | 0.058829 | [7 empty] | 2.4057 | [5 empty] | 0.048324 | [21 empty] | 14.1505 | [5 empty] | 21.336 | [27 empty] | 595818.0996 |  |  |  |  | 2025 |  |  | CHN | Tibet
| Lawu |  | Magmatic hydrothermal | Skarn | Cu-Pb-Zn skarn | Cu, Pb, Zn | In, Sn | Cu, Pb, Zn, In, Sn |  |  | lw-08 a3 sp - 14 | lw-08 a3 sp - 14-1 | underground mine |  |  |  |  | ore material | drill core | underground mining tunnels and drill cores | mineral separate | [5 empty] | mineralisation |  |  |  | sphalerite, chalcopyrite, pyrrhotite, pyrite, arsenopyrite | [6 empty] | galena, bismuthinite, marcasite, iron oxides, pyroxene, actinolite, quartz | thin sections and polished blocks examined using optical microscope, BSE detector, and EDS prior to analysis | EMPA, LA-ICPMS | JEOL JXA-8230 electron probe microanalyzer; RESOlution-LR 193 nm ArF excimer laser ablation system coupled to an Agilent 7700x ICP-MS | Laboratory of Mineral Resources Research Center, Fuzhou University; Adelaide Microscopy, the University of Adelaide | EPMA point analysis: accelerating voltage 15 kV, beam current 20 nA, beam diameter ~5 μm; EPMA mapping: accelerating voltage 20 kV, working current 50 nA, dwell time ~10 ms; BSE imaging: accelerating voltage 20 kV, beam current 10 nA; LA-ICP-MS: energy density 3~3.5 J/cm2, spot sizes 29 to 51 μm, repetition rates 5 Hz (polished thin-section) and 10 Hz (polished blocks), ~30 s background acquisition, ~40 s sample data acquisition | STDGL3 (Danyushevsky et al. 2011) and GSD-1G (USGS) | 1.0016 | [13 empty] | 0.070628 | [5 empty] | 8501.6813 | [5 empty] | 540.6434 | [5 empty] | 131.9027 | [9 empty] | 101002.7902 |  | 1.2834 |  |  |  | 0.12672 | [7 empty] | 186.4941 | [13 empty] | 4495.2022 |  | 0.039939 | [7 empty] | 2.4068 | [5 empty] | 0.055704 | [21 empty] | 9.0808 | [5 empty] | 17.594 | [27 empty] | 595839.3875 |  |  |  |  | 2025 |  |  | CHN | Tibet
| Lawu |  | Magmatic hydrothermal | Skarn | Cu-Pb-Zn skarn | Cu, Pb, Zn | In, Sn | Cu, Pb, Zn, In, Sn |  |  | lw-08 a3 sp - 15 | lw-08 a3 sp - 15-1 | underground mine |  |  |  |  | ore material | drill core | underground mining tunnels and drill cores | mineral separate | [5 empty] | mineralisation |  |  |  | sphalerite, chalcopyrite, pyrrhotite, pyrite, arsenopyrite | [6 empty] | galena, bismuthinite, marcasite, iron oxides, pyroxene, actinolite, quartz | thin sections and polished blocks examined using optical microscope, BSE detector, and EDS prior to analysis | EMPA, LA-ICPMS | JEOL JXA-8230 electron probe microanalyzer; RESOlution-LR 193 nm ArF excimer laser ablation system coupled to an Agilent 7700x ICP-MS | Laboratory of Mineral Resources Research Center, Fuzhou University; Adelaide Microscopy, the University of Adelaide | EPMA point analysis: accelerating voltage 15 kV, beam current 20 nA, beam diameter ~5 μm; EPMA mapping: accelerating voltage 20 kV, working current 50 nA, dwell time ~10 ms; BSE imaging: accelerating voltage 20 kV, beam current 10 nA; LA-ICP-MS: energy density 3~3.5 J/cm2, spot sizes 29 to 51 μm, repetition rates 5 Hz (polished thin-section) and 10 Hz (polished blocks), ~30 s background acquisition, ~40 s sample data acquisition | STDGL3 (Danyushevsky et al. 2011) and GSD-1G (USGS) | 1.4695 | [13 empty] | 0.14705 | [5 empty] | 8672.8874 | [5 empty] | 550.6028 | [5 empty] | 191.272 | [9 empty] | 100940.3515 |  | 0.6585 |  |  |  | 0.144 | [7 empty] | 287.5057 | [13 empty] | 4161.5575 |  | 0.037813 | [7 empty] | 2.7835 | [5 empty] | 0.11134 | [21 empty] | 11.344 | [5 empty] | 17.2891 | [27 empty] | 595733.6387 |  |  |  |  | 2025 |  |  | CHN | Tibet
| Lawu |  | Magmatic hydrothermal | Skarn | Cu-Pb-Zn skarn | Cu, Pb, Zn | In, Sn | Cu, Pb, Zn, In, Sn |  |  | lw-08 a3 sp - 16 | lw-08 a3 sp - 16-1 | underground mine |  |  |  |  | ore material | drill core | underground mining tunnels and drill cores | mineral separate | [5 empty] | mineralisation |  |  |  | sphalerite, chalcopyrite, pyrrhotite, pyrite, arsenopyrite | [6 empty] | galena, bismuthinite, marcasite, iron oxides, pyroxene, actinolite, quartz | thin sections and polished blocks examined using optical microscope, BSE detector, and EDS prior to analysis | EMPA, LA-ICPMS | JEOL JXA-8230 electron probe microanalyzer; RESOlution-LR 193 nm ArF excimer laser ablation system coupled to an Agilent 7700x ICP-MS | Laboratory of Mineral Resources Research Center, Fuzhou University; Adelaide Microscopy, the University of Adelaide | EPMA point analysis: accelerating voltage 15 kV, beam current 20 nA, beam diameter ~5 μm; EPMA mapping: accelerating voltage 20 kV, working current 50 nA, dwell time ~10 ms; BSE imaging: accelerating voltage 20 kV, beam current 10 nA; LA-ICP-MS: energy density 3~3.5 J/cm2, spot sizes 29 to 51 μm, repetition rates 5 Hz (polished thin-section) and 10 Hz (polished blocks), ~30 s background acquisition, ~40 s sample data acquisition | STDGL3 (Danyushevsky et al. 2011) and GSD-1G (USGS) | 1.5021 | [13 empty] | 0.12193 | [5 empty] | 8715.0216 | [5 empty] | 554.0572 | [5 empty] | 187.8391 | [9 empty] | 101014.7846 |  | 0.41512 |  |  |  | 0.14267 | [7 empty] | 287.3044 | [13 empty] | 4146.7568 |  | 0.039943 | [7 empty] | 2.4176 | [5 empty] | 0.12088 | [21 empty] | 11.5626 | [5 empty] | 14.222 | [27 empty] | 595647.36 |  |  |  |  | 2025 |  |  | CHN | Tibet
| Lawu |  | Magmatic hydrothermal | Skarn | Cu-Pb-Zn skarn | Cu, Pb, Zn | In, Sn | Cu, Pb, Zn, In, Sn |  |  | lw-08 a3 sp - 17 | lw-08 a3 sp - 17-1 | underground mine |  |  |  |  | ore material | drill core | underground mining tunnels and drill cores | mineral separate | [5 empty] | mineralisation |  |  |  | sphalerite, chalcopyrite, pyrrhotite, pyrite, arsenopyrite | [6 empty] | galena, bismuthinite, marcasite, iron oxides, pyroxene, actinolite, quartz | thin sections and polished blocks examined using optical microscope, BSE detector, and EDS prior to analysis | EMPA, LA-ICPMS | JEOL JXA-8230 electron probe microanalyzer; RESOlution-LR 193 nm ArF excimer laser ablation system coupled to an Agilent 7700x ICP-MS | Laboratory of Mineral Resources Research Center, Fuzhou University; Adelaide Microscopy, the University of Adelaide | EPMA point analysis: accelerating voltage 15 kV, beam current 20 nA, beam diameter ~5 μm; EPMA mapping: accelerating voltage 20 kV, working current 50 nA, dwell time ~10 ms; BSE imaging: accelerating voltage 20 kV, beam current 10 nA; LA-ICP-MS: energy density 3~3.5 J/cm2, spot sizes 29 to 51 μm, repetition rates 5 Hz (polished thin-section) and 10 Hz (polished blocks), ~30 s background acquisition, ~40 s sample data acquisition | STDGL3 (Danyushevsky et al. 2011) and GSD-1G (USGS) | 8.1483 |  |  |  | 0.072476 | [9 empty] | 1.6255 | [5 empty] | 8655.6584 | [5 empty] | 586.7418 | [15 empty] | 99498.6571 |  | 0.85078 |  |  |  | 0.19963 | [7 empty] | 369.8227 | [15 empty] | 0.050733 | [7 empty] | 1.9465 | [5 empty] | 1.6773 | [17 empty] | 0.056945 |  |  |  | 16.7626 | [5 empty] | 1.7291 | [27 empty] | 596715.8453 |  |  |  |  | 2025 |  |  | CHN | Tibet
| Lawu |  | Magmatic hydrothermal | Skarn | Cu-Pb-Zn skarn | Cu, Pb, Zn | In, Sn | Cu, Pb, Zn, In, Sn |  |  | lw-08 a3 sp - 18 | lw-08 a3 sp - 18-1 | underground mine |  |  |  |  | ore material | drill core | underground mining tunnels and drill cores | mineral separate | [5 empty] | mineralisation |  |  |  | sphalerite, chalcopyrite, pyrrhotite, pyrite, arsenopyrite | [6 empty] | galena, bismuthinite, marcasite, iron oxides, pyroxene, actinolite, quartz | thin sections and polished blocks examined using optical microscope, BSE detector, and EDS prior to analysis | EMPA, LA-ICPMS | JEOL JXA-8230 electron probe microanalyzer; RESOlution-LR 193 nm ArF excimer laser ablation system coupled to an Agilent 7700x ICP-MS | Laboratory of Mineral Resources Research Center, Fuzhou University; Adelaide Microscopy, the University of Adelaide | EPMA point analysis: accelerating voltage 15 kV, beam current 20 nA, beam diameter ~5 μm; EPMA mapping: accelerating voltage 20 kV, working current 50 nA, dwell time ~10 ms; BSE imaging: accelerating voltage 20 kV, beam current 10 nA; LA-ICP-MS: energy density 3~3.5 J/cm2, spot sizes 29 to 51 μm, repetition rates 5 Hz (polished thin-section) and 10 Hz (polished blocks), ~30 s background acquisition, ~40 s sample data acquisition | STDGL3 (Danyushevsky et al. 2011) and GSD-1G (USGS) |  |  |  |  | 0.16669 | [15 empty] | 7729.4356 | [5 empty] | 604.2652 | [15 empty] | 95352.8578 | [5 empty] | 0.22478 | [7 empty] | 413.9503 | [13 empty] | 4911.5156 |  | 0.049611 | [69 empty] | 600296.3472 |  |  |  |  | 2025 |  |  | CHN | Tibet
| Lawu |  | Magmatic hydrothermal | Skarn | Cu-Pb-Zn skarn | Cu, Pb, Zn | In, Sn | Cu, Pb, Zn, In, Sn |  |  | lw-08 a3 sp - 19 | lw-08 a3 sp - 19-1 | underground mine |  |  |  |  | ore material | drill core | underground mining tunnels and drill cores | mineral separate | [5 empty] | mineralisation |  |  |  | sphalerite, chalcopyrite, pyrrhotite, pyrite, arsenopyrite | [6 empty] | galena, bismuthinite, marcasite, iron oxides, pyroxene, actinolite, quartz | thin sections and polished blocks examined using optical microscope, BSE detector, and EDS prior to analysis | EMPA, LA-ICPMS | JEOL JXA-8230 electron probe microanalyzer; RESOlution-LR 193 nm ArF excimer laser ablation system coupled to an Agilent 7700x ICP-MS | Laboratory of Mineral Resources Research Center, Fuzhou University; Adelaide Microscopy, the University of Adelaide | EPMA point analysis: accelerating voltage 15 kV, beam current 20 nA, beam diameter ~5 μm; EPMA mapping: accelerating voltage 20 kV, working current 50 nA, dwell time ~10 ms; BSE imaging: accelerating voltage 20 kV, beam current 10 nA; LA-ICP-MS: energy density 3~3.5 J/cm2, spot sizes 29 to 51 μm, repetition rates 5 Hz (polished thin-section) and 10 Hz (polished blocks), ~30 s background acquisition, ~40 s sample data acquisition | STDGL3 (Danyushevsky et al. 2011) and GSD-1G (USGS) |  |  |  |  | 0.055245 | [15 empty] | 9002.9091 | [5 empty] | 587.849 | [15 empty] | 98315.8593 |  | 0.7073 |  |  |  | 0.1314 | [7 empty] | 410.9262 | [13 empty] | 3568.4258 |  | 0.025576 | [35 empty] | 6.1997 | [5 empty] | 1.3811 | [27 empty] | 597210.0192 |  |  |  |  | 2025 |  |  | CHN | Tibet
| Lawu |  | Magmatic hydrothermal | Skarn | Cu-Pb-Zn skarn | Cu, Pb, Zn | In, Sn | Cu, Pb, Zn, In, Sn |  |  | lw-08 a3 sp - 20 | lw-08 a3 sp - 20-1 | underground mine |  |  |  |  | ore material | drill core | underground mining tunnels and drill cores | mineral separate | [5 empty] | mineralisation |  |  |  | sphalerite, chalcopyrite, pyrrhotite, pyrite, arsenopyrite | [6 empty] | galena, bismuthinite, marcasite, iron oxides, pyroxene, actinolite, quartz | thin sections and polished blocks examined using optical microscope, BSE detector, and EDS prior to analysis | EMPA, LA-ICPMS | JEOL JXA-8230 electron probe microanalyzer; RESOlution-LR 193 nm ArF excimer laser ablation system coupled to an Agilent 7700x ICP-MS | Laboratory of Mineral Resources Research Center, Fuzhou University; Adelaide Microscopy, the University of Adelaide | EPMA point analysis: accelerating voltage 15 kV, beam current 20 nA, beam diameter ~5 μm; EPMA mapping: accelerating voltage 20 kV, working current 50 nA, dwell time ~10 ms; BSE imaging: accelerating voltage 20 kV, beam current 10 nA; LA-ICP-MS: energy density 3~3.5 J/cm2, spot sizes 29 to 51 μm, repetition rates 5 Hz (polished thin-section) and 10 Hz (polished blocks), ~30 s background acquisition, ~40 s sample data acquisition | STDGL3 (Danyushevsky et al. 2011) and GSD-1G (USGS) | 1.6064 | [13 empty] | 0.10723 | [5 empty] | 8922.2231 | [5 empty] | 579.6842 | [5 empty] | 255.5899 | [9 empty] | 100049.6666 |  | 0.53782 |  |  |  | 0.13334 | [7 empty] | 419.9497 | [13 empty] | 3831.2463 |  | 0.043726 | [7 empty] | 2.3945 | [5 empty] | 0.097863 | [21 empty] | 6.1841 | [5 empty] | 1.4648 | [27 empty] | 596116.2499 |  |  |  |  | 2025 |  |  | CHN | Tibet
| Lawu |  | Magmatic hydrothermal | Skarn | Cu-Pb-Zn skarn | Cu, Pb, Zn | In, Sn | Cu, Pb, Zn, In, Sn |  |  | lw-13 a3 sp - 01 | lw-13 a3 sp - 01-1 | underground mine |  |  |  |  | ore material | drill core | underground mining tunnels and drill cores | mineral separate | [5 empty] | mineralisation |  |  |  | sphalerite, chalcopyrite, pyrrhotite, pyrite, arsenopyrite | [6 empty] | galena, bismuthinite, marcasite, iron oxides, pyroxene, actinolite, quartz | thin sections and polished blocks examined using optical microscope, BSE detector, and EDS prior to analysis | EMPA, LA-ICPMS | JEOL JXA-8230 electron probe microanalyzer; RESOlution-LR 193 nm ArF excimer laser ablation system coupled to an Agilent 7700x ICP-MS | Laboratory of Mineral Resources Research Center, Fuzhou University; Adelaide Microscopy, the University of Adelaide | EPMA point analysis: accelerating voltage 15 kV, beam current 20 nA, beam diameter ~5 μm; EPMA mapping: accelerating voltage 20 kV, working current 50 nA, dwell time ~10 ms; BSE imaging: accelerating voltage 20 kV, beam current 10 nA; LA-ICP-MS: energy density 3~3.5 J/cm2, spot sizes 29 to 51 μm, repetition rates 5 Hz (polished thin-section) and 10 Hz (polished blocks), ~30 s background acquisition, ~40 s sample data acquisition | STDGL3 (Danyushevsky et al. 2011) and GSD-1G (USGS) | 2.6338 | [13 empty] | 0.13749 | [5 empty] | 9151.1284 | [5 empty] | 609.4596 | [5 empty] | 285.8509 | [9 empty] | 98601.1258 |  | 1.2828 |  |  |  | 0.17376 | [7 empty] | 468.4568 | [13 empty] | 2891.3421 |  | 0.023188 | [7 empty] | 0.086186 | [5 empty] | 0.096446 | [21 empty] | 15.6879 | [5 empty] | 3.2802 | [27 empty] | 596890.7902 |  |  |  |  | 2025 |  |  | CHN | Tibet
| Lawu |  | Magmatic hydrothermal | Skarn | Cu-Pb-Zn skarn | Cu, Pb, Zn | In, Sn | Cu, Pb, Zn, In, Sn |  |  | lw-13 a3 sp - 02 | lw-13 a3 sp - 02-1 | underground mine |  |  |  |  | ore material | drill core | underground mining tunnels and drill cores | mineral separate | [5 empty] | mineralisation |  |  |  | sphalerite, chalcopyrite, pyrrhotite, pyrite, arsenopyrite | [6 empty] | galena, bismuthinite, marcasite, iron oxides, pyroxene, actinolite, quartz | thin sections and polished blocks examined using optical microscope, BSE detector, and EDS prior to analysis | EMPA, LA-ICPMS | JEOL JXA-8230 electron probe microanalyzer; RESOlution-LR 193 nm ArF excimer laser ablation system coupled to an Agilent 7700x ICP-MS | Laboratory of Mineral Resources Research Center, Fuzhou University; Adelaide Microscopy, the University of Adelaide | EPMA point analysis: accelerating voltage 15 kV, beam current 20 nA, beam diameter ~5 μm; EPMA mapping: accelerating voltage 20 kV, working current 50 nA, dwell time ~10 ms; BSE imaging: accelerating voltage 20 kV, beam current 10 nA; LA-ICP-MS: energy density 3~3.5 J/cm2, spot sizes 29 to 51 μm, repetition rates 5 Hz (polished thin-section) and 10 Hz (polished blocks), ~30 s background acquisition, ~40 s sample data acquisition | STDGL3 (Danyushevsky et al. 2011) and GSD-1G (USGS) | 2.6572 |  |  |  | 0.061549 | [9 empty] | 0.048178 | [5 empty] | 9155.9351 | [5 empty] | 613.4731 | [5 empty] | 286.627 | [9 empty] | 101980.223 |  | 1.1402 |  |  |  | 0.15204 | [7 empty] | 469.0615 | [13 empty] | 3462.6584 |  | 0.039264 | [7 empty] | 0.20375 | [5 empty] | 0.028652 | [21 empty] | 16.1301 | [5 empty] | 3.9391 | [27 empty] | 594619.3369 |  |  |  |  | 2025 |  |  | CHN | Tibet
| Lawu |  | Magmatic hydrothermal | Skarn | Cu-Pb-Zn skarn | Cu, Pb, Zn | In, Sn | Cu, Pb, Zn, In, Sn |  |  | lw-13 a3 sp - 03 | lw-13 a3 sp - 03-1 | underground mine |  |  |  |  | ore material | drill core | underground mining tunnels and drill cores | mineral separate | [5 empty] | mineralisation |  |  |  | sphalerite, chalcopyrite, pyrrhotite, pyrite, arsenopyrite | [6 empty] | galena, bismuthinite, marcasite, iron oxides, pyroxene, actinolite, quartz | thin sections and polished blocks examined using optical microscope, BSE detector, and EDS prior to analysis | EMPA, LA-ICPMS | JEOL JXA-8230 electron probe microanalyzer; RESOlution-LR 193 nm ArF excimer laser ablation system coupled to an Agilent 7700x ICP-MS | Laboratory of Mineral Resources Research Center, Fuzhou University; Adelaide Microscopy, the University of Adelaide | EPMA point analysis: accelerating voltage 15 kV, beam current 20 nA, beam diameter ~5 μm; EPMA mapping: accelerating voltage 20 kV, working current 50 nA, dwell time ~10 ms; BSE imaging: accelerating voltage 20 kV, beam current 10 nA; LA-ICP-MS: energy density 3~3.5 J/cm2, spot sizes 29 to 51 μm, repetition rates 5 Hz (polished thin-section) and 10 Hz (polished blocks), ~30 s background acquisition, ~40 s sample data acquisition | STDGL3 (Danyushevsky et al. 2011) and GSD-1G (USGS) |  |  |  |  | 0.13342 | [15 empty] | 9090.0022 | [5 empty] | 616.278 | [15 empty] | 94971.6471 |  | 0.2951 |  |  |  | 0.16151 | [7 empty] | 492.0945 | [13 empty] | 2324.3841 |  | 0.028659 | [7 empty] | 0.22928 | [23 empty] | 0.35083 |  |  |  | 43.681 | [5 empty] | 1.4132 | [13 empty] | 0.03953 | [13 empty] | 599378.8132 |  |  |  |  | 2025 |  |  | CHN | Tibet
| Lawu |  | Magmatic hydrothermal | Skarn | Cu-Pb-Zn skarn | Cu, Pb, Zn | In, Sn | Cu, Pb, Zn, In, Sn |  |  | lw-13 a3 sp - 04 | lw-13 a3 sp - 04-1 | underground mine |  |  |  |  | ore material | drill core | underground mining tunnels and drill cores | mineral separate | [5 empty] | mineralisation |  |  |  | sphalerite, chalcopyrite, pyrrhotite, pyrite, arsenopyrite | [6 empty] | galena, bismuthinite, marcasite, iron oxides, pyroxene, actinolite, quartz | thin sections and polished blocks examined using optical microscope, BSE detector, and EDS prior to analysis | EMPA, LA-ICPMS | JEOL JXA-8230 electron probe microanalyzer; RESOlution-LR 193 nm ArF excimer laser ablation system coupled to an Agilent 7700x ICP-MS | Laboratory of Mineral Resources Research Center, Fuzhou University; Adelaide Microscopy, the University of Adelaide | EPMA point analysis: accelerating voltage 15 kV, beam current 20 nA, beam diameter ~5 μm; EPMA mapping: accelerating voltage 20 kV, working current 50 nA, dwell time ~10 ms; BSE imaging: accelerating voltage 20 kV, beam current 10 nA; LA-ICP-MS: energy density 3~3.5 J/cm2, spot sizes 29 to 51 μm, repetition rates 5 Hz (polished thin-section) and 10 Hz (polished blocks), ~30 s background acquisition, ~40 s sample data acquisition | STDGL3 (Danyushevsky et al. 2011) and GSD-1G (USGS) | 10.5701 | [13 empty] | 0.33603 | [5 empty] | 9103.6658 | [5 empty] | 611.1292 | [5 empty] | 310.9347 | [9 empty] | 102191.5997 |  | 1.265 |  |  |  | 0.13791 | [7 empty] | 479.0069 | [13 empty] | 3486.8497 |  | 0.024458 | [7 empty] | 0.10315 | [5 empty] | 0.37963 | [21 empty] | 16.5889 | [5 empty] | 2.147 | [27 empty] | 594522.5829 |  |  |  |  | 2025 |  |  | CHN | Tibet
| Lawu |  | Magmatic hydrothermal | Skarn | Cu-Pb-Zn skarn | Cu, Pb, Zn | In, Sn | Cu, Pb, Zn, In, Sn |  |  | lw-13 a3 sp - 05 | lw-13 a3 sp - 05-1 | underground mine |  |  |  |  | ore material | drill core | underground mining tunnels and drill cores | mineral separate | [5 empty] | mineralisation |  |  |  | sphalerite, chalcopyrite, pyrrhotite, pyrite, arsenopyrite | [6 empty] | galena, bismuthinite, marcasite, iron oxides, pyroxene, actinolite, quartz | thin sections and polished blocks examined using optical microscope, BSE detector, and EDS prior to analysis | EMPA, LA-ICPMS | JEOL JXA-8230 electron probe microanalyzer; RESOlution-LR 193 nm ArF excimer laser ablation system coupled to an Agilent 7700x ICP-MS | Laboratory of Mineral Resources Research Center, Fuzhou University; Adelaide Microscopy, the University of Adelaide | EPMA point analysis: accelerating voltage 15 kV, beam current 20 nA, beam diameter ~5 μm; EPMA mapping: accelerating voltage 20 kV, working current 50 nA, dwell time ~10 ms; BSE imaging: accelerating voltage 20 kV, beam current 10 nA; LA-ICP-MS: energy density 3~3.5 J/cm2, spot sizes 29 to 51 μm, repetition rates 5 Hz (polished thin-section) and 10 Hz (polished blocks), ~30 s background acquisition, ~40 s sample data acquisition | STDGL3 (Danyushevsky et al. 2011) and GSD-1G (USGS) | 12.8757 |  |  |  | 0.19531 | [9 empty] | 1.1804 | [5 empty] | 9052.2441 | [5 empty] | 613.9561 | [15 empty] | 102007.5814 |  | 0.52348 |  |  |  | 0.18745 | [7 empty] | 481.4441 | [13 empty] | 3327.7187 |  | 0.028766 | [7 empty] | 0.14118 | [5 empty] | 1.7727 | [17 empty] | 0.99566 |  |  |  | 20.2211 | [5 empty] | 3.3436 | [27 empty] | 594690.4005 |  |  |  |  | 2025 |  |  | CHN | Tibet
| Lawu |  | Magmatic hydrothermal | Skarn | Cu-Pb-Zn skarn | Cu, Pb, Zn | In, Sn | Cu, Pb, Zn, In, Sn |  |  | lw-13 a3 sp - 06 | lw-13 a3 sp - 06-1 | underground mine |  |  |  |  | ore material | drill core | underground mining tunnels and drill cores | mineral separate | [5 empty] | mineralisation |  |  |  | sphalerite, chalcopyrite, pyrrhotite, pyrite, arsenopyrite | [6 empty] | galena, bismuthinite, marcasite, iron oxides, pyroxene, actinolite, quartz | thin sections and polished blocks examined using optical microscope, BSE detector, and EDS prior to analysis | EMPA, LA-ICPMS | JEOL JXA-8230 electron probe microanalyzer; RESOlution-LR 193 nm ArF excimer laser ablation system coupled to an Agilent 7700x ICP-MS | Laboratory of Mineral Resources Research Center, Fuzhou University; Adelaide Microscopy, the University of Adelaide | EPMA point analysis: accelerating voltage 15 kV, beam current 20 nA, beam diameter ~5 μm; EPMA mapping: accelerating voltage 20 kV, working current 50 nA, dwell time ~10 ms; BSE imaging: accelerating voltage 20 kV, beam current 10 nA; LA-ICP-MS: energy density 3~3.5 J/cm2, spot sizes 29 to 51 μm, repetition rates 5 Hz (polished thin-section) and 10 Hz (polished blocks), ~30 s background acquisition, ~40 s sample data acquisition | STDGL3 (Danyushevsky et al. 2011) and GSD-1G (USGS) | 12.2098 | [13 empty] | 0.6225 | [5 empty] | 9057.6309 | [5 empty] | 616.7587 | [5 empty] | 324.5164 | [9 empty] | 100373.4233 |  | 1.0579 |  |  |  | 0.1573 | [7 empty] | 485.3736 | [13 empty] | 2916.1561 |  | 0.025903 | [7 empty] | 0.15354 | [5 empty] | 0.7374 | [17 empty] | 0.44285 |  |  |  | 17.5471 | [5 empty] | 2.2665 | [13 empty] | 0.005118 | [13 empty] | 595782.2431 |  |  |  |  | 2025 |  |  | CHN | Tibet
| Lawu |  | Magmatic hydrothermal | Skarn | Cu-Pb-Zn skarn | Cu, Pb, Zn | In, Sn | Cu, Pb, Zn, In, Sn |  |  | lw-13 a3 sp - 07 | lw-13 a3 sp - 07-1 | underground mine |  |  |  |  | ore material | drill core | underground mining tunnels and drill cores | mineral separate | [5 empty] | mineralisation |  |  |  | sphalerite, chalcopyrite, pyrrhotite, pyrite, arsenopyrite | [6 empty] | galena, bismuthinite, marcasite, iron oxides, pyroxene, actinolite, quartz | thin sections and polished blocks examined using optical microscope, BSE detector, and EDS prior to analysis | EMPA, LA-ICPMS | JEOL JXA-8230 electron probe microanalyzer; RESOlution-LR 193 nm ArF excimer laser ablation system coupled to an Agilent 7700x ICP-MS | Laboratory of Mineral Resources Research Center, Fuzhou University; Adelaide Microscopy, the University of Adelaide | EPMA point analysis: accelerating voltage 15 kV, beam current 20 nA, beam diameter ~5 μm; EPMA mapping: accelerating voltage 20 kV, working current 50 nA, dwell time ~10 ms; BSE imaging: accelerating voltage 20 kV, beam current 10 nA; LA-ICP-MS: energy density 3~3.5 J/cm2, spot sizes 29 to 51 μm, repetition rates 5 Hz (polished thin-section) and 10 Hz (polished blocks), ~30 s background acquisition, ~40 s sample data acquisition | STDGL3 (Danyushevsky et al. 2011) and GSD-1G (USGS) | 6.679 | [13 empty] | 1.3626 | [5 empty] | 9015.1554 | [5 empty] | 614.5948 | [5 empty] | 344.7577 | [9 empty] | 98899.1364 |  | 0.84309 |  |  |  | 0.14279 | [7 empty] | 482.0696 | [13 empty] | 2716.8962 |  | 0.030874 | [7 empty] | 0.091592 | [5 empty] | 1.1547 | [17 empty] | 0.12144 |  |  |  | 16.8159 | [5 empty] | 1.3945 | [27 empty] | 596808.0907 |  |  |  |  | 2025 |  |  | CHN | Tibet
| Lawu |  | Magmatic hydrothermal | Skarn | Cu-Pb-Zn skarn | Cu, Pb, Zn | In, Sn | Cu, Pb, Zn, In, Sn |  |  | lw-13 a3 sp - 08 | lw-13 a3 sp - 08-1 | underground mine |  |  |  |  | ore material | drill core | underground mining tunnels and drill cores | mineral separate | [5 empty] | mineralisation |  |  |  | sphalerite, chalcopyrite, pyrrhotite, pyrite, arsenopyrite | [6 empty] | galena, bismuthinite, marcasite, iron oxides, pyroxene, actinolite, quartz | thin sections and polished blocks examined using optical microscope, BSE detector, and EDS prior to analysis | EMPA, LA-ICPMS | JEOL JXA-8230 electron probe microanalyzer; RESOlution-LR 193 nm ArF excimer laser ablation system coupled to an Agilent 7700x ICP-MS | Laboratory of Mineral Resources Research Center, Fuzhou University; Adelaide Microscopy, the University of Adelaide | EPMA point analysis: accelerating voltage 15 kV, beam current 20 nA, beam diameter ~5 μm; EPMA mapping: accelerating voltage 20 kV, working current 50 nA, dwell time ~10 ms; BSE imaging: accelerating voltage 20 kV, beam current 10 nA; LA-ICP-MS: energy density 3~3.5 J/cm2, spot sizes 29 to 51 μm, repetition rates 5 Hz (polished thin-section) and 10 Hz (polished blocks), ~30 s background acquisition, ~40 s sample data acquisition | STDGL3 (Danyushevsky et al. 2011) and GSD-1G (USGS) | 5.0227 |  |  |  | 0.45477 | [9 empty] | 1.1117 | [5 empty] | 8105.0983 | [5 empty] | 603.3346 | [5 empty] | 302.3747 | [9 empty] | 97119.6936 |  | 1.1566 |  |  |  | 0.20738 | [7 empty] | 477.922 | [15 empty] | 0.027286 | [7 empty] | 0.40424 | [5 empty] | 1.8595 | [17 empty] | 0.88934 |  |  |  | 23.244 | [33 empty] | 598786.8727 |  |  |  |  | 2025 |  |  | CHN | Tibet
| Lawu |  | Magmatic hydrothermal | Skarn | Cu-Pb-Zn skarn | Cu, Pb, Zn | In, Sn | Cu, Pb, Zn, In, Sn |  |  | lw-13 a3 sp - 09 | lw-13 a3 sp - 09-1 | underground mine |  |  |  |  | ore material | drill core | underground mining tunnels and drill cores | mineral separate | [5 empty] | mineralisation |  |  |  | sphalerite, chalcopyrite, pyrrhotite, pyrite, arsenopyrite | [6 empty] | galena, bismuthinite, marcasite, iron oxides, pyroxene, actinolite, quartz | thin sections and polished blocks examined using optical microscope, BSE detector, and EDS prior to analysis | EMPA, LA-ICPMS | JEOL JXA-8230 electron probe microanalyzer; RESOlution-LR 193 nm ArF excimer laser ablation system coupled to an Agilent 7700x ICP-MS | Laboratory of Mineral Resources Research Center, Fuzhou University; Adelaide Microscopy, the University of Adelaide | EPMA point analysis: accelerating voltage 15 kV, beam current 20 nA, beam diameter ~5 μm; EPMA mapping: accelerating voltage 20 kV, working current 50 nA, dwell time ~10 ms; BSE imaging: accelerating voltage 20 kV, beam current 10 nA; LA-ICP-MS: energy density 3~3.5 J/cm2, spot sizes 29 to 51 μm, repetition rates 5 Hz (polished thin-section) and 10 Hz (polished blocks), ~30 s background acquisition, ~40 s sample data acquisition | STDGL3 (Danyushevsky et al. 2011) and GSD-1G (USGS) | 10.0241 | [19 empty] | 9019.7765 | [5 empty] | 610.2287 | [15 empty] | 91744.3395 |  | 0.69864 |  |  |  | 0.12006 | [7 empty] | 475.6616 | [13 empty] | 1851.4027 |  | 0.013747 | [31 empty] | 0.41719 |  |  |  | 19.9527 | [5 empty] | 0.64631 | [13 empty] | 0.040669 | [13 empty] | 601604.8344 |  |  |  |  | 2025 |  |  | CHN | Tibet
| Lawu |  | Magmatic hydrothermal | Skarn | Cu-Pb-Zn skarn | Cu, Pb, Zn | In, Sn | Cu, Pb, Zn, In, Sn |  |  | lw-13 a3 sp - 10 | lw-13 a3 sp - 10-1 | underground mine |  |  |  |  | ore material | drill core | underground mining tunnels and drill cores | mineral separate | [5 empty] | mineralisation |  |  |  | sphalerite, chalcopyrite, pyrrhotite, pyrite, arsenopyrite | [6 empty] | galena, bismuthinite, marcasite, iron oxides, pyroxene, actinolite, quartz | thin sections and polished blocks examined using optical microscope, BSE detector, and EDS prior to analysis | EMPA, LA-ICPMS | JEOL JXA-8230 electron probe microanalyzer; RESOlution-LR 193 nm ArF excimer laser ablation system coupled to an Agilent 7700x ICP-MS | Laboratory of Mineral Resources Research Center, Fuzhou University; Adelaide Microscopy, the University of Adelaide | EPMA point analysis: accelerating voltage 15 kV, beam current 20 nA, beam diameter ~5 μm; EPMA mapping: accelerating voltage 20 kV, working current 50 nA, dwell time ~10 ms; BSE imaging: accelerating voltage 20 kV, beam current 10 nA; LA-ICP-MS: energy density 3~3.5 J/cm2, spot sizes 29 to 51 μm, repetition rates 5 Hz (polished thin-section) and 10 Hz (polished blocks), ~30 s background acquisition, ~40 s sample data acquisition | STDGL3 (Danyushevsky et al. 2011) and GSD-1G (USGS) | 3.0721 | [13 empty] | 0.31035 | [5 empty] | 9214.294 | [5 empty] | 609.9323 | [5 empty] | 287.9859 | [9 empty] | 100418.8761 |  | 1.166 |  |  |  | 0.1607 | [7 empty] | 472.1697 | [13 empty] | 3078.3976 |  | 0.026124 | [7 empty] | 0.1024 | [5 empty] | 0.24138 | [21 empty] | 21.2123 | [5 empty] | 0.95612 | [27 empty] | 595616.6429 |  |  |  |  | 2025 |  |  | CHN | Tibet
| Lawu |  | Magmatic hydrothermal | Skarn | Cu-Pb-Zn skarn | Cu, Pb, Zn | In, Sn | Cu, Pb, Zn, In, Sn |  |  | lw-13 a3 sp - 11 | lw-13 a3 sp - 11-1 | underground mine |  |  |  |  | ore material | drill core | underground mining tunnels and drill cores | mineral separate | [5 empty] | mineralisation |  |  |  | sphalerite, chalcopyrite, pyrrhotite, pyrite, arsenopyrite | [6 empty] | galena, bismuthinite, marcasite, iron oxides, pyroxene, actinolite, quartz | thin sections and polished blocks examined using optical microscope, BSE detector, and EDS prior to analysis | EMPA, LA-ICPMS | JEOL JXA-8230 electron probe microanalyzer; RESOlution-LR 193 nm ArF excimer laser ablation system coupled to an Agilent 7700x ICP-MS | Laboratory of Mineral Resources Research Center, Fuzhou University; Adelaide Microscopy, the University of Adelaide | EPMA point analysis: accelerating voltage 15 kV, beam current 20 nA, beam diameter ~5 μm; EPMA mapping: accelerating voltage 20 kV, working current 50 nA, dwell time ~10 ms; BSE imaging: accelerating voltage 20 kV, beam current 10 nA; LA-ICP-MS: energy density 3~3.5 J/cm2, spot sizes 29 to 51 μm, repetition rates 5 Hz (polished thin-section) and 10 Hz (polished blocks), ~30 s background acquisition, ~40 s sample data acquisition | STDGL3 (Danyushevsky et al. 2011) and GSD-1G (USGS) | 3.679 |  |  |  | 0.067007 | [9 empty] | 0.26803 | [5 empty] | 9056.5155 | [5 empty] | 611.142 | [5 empty] | 290.2552 | [9 empty] | 102211.5258 |  | 0.7442 |  |  |  | 0.17738 | [7 empty] | 482.6256 | [13 empty] | 3530.0734 |  | 0.028717 | [7 empty] | 0.17549 | [5 empty] | 0.17017 | [21 empty] | 24.3563 | [5 empty] | 1.5433 | [27 empty] | 594549.8742 |  |  |  |  | 2025 |  |  | CHN | Tibet
| Lawu |  | Magmatic hydrothermal | Skarn | Cu-Pb-Zn skarn | Cu, Pb, Zn | In, Sn | Cu, Pb, Zn, In, Sn |  |  | lw-13 a3 sp - 12 | lw-13 a3 sp - 12-1 | underground mine |  |  |  |  | ore material | drill core | underground mining tunnels and drill cores | mineral separate | [5 empty] | mineralisation |  |  |  | sphalerite, chalcopyrite, pyrrhotite, pyrite, arsenopyrite | [6 empty] | galena, bismuthinite, marcasite, iron oxides, pyroxene, actinolite, quartz | thin sections and polished blocks examined using optical microscope, BSE detector, and EDS prior to analysis | EMPA, LA-ICPMS | JEOL JXA-8230 electron probe microanalyzer; RESOlution-LR 193 nm ArF excimer laser ablation system coupled to an Agilent 7700x ICP-MS | Laboratory of Mineral Resources Research Center, Fuzhou University; Adelaide Microscopy, the University of Adelaide | EPMA point analysis: accelerating voltage 15 kV, beam current 20 nA, beam diameter ~5 μm; EPMA mapping: accelerating voltage 20 kV, working current 50 nA, dwell time ~10 ms; BSE imaging: accelerating voltage 20 kV, beam current 10 nA; LA-ICP-MS: energy density 3~3.5 J/cm2, spot sizes 29 to 51 μm, repetition rates 5 Hz (polished thin-section) and 10 Hz (polished blocks), ~30 s background acquisition, ~40 s sample data acquisition | STDGL3 (Danyushevsky et al. 2011) and GSD-1G (USGS) | 3.7723 | [13 empty] | 0.33423 | [5 empty] | 9079.4798 | [5 empty] | 608.9532 | [5 empty] | 290.9053 | [9 empty] | 102290.5051 |  | 0.66698 |  |  |  | 0.15121 | [7 empty] | 480.3268 | [13 empty] | 3479.5802 |  | 0.027356 | [7 empty] | 0.097926 | [5 empty] | 0.23098 | [21 empty] | 30.5488 | [5 empty] | 1.6626 | [27 empty] | 594477.0768 |  |  |  |  | 2025 |  |  | CHN | Tibet
| Lawu |  | Magmatic hydrothermal | Skarn | Cu-Pb-Zn skarn | Cu, Pb, Zn | In, Sn | Cu, Pb, Zn, In, Sn |  |  | lw-13 a3 sp - 13 | lw-13 a3 sp - 13-1 | underground mine |  |  |  |  | ore material | drill core | underground mining tunnels and drill cores | mineral separate | [5 empty] | mineralisation |  |  |  | sphalerite, chalcopyrite, pyrrhotite, pyrite, arsenopyrite | [6 empty] | galena, bismuthinite, marcasite, iron oxides, pyroxene, actinolite, quartz | thin sections and polished blocks examined using optical microscope, BSE detector, and EDS prior to analysis | EMPA, LA-ICPMS | JEOL JXA-8230 electron probe microanalyzer; RESOlution-LR 193 nm ArF excimer laser ablation system coupled to an Agilent 7700x ICP-MS | Laboratory of Mineral Resources Research Center, Fuzhou University; Adelaide Microscopy, the University of Adelaide | EPMA point analysis: accelerating voltage 15 kV, beam current 20 nA, beam diameter ~5 μm; EPMA mapping: accelerating voltage 20 kV, working current 50 nA, dwell time ~10 ms; BSE imaging: accelerating voltage 20 kV, beam current 10 nA; LA-ICP-MS: energy density 3~3.5 J/cm2, spot sizes 29 to 51 μm, repetition rates 5 Hz (polished thin-section) and 10 Hz (polished blocks), ~30 s background acquisition, ~40 s sample data acquisition | STDGL3 (Danyushevsky et al. 2011) and GSD-1G (USGS) | 4.6046 | [13 empty] | 0.73943 | [5 empty] | 9190.5459 | [5 empty] | 609.7993 | [5 empty] | 290.588 | [9 empty] | 99662.7697 |  | 0.84453 |  |  |  | 0.15192 | [7 empty] | 475.5905 | [13 empty] | 2869.9974 |  | 0.028001 | [7 empty] | 0.077781 | [5 empty] | 0.69276 | [21 empty] | 26.7565 | [5 empty] | 0.80581 | [27 empty] | 596144.4551 |  |  |  |  | 2025 |  |  | CHN | Tibet
| Lawu |  | Magmatic hydrothermal | Skarn | Cu-Pb-Zn skarn | Cu, Pb, Zn | In, Sn | Cu, Pb, Zn, In, Sn |  |  | lw-13 a3 sp - 14 | lw-13 a3 sp - 14-1 | underground mine |  |  |  |  | ore material | drill core | underground mining tunnels and drill cores | mineral separate | [5 empty] | mineralisation |  |  |  | sphalerite, chalcopyrite, pyrrhotite, pyrite, arsenopyrite | [6 empty] | galena, bismuthinite, marcasite, iron oxides, pyroxene, actinolite, quartz | thin sections and polished blocks examined using optical microscope, BSE detector, and EDS prior to analysis | EMPA, LA-ICPMS | JEOL JXA-8230 electron probe microanalyzer; RESOlution-LR 193 nm ArF excimer laser ablation system coupled to an Agilent 7700x ICP-MS | Laboratory of Mineral Resources Research Center, Fuzhou University; Adelaide Microscopy, the University of Adelaide | EPMA point analysis: accelerating voltage 15 kV, beam current 20 nA, beam diameter ~5 μm; EPMA mapping: accelerating voltage 20 kV, working current 50 nA, dwell time ~10 ms; BSE imaging: accelerating voltage 20 kV, beam current 10 nA; LA-ICP-MS: energy density 3~3.5 J/cm2, spot sizes 29 to 51 μm, repetition rates 5 Hz (polished thin-section) and 10 Hz (polished blocks), ~30 s background acquisition, ~40 s sample data acquisition | STDGL3 (Danyushevsky et al. 2011) and GSD-1G (USGS) | 5.9334 | [13 empty] | 1.4619 | [5 empty] | 8937.4263 | [5 empty] | 603.9499 | [5 empty] | 313.2017 | [9 empty] | 91820.2554 |  | 0.57485 |  |  |  | 0.15687 | [7 empty] | 486.4143 | [13 empty] | 1824.6529 |  | 0.019109 | [13 empty] | 1.1466 | [21 empty] | 15.8034 | [5 empty] | 0.77775 | [27 empty] | 601624.9131 |  |  |  |  | 2025 |  |  | CHN | Tibet
| Lawu |  | Magmatic hydrothermal | Skarn | Cu-Pb-Zn skarn | Cu, Pb, Zn | In, Sn | Cu, Pb, Zn, In, Sn |  |  | lw-13 a3 sp - 15 | lw-13 a3 sp - 15-1 | underground mine |  |  |  |  | ore material | drill core | underground mining tunnels and drill cores | mineral separate | [5 empty] | mineralisation |  |  |  | sphalerite, chalcopyrite, pyrrhotite, pyrite, arsenopyrite | [6 empty] | galena, bismuthinite, marcasite, iron oxides, pyroxene, actinolite, quartz | thin sections and polished blocks examined using optical microscope, BSE detector, and EDS prior to analysis | EMPA, LA-ICPMS | JEOL JXA-8230 electron probe microanalyzer; RESOlution-LR 193 nm ArF excimer laser ablation system coupled to an Agilent 7700x ICP-MS | Laboratory of Mineral Resources Research Center, Fuzhou University; Adelaide Microscopy, the University of Adelaide | EPMA point analysis: accelerating voltage 15 kV, beam current 20 nA, beam diameter ~5 μm; EPMA mapping: accelerating voltage 20 kV, working current 50 nA, dwell time ~10 ms; BSE imaging: accelerating voltage 20 kV, beam current 10 nA; LA-ICP-MS: energy density 3~3.5 J/cm2, spot sizes 29 to 51 μm, repetition rates 5 Hz (polished thin-section) and 10 Hz (polished blocks), ~30 s background acquisition, ~40 s sample data acquisition | STDGL3 (Danyushevsky et al. 2011) and GSD-1G (USGS) | 7.9973 |  |  |  | 1.0163 | [15 empty] | 8728.624 | [5 empty] | 597.2316 | [15 empty] | 91275.3826 |  | 0.87331 |  |  |  | 0.18364 | [7 empty] | 494.7762 | [13 empty] | 1992.6717 |  | 0.019946 | [7 empty] | 0.2213 | [23 empty] | 0.27544 |  |  |  | 18.616 | [5 empty] | 1.8521 | [27 empty] | 602170.578 |  |  |  |  | 2025 |  |  | CHN | Tibet
| Lawu |  | Magmatic hydrothermal | Skarn | Cu-Pb-Zn skarn | Cu, Pb, Zn | In, Sn | Cu, Pb, Zn, In, Sn |  |  | lw-13 a3 sp - 16 | lw-13 a3 sp - 16-1 | underground mine |  |  |  |  | ore material | drill core | underground mining tunnels and drill cores | mineral separate | [5 empty] | mineralisation |  |  |  | sphalerite, chalcopyrite, pyrrhotite, pyrite, arsenopyrite | [6 empty] | galena, bismuthinite, marcasite, iron oxides, pyroxene, actinolite, quartz | thin sections and polished blocks examined using optical microscope, BSE detector, and EDS prior to analysis | EMPA, LA-ICPMS | JEOL JXA-8230 electron probe microanalyzer; RESOlution-LR 193 nm ArF excimer laser ablation system coupled to an Agilent 7700x ICP-MS | Laboratory of Mineral Resources Research Center, Fuzhou University; Adelaide Microscopy, the University of Adelaide | EPMA point analysis: accelerating voltage 15 kV, beam current 20 nA, beam diameter ~5 μm; EPMA mapping: accelerating voltage 20 kV, working current 50 nA, dwell time ~10 ms; BSE imaging: accelerating voltage 20 kV, beam current 10 nA; LA-ICP-MS: energy density 3~3.5 J/cm2, spot sizes 29 to 51 μm, repetition rates 5 Hz (polished thin-section) and 10 Hz (polished blocks), ~30 s background acquisition, ~40 s sample data acquisition | STDGL3 (Danyushevsky et al. 2011) and GSD-1G (USGS) | 9.6769 |  |  |  | 0.20722 | [9 empty] | 0.45322 | [5 empty] | 9146.0794 | [5 empty] | 615.2167 | [5 empty] | 312.2529 | [9 empty] | 98095.7842 |  | 0.96752 |  |  |  | 0.13638 | [7 empty] | 475.7962 | [13 empty] | 2580.501 |  | 0.020415 | [7 empty] | 0.087786 | [5 empty] | 0.53692 | [17 empty] | 0.6094 |  |  |  | 34.502 | [5 empty] | 1.5883 | [27 empty] | 597234.2187 |  |  |  |  | 2025 |  |  | CHN | Tibet
| Lawu |  | Magmatic hydrothermal | Skarn | Cu-Pb-Zn skarn | Cu, Pb, Zn | In, Sn | Cu, Pb, Zn, In, Sn |  |  | lw-13 a3 sp - 17 | lw-13 a3 sp - 17-1 | underground mine |  |  |  |  | ore material | drill core | underground mining tunnels and drill cores | mineral separate | [5 empty] | mineralisation |  |  |  | sphalerite, chalcopyrite, pyrrhotite, pyrite, arsenopyrite | [6 empty] | galena, bismuthinite, marcasite, iron oxides, pyroxene, actinolite, quartz | thin sections and polished blocks examined using optical microscope, BSE detector, and EDS prior to analysis | EMPA, LA-ICPMS | JEOL JXA-8230 electron probe microanalyzer; RESOlution-LR 193 nm ArF excimer laser ablation system coupled to an Agilent 7700x ICP-MS | Laboratory of Mineral Resources Research Center, Fuzhou University; Adelaide Microscopy, the University of Adelaide | EPMA point analysis: accelerating voltage 15 kV, beam current 20 nA, beam diameter ~5 μm; EPMA mapping: accelerating voltage 20 kV, working current 50 nA, dwell time ~10 ms; BSE imaging: accelerating voltage 20 kV, beam current 10 nA; LA-ICP-MS: energy density 3~3.5 J/cm2, spot sizes 29 to 51 μm, repetition rates 5 Hz (polished thin-section) and 10 Hz (polished blocks), ~30 s background acquisition, ~40 s sample data acquisition | STDGL3 (Danyushevsky et al. 2011) and GSD-1G (USGS) | 8.6661 | [13 empty] | 0.61271 | [5 empty] | 9151.8254 | [5 empty] | 604.9458 | [5 empty] | 294.814 | [9 empty] | 100824.3062 |  | 0.56769 |  |  |  | 0.14275 | [7 empty] | 474.0755 | [13 empty] | 3312.1991 |  | 0.017836 | [7 empty] | 0.095474 | [5 empty] | 0.42596 | [21 empty] | 30.6355 | [5 empty] | 1.1551 | [27 empty] | 595398.4785 |  |  |  |  | 2025 |  |  | CHN | Tibet
| Lawu |  | Magmatic hydrothermal | Skarn | Cu-Pb-Zn skarn | Cu, Pb, Zn | In, Sn | Cu, Pb, Zn, In, Sn |  |  | lw-13 a3 sp - 18 | lw-13 a3 sp - 18-1 | underground mine |  |  |  |  | ore material | drill core | underground mining tunnels and drill cores | mineral separate | [5 empty] | mineralisation |  |  |  | sphalerite, chalcopyrite, pyrrhotite, pyrite, arsenopyrite | [6 empty] | galena, bismuthinite, marcasite, iron oxides, pyroxene, actinolite, quartz | thin sections and polished blocks examined using optical microscope, BSE detector, and EDS prior to analysis | EMPA, LA-ICPMS | JEOL JXA-8230 electron probe microanalyzer; RESOlution-LR 193 nm ArF excimer laser ablation system coupled to an Agilent 7700x ICP-MS | Laboratory of Mineral Resources Research Center, Fuzhou University; Adelaide Microscopy, the University of Adelaide | EPMA point analysis: accelerating voltage 15 kV, beam current 20 nA, beam diameter ~5 μm; EPMA mapping: accelerating voltage 20 kV, working current 50 nA, dwell time ~10 ms; BSE imaging: accelerating voltage 20 kV, beam current 10 nA; LA-ICP-MS: energy density 3~3.5 J/cm2, spot sizes 29 to 51 μm, repetition rates 5 Hz (polished thin-section) and 10 Hz (polished blocks), ~30 s background acquisition, ~40 s sample data acquisition | STDGL3 (Danyushevsky et al. 2011) and GSD-1G (USGS) | 4.9983 | [13 empty] | 0.23776 | [5 empty] | 9123.7463 | [5 empty] | 609.2008 | [5 empty] | 287.323 | [9 empty] | 101551.0792 |  | 0.10741 |  |  |  | 0.13949 | [7 empty] | 473.7789 | [13 empty] | 3396.3077 |  | 0.025784 | [7 empty] | 0.1173 | [5 empty] | 0.085595 | [21 empty] | 81.262 | [5 empty] | 1.4171 | [27 empty] | 594935.0428 |  |  |  |  | 2025 |  |  | CHN | Tibet
| Lawu |  | Magmatic hydrothermal | Skarn | Cu-Pb-Zn skarn | Cu, Pb, Zn | In, Sn | Cu, Pb, Zn, In, Sn |  |  | lw-13 a3 sp - 19 | lw-13 a3 sp - 19-1 | underground mine |  |  |  |  | ore material | drill core | underground mining tunnels and drill cores | mineral separate | [5 empty] | mineralisation |  |  |  | sphalerite, chalcopyrite, pyrrhotite, pyrite, arsenopyrite | [6 empty] | galena, bismuthinite, marcasite, iron oxides, pyroxene, actinolite, quartz | thin sections and polished blocks examined using optical microscope, BSE detector, and EDS prior to analysis | EMPA, LA-ICPMS | JEOL JXA-8230 electron probe microanalyzer; RESOlution-LR 193 nm ArF excimer laser ablation system coupled to an Agilent 7700x ICP-MS | Laboratory of Mineral Resources Research Center, Fuzhou University; Adelaide Microscopy, the University of Adelaide | EPMA point analysis: accelerating voltage 15 kV, beam current 20 nA, beam diameter ~5 μm; EPMA mapping: accelerating voltage 20 kV, working current 50 nA, dwell time ~10 ms; BSE imaging: accelerating voltage 20 kV, beam current 10 nA; LA-ICP-MS: energy density 3~3.5 J/cm2, spot sizes 29 to 51 μm, repetition rates 5 Hz (polished thin-section) and 10 Hz (polished blocks), ~30 s background acquisition, ~40 s sample data acquisition | STDGL3 (Danyushevsky et al. 2011) and GSD-1G (USGS) | 4.7498 | [13 empty] | 0.51422 | [5 empty] | 8935.8757 | [5 empty] | 601.2665 | [5 empty] | 286.1256 | [9 empty] | 99230.1426 |  | 0.14872 |  |  |  | 0.16434 | [7 empty] | 467.8227 | [13 empty] | 3221.6238 |  | 0.027879 | [7 empty] | 0.071247 | [5 empty] | 0.36037 | [17 empty] | 0.022717 |  |  |  | 64.0194 | [5 empty] | 1.4673 | [27 empty] | 596654.3608 |  |  |  |  | 2025 |  |  | CHN | Tibet
| Lawu |  | Magmatic hydrothermal | Skarn | Cu-Pb-Zn skarn | Cu, Pb, Zn | In, Sn | Cu, Pb, Zn, In, Sn |  |  | lw-13 a3 sp - 20 | lw-13 a3 sp - 20-1 | underground mine |  |  |  |  | ore material | drill core | underground mining tunnels and drill cores | mineral separate | [5 empty] | mineralisation |  |  |  | sphalerite, chalcopyrite, pyrrhotite, pyrite, arsenopyrite | [6 empty] | galena, bismuthinite, marcasite, iron oxides, pyroxene, actinolite, quartz | thin sections and polished blocks examined using optical microscope, BSE detector, and EDS prior to analysis | EMPA, LA-ICPMS | JEOL JXA-8230 electron probe microanalyzer; RESOlution-LR 193 nm ArF excimer laser ablation system coupled to an Agilent 7700x ICP-MS | Laboratory of Mineral Resources Research Center, Fuzhou University; Adelaide Microscopy, the University of Adelaide | EPMA point analysis: accelerating voltage 15 kV, beam current 20 nA, beam diameter ~5 μm; EPMA mapping: accelerating voltage 20 kV, working current 50 nA, dwell time ~10 ms; BSE imaging: accelerating voltage 20 kV, beam current 10 nA; LA-ICP-MS: energy density 3~3.5 J/cm2, spot sizes 29 to 51 μm, repetition rates 5 Hz (polished thin-section) and 10 Hz (polished blocks), ~30 s background acquisition, ~40 s sample data acquisition | STDGL3 (Danyushevsky et al. 2011) and GSD-1G (USGS) | 5.6151 | [13 empty] | 0.76607 | [5 empty] | 8923.5639 | [5 empty] | 615.9868 | [5 empty] | 284.8235 | [9 empty] | 100298.7705 |  | 0.20335 |  |  |  | 0.1633 | [7 empty] | 471.0803 | [13 empty] | 3100.808 |  | 0.022752 | [7 empty] | 0.052185 | [5 empty] | 0.4874 | [21 empty] | 60.8472 | [5 empty] | 1.1888 | [27 empty] | 595947.9498 |  |  |  |  | 2025 |  |  | CHN | Tibet
| Lawu |  | Magmatic hydrothermal | Skarn | Cu-Pb-Zn skarn | Cu, Pb, Zn | In, Sn | Cu, Pb, Zn, In, Sn |  |  | lw-107 a5 sp - 01 | lw-107 a5 sp - 01-1 | underground mine |  |  |  |  | ore material | drill core | underground mining tunnels and drill cores | mineral separate | [5 empty] | mineralisation |  |  |  | sphalerite, chalcopyrite, pyrrhotite, pyrite, arsenopyrite | [6 empty] | galena, bismuthinite, marcasite, iron oxides, pyroxene, actinolite, quartz | thin sections and polished blocks examined using optical microscope, BSE detector, and EDS prior to analysis | EMPA, LA-ICPMS | JEOL JXA-8230 electron probe microanalyzer; RESOlution-LR 193 nm ArF excimer laser ablation system coupled to an Agilent 7700x ICP-MS | Laboratory of Mineral Resources Research Center, Fuzhou University; Adelaide Microscopy, the University of Adelaide | EPMA point analysis: accelerating voltage 15 kV, beam current 20 nA, beam diameter ~5 μm; EPMA mapping: accelerating voltage 20 kV, working current 50 nA, dwell time ~10 ms; BSE imaging: accelerating voltage 20 kV, beam current 10 nA; LA-ICP-MS: energy density 3~3.5 J/cm2, spot sizes 29 to 51 μm, repetition rates 5 Hz (polished thin-section) and 10 Hz (polished blocks), ~30 s background acquisition, ~40 s sample data acquisition | STDGL3 (Danyushevsky et al. 2011) and GSD-1G (USGS) | 4.151 |  |  |  | 0.068534 | [9 empty] | 0.2352 | [5 empty] | 8527.0876 | [5 empty] | 350.5381 | [5 empty] | 376.3164 | [9 empty] | 74842.7364 |  | 0.59424 |  |  |  | 0.167 | [7 empty] | 635.8722 | [13 empty] | 2252.2913 |  | 0.018691 | [7 empty] | 0.19781 | [5 empty] | 0.19236 | [21 empty] | 72.0391 | [5 empty] | 6.9781 | [27 empty] | 613370.3624 |  |  |  |  | 2025 |  |  | CHN | Tibet
| Lawu |  | Magmatic hydrothermal | Skarn | Cu-Pb-Zn skarn | Cu, Pb, Zn | In, Sn | Cu, Pb, Zn, In, Sn |  |  | lw-107 a5 sp - 02 | lw-107 a5 sp - 02-1 | underground mine |  |  |  |  | ore material | drill core | underground mining tunnels and drill cores | mineral separate | [5 empty] | mineralisation |  |  |  | sphalerite, chalcopyrite, pyrrhotite, pyrite, arsenopyrite | [6 empty] | galena, bismuthinite, marcasite, iron oxides, pyroxene, actinolite, quartz | thin sections and polished blocks examined using optical microscope, BSE detector, and EDS prior to analysis | EMPA, LA-ICPMS | JEOL JXA-8230 electron probe microanalyzer; RESOlution-LR 193 nm ArF excimer laser ablation system coupled to an Agilent 7700x ICP-MS | Laboratory of Mineral Resources Research Center, Fuzhou University; Adelaide Microscopy, the University of Adelaide | EPMA point analysis: accelerating voltage 15 kV, beam current 20 nA, beam diameter ~5 μm; EPMA mapping: accelerating voltage 20 kV, working current 50 nA, dwell time ~10 ms; BSE imaging: accelerating voltage 20 kV, beam current 10 nA; LA-ICP-MS: energy density 3~3.5 J/cm2, spot sizes 29 to 51 μm, repetition rates 5 Hz (polished thin-section) and 10 Hz (polished blocks), ~30 s background acquisition, ~40 s sample data acquisition | STDGL3 (Danyushevsky et al. 2011) and GSD-1G (USGS) | 5.935 | [13 empty] | 0.065777 | [5 empty] | 8569.9012 | [5 empty] | 317.8462 | [5 empty] | 388.1594 | [9 empty] | 72657.0366 |  | 0.61709 |  |  |  | 0.25614 | [7 empty] | 645.7569 | [13 empty] | 3309.2596 |  | 0.02495 | [7 empty] | 0.35535 | [5 empty] | 0.039315 | [21 empty] | 26.6888 | [5 empty] | 9.7153 | [27 empty] | 614800.0028 |  |  |  |  | 2025 |  |  | CHN | Tibet
| Lawu |  | Magmatic hydrothermal | Skarn | Cu-Pb-Zn skarn | Cu, Pb, Zn | In, Sn | Cu, Pb, Zn, In, Sn |  |  | lw-107 a5 sp - 03 | lw-107 a5 sp - 03-1 | underground mine |  |  |  |  | ore material | drill core | underground mining tunnels and drill cores | mineral separate | [5 empty] | mineralisation |  |  |  | sphalerite, chalcopyrite, pyrrhotite, pyrite, arsenopyrite | [6 empty] | galena, bismuthinite, marcasite, iron oxides, pyroxene, actinolite, quartz | thin sections and polished blocks examined using optical microscope, BSE detector, and EDS prior to analysis | EMPA, LA-ICPMS | JEOL JXA-8230 electron probe microanalyzer; RESOlution-LR 193 nm ArF excimer laser ablation system coupled to an Agilent 7700x ICP-MS | Laboratory of Mineral Resources Research Center, Fuzhou University; Adelaide Microscopy, the University of Adelaide | EPMA point analysis: accelerating voltage 15 kV, beam current 20 nA, beam diameter ~5 μm; EPMA mapping: accelerating voltage 20 kV, working current 50 nA, dwell time ~10 ms; BSE imaging: accelerating voltage 20 kV, beam current 10 nA; LA-ICP-MS: energy density 3~3.5 J/cm2, spot sizes 29 to 51 μm, repetition rates 5 Hz (polished thin-section) and 10 Hz (polished blocks), ~30 s background acquisition, ~40 s sample data acquisition | STDGL3 (Danyushevsky et al. 2011) and GSD-1G (USGS) | 5.5655 |  |  |  | 0.092633 | [9 empty] | 0.054224 | [5 empty] | 8581.7238 | [5 empty] | 316.0816 | [5 empty] | 381.6777 | [9 empty] | 72374.169 |  | 0.5606 |  |  |  | 0.26527 | [7 empty] | 648.7635 | [13 empty] | 3707.5758 |  | 0.035396 | [7 empty] | 0.32459 | [5 empty] | 0.038409 | [21 empty] | 18.7525 | [5 empty] | 9.3537 | [27 empty] | 614979.606 |  |  |  |  | 2025 |  |  | CHN | Tibet
| Lawu |  | Magmatic hydrothermal | Skarn | Cu-Pb-Zn skarn | Cu, Pb, Zn | In, Sn | Cu, Pb, Zn, In, Sn |  |  | lw-107 a5 sp - 04 | lw-107 a5 sp - 04-1 | underground mine |  |  |  |  | ore material | drill core | underground mining tunnels and drill cores | mineral separate | [5 empty] | mineralisation |  |  |  | sphalerite, chalcopyrite, pyrrhotite, pyrite, arsenopyrite | [6 empty] | galena, bismuthinite, marcasite, iron oxides, pyroxene, actinolite, quartz | thin sections and polished blocks examined using optical microscope, BSE detector, and EDS prior to analysis | EMPA, LA-ICPMS | JEOL JXA-8230 electron probe microanalyzer; RESOlution-LR 193 nm ArF excimer laser ablation system coupled to an Agilent 7700x ICP-MS | Laboratory of Mineral Resources Research Center, Fuzhou University; Adelaide Microscopy, the University of Adelaide | EPMA point analysis: accelerating voltage 15 kV, beam current 20 nA, beam diameter ~5 μm; EPMA mapping: accelerating voltage 20 kV, working current 50 nA, dwell time ~10 ms; BSE imaging: accelerating voltage 20 kV, beam current 10 nA; LA-ICP-MS: energy density 3~3.5 J/cm2, spot sizes 29 to 51 μm, repetition rates 5 Hz (polished thin-section) and 10 Hz (polished blocks), ~30 s background acquisition, ~40 s sample data acquisition | STDGL3 (Danyushevsky et al. 2011) and GSD-1G (USGS) | 5.1149 | [13 empty] | 0.1147 | [5 empty] | 8556.5656 | [5 empty] | 322.9346 | [5 empty] | 386.328 | [9 empty] | 74475.677 |  | 0.64268 |  |  |  | 0.22045 | [7 empty] | 651.1121 | [13 empty] | 3623.8113 |  | 0.027899 | [7 empty] | 0.49599 | [5 empty] | 0.065098 | [21 empty] | 15.4996 | [5 empty] | 7.9436 | [27 empty] | 613591.231 |  |  |  |  | 2025 |  |  | CHN | Tibet
| Lawu |  | Magmatic hydrothermal | Skarn | Cu-Pb-Zn skarn | Cu, Pb, Zn | In, Sn | Cu, Pb, Zn, In, Sn |  |  | lw-107 a5 sp - 05 | lw-107 a5 sp - 05-1 | underground mine |  |  |  |  | ore material | drill core | underground mining tunnels and drill cores | mineral separate | [5 empty] | mineralisation |  |  |  | sphalerite, chalcopyrite, pyrrhotite, pyrite, arsenopyrite | [6 empty] | galena, bismuthinite, marcasite, iron oxides, pyroxene, actinolite, quartz | thin sections and polished blocks examined using optical microscope, BSE detector, and EDS prior to analysis | EMPA, LA-ICPMS | JEOL JXA-8230 electron probe microanalyzer; RESOlution-LR 193 nm ArF excimer laser ablation system coupled to an Agilent 7700x ICP-MS | Laboratory of Mineral Resources Research Center, Fuzhou University; Adelaide Microscopy, the University of Adelaide | EPMA point analysis: accelerating voltage 15 kV, beam current 20 nA, beam diameter ~5 μm; EPMA mapping: accelerating voltage 20 kV, working current 50 nA, dwell time ~10 ms; BSE imaging: accelerating voltage 20 kV, beam current 10 nA; LA-ICP-MS: energy density 3~3.5 J/cm2, spot sizes 29 to 51 μm, repetition rates 5 Hz (polished thin-section) and 10 Hz (polished blocks), ~30 s background acquisition, ~40 s sample data acquisition | STDGL3 (Danyushevsky et al. 2011) and GSD-1G (USGS) | 4.7425 | [13 empty] | 0.072784 | [5 empty] | 8587.0264 | [5 empty] | 322.0901 | [5 empty] | 382.8459 | [9 empty] | 73627.1623 |  | 0.6417 |  |  |  | 0.25196 | [7 empty] | 648.2293 | [13 empty] | 3318.9684 |  | 0.039074 | [7 empty] | 0.27658 | [5 empty] | 0.063591 | [21 empty] | 19.8433 | [5 empty] | 8.8261 | [27 empty] | 614134.2992 |  |  |  |  | 2025 |  |  | CHN | Tibet
| Lawu |  | Magmatic hydrothermal | Skarn | Cu-Pb-Zn skarn | Cu, Pb, Zn | In, Sn | Cu, Pb, Zn, In, Sn |  |  | lw-107 a5 sp - 06 | lw-107 a5 sp - 06-1 | underground mine |  |  |  |  | ore material | drill core | underground mining tunnels and drill cores | mineral separate | [5 empty] | mineralisation |  |  |  | sphalerite, chalcopyrite, pyrrhotite, pyrite, arsenopyrite | [6 empty] | galena, bismuthinite, marcasite, iron oxides, pyroxene, actinolite, quartz | thin sections and polished blocks examined using optical microscope, BSE detector, and EDS prior to analysis | EMPA, LA-ICPMS | JEOL JXA-8230 electron probe microanalyzer; RESOlution-LR 193 nm ArF excimer laser ablation system coupled to an Agilent 7700x ICP-MS | Laboratory of Mineral Resources Research Center, Fuzhou University; Adelaide Microscopy, the University of Adelaide | EPMA point analysis: accelerating voltage 15 kV, beam current 20 nA, beam diameter ~5 μm; EPMA mapping: accelerating voltage 20 kV, working current 50 nA, dwell time ~10 ms; BSE imaging: accelerating voltage 20 kV, beam current 10 nA; LA-ICP-MS: energy density 3~3.5 J/cm2, spot sizes 29 to 51 μm, repetition rates 5 Hz (polished thin-section) and 10 Hz (polished blocks), ~30 s background acquisition, ~40 s sample data acquisition | STDGL3 (Danyushevsky et al. 2011) and GSD-1G (USGS) | 5.1326 | [13 empty] | 0.04296 | [5 empty] | 8654.5464 | [5 empty] | 316.9992 | [5 empty] | 380.7608 | [9 empty] | 72428.9738 |  | 0.5934 |  |  |  | 0.19884 | [7 empty] | 656.8222 | [13 empty] | 3981.7094 |  | 0.038438 | [7 empty] | 0.31655 | [5 empty] | 0.049743 | [21 empty] | 23.8918 | [5 empty] | 9.0894 | [27 empty] | 614880.0326 |  |  |  |  | 2025 |  |  | CHN | Tibet
| Lawu |  | Magmatic hydrothermal | Skarn | Cu-Pb-Zn skarn | Cu, Pb, Zn | In, Sn | Cu, Pb, Zn, In, Sn |  |  | lw-107 a5 sp - 07 | lw-107 a5 sp - 07-1 | underground mine |  |  |  |  | ore material | drill core | underground mining tunnels and drill cores | mineral separate | [5 empty] | mineralisation |  |  |  | sphalerite, chalcopyrite, pyrrhotite, pyrite, arsenopyrite | [6 empty] | galena, bismuthinite, marcasite, iron oxides, pyroxene, actinolite, quartz | thin sections and polished blocks examined using optical microscope, BSE detector, and EDS prior to analysis | EMPA, LA-ICPMS | JEOL JXA-8230 electron probe microanalyzer; RESOlution-LR 193 nm ArF excimer laser ablation system coupled to an Agilent 7700x ICP-MS | Laboratory of Mineral Resources Research Center, Fuzhou University; Adelaide Microscopy, the University of Adelaide | EPMA point analysis: accelerating voltage 15 kV, beam current 20 nA, beam diameter ~5 μm; EPMA mapping: accelerating voltage 20 kV, working current 50 nA, dwell time ~10 ms; BSE imaging: accelerating voltage 20 kV, beam current 10 nA; LA-ICP-MS: energy density 3~3.5 J/cm2, spot sizes 29 to 51 μm, repetition rates 5 Hz (polished thin-section) and 10 Hz (polished blocks), ~30 s background acquisition, ~40 s sample data acquisition | STDGL3 (Danyushevsky et al. 2011) and GSD-1G (USGS) | 5.3752 | [13 empty] | 0.070964 | [5 empty] | 8613.0979 | [5 empty] | 315.7154 | [5 empty] | 382.603 | [9 empty] | 72549.628 |  | 0.50173 |  |  |  | 0.2378 | [7 empty] | 652.9885 | [13 empty] | 3798.8525 |  | 0.025668 | [7 empty] | 0.38275 | [5 empty] | 0.052091 | [21 empty] | 31.4055 | [5 empty] | 9.4065 | [27 empty] | 614834.8202 |  |  |  |  | 2025 |  |  | CHN | Tibet
| Lawu |  | Magmatic hydrothermal | Skarn | Cu-Pb-Zn skarn | Cu, Pb, Zn | In, Sn | Cu, Pb, Zn, In, Sn |  |  | lw-107 a5 sp - 08 | lw-107 a5 sp - 08-1 | underground mine |  |  |  |  | ore material | drill core | underground mining tunnels and drill cores | mineral separate | [5 empty] | mineralisation |  |  |  | sphalerite, chalcopyrite, pyrrhotite, pyrite, arsenopyrite | [6 empty] | galena, bismuthinite, marcasite, iron oxides, pyroxene, actinolite, quartz | thin sections and polished blocks examined using optical microscope, BSE detector, and EDS prior to analysis | EMPA, LA-ICPMS | JEOL JXA-8230 electron probe microanalyzer; RESOlution-LR 193 nm ArF excimer laser ablation system coupled to an Agilent 7700x ICP-MS | Laboratory of Mineral Resources Research Center, Fuzhou University; Adelaide Microscopy, the University of Adelaide | EPMA point analysis: accelerating voltage 15 kV, beam current 20 nA, beam diameter ~5 μm; EPMA mapping: accelerating voltage 20 kV, working current 50 nA, dwell time ~10 ms; BSE imaging: accelerating voltage 20 kV, beam current 10 nA; LA-ICP-MS: energy density 3~3.5 J/cm2, spot sizes 29 to 51 μm, repetition rates 5 Hz (polished thin-section) and 10 Hz (polished blocks), ~30 s background acquisition, ~40 s sample data acquisition | STDGL3 (Danyushevsky et al. 2011) and GSD-1G (USGS) | 5.1425 |  |  |  | 0.053568 | [9 empty] | 0.087239 | [5 empty] | 8598.423 | [5 empty] | 319.7242 | [5 empty] | 392.5001 | [9 empty] | 73541.1575 |  | 0.64061 |  |  |  | 0.21781 | [7 empty] | 655.4633 | [13 empty] | 4211.207 |  | 0.044385 | [7 empty] | 0.37498 | [5 empty] | 0.04362 | [21 empty] | 100.7843 | [5 empty] | 8.3107 | [27 empty] | 614182.1785 |  |  |  |  | 2025 |  |  | CHN | Tibet
| Lawu |  | Magmatic hydrothermal | Skarn | Cu-Pb-Zn skarn | Cu, Pb, Zn | In, Sn | Cu, Pb, Zn, In, Sn |  |  | lw-107 a5 sp - 09 | lw-107 a5 sp - 09-1 | underground mine |  |  |  |  | ore material | drill core | underground mining tunnels and drill cores | mineral separate | [5 empty] | mineralisation |  |  |  | sphalerite, chalcopyrite, pyrrhotite, pyrite, arsenopyrite | [6 empty] | galena, bismuthinite, marcasite, iron oxides, pyroxene, actinolite, quartz | thin sections and polished blocks examined using optical microscope, BSE detector, and EDS prior to analysis | EMPA, LA-ICPMS | JEOL JXA-8230 electron probe microanalyzer; RESOlution-LR 193 nm ArF excimer laser ablation system coupled to an Agilent 7700x ICP-MS | Laboratory of Mineral Resources Research Center, Fuzhou University; Adelaide Microscopy, the University of Adelaide | EPMA point analysis: accelerating voltage 15 kV, beam current 20 nA, beam diameter ~5 μm; EPMA mapping: accelerating voltage 20 kV, working current 50 nA, dwell time ~10 ms; BSE imaging: accelerating voltage 20 kV, beam current 10 nA; LA-ICP-MS: energy density 3~3.5 J/cm2, spot sizes 29 to 51 μm, repetition rates 5 Hz (polished thin-section) and 10 Hz (polished blocks), ~30 s background acquisition, ~40 s sample data acquisition | STDGL3 (Danyushevsky et al. 2011) and GSD-1G (USGS) | 4.655 | [13 empty] | 0.092945 | [5 empty] | 8465.7746 | [5 empty] | 329.1041 | [5 empty] | 392.5393 | [9 empty] | 74433.7544 |  | 0.86976 |  |  |  | 0.23152 | [7 empty] | 656.5701 | [13 empty] | 3627.9678 |  | 0.045698 | [7 empty] | 0.23933 | [5 empty] | 0.13012 | [17 empty] | 0.039502 |  |  |  | 111.5345 | [5 empty] | 10.3169 | [27 empty] | 613697.6561 |  |  |  |  | 2025 |  |  | CHN | Tibet
| Lawu |  | Magmatic hydrothermal | Skarn | Cu-Pb-Zn skarn | Cu, Pb, Zn | In, Sn | Cu, Pb, Zn, In, Sn |  |  | lw-107 a5 sp - 10 | lw-107 a5 sp - 10-1 | underground mine |  |  |  |  | ore material | drill core | underground mining tunnels and drill cores | mineral separate | [5 empty] | mineralisation |  |  |  | sphalerite, chalcopyrite, pyrrhotite, pyrite, arsenopyrite | [6 empty] | galena, bismuthinite, marcasite, iron oxides, pyroxene, actinolite, quartz | thin sections and polished blocks examined using optical microscope, BSE detector, and EDS prior to analysis | EMPA, LA-ICPMS | JEOL JXA-8230 electron probe microanalyzer; RESOlution-LR 193 nm ArF excimer laser ablation system coupled to an Agilent 7700x ICP-MS | Laboratory of Mineral Resources Research Center, Fuzhou University; Adelaide Microscopy, the University of Adelaide | EPMA point analysis: accelerating voltage 15 kV, beam current 20 nA, beam diameter ~5 μm; EPMA mapping: accelerating voltage 20 kV, working current 50 nA, dwell time ~10 ms; BSE imaging: accelerating voltage 20 kV, beam current 10 nA; LA-ICP-MS: energy density 3~3.5 J/cm2, spot sizes 29 to 51 μm, repetition rates 5 Hz (polished thin-section) and 10 Hz (polished blocks), ~30 s background acquisition, ~40 s sample data acquisition | STDGL3 (Danyushevsky et al. 2011) and GSD-1G (USGS) | 4.843 | [13 empty] | 0.27459 | [5 empty] | 8685.6671 | [5 empty] | 352.697 | [15 empty] | 76047.0674 |  | 0.81692 |  |  |  | 0.22959 | [7 empty] | 649.2653 | [13 empty] | 3306.1878 |  | 0.026905 | [7 empty] | 0.19388 | [5 empty] | 0.32919 | [21 empty] | 100.341 | [33 empty] | 612425.5248 |  |  |  |  | 2025 |  |  | CHN | Tibet
| Lawu |  | Magmatic hydrothermal | Skarn | Cu-Pb-Zn skarn | Cu, Pb, Zn | In, Sn | Cu, Pb, Zn, In, Sn |  |  | lw-107 a5 sp - 11 | lw-107 a5 sp - 11-1 | underground mine |  |  |  |  | ore material | drill core | underground mining tunnels and drill cores | mineral separate | [5 empty] | mineralisation |  |  |  | sphalerite, chalcopyrite, pyrrhotite, pyrite, arsenopyrite | [6 empty] | galena, bismuthinite, marcasite, iron oxides, pyroxene, actinolite, quartz | thin sections and polished blocks examined using optical microscope, BSE detector, and EDS prior to analysis | EMPA, LA-ICPMS | JEOL JXA-8230 electron probe microanalyzer; RESOlution-LR 193 nm ArF excimer laser ablation system coupled to an Agilent 7700x ICP-MS | Laboratory of Mineral Resources Research Center, Fuzhou University; Adelaide Microscopy, the University of Adelaide | EPMA point analysis: accelerating voltage 15 kV, beam current 20 nA, beam diameter ~5 μm; EPMA mapping: accelerating voltage 20 kV, working current 50 nA, dwell time ~10 ms; BSE imaging: accelerating voltage 20 kV, beam current 10 nA; LA-ICP-MS: energy density 3~3.5 J/cm2, spot sizes 29 to 51 μm, repetition rates 5 Hz (polished thin-section) and 10 Hz (polished blocks), ~30 s background acquisition, ~40 s sample data acquisition | STDGL3 (Danyushevsky et al. 2011) and GSD-1G (USGS) | 4.8558 | [13 empty] | 0.042356 | [5 empty] | 8630.7765 | [5 empty] | 318.9553 | [5 empty] | 388.9182 | [9 empty] | 72685.7962 |  | 0.73099 |  |  |  | 0.25153 | [7 empty] | 648.1396 | [13 empty] | 3896.7453 |  | 0.027229 | [7 empty] | 0.39331 | [5 empty] | 0.040843 | [21 empty] | 99.6121 | [5 empty] | 9.4393 | [27 empty] | 614728.2084 |  |  |  |  | 2025 |  |  | CHN | Tibet
| Lawu |  | Magmatic hydrothermal | Skarn | Cu-Pb-Zn skarn | Cu, Pb, Zn | In, Sn | Cu, Pb, Zn, In, Sn |  |  | lw-107 a5 sp - 12 | lw-107 a5 sp - 12-1 | underground mine |  |  |  |  | ore material | drill core | underground mining tunnels and drill cores | mineral separate | [5 empty] | mineralisation |  |  |  | sphalerite, chalcopyrite, pyrrhotite, pyrite, arsenopyrite | [6 empty] | galena, bismuthinite, marcasite, iron oxides, pyroxene, actinolite, quartz | thin sections and polished blocks examined using optical microscope, BSE detector, and EDS prior to analysis | EMPA, LA-ICPMS | JEOL JXA-8230 electron probe microanalyzer; RESOlution-LR 193 nm ArF excimer laser ablation system coupled to an Agilent 7700x ICP-MS | Laboratory of Mineral Resources Research Center, Fuzhou University; Adelaide Microscopy, the University of Adelaide | EPMA point analysis: accelerating voltage 15 kV, beam current 20 nA, beam diameter ~5 μm; EPMA mapping: accelerating voltage 20 kV, working current 50 nA, dwell time ~10 ms; BSE imaging: accelerating voltage 20 kV, beam current 10 nA; LA-ICP-MS: energy density 3~3.5 J/cm2, spot sizes 29 to 51 μm, repetition rates 5 Hz (polished thin-section) and 10 Hz (polished blocks), ~30 s background acquisition, ~40 s sample data acquisition | STDGL3 (Danyushevsky et al. 2011) and GSD-1G (USGS) | 4.6934 | [13 empty] | 0.016235 | [5 empty] | 8506.6524 | [5 empty] | 319.615 | [5 empty] | 378.0136 | [9 empty] | 73940.7825 |  | 0.63879 |  |  |  | 0.22245 | [7 empty] | 642.2654 | [13 empty] | 3442.3628 |  | 0.033854 | [7 empty] | 0.49012 | [27 empty] | 97.8696 | [5 empty] | 7.5249 | [27 empty] | 613993.1786 |  |  |  |  | 2025 |  |  | CHN | Tibet
| Lawu |  | Magmatic hydrothermal | Skarn | Cu-Pb-Zn skarn | Cu, Pb, Zn | In, Sn | Cu, Pb, Zn, In, Sn |  |  | lw-107 a5 sp - 13 | lw-107 a5 sp - 13-1 | underground mine |  |  |  |  | ore material | drill core | underground mining tunnels and drill cores | mineral separate | [5 empty] | mineralisation |  |  |  | sphalerite, chalcopyrite, pyrrhotite, pyrite, arsenopyrite | [6 empty] | galena, bismuthinite, marcasite, iron oxides, pyroxene, actinolite, quartz | thin sections and polished blocks examined using optical microscope, BSE detector, and EDS prior to analysis | EMPA, LA-ICPMS | JEOL JXA-8230 electron probe microanalyzer; RESOlution-LR 193 nm ArF excimer laser ablation system coupled to an Agilent 7700x ICP-MS | Laboratory of Mineral Resources Research Center, Fuzhou University; Adelaide Microscopy, the University of Adelaide | EPMA point analysis: accelerating voltage 15 kV, beam current 20 nA, beam diameter ~5 μm; EPMA mapping: accelerating voltage 20 kV, working current 50 nA, dwell time ~10 ms; BSE imaging: accelerating voltage 20 kV, beam current 10 nA; LA-ICP-MS: energy density 3~3.5 J/cm2, spot sizes 29 to 51 μm, repetition rates 5 Hz (polished thin-section) and 10 Hz (polished blocks), ~30 s background acquisition, ~40 s sample data acquisition | STDGL3 (Danyushevsky et al. 2011) and GSD-1G (USGS) | 4.5149 | [13 empty] | 0.063839 | [5 empty] | 8552.9015 | [5 empty] | 325.1949 | [15 empty] | 73914.9135 |  | 0.53794 |  |  |  | 0.23675 | [7 empty] | 645.0404 | [13 empty] | 3746.5093 |  | 0.026151 | [7 empty] | 0.3615 | [5 empty] | 0.10153 | [21 empty] | 25.4587 | [33 empty] | 613970.6521 |  |  |  |  | 2025 |  |  | CHN | Tibet
| Lawu |  | Magmatic hydrothermal | Skarn | Cu-Pb-Zn skarn | Cu, Pb, Zn | In, Sn | Cu, Pb, Zn, In, Sn |  |  | lw-107 a5 sp - 14 | lw-107 a5 sp - 14-1 | underground mine |  |  |  |  | ore material | drill core | underground mining tunnels and drill cores | mineral separate | [5 empty] | mineralisation |  |  |  | sphalerite, chalcopyrite, pyrrhotite, pyrite, arsenopyrite | [6 empty] | galena, bismuthinite, marcasite, iron oxides, pyroxene, actinolite, quartz | thin sections and polished blocks examined using optical microscope, BSE detector, and EDS prior to analysis | EMPA, LA-ICPMS | JEOL JXA-8230 electron probe microanalyzer; RESOlution-LR 193 nm ArF excimer laser ablation system coupled to an Agilent 7700x ICP-MS | Laboratory of Mineral Resources Research Center, Fuzhou University; Adelaide Microscopy, the University of Adelaide | EPMA point analysis: accelerating voltage 15 kV, beam current 20 nA, beam diameter ~5 μm; EPMA mapping: accelerating voltage 20 kV, working current 50 nA, dwell time ~10 ms; BSE imaging: accelerating voltage 20 kV, beam current 10 nA; LA-ICP-MS: energy density 3~3.5 J/cm2, spot sizes 29 to 51 μm, repetition rates 5 Hz (polished thin-section) and 10 Hz (polished blocks), ~30 s background acquisition, ~40 s sample data acquisition | STDGL3 (Danyushevsky et al. 2011) and GSD-1G (USGS) | 4.3184 | [13 empty] | 0.12637 | [5 empty] | 8468.5586 | [5 empty] | 339.7347 | [5 empty] | 382.5311 | [9 empty] | 74505.9492 |  | 0.72092 |  |  |  | 0.18794 | [7 empty] | 633.0094 | [13 empty] | 2717.4126 |  | 0.024809 | [7 empty] | 0.24499 | [5 empty] | 0.32717 | [21 empty] | 23.4139 | [5 empty] | 7.3421 | [27 empty] | 613646.8139 |  |  |  |  | 2025 |  |  | CHN | Tibet
| Lawu |  | Magmatic hydrothermal | Skarn | Cu-Pb-Zn skarn | Cu, Pb, Zn | In, Sn | Cu, Pb, Zn, In, Sn |  |  | lw-107 a5 sp - 15 | lw-107 a5 sp - 15-1 | underground mine |  |  |  |  | ore material | drill core | underground mining tunnels and drill cores | mineral separate | [5 empty] | mineralisation |  |  |  | sphalerite, chalcopyrite, pyrrhotite, pyrite, arsenopyrite | [6 empty] | galena, bismuthinite, marcasite, iron oxides, pyroxene, actinolite, quartz | thin sections and polished blocks examined using optical microscope, BSE detector, and EDS prior to analysis | EMPA, LA-ICPMS | JEOL JXA-8230 electron probe microanalyzer; RESOlution-LR 193 nm ArF excimer laser ablation system coupled to an Agilent 7700x ICP-MS | Laboratory of Mineral Resources Research Center, Fuzhou University; Adelaide Microscopy, the University of Adelaide | EPMA point analysis: accelerating voltage 15 kV, beam current 20 nA, beam diameter ~5 μm; EPMA mapping: accelerating voltage 20 kV, working current 50 nA, dwell time ~10 ms; BSE imaging: accelerating voltage 20 kV, beam current 10 nA; LA-ICP-MS: energy density 3~3.5 J/cm2, spot sizes 29 to 51 μm, repetition rates 5 Hz (polished thin-section) and 10 Hz (polished blocks), ~30 s background acquisition, ~40 s sample data acquisition | STDGL3 (Danyushevsky et al. 2011) and GSD-1G (USGS) | [20 empty] | 8401.3449 | [5 empty] | 329.0462 | [15 empty] | 74825.6942 |  | 0.60066 |  |  |  | 0.2017 | [7 empty] | 646.4432 | [13 empty] | 3230.5079 |  | 0.021801 | [31 empty] | 0.031145 |  |  |  | 18.2976 | [33 empty] | 613490.2348 |  |  |  |  | 2025 |  |  | CHN | Tibet
| Lawu |  | Magmatic hydrothermal | Skarn | Cu-Pb-Zn skarn | Cu, Pb, Zn | In, Sn | Cu, Pb, Zn, In, Sn |  |  | lw-107 a5 sp - 16 | lw-107 a5 sp - 16-1 | underground mine |  |  |  |  | ore material | drill core | underground mining tunnels and drill cores | mineral separate | [5 empty] | mineralisation |  |  |  | sphalerite, chalcopyrite, pyrrhotite, pyrite, arsenopyrite | [6 empty] | galena, bismuthinite, marcasite, iron oxides, pyroxene, actinolite, quartz | thin sections and polished blocks examined using optical microscope, BSE detector, and EDS prior to analysis | EMPA, LA-ICPMS | JEOL JXA-8230 electron probe microanalyzer; RESOlution-LR 193 nm ArF excimer laser ablation system coupled to an Agilent 7700x ICP-MS | Laboratory of Mineral Resources Research Center, Fuzhou University; Adelaide Microscopy, the University of Adelaide | EPMA point analysis: accelerating voltage 15 kV, beam current 20 nA, beam diameter ~5 μm; EPMA mapping: accelerating voltage 20 kV, working current 50 nA, dwell time ~10 ms; BSE imaging: accelerating voltage 20 kV, beam current 10 nA; LA-ICP-MS: energy density 3~3.5 J/cm2, spot sizes 29 to 51 μm, repetition rates 5 Hz (polished thin-section) and 10 Hz (polished blocks), ~30 s background acquisition, ~40 s sample data acquisition | STDGL3 (Danyushevsky et al. 2011) and GSD-1G (USGS) | 5.027 | [13 empty] | 0.025783 | [5 empty] | 8472.5944 | [5 empty] | 318.323 | [5 empty] | 378.0515 | [9 empty] | 73306.5926 |  | 0.49451 |  |  |  | 0.26268 | [7 empty] | 642.652 | [13 empty] | 3086.3525 |  | 0.025173 | [7 empty] | 0.27004 | [27 empty] | 105.1923 | [5 empty] | 8.0477 | [27 empty] | 614448.0784 |  |  |  |  | 2025 |  |  | CHN | Tibet
| Lawu |  | Magmatic hydrothermal | Skarn | Cu-Pb-Zn skarn | Cu, Pb, Zn | In, Sn | Cu, Pb, Zn, In, Sn |  |  | lw-107 a5 sp - 17 | lw-107 a5 sp - 17-1 | underground mine |  |  |  |  | ore material | drill core | underground mining tunnels and drill cores | mineral separate | [5 empty] | mineralisation |  |  |  | sphalerite, chalcopyrite, pyrrhotite, pyrite, arsenopyrite | [6 empty] | galena, bismuthinite, marcasite, iron oxides, pyroxene, actinolite, quartz | thin sections and polished blocks examined using optical microscope, BSE detector, and EDS prior to analysis | EMPA, LA-ICPMS | JEOL JXA-8230 electron probe microanalyzer; RESOlution-LR 193 nm ArF excimer laser ablation system coupled to an Agilent 7700x ICP-MS | Laboratory of Mineral Resources Research Center, Fuzhou University; Adelaide Microscopy, the University of Adelaide | EPMA point analysis: accelerating voltage 15 kV, beam current 20 nA, beam diameter ~5 μm; EPMA mapping: accelerating voltage 20 kV, working current 50 nA, dwell time ~10 ms; BSE imaging: accelerating voltage 20 kV, beam current 10 nA; LA-ICP-MS: energy density 3~3.5 J/cm2, spot sizes 29 to 51 μm, repetition rates 5 Hz (polished thin-section) and 10 Hz (polished blocks), ~30 s background acquisition, ~40 s sample data acquisition | STDGL3 (Danyushevsky et al. 2011) and GSD-1G (USGS) | 4.7408 | [19 empty] | 8439.7574 | [5 empty] | 373.1196 | [5 empty] | 382.6474 | [9 empty] | 73840.1933 |  | 0.57644 |  |  |  | 0.28305 | [7 empty] | 615.0963 | [13 empty] | 2315.862 |  | 0.024588 | [7 empty] | 0.19132 | [23 empty] | 0.041492 |  |  |  | 70.9972 | [5 empty] | 4.7639 | [13 empty] | 0.015828 | [13 empty] | 614118.3607 |  |  |  |  | 2025 |  |  | CHN | Tibet
| Lawu |  | Magmatic hydrothermal | Skarn | Cu-Pb-Zn skarn | Cu, Pb, Zn | In, Sn | Cu, Pb, Zn, In, Sn |  |  | lw-107 a5 sp - 18 | lw-107 a5 sp - 18-1 | underground mine |  |  |  |  | ore material | drill core | underground mining tunnels and drill cores | mineral separate | [5 empty] | mineralisation |  |  |  | sphalerite, chalcopyrite, pyrrhotite, pyrite, arsenopyrite | [6 empty] | galena, bismuthinite, marcasite, iron oxides, pyroxene, actinolite, quartz | thin sections and polished blocks examined using optical microscope, BSE detector, and EDS prior to analysis | EMPA, LA-ICPMS | JEOL JXA-8230 electron probe microanalyzer; RESOlution-LR 193 nm ArF excimer laser ablation system coupled to an Agilent 7700x ICP-MS | Laboratory of Mineral Resources Research Center, Fuzhou University; Adelaide Microscopy, the University of Adelaide | EPMA point analysis: accelerating voltage 15 kV, beam current 20 nA, beam diameter ~5 μm; EPMA mapping: accelerating voltage 20 kV, working current 50 nA, dwell time ~10 ms; BSE imaging: accelerating voltage 20 kV, beam current 10 nA; LA-ICP-MS: energy density 3~3.5 J/cm2, spot sizes 29 to 51 μm, repetition rates 5 Hz (polished thin-section) and 10 Hz (polished blocks), ~30 s background acquisition, ~40 s sample data acquisition | STDGL3 (Danyushevsky et al. 2011) and GSD-1G (USGS) | 5.0691 | [13 empty] | 0.051524 | [5 empty] | 8568.2183 | [5 empty] | 317.406 | [5 empty] | 385.3728 | [9 empty] | 72816.2165 |  | 0.51295 |  |  |  | 0.26548 | [7 empty] | 641.6972 | [13 empty] | 3700.6701 |  | 0.033339 | [7 empty] | 0.4319 | [5 empty] | 0.056071 | [21 empty] | 39.8557 | [5 empty] | 8.8652 | [27 empty] | 614694.6476 |  |  |  |  | 2025 |  |  | CHN | Tibet
| Lawu |  | Magmatic hydrothermal | Skarn | Cu-Pb-Zn skarn | Cu, Pb, Zn | In, Sn | Cu, Pb, Zn, In, Sn |  |  | lw-107 a5 sp - 19 | lw-107 a5 sp - 19-1 | underground mine |  |  |  |  | ore material | drill core | underground mining tunnels and drill cores | mineral separate | [5 empty] | mineralisation |  |  |  | sphalerite, chalcopyrite, pyrrhotite, pyrite, arsenopyrite | [6 empty] | galena, bismuthinite, marcasite, iron oxides, pyroxene, actinolite, quartz | thin sections and polished blocks examined using optical microscope, BSE detector, and EDS prior to analysis | EMPA, LA-ICPMS | JEOL JXA-8230 electron probe microanalyzer; RESOlution-LR 193 nm ArF excimer laser ablation system coupled to an Agilent 7700x ICP-MS | Laboratory of Mineral Resources Research Center, Fuzhou University; Adelaide Microscopy, the University of Adelaide | EPMA point analysis: accelerating voltage 15 kV, beam current 20 nA, beam diameter ~5 μm; EPMA mapping: accelerating voltage 20 kV, working current 50 nA, dwell time ~10 ms; BSE imaging: accelerating voltage 20 kV, beam current 10 nA; LA-ICP-MS: energy density 3~3.5 J/cm2, spot sizes 29 to 51 μm, repetition rates 5 Hz (polished thin-section) and 10 Hz (polished blocks), ~30 s background acquisition, ~40 s sample data acquisition | STDGL3 (Danyushevsky et al. 2011) and GSD-1G (USGS) | 4.9945 | [19 empty] | 8452.8574 | [5 empty] | 318.3632 | [5 empty] | 390.5568 | [9 empty] | 72723.3299 |  | 0.56616 |  |  |  | 0.30408 | [7 empty] | 643.3863 | [13 empty] | 3425.0342 |  | 0.034054 | [7 empty] | 0.31405 | [27 empty] | 97.9987 | [5 empty] | 8.8237 | [27 empty] | 614856.457 |  |  |  |  | 2025 |  |  | CHN | Tibet
| Lawu |  | Magmatic hydrothermal | Skarn | Cu-Pb-Zn skarn | Cu, Pb, Zn | In, Sn | Cu, Pb, Zn, In, Sn |  |  | lw-107 a5 sp - 20 | lw-107 a5 sp - 20-1 | underground mine |  |  |  |  | ore material | drill core | underground mining tunnels and drill cores | mineral separate | [5 empty] | mineralisation |  |  |  | sphalerite, chalcopyrite, pyrrhotite, pyrite, arsenopyrite | [6 empty] | galena, bismuthinite, marcasite, iron oxides, pyroxene, actinolite, quartz | thin sections and polished blocks examined using optical microscope, BSE detector, and EDS prior to analysis | EMPA, LA-ICPMS | JEOL JXA-8230 electron probe microanalyzer; RESOlution-LR 193 nm ArF excimer laser ablation system coupled to an Agilent 7700x ICP-MS | Laboratory of Mineral Resources Research Center, Fuzhou University; Adelaide Microscopy, the University of Adelaide | EPMA point analysis: accelerating voltage 15 kV, beam current 20 nA, beam diameter ~5 μm; EPMA mapping: accelerating voltage 20 kV, working current 50 nA, dwell time ~10 ms; BSE imaging: accelerating voltage 20 kV, beam current 10 nA; LA-ICP-MS: energy density 3~3.5 J/cm2, spot sizes 29 to 51 μm, repetition rates 5 Hz (polished thin-section) and 10 Hz (polished blocks), ~30 s background acquisition, ~40 s sample data acquisition | STDGL3 (Danyushevsky et al. 2011) and GSD-1G (USGS) | 4.5094 | [13 empty] | 0.037707 | [5 empty] | 8544.0507 | [5 empty] | 322.2776 | [5 empty] | 380.5308 | [9 empty] | 73951.4794 |  | 0.52747 |  |  |  | 0.22611 | [7 empty] | 640.1944 | [13 empty] | 3288.186 |  | 0.031551 | [7 empty] | 0.29319 | [5 empty] | 0.035398 | [21 empty] | 42.17 | [5 empty] | 7.8646 | [27 empty] | 613953.7498 |  |  |  |  | 2025 |  |  | CHN | Tibet
| Lawu |  | Magmatic hydrothermal | Skarn | Cu-Pb-Zn skarn | Cu, Pb, Zn | In, Sn | Cu, Pb, Zn, In, Sn |  |  | lw14-29 a3 sp - 01 | lw14-29 a3 sp - 01-1 | underground mine |  |  |  |  | ore material | drill core | underground mining tunnels and drill cores | mineral separate | [5 empty] | mineralisation |  |  |  | sphalerite, chalcopyrite, pyrrhotite, pyrite, arsenopyrite | [6 empty] | galena, bismuthinite, marcasite, iron oxides, pyroxene, actinolite, quartz | thin sections and polished blocks examined using optical microscope, BSE detector, and EDS prior to analysis | EMPA, LA-ICPMS | JEOL JXA-8230 electron probe microanalyzer; RESOlution-LR 193 nm ArF excimer laser ablation system coupled to an Agilent 7700x ICP-MS | Laboratory of Mineral Resources Research Center, Fuzhou University; Adelaide Microscopy, the University of Adelaide | EPMA point analysis: accelerating voltage 15 kV, beam current 20 nA, beam diameter ~5 μm; EPMA mapping: accelerating voltage 20 kV, working current 50 nA, dwell time ~10 ms; BSE imaging: accelerating voltage 20 kV, beam current 10 nA; LA-ICP-MS: energy density 3~3.5 J/cm2, spot sizes 29 to 51 μm, repetition rates 5 Hz (polished thin-section) and 10 Hz (polished blocks), ~30 s background acquisition, ~40 s sample data acquisition | STDGL3 (Danyushevsky et al. 2011) and GSD-1G (USGS) | 1.4094 | [13 empty] | 0.25165 | [5 empty] | 9878.9288 | [5 empty] | 518.1166 | [5 empty] | 38.1252 | [9 empty] | 95586.494 |  | 1.8716 |  |  |  | 0.1706 | [7 empty] | 19.9095 | [13 empty] | 2212.1162 |  | 0.013428 | [7 empty] | 0.21286 | [5 empty] | 0.096482 | [21 empty] | 177.2478 | [5 empty] | 0.57193 | [27 empty] | 598285.9121 |  |  |  |  | 2025 |  |  | CHN | Tibet
| Lawu |  | Magmatic hydrothermal | Skarn | Cu-Pb-Zn skarn | Cu, Pb, Zn | In, Sn | Cu, Pb, Zn, In, Sn |  |  | lw14-29 a3 sp - 02 | lw14-29 a3 sp - 02-1 | underground mine |  |  |  |  | ore material | drill core | underground mining tunnels and drill cores | mineral separate | [5 empty] | mineralisation |  |  |  | sphalerite, chalcopyrite, pyrrhotite, pyrite, arsenopyrite | [6 empty] | galena, bismuthinite, marcasite, iron oxides, pyroxene, actinolite, quartz | thin sections and polished blocks examined using optical microscope, BSE detector, and EDS prior to analysis | EMPA, LA-ICPMS | JEOL JXA-8230 electron probe microanalyzer; RESOlution-LR 193 nm ArF excimer laser ablation system coupled to an Agilent 7700x ICP-MS | Laboratory of Mineral Resources Research Center, Fuzhou University; Adelaide Microscopy, the University of Adelaide | EPMA point analysis: accelerating voltage 15 kV, beam current 20 nA, beam diameter ~5 μm; EPMA mapping: accelerating voltage 20 kV, working current 50 nA, dwell time ~10 ms; BSE imaging: accelerating voltage 20 kV, beam current 10 nA; LA-ICP-MS: energy density 3~3.5 J/cm2, spot sizes 29 to 51 μm, repetition rates 5 Hz (polished thin-section) and 10 Hz (polished blocks), ~30 s background acquisition, ~40 s sample data acquisition | STDGL3 (Danyushevsky et al. 2011) and GSD-1G (USGS) | 1.1319 | [19 empty] | 9638.4095 | [5 empty] | 471.6213 | [15 empty] | 97995.2549 |  | 1.8449 |  |  |  | 0.16655 | [7 empty] | 20.0938 | [13 empty] | 2363.7149 |  | 0.027532 | [7 empty] | 0.19885 | [27 empty] | 178.4513 | [5 empty] | 0.57716 | [27 empty] | 596877.0986 |  |  |  |  | 2025 |  |  | CHN | Tibet
| Lawu |  | Magmatic hydrothermal | Skarn | Cu-Pb-Zn skarn | Cu, Pb, Zn | In, Sn | Cu, Pb, Zn, In, Sn |  |  | lw14-29 a3 sp - 03 | lw14-29 a3 sp - 03-1 | underground mine |  |  |  |  | ore material | drill core | underground mining tunnels and drill cores | mineral separate | [5 empty] | mineralisation |  |  |  | sphalerite, chalcopyrite, pyrrhotite, pyrite, arsenopyrite | [6 empty] | galena, bismuthinite, marcasite, iron oxides, pyroxene, actinolite, quartz | thin sections and polished blocks examined using optical microscope, BSE detector, and EDS prior to analysis | EMPA, LA-ICPMS | JEOL JXA-8230 electron probe microanalyzer; RESOlution-LR 193 nm ArF excimer laser ablation system coupled to an Agilent 7700x ICP-MS | Laboratory of Mineral Resources Research Center, Fuzhou University; Adelaide Microscopy, the University of Adelaide | EPMA point analysis: accelerating voltage 15 kV, beam current 20 nA, beam diameter ~5 μm; EPMA mapping: accelerating voltage 20 kV, working current 50 nA, dwell time ~10 ms; BSE imaging: accelerating voltage 20 kV, beam current 10 nA; LA-ICP-MS: energy density 3~3.5 J/cm2, spot sizes 29 to 51 μm, repetition rates 5 Hz (polished thin-section) and 10 Hz (polished blocks), ~30 s background acquisition, ~40 s sample data acquisition | STDGL3 (Danyushevsky et al. 2011) and GSD-1G (USGS) | 0.91677 | [13 empty] | 0.3449 | [5 empty] | 9765.1181 | [5 empty] | 455.7129 | [5 empty] | 31.3191 | [9 empty] | 106918.9753 |  | 1.7691 |  |  |  | 0.1272 | [7 empty] | 20.2815 | [13 empty] | 2508.8688 |  | 0.017134 | [7 empty] | 0.16244 | [5 empty] | 0.14686 | [21 empty] | 177.6791 | [5 empty] | 0.70649 | [27 empty] | 590780.1863 |  |  |  |  | 2025 |  |  | CHN | Tibet
| Lawu |  | Magmatic hydrothermal | Skarn | Cu-Pb-Zn skarn | Cu, Pb, Zn | In, Sn | Cu, Pb, Zn, In, Sn |  |  | lw14-29 a3 sp - 04 | lw14-29 a3 sp - 04-1 | underground mine |  |  |  |  | ore material | drill core | underground mining tunnels and drill cores | mineral separate | [5 empty] | mineralisation |  |  |  | sphalerite, chalcopyrite, pyrrhotite, pyrite, arsenopyrite | [6 empty] | galena, bismuthinite, marcasite, iron oxides, pyroxene, actinolite, quartz | thin sections and polished blocks examined using optical microscope, BSE detector, and EDS prior to analysis | EMPA, LA-ICPMS | JEOL JXA-8230 electron probe microanalyzer; RESOlution-LR 193 nm ArF excimer laser ablation system coupled to an Agilent 7700x ICP-MS | Laboratory of Mineral Resources Research Center, Fuzhou University; Adelaide Microscopy, the University of Adelaide | EPMA point analysis: accelerating voltage 15 kV, beam current 20 nA, beam diameter ~5 μm; EPMA mapping: accelerating voltage 20 kV, working current 50 nA, dwell time ~10 ms; BSE imaging: accelerating voltage 20 kV, beam current 10 nA; LA-ICP-MS: energy density 3~3.5 J/cm2, spot sizes 29 to 51 μm, repetition rates 5 Hz (polished thin-section) and 10 Hz (polished blocks), ~30 s background acquisition, ~40 s sample data acquisition | STDGL3 (Danyushevsky et al. 2011) and GSD-1G (USGS) |  |  |  |  | 0.31523 | [15 empty] | 9466.6468 | [5 empty] | 525.0492 | [15 empty] | 94666.4681 |  | 1.8545 |  |  |  | 0.17298 | [7 empty] | 20.9887 | [13 empty] | 2239.0935 |  | 0.029552 | [7 empty] | 1.32 | [23 empty] | 0.41078 |  |  |  | 179.4821 | [5 empty] | 2.1475 | [13 empty] | 0.020194 | [13 empty] | 599258.7733 |  |  |  |  | 2025 |  |  | CHN | Tibet
| Lawu |  | Magmatic hydrothermal | Skarn | Cu-Pb-Zn skarn | Cu, Pb, Zn | In, Sn | Cu, Pb, Zn, In, Sn |  |  | lw14-29 a3 sp - 05 | lw14-29 a3 sp - 05-1 | underground mine |  |  |  |  | ore material | drill core | underground mining tunnels and drill cores | mineral separate | [5 empty] | mineralisation |  |  |  | sphalerite, chalcopyrite, pyrrhotite, pyrite, arsenopyrite | [6 empty] | galena, bismuthinite, marcasite, iron oxides, pyroxene, actinolite, quartz | thin sections and polished blocks examined using optical microscope, BSE detector, and EDS prior to analysis | EMPA, LA-ICPMS | JEOL JXA-8230 electron probe microanalyzer; RESOlution-LR 193 nm ArF excimer laser ablation system coupled to an Agilent 7700x ICP-MS | Laboratory of Mineral Resources Research Center, Fuzhou University; Adelaide Microscopy, the University of Adelaide | EPMA point analysis: accelerating voltage 15 kV, beam current 20 nA, beam diameter ~5 μm; EPMA mapping: accelerating voltage 20 kV, working current 50 nA, dwell time ~10 ms; BSE imaging: accelerating voltage 20 kV, beam current 10 nA; LA-ICP-MS: energy density 3~3.5 J/cm2, spot sizes 29 to 51 μm, repetition rates 5 Hz (polished thin-section) and 10 Hz (polished blocks), ~30 s background acquisition, ~40 s sample data acquisition | STDGL3 (Danyushevsky et al. 2011) and GSD-1G (USGS) | [20 empty] | 9706.3849 | [5 empty] | 545.8847 | [15 empty] | 95572.0889 |  | 1.8317 |  |  |  | 0.16514 | [7 empty] | 20.7419 | [13 empty] | 2135.2058 |  | 0.016807 | [7 empty] | 4.9228 | [23 empty] | 0.21979 |  |  |  | 180.6024 | [5 empty] | 8.4533 | [13 empty] | 0.011835 | [13 empty] | 598444.3753 |  |  |  |  | 2025 |  |  | CHN | Tibet
| Lawu |  | Magmatic hydrothermal | Skarn | Cu-Pb-Zn skarn | Cu, Pb, Zn | In, Sn | Cu, Pb, Zn, In, Sn |  |  | lw14-29 a3 sp - 06 | lw14-29 a3 sp - 06-1 | underground mine |  |  |  |  | ore material | drill core | underground mining tunnels and drill cores | mineral separate | [5 empty] | mineralisation |  |  |  | sphalerite, chalcopyrite, pyrrhotite, pyrite, arsenopyrite | [6 empty] | galena, bismuthinite, marcasite, iron oxides, pyroxene, actinolite, quartz | thin sections and polished blocks examined using optical microscope, BSE detector, and EDS prior to analysis | EMPA, LA-ICPMS | JEOL JXA-8230 electron probe microanalyzer; RESOlution-LR 193 nm ArF excimer laser ablation system coupled to an Agilent 7700x ICP-MS | Laboratory of Mineral Resources Research Center, Fuzhou University; Adelaide Microscopy, the University of Adelaide | EPMA point analysis: accelerating voltage 15 kV, beam current 20 nA, beam diameter ~5 μm; EPMA mapping: accelerating voltage 20 kV, working current 50 nA, dwell time ~10 ms; BSE imaging: accelerating voltage 20 kV, beam current 10 nA; LA-ICP-MS: energy density 3~3.5 J/cm2, spot sizes 29 to 51 μm, repetition rates 5 Hz (polished thin-section) and 10 Hz (polished blocks), ~30 s background acquisition, ~40 s sample data acquisition | STDGL3 (Danyushevsky et al. 2011) and GSD-1G (USGS) | [14 empty] | 1.3661 | [5 empty] | 9825.9945 | [5 empty] | 498.9905 | [15 empty] | 97247.9986 |  | 1.8667 |  |  |  | 0.19647 | [7 empty] | 19.7876 | [13 empty] | 2253.6035 | [9 empty] | 0.38454 | [5 empty] | 0.46853 | [17 empty] | 0.021251 |  |  |  | 181.1383 | [5 empty] | 0.82878 | [27 empty] | 597216.7243 |  |  |  |  | 2025 |  |  | CHN | Tibet
| Lawu |  | Magmatic hydrothermal | Skarn | Cu-Pb-Zn skarn | Cu, Pb, Zn | In, Sn | Cu, Pb, Zn, In, Sn |  |  | lw14-29 a3 sp - 07 | lw14-29 a3 sp - 07-1 | underground mine |  |  |  |  | ore material | drill core | underground mining tunnels and drill cores | mineral separate | [5 empty] | mineralisation |  |  |  | sphalerite, chalcopyrite, pyrrhotite, pyrite, arsenopyrite | [6 empty] | galena, bismuthinite, marcasite, iron oxides, pyroxene, actinolite, quartz | thin sections and polished blocks examined using optical microscope, BSE detector, and EDS prior to analysis | EMPA, LA-ICPMS | JEOL JXA-8230 electron probe microanalyzer; RESOlution-LR 193 nm ArF excimer laser ablation system coupled to an Agilent 7700x ICP-MS | Laboratory of Mineral Resources Research Center, Fuzhou University; Adelaide Microscopy, the University of Adelaide | EPMA point analysis: accelerating voltage 15 kV, beam current 20 nA, beam diameter ~5 μm; EPMA mapping: accelerating voltage 20 kV, working current 50 nA, dwell time ~10 ms; BSE imaging: accelerating voltage 20 kV, beam current 10 nA; LA-ICP-MS: energy density 3~3.5 J/cm2, spot sizes 29 to 51 μm, repetition rates 5 Hz (polished thin-section) and 10 Hz (polished blocks), ~30 s background acquisition, ~40 s sample data acquisition | STDGL3 (Danyushevsky et al. 2011) and GSD-1G (USGS) | 1.6391 | [19 empty] | 9824.878 | [5 empty] | 523.3272 | [15 empty] | 96049.9268 |  | 1.7867 |  |  |  | 0.16477 | [7 empty] | 20.3273 | [13 empty] | 2312.7943 |  | 0.020489 | [7 empty] | 0.15692 | [23 empty] | 0.049974 |  |  |  | 187.8021 | [5 empty] | 0.50174 | [27 empty] | 598021.5698 |  |  |  |  | 2025 |  |  | CHN | Tibet
| Lawu |  | Magmatic hydrothermal | Skarn | Cu-Pb-Zn skarn | Cu, Pb, Zn | In, Sn | Cu, Pb, Zn, In, Sn |  |  | lw14-29 a3 sp - 08 | lw14-29 a3 sp - 08-1 | underground mine |  |  |  |  | ore material | drill core | underground mining tunnels and drill cores | mineral separate | [5 empty] | mineralisation |  |  |  | sphalerite, chalcopyrite, pyrrhotite, pyrite, arsenopyrite | [6 empty] | galena, bismuthinite, marcasite, iron oxides, pyroxene, actinolite, quartz | thin sections and polished blocks examined using optical microscope, BSE detector, and EDS prior to analysis | EMPA, LA-ICPMS | JEOL JXA-8230 electron probe microanalyzer; RESOlution-LR 193 nm ArF excimer laser ablation system coupled to an Agilent 7700x ICP-MS | Laboratory of Mineral Resources Research Center, Fuzhou University; Adelaide Microscopy, the University of Adelaide | EPMA point analysis: accelerating voltage 15 kV, beam current 20 nA, beam diameter ~5 μm; EPMA mapping: accelerating voltage 20 kV, working current 50 nA, dwell time ~10 ms; BSE imaging: accelerating voltage 20 kV, beam current 10 nA; LA-ICP-MS: energy density 3~3.5 J/cm2, spot sizes 29 to 51 μm, repetition rates 5 Hz (polished thin-section) and 10 Hz (polished blocks), ~30 s background acquisition, ~40 s sample data acquisition | STDGL3 (Danyushevsky et al. 2011) and GSD-1G (USGS) | [20 empty] | 9647.2204 | [5 empty] | 477.2846 | [15 empty] | 97568.7103 |  | 1.8077 |  |  |  | 0.14888 | [7 empty] | 20.3519 | [13 empty] | 2396.0682 | [9 empty] | 0.49749 | [23 empty] | 0.039596 |  |  |  | 183.5632 | [5 empty] | 4.6601 | [27 empty] | 597155.7033 |  |  |  |  | 2025 |  |  | CHN | Tibet
| Lawu |  | Magmatic hydrothermal | Skarn | Cu-Pb-Zn skarn | Cu, Pb, Zn | In, Sn | Cu, Pb, Zn, In, Sn |  |  | lw14-29 a3 sp - 09 | lw14-29 a3 sp - 09-1 | underground mine |  |  |  |  | ore material | drill core | underground mining tunnels and drill cores | mineral separate | [5 empty] | mineralisation |  |  |  | sphalerite, chalcopyrite, pyrrhotite, pyrite, arsenopyrite | [6 empty] | galena, bismuthinite, marcasite, iron oxides, pyroxene, actinolite, quartz | thin sections and polished blocks examined using optical microscope, BSE detector, and EDS prior to analysis | EMPA, LA-ICPMS | JEOL JXA-8230 electron probe microanalyzer; RESOlution-LR 193 nm ArF excimer laser ablation system coupled to an Agilent 7700x ICP-MS | Laboratory of Mineral Resources Research Center, Fuzhou University; Adelaide Microscopy, the University of Adelaide | EPMA point analysis: accelerating voltage 15 kV, beam current 20 nA, beam diameter ~5 μm; EPMA mapping: accelerating voltage 20 kV, working current 50 nA, dwell time ~10 ms; BSE imaging: accelerating voltage 20 kV, beam current 10 nA; LA-ICP-MS: energy density 3~3.5 J/cm2, spot sizes 29 to 51 μm, repetition rates 5 Hz (polished thin-section) and 10 Hz (polished blocks), ~30 s background acquisition, ~40 s sample data acquisition | STDGL3 (Danyushevsky et al. 2011) and GSD-1G (USGS) | [20 empty] | 9522.7298 | [5 empty] | 485.7595 | [15 empty] | 96329.93 |  | 1.8952 |  |  |  | 0.16609 | [7 empty] | 20.6676 | [13 empty] | 2352.6155 |  | 0.032077 | [7 empty] | 0.56134 | [23 empty] | 0.059141 |  |  |  | 183.6383 | [5 empty] | 0.77184 | [27 empty] | 598094.2583 |  |  |  |  | 2025 |  |  | CHN | Tibet
| Lawu |  | Magmatic hydrothermal | Skarn | Cu-Pb-Zn skarn | Cu, Pb, Zn | In, Sn | Cu, Pb, Zn, In, Sn |  |  | lw14-29 a3 sp - 10 | lw14-29 a3 sp - 10-1 | underground mine |  |  |  |  | ore material | drill core | underground mining tunnels and drill cores | mineral separate | [5 empty] | mineralisation |  |  |  | sphalerite, chalcopyrite, pyrrhotite, pyrite, arsenopyrite | [6 empty] | galena, bismuthinite, marcasite, iron oxides, pyroxene, actinolite, quartz | thin sections and polished blocks examined using optical microscope, BSE detector, and EDS prior to analysis | EMPA, LA-ICPMS | JEOL JXA-8230 electron probe microanalyzer; RESOlution-LR 193 nm ArF excimer laser ablation system coupled to an Agilent 7700x ICP-MS | Laboratory of Mineral Resources Research Center, Fuzhou University; Adelaide Microscopy, the University of Adelaide | EPMA point analysis: accelerating voltage 15 kV, beam current 20 nA, beam diameter ~5 μm; EPMA mapping: accelerating voltage 20 kV, working current 50 nA, dwell time ~10 ms; BSE imaging: accelerating voltage 20 kV, beam current 10 nA; LA-ICP-MS: energy density 3~3.5 J/cm2, spot sizes 29 to 51 μm, repetition rates 5 Hz (polished thin-section) and 10 Hz (polished blocks), ~30 s background acquisition, ~40 s sample data acquisition | STDGL3 (Danyushevsky et al. 2011) and GSD-1G (USGS) | 1.2524 | [13 empty] | 0.6209 | [5 empty] | 9689.3572 | [5 empty] | 486.3686 | [15 empty] | 101476.3765 |  | 1.8083 |  |  |  | 0.17936 | [7 empty] | 20.3519 | [13 empty] | 2381.0518 |  | 0.021964 | [7 empty] | 0.17106 | [5 empty] | 0.36219 | [17 empty] | 0.025343 |  |  |  | 179.6164 | [5 empty] | 0.57021 | [27 empty] | 594497.398 |  |  |  |  | 2025 |  |  | CHN | Tibet
| Lawu |  | Magmatic hydrothermal | Skarn | Cu-Pb-Zn skarn | Cu, Pb, Zn | In, Sn | Cu, Pb, Zn, In, Sn |  |  | lw14-29 a3 sp - 11 | lw14-29 a3 sp - 11-1 | underground mine |  |  |  |  | ore material | drill core | underground mining tunnels and drill cores | mineral separate | [5 empty] | mineralisation |  |  |  | sphalerite, chalcopyrite, pyrrhotite, pyrite, arsenopyrite | [6 empty] | galena, bismuthinite, marcasite, iron oxides, pyroxene, actinolite, quartz | thin sections and polished blocks examined using optical microscope, BSE detector, and EDS prior to analysis | EMPA, LA-ICPMS | JEOL JXA-8230 electron probe microanalyzer; RESOlution-LR 193 nm ArF excimer laser ablation system coupled to an Agilent 7700x ICP-MS | Laboratory of Mineral Resources Research Center, Fuzhou University; Adelaide Microscopy, the University of Adelaide | EPMA point analysis: accelerating voltage 15 kV, beam current 20 nA, beam diameter ~5 μm; EPMA mapping: accelerating voltage 20 kV, working current 50 nA, dwell time ~10 ms; BSE imaging: accelerating voltage 20 kV, beam current 10 nA; LA-ICP-MS: energy density 3~3.5 J/cm2, spot sizes 29 to 51 μm, repetition rates 5 Hz (polished thin-section) and 10 Hz (polished blocks), ~30 s background acquisition, ~40 s sample data acquisition | STDGL3 (Danyushevsky et al. 2011) and GSD-1G (USGS) |  |  |  |  | 0.062743 | [15 empty] | 9547.467 | [5 empty] | 471.4127 | [15 empty] | 100494.1488 |  | 1.8742 |  |  |  | 0.16359 | [7 empty] | 20.3223 | [13 empty] | 2386.3439 |  | 0.015686 | [7 empty] | 0.366 | [27 empty] | 179.8647 | [5 empty] | 0.76338 | [27 empty] | 595278.8161 |  |  |  |  | 2025 |  |  | CHN | Tibet
| Lawu |  | Magmatic hydrothermal | Skarn | Cu-Pb-Zn skarn | Cu, Pb, Zn | In, Sn | Cu, Pb, Zn, In, Sn |  |  | lw14-29 a3 sp - 12 | lw14-29 a3 sp - 12-1 | underground mine |  |  |  |  | ore material | drill core | underground mining tunnels and drill cores | mineral separate | [5 empty] | mineralisation |  |  |  | sphalerite, chalcopyrite, pyrrhotite, pyrite, arsenopyrite | [6 empty] | galena, bismuthinite, marcasite, iron oxides, pyroxene, actinolite, quartz | thin sections and polished blocks examined using optical microscope, BSE detector, and EDS prior to analysis | EMPA, LA-ICPMS | JEOL JXA-8230 electron probe microanalyzer; RESOlution-LR 193 nm ArF excimer laser ablation system coupled to an Agilent 7700x ICP-MS | Laboratory of Mineral Resources Research Center, Fuzhou University; Adelaide Microscopy, the University of Adelaide | EPMA point analysis: accelerating voltage 15 kV, beam current 20 nA, beam diameter ~5 μm; EPMA mapping: accelerating voltage 20 kV, working current 50 nA, dwell time ~10 ms; BSE imaging: accelerating voltage 20 kV, beam current 10 nA; LA-ICP-MS: energy density 3~3.5 J/cm2, spot sizes 29 to 51 μm, repetition rates 5 Hz (polished thin-section) and 10 Hz (polished blocks), ~30 s background acquisition, ~40 s sample data acquisition | STDGL3 (Danyushevsky et al. 2011) and GSD-1G (USGS) | [20 empty] | 9692.0019 | [5 empty] | 542.3573 | [5 empty] | 60.747 | [9 empty] | 91215.4915 |  | 1.7918 |  |  |  | 0.18323 | [7 empty] | 20.1809 | [13 empty] | 2151.8693 |  | 0.018604 | [7 empty] | 0.23824 | [27 empty] | 178.1597 | [5 empty] | 0.44421 | [27 empty] | 601379.9705 |  |  |  |  | 2025 |  |  | CHN | Tibet
| Lawu |  | Magmatic hydrothermal | Skarn | Cu-Pb-Zn skarn | Cu, Pb, Zn | In, Sn | Cu, Pb, Zn, In, Sn |  |  | lw14-29 a3 sp - 13 | lw14-29 a3 sp - 13-1 | underground mine |  |  |  |  | ore material | drill core | underground mining tunnels and drill cores | mineral separate | [5 empty] | mineralisation |  |  |  | sphalerite, chalcopyrite, pyrrhotite, pyrite, arsenopyrite | [6 empty] | galena, bismuthinite, marcasite, iron oxides, pyroxene, actinolite, quartz | thin sections and polished blocks examined using optical microscope, BSE detector, and EDS prior to analysis | EMPA, LA-ICPMS | JEOL JXA-8230 electron probe microanalyzer; RESOlution-LR 193 nm ArF excimer laser ablation system coupled to an Agilent 7700x ICP-MS | Laboratory of Mineral Resources Research Center, Fuzhou University; Adelaide Microscopy, the University of Adelaide | EPMA point analysis: accelerating voltage 15 kV, beam current 20 nA, beam diameter ~5 μm; EPMA mapping: accelerating voltage 20 kV, working current 50 nA, dwell time ~10 ms; BSE imaging: accelerating voltage 20 kV, beam current 10 nA; LA-ICP-MS: energy density 3~3.5 J/cm2, spot sizes 29 to 51 μm, repetition rates 5 Hz (polished thin-section) and 10 Hz (polished blocks), ~30 s background acquisition, ~40 s sample data acquisition | STDGL3 (Danyushevsky et al. 2011) and GSD-1G (USGS) | 1.4996 | [13 empty] | 0.86913 | [5 empty] | 9935.8916 | [5 empty] | 501.3202 | [15 empty] | 98844.6358 |  | 1.8436 |  |  |  | 0.18406 | [7 empty] | 20.2786 | [13 empty] | 2325.1632 |  | 0.024685 | [7 empty] | 0.24891 | [5 empty] | 0.52148 | [21 empty] | 184.8323 | [5 empty] | 0.50914 | [27 empty] | 596050.6394 |  |  |  |  | 2025 |  |  | CHN | Tibet
| Lawu |  | Magmatic hydrothermal | Skarn | Cu-Pb-Zn skarn | Cu, Pb, Zn | In, Sn | Cu, Pb, Zn, In, Sn |  |  | lw14-29 a4 sp - 01 | lw14-29 a4 sp - 01-1 | underground mine |  |  |  |  | ore material | drill core | underground mining tunnels and drill cores | mineral separate | [5 empty] | mineralisation |  |  |  | sphalerite, chalcopyrite, pyrrhotite, pyrite, arsenopyrite | [6 empty] | galena, bismuthinite, marcasite, iron oxides, pyroxene, actinolite, quartz | thin sections and polished blocks examined using optical microscope, BSE detector, and EDS prior to analysis | EMPA, LA-ICPMS | JEOL JXA-8230 electron probe microanalyzer; RESOlution-LR 193 nm ArF excimer laser ablation system coupled to an Agilent 7700x ICP-MS | Laboratory of Mineral Resources Research Center, Fuzhou University; Adelaide Microscopy, the University of Adelaide | EPMA point analysis: accelerating voltage 15 kV, beam current 20 nA, beam diameter ~5 μm; EPMA mapping: accelerating voltage 20 kV, working current 50 nA, dwell time ~10 ms; BSE imaging: accelerating voltage 20 kV, beam current 10 nA; LA-ICP-MS: energy density 3~3.5 J/cm2, spot sizes 29 to 51 μm, repetition rates 5 Hz (polished thin-section) and 10 Hz (polished blocks), ~30 s background acquisition, ~40 s sample data acquisition | STDGL3 (Danyushevsky et al. 2011) and GSD-1G (USGS) | 7.7157 | [19 empty] | 9447.0219 | [5 empty] | 571.9965 | [15 empty] | 90424.1837 |  | 1.734 |  |  |  | 0.14024 | [7 empty] | 19.6741 | [13 empty] | 2038.0727 |  | 0.01976 | [7 empty] | 1.3361 | [23 empty] | 0.089389 |  |  |  | 178.5901 | [5 empty] | 3.6414 | [13 empty] | 0.009033 | [13 empty] | 602122.1873 |  |  |  |  | 2025 |  |  | CHN | Tibet
| Lawu |  | Magmatic hydrothermal | Skarn | Cu-Pb-Zn skarn | Cu, Pb, Zn | In, Sn | Cu, Pb, Zn, In, Sn |  |  | lw14-29 a4 sp - 02 | lw14-29 a4 sp - 02-1 | underground mine |  |  |  |  | ore material | drill core | underground mining tunnels and drill cores | mineral separate | [5 empty] | mineralisation |  |  |  | sphalerite, chalcopyrite, pyrrhotite, pyrite, arsenopyrite | [6 empty] | galena, bismuthinite, marcasite, iron oxides, pyroxene, actinolite, quartz | thin sections and polished blocks examined using optical microscope, BSE detector, and EDS prior to analysis | EMPA, LA-ICPMS | JEOL JXA-8230 electron probe microanalyzer; RESOlution-LR 193 nm ArF excimer laser ablation system coupled to an Agilent 7700x ICP-MS | Laboratory of Mineral Resources Research Center, Fuzhou University; Adelaide Microscopy, the University of Adelaide | EPMA point analysis: accelerating voltage 15 kV, beam current 20 nA, beam diameter ~5 μm; EPMA mapping: accelerating voltage 20 kV, working current 50 nA, dwell time ~10 ms; BSE imaging: accelerating voltage 20 kV, beam current 10 nA; LA-ICP-MS: energy density 3~3.5 J/cm2, spot sizes 29 to 51 μm, repetition rates 5 Hz (polished thin-section) and 10 Hz (polished blocks), ~30 s background acquisition, ~40 s sample data acquisition | STDGL3 (Danyushevsky et al. 2011) and GSD-1G (USGS) | 5.16 | [19 empty] | 9399.0685 | [5 empty] | 546.4778 | [15 empty] | 93562.3037 |  | 1.8333 |  |  |  | 0.14621 | [7 empty] | 19.2976 | [13 empty] | 2129.2483 |  | 0.034076 | [7 empty] | 0.55495 | [23 empty] | 0.027261 |  |  |  | 174.8573 | [5 empty] | 5.7442 | [27 empty] | 600057.924 |  |  |  |  | 2025 |  |  | CHN | Tibet
| Lawu |  | Magmatic hydrothermal | Skarn | Cu-Pb-Zn skarn | Cu, Pb, Zn | In, Sn | Cu, Pb, Zn, In, Sn |  |  | lw14-29 a4 sp - 03 | lw14-29 a4 sp - 03-1 | underground mine |  |  |  |  | ore material | drill core | underground mining tunnels and drill cores | mineral separate | [5 empty] | mineralisation |  |  |  | sphalerite, chalcopyrite, pyrrhotite, pyrite, arsenopyrite | [6 empty] | galena, bismuthinite, marcasite, iron oxides, pyroxene, actinolite, quartz | thin sections and polished blocks examined using optical microscope, BSE detector, and EDS prior to analysis | EMPA, LA-ICPMS | JEOL JXA-8230 electron probe microanalyzer; RESOlution-LR 193 nm ArF excimer laser ablation system coupled to an Agilent 7700x ICP-MS | Laboratory of Mineral Resources Research Center, Fuzhou University; Adelaide Microscopy, the University of Adelaide | EPMA point analysis: accelerating voltage 15 kV, beam current 20 nA, beam diameter ~5 μm; EPMA mapping: accelerating voltage 20 kV, working current 50 nA, dwell time ~10 ms; BSE imaging: accelerating voltage 20 kV, beam current 10 nA; LA-ICP-MS: energy density 3~3.5 J/cm2, spot sizes 29 to 51 μm, repetition rates 5 Hz (polished thin-section) and 10 Hz (polished blocks), ~30 s background acquisition, ~40 s sample data acquisition | STDGL3 (Danyushevsky et al. 2011) and GSD-1G (USGS) | [20 empty] | 9444.5624 | [5 empty] | 505.6923 | [15 empty] | 96864.7221 |  | 1.7702 |  |  |  | 0.14851 | [7 empty] | 19.4801 | [13 empty] | 2309.2308 |  | 0.019756 | [7 empty] | 0.81645 | [23 empty] | 0.057454 |  |  |  | 180.122 | [5 empty] | 3.1448 | [13 empty] | 0.006451 | [13 empty] | 597802.8329 |  |  |  |  | 2025 |  |  | CHN | Tibet
| Lawu |  | Magmatic hydrothermal | Skarn | Cu-Pb-Zn skarn | Cu, Pb, Zn | In, Sn | Cu, Pb, Zn, In, Sn |  |  | lw14-29 a4 sp - 04 | lw14-29 a4 sp - 04-1 | underground mine |  |  |  |  | ore material | drill core | underground mining tunnels and drill cores | mineral separate | [5 empty] | mineralisation |  |  |  | sphalerite, chalcopyrite, pyrrhotite, pyrite, arsenopyrite | [6 empty] | galena, bismuthinite, marcasite, iron oxides, pyroxene, actinolite, quartz | thin sections and polished blocks examined using optical microscope, BSE detector, and EDS prior to analysis | EMPA, LA-ICPMS | JEOL JXA-8230 electron probe microanalyzer; RESOlution-LR 193 nm ArF excimer laser ablation system coupled to an Agilent 7700x ICP-MS | Laboratory of Mineral Resources Research Center, Fuzhou University; Adelaide Microscopy, the University of Adelaide | EPMA point analysis: accelerating voltage 15 kV, beam current 20 nA, beam diameter ~5 μm; EPMA mapping: accelerating voltage 20 kV, working current 50 nA, dwell time ~10 ms; BSE imaging: accelerating voltage 20 kV, beam current 10 nA; LA-ICP-MS: energy density 3~3.5 J/cm2, spot sizes 29 to 51 μm, repetition rates 5 Hz (polished thin-section) and 10 Hz (polished blocks), ~30 s background acquisition, ~40 s sample data acquisition | STDGL3 (Danyushevsky et al. 2011) and GSD-1G (USGS) | 1.2732 | [13 empty] | 0.56847 | [5 empty] | 9903.8229 | [5 empty] | 482.5644 | [15 empty] | 101542.4492 |  | 1.8025 |  |  |  | 0.18166 | [7 empty] | 19.4425 | [13 empty] | 2411.2369 |  | 0.009827 | [7 empty] | 0.22506 | [5 empty] | 0.32439 | [21 empty] | 182.9032 | [5 empty] | 0.49239 | [27 empty] | 594268.1146 |  |  |  |  | 2025 |  |  | CHN | Tibet
| Lawu |  | Magmatic hydrothermal | Skarn | Cu-Pb-Zn skarn | Cu, Pb, Zn | In, Sn | Cu, Pb, Zn, In, Sn |  |  | lw14-29 a4 sp - 05 | lw14-29 a4 sp - 05-1 | underground mine |  |  |  |  | ore material | drill core | underground mining tunnels and drill cores | mineral separate | [5 empty] | mineralisation |  |  |  | sphalerite, chalcopyrite, pyrrhotite, pyrite, arsenopyrite | [6 empty] | galena, bismuthinite, marcasite, iron oxides, pyroxene, actinolite, quartz | thin sections and polished blocks examined using optical microscope, BSE detector, and EDS prior to analysis | EMPA, LA-ICPMS | JEOL JXA-8230 electron probe microanalyzer; RESOlution-LR 193 nm ArF excimer laser ablation system coupled to an Agilent 7700x ICP-MS | Laboratory of Mineral Resources Research Center, Fuzhou University; Adelaide Microscopy, the University of Adelaide | EPMA point analysis: accelerating voltage 15 kV, beam current 20 nA, beam diameter ~5 μm; EPMA mapping: accelerating voltage 20 kV, working current 50 nA, dwell time ~10 ms; BSE imaging: accelerating voltage 20 kV, beam current 10 nA; LA-ICP-MS: energy density 3~3.5 J/cm2, spot sizes 29 to 51 μm, repetition rates 5 Hz (polished thin-section) and 10 Hz (polished blocks), ~30 s background acquisition, ~40 s sample data acquisition | STDGL3 (Danyushevsky et al. 2011) and GSD-1G (USGS) | 2.1385 | [19 empty] | 9819.2664 | [5 empty] | 482.1486 | [15 empty] | 100247.6898 |  | 1.756 |  |  |  | 0.15722 | [7 empty] | 19.8435 | [13 empty] | 2331.4629 |  | 0.019194 | [7 empty] | 0.56331 | [27 empty] | 184.848 | [5 empty] | 0.62172 | [27 empty] | 595209.7922 |  |  |  |  | 2025 |  |  | CHN | Tibet
| Lawu |  | Magmatic hydrothermal | Skarn | Cu-Pb-Zn skarn | Cu, Pb, Zn | In, Sn | Cu, Pb, Zn, In, Sn |  |  | lw14-29 a4 sp - 06 | lw14-29 a4 sp - 06-1 | underground mine |  |  |  |  | ore material | drill core | underground mining tunnels and drill cores | mineral separate | [5 empty] | mineralisation |  |  |  | sphalerite, chalcopyrite, pyrrhotite, pyrite, arsenopyrite | [6 empty] | galena, bismuthinite, marcasite, iron oxides, pyroxene, actinolite, quartz | thin sections and polished blocks examined using optical microscope, BSE detector, and EDS prior to analysis | EMPA, LA-ICPMS | JEOL JXA-8230 electron probe microanalyzer; RESOlution-LR 193 nm ArF excimer laser ablation system coupled to an Agilent 7700x ICP-MS | Laboratory of Mineral Resources Research Center, Fuzhou University; Adelaide Microscopy, the University of Adelaide | EPMA point analysis: accelerating voltage 15 kV, beam current 20 nA, beam diameter ~5 μm; EPMA mapping: accelerating voltage 20 kV, working current 50 nA, dwell time ~10 ms; BSE imaging: accelerating voltage 20 kV, beam current 10 nA; LA-ICP-MS: energy density 3~3.5 J/cm2, spot sizes 29 to 51 μm, repetition rates 5 Hz (polished thin-section) and 10 Hz (polished blocks), ~30 s background acquisition, ~40 s sample data acquisition | STDGL3 (Danyushevsky et al. 2011) and GSD-1G (USGS) | 0.74725 | [19 empty] | 10158.4647 | [5 empty] | 500.9626 | [15 empty] | 98370.4614 |  | 1.8716 |  |  |  | 0.17434 | [7 empty] | 19.7911 | [13 empty] | 2298.0404 |  | 0.026614 | [7 empty] | 0.16787 | [27 empty] | 177.3944 | [5 empty] | 0.42583 | [27 empty] | 596176.8596 |  |  |  |  | 2025 |  |  | CHN | Tibet
| Lawu |  | Magmatic hydrothermal | Skarn | Cu-Pb-Zn skarn | Cu, Pb, Zn | In, Sn | Cu, Pb, Zn, In, Sn |  |  | lw14-29 a4 sp - 07 | lw14-29 a4 sp - 07-1 | underground mine |  |  |  |  | ore material | drill core | underground mining tunnels and drill cores | mineral separate | [5 empty] | mineralisation |  |  |  | sphalerite, chalcopyrite, pyrrhotite, pyrite, arsenopyrite | [6 empty] | galena, bismuthinite, marcasite, iron oxides, pyroxene, actinolite, quartz | thin sections and polished blocks examined using optical microscope, BSE detector, and EDS prior to analysis | EMPA, LA-ICPMS | JEOL JXA-8230 electron probe microanalyzer; RESOlution-LR 193 nm ArF excimer laser ablation system coupled to an Agilent 7700x ICP-MS | Laboratory of Mineral Resources Research Center, Fuzhou University; Adelaide Microscopy, the University of Adelaide | EPMA point analysis: accelerating voltage 15 kV, beam current 20 nA, beam diameter ~5 μm; EPMA mapping: accelerating voltage 20 kV, working current 50 nA, dwell time ~10 ms; BSE imaging: accelerating voltage 20 kV, beam current 10 nA; LA-ICP-MS: energy density 3~3.5 J/cm2, spot sizes 29 to 51 μm, repetition rates 5 Hz (polished thin-section) and 10 Hz (polished blocks), ~30 s background acquisition, ~40 s sample data acquisition | STDGL3 (Danyushevsky et al. 2011) and GSD-1G (USGS) | 3.6194 | [19 empty] | 9604.9218 | [5 empty] | 607.3185 | [15 empty] | 84218.3377 |  | 1.6096 |  |  |  | 0.21981 | [7 empty] | 20.104 | [13 empty] | 1949.0279 |  | 0.017615 | [7 empty] | 0.47324 | [23 empty] | 0.081502 |  |  |  | 163.792 | [5 empty] | 2.9709 | [13 empty] | 0.047324 | [13 empty] | 606150.0197 |  |  |  |  | 2025 |  |  | CHN | Tibet
| Lawu |  | Magmatic hydrothermal | Skarn | Cu-Pb-Zn skarn | Cu, Pb, Zn | In, Sn | Cu, Pb, Zn, In, Sn |  |  | lw782-3-260 a1 sp - 01 | lw782-3-260 a1 sp - 01-1 | underground mine |  |  |  |  | ore material | drill core | underground mining tunnels and drill cores | mineral separate | [5 empty] | mineralisation |  |  |  | sphalerite, chalcopyrite, pyrrhotite, pyrite, arsenopyrite | [6 empty] | galena, bismuthinite, marcasite, iron oxides, pyroxene, actinolite, quartz | thin sections and polished blocks examined using optical microscope, BSE detector, and EDS prior to analysis | EMPA, LA-ICPMS | JEOL JXA-8230 electron probe microanalyzer; RESOlution-LR 193 nm ArF excimer laser ablation system coupled to an Agilent 7700x ICP-MS | Laboratory of Mineral Resources Research Center, Fuzhou University; Adelaide Microscopy, the University of Adelaide | EPMA point analysis: accelerating voltage 15 kV, beam current 20 nA, beam diameter ~5 μm; EPMA mapping: accelerating voltage 20 kV, working current 50 nA, dwell time ~10 ms; BSE imaging: accelerating voltage 20 kV, beam current 10 nA; LA-ICP-MS: energy density 3~3.5 J/cm2, spot sizes 29 to 51 μm, repetition rates 5 Hz (polished thin-section) and 10 Hz (polished blocks), ~30 s background acquisition, ~40 s sample data acquisition | STDGL3 (Danyushevsky et al. 2011) and GSD-1G (USGS) | 0.31289 | [13 empty] | 0.093988 | [5 empty] | 8430.4301 | [5 empty] | 325.0924 | [5 empty] | 37.4731 | [9 empty] | 39100.5952 |  | 1.5303 |  |  |  | 0.48199 | [7 empty] | 35.0824 | [13 empty] | 2481.9316 |  | 0.023599 | [7 empty] | 8.2107 | [5 empty] | 0.096429 | [21 empty] | 356.8285 | [5 empty] | 4.5407 | [27 empty] | 637435.9955 |  |  |  |  | 2025 |  |  | CHN | Tibet
| Lawu |  | Magmatic hydrothermal | Skarn | Cu-Pb-Zn skarn | Cu, Pb, Zn | In, Sn | Cu, Pb, Zn, In, Sn |  |  | lw782-3-260 a1 sp - 02 | lw782-3-260 a1 sp - 02-1 | underground mine |  |  |  |  | ore material | drill core | underground mining tunnels and drill cores | mineral separate | [5 empty] | mineralisation |  |  |  | sphalerite, chalcopyrite, pyrrhotite, pyrite, arsenopyrite | [6 empty] | galena, bismuthinite, marcasite, iron oxides, pyroxene, actinolite, quartz | thin sections and polished blocks examined using optical microscope, BSE detector, and EDS prior to analysis | EMPA, LA-ICPMS | JEOL JXA-8230 electron probe microanalyzer; RESOlution-LR 193 nm ArF excimer laser ablation system coupled to an Agilent 7700x ICP-MS | Laboratory of Mineral Resources Research Center, Fuzhou University; Adelaide Microscopy, the University of Adelaide | EPMA point analysis: accelerating voltage 15 kV, beam current 20 nA, beam diameter ~5 μm; EPMA mapping: accelerating voltage 20 kV, working current 50 nA, dwell time ~10 ms; BSE imaging: accelerating voltage 20 kV, beam current 10 nA; LA-ICP-MS: energy density 3~3.5 J/cm2, spot sizes 29 to 51 μm, repetition rates 5 Hz (polished thin-section) and 10 Hz (polished blocks), ~30 s background acquisition, ~40 s sample data acquisition | STDGL3 (Danyushevsky et al. 2011) and GSD-1G (USGS) | 0.22688 | [13 empty] | 0.13765 | [5 empty] | 8406.9492 | [5 empty] | 307.828 | [5 empty] | 38.0133 | [9 empty] | 38453.4896 |  | 2.2683 |  |  |  | 0.44774 | [7 empty] | 35.8892 | [13 empty] | 2470.4666 |  | 0.031211 | [7 empty] | 8.8871 | [5 empty] | 0.088031 | [21 empty] | 382.9343 | [5 empty] | 3.9614 | [27 empty] | 637890.4401 |  |  |  |  | 2025 |  |  | CHN | Tibet
| Lawu |  | Magmatic hydrothermal | Skarn | Cu-Pb-Zn skarn | Cu, Pb, Zn | In, Sn | Cu, Pb, Zn, In, Sn |  |  | lw782-3-260 a1 sp - 03 | lw782-3-260 a1 sp - 03-1 | underground mine |  |  |  |  | ore material | drill core | underground mining tunnels and drill cores | mineral separate | [5 empty] | mineralisation |  |  |  | sphalerite, chalcopyrite, pyrrhotite, pyrite, arsenopyrite | [6 empty] | galena, bismuthinite, marcasite, iron oxides, pyroxene, actinolite, quartz | thin sections and polished blocks examined using optical microscope, BSE detector, and EDS prior to analysis | EMPA, LA-ICPMS | JEOL JXA-8230 electron probe microanalyzer; RESOlution-LR 193 nm ArF excimer laser ablation system coupled to an Agilent 7700x ICP-MS | Laboratory of Mineral Resources Research Center, Fuzhou University; Adelaide Microscopy, the University of Adelaide | EPMA point analysis: accelerating voltage 15 kV, beam current 20 nA, beam diameter ~5 μm; EPMA mapping: accelerating voltage 20 kV, working current 50 nA, dwell time ~10 ms; BSE imaging: accelerating voltage 20 kV, beam current 10 nA; LA-ICP-MS: energy density 3~3.5 J/cm2, spot sizes 29 to 51 μm, repetition rates 5 Hz (polished thin-section) and 10 Hz (polished blocks), ~30 s background acquisition, ~40 s sample data acquisition | STDGL3 (Danyushevsky et al. 2011) and GSD-1G (USGS) | 0.25274 | [13 empty] | 0.17424 | [5 empty] | 8359.425 | [5 empty] | 301.4119 | [5 empty] | 37.9719 | [9 empty] | 38492.6089 |  | 1.6487 |  |  |  | 0.4862 | [7 empty] | 37.0522 | [13 empty] | 2471.3777 |  | 0.020027 | [7 empty] | 8.5317 | [5 empty] | 0.12057 | [21 empty] | 386.5283 | [5 empty] | 3.8453 | [27 empty] | 637905.1754 |  |  |  |  | 2025 |  |  | CHN | Tibet
| Lawu |  | Magmatic hydrothermal | Skarn | Cu-Pb-Zn skarn | Cu, Pb, Zn | In, Sn | Cu, Pb, Zn, In, Sn |  |  | lw782-3-260 a1 sp - 04 | lw782-3-260 a1 sp - 04-1 | underground mine |  |  |  |  | ore material | drill core | underground mining tunnels and drill cores | mineral separate | [5 empty] | mineralisation |  |  |  | sphalerite, chalcopyrite, pyrrhotite, pyrite, arsenopyrite | [6 empty] | galena, bismuthinite, marcasite, iron oxides, pyroxene, actinolite, quartz | thin sections and polished blocks examined using optical microscope, BSE detector, and EDS prior to analysis | EMPA, LA-ICPMS | JEOL JXA-8230 electron probe microanalyzer; RESOlution-LR 193 nm ArF excimer laser ablation system coupled to an Agilent 7700x ICP-MS | Laboratory of Mineral Resources Research Center, Fuzhou University; Adelaide Microscopy, the University of Adelaide | EPMA point analysis: accelerating voltage 15 kV, beam current 20 nA, beam diameter ~5 μm; EPMA mapping: accelerating voltage 20 kV, working current 50 nA, dwell time ~10 ms; BSE imaging: accelerating voltage 20 kV, beam current 10 nA; LA-ICP-MS: energy density 3~3.5 J/cm2, spot sizes 29 to 51 μm, repetition rates 5 Hz (polished thin-section) and 10 Hz (polished blocks), ~30 s background acquisition, ~40 s sample data acquisition | STDGL3 (Danyushevsky et al. 2011) and GSD-1G (USGS) | 0.2913 | [13 empty] | 0.12706 | [5 empty] | 8408.0756 | [5 empty] | 333.2589 | [5 empty] | 35.5035 | [9 empty] | 39262.1996 |  | 1.9901 |  |  |  | 0.36279 | [7 empty] | 34.6557 | [13 empty] | 2440.303 |  | 0.030233 | [7 empty] | 8.3631 | [5 empty] | 0.072723 | [17 empty] | 0.020428 |  |  |  | 275.7751 | [5 empty] | 3.7996 | [27 empty] | 637346.84 |  |  |  |  | 2025 |  |  | CHN | Tibet
| Lawu |  | Magmatic hydrothermal | Skarn | Cu-Pb-Zn skarn | Cu, Pb, Zn | In, Sn | Cu, Pb, Zn, In, Sn |  |  | lw782-3-260 a1 sp - 05 | lw782-3-260 a1 sp - 05-1 | underground mine |  |  |  |  | ore material | drill core | underground mining tunnels and drill cores | mineral separate | [5 empty] | mineralisation |  |  |  | sphalerite, chalcopyrite, pyrrhotite, pyrite, arsenopyrite | [6 empty] | galena, bismuthinite, marcasite, iron oxides, pyroxene, actinolite, quartz | thin sections and polished blocks examined using optical microscope, BSE detector, and EDS prior to analysis | EMPA, LA-ICPMS | JEOL JXA-8230 electron probe microanalyzer; RESOlution-LR 193 nm ArF excimer laser ablation system coupled to an Agilent 7700x ICP-MS | Laboratory of Mineral Resources Research Center, Fuzhou University; Adelaide Microscopy, the University of Adelaide | EPMA point analysis: accelerating voltage 15 kV, beam current 20 nA, beam diameter ~5 μm; EPMA mapping: accelerating voltage 20 kV, working current 50 nA, dwell time ~10 ms; BSE imaging: accelerating voltage 20 kV, beam current 10 nA; LA-ICP-MS: energy density 3~3.5 J/cm2, spot sizes 29 to 51 μm, repetition rates 5 Hz (polished thin-section) and 10 Hz (polished blocks), ~30 s background acquisition, ~40 s sample data acquisition | STDGL3 (Danyushevsky et al. 2011) and GSD-1G (USGS) | 0.30208 | [13 empty] | 0.058762 | [5 empty] | 8499.7397 | [5 empty] | 336.5136 | [5 empty] | 42.8711 | [9 empty] | 39767.5261 |  | 1.8499 |  |  |  | 0.45473 | [7 empty] | 34.8771 | [13 empty] | 2451.848 |  | 0.016966 | [7 empty] | 8.2018 | [5 empty] | 0.052968 | [21 empty] | 315.7401 | [5 empty] | 3.8733 | [27 empty] | 636928.7269 |  |  |  |  | 2025 |  |  | CHN | Tibet
| Lawu |  | Magmatic hydrothermal | Skarn | Cu-Pb-Zn skarn | Cu, Pb, Zn | In, Sn | Cu, Pb, Zn, In, Sn |  |  | lw782-3-260 a1 sp - 06 | lw782-3-260 a1 sp - 06-1 | underground mine |  |  |  |  | ore material | drill core | underground mining tunnels and drill cores | mineral separate | [5 empty] | mineralisation |  |  |  | sphalerite, chalcopyrite, pyrrhotite, pyrite, arsenopyrite | [6 empty] | galena, bismuthinite, marcasite, iron oxides, pyroxene, actinolite, quartz | thin sections and polished blocks examined using optical microscope, BSE detector, and EDS prior to analysis | EMPA, LA-ICPMS | JEOL JXA-8230 electron probe microanalyzer; RESOlution-LR 193 nm ArF excimer laser ablation system coupled to an Agilent 7700x ICP-MS | Laboratory of Mineral Resources Research Center, Fuzhou University; Adelaide Microscopy, the University of Adelaide | EPMA point analysis: accelerating voltage 15 kV, beam current 20 nA, beam diameter ~5 μm; EPMA mapping: accelerating voltage 20 kV, working current 50 nA, dwell time ~10 ms; BSE imaging: accelerating voltage 20 kV, beam current 10 nA; LA-ICP-MS: energy density 3~3.5 J/cm2, spot sizes 29 to 51 μm, repetition rates 5 Hz (polished thin-section) and 10 Hz (polished blocks), ~30 s background acquisition, ~40 s sample data acquisition | STDGL3 (Danyushevsky et al. 2011) and GSD-1G (USGS) | 0.22891 | [13 empty] | 0.1237 | [5 empty] | 8441.1697 | [5 empty] | 330.7837 | [5 empty] | 34.8496 | [9 empty] | 39493.496 |  | 1.9556 |  |  |  | 0.3301 | [7 empty] | 36.2256 | [13 empty] | 2453.0351 |  | 0.024658 | [7 empty] | 8.0549 | [5 empty] | 0.078905 | [21 empty] | 270.0024 | [5 empty] | 3.711 | [27 empty] | 637163.1052 |  |  |  |  | 2025 |  |  | CHN | Tibet
| Lawu |  | Magmatic hydrothermal | Skarn | Cu-Pb-Zn skarn | Cu, Pb, Zn | In, Sn | Cu, Pb, Zn, In, Sn |  |  | lw782-3-260 a1 sp - 07 | lw782-3-260 a1 sp - 07-1 | underground mine |  |  |  |  | ore material | drill core | underground mining tunnels and drill cores | mineral separate | [5 empty] | mineralisation |  |  |  | sphalerite, chalcopyrite, pyrrhotite, pyrite, arsenopyrite | [6 empty] | galena, bismuthinite, marcasite, iron oxides, pyroxene, actinolite, quartz | thin sections and polished blocks examined using optical microscope, BSE detector, and EDS prior to analysis | EMPA, LA-ICPMS | JEOL JXA-8230 electron probe microanalyzer; RESOlution-LR 193 nm ArF excimer laser ablation system coupled to an Agilent 7700x ICP-MS | Laboratory of Mineral Resources Research Center, Fuzhou University; Adelaide Microscopy, the University of Adelaide | EPMA point analysis: accelerating voltage 15 kV, beam current 20 nA, beam diameter ~5 μm; EPMA mapping: accelerating voltage 20 kV, working current 50 nA, dwell time ~10 ms; BSE imaging: accelerating voltage 20 kV, beam current 10 nA; LA-ICP-MS: energy density 3~3.5 J/cm2, spot sizes 29 to 51 μm, repetition rates 5 Hz (polished thin-section) and 10 Hz (polished blocks), ~30 s background acquisition, ~40 s sample data acquisition | STDGL3 (Danyushevsky et al. 2011) and GSD-1G (USGS) | 0.76219 | [13 empty] | 0.1139 | [5 empty] | 8448.2597 | [5 empty] | 325.1702 | [5 empty] | 33.0137 | [9 empty] | 41149.4049 |  | 0.93016 |  |  |  | 0.37029 | [7 empty] | 35.7446 | [13 empty] | 2392.3176 |  | 0.017128 | [7 empty] | 8.2342 | [5 empty] | 0.099769 | [21 empty] | 339.9857 | [5 empty] | 4.0978 | [13 empty] | 0.007108 | [13 empty] | 636045.9084 |  |  |  |  | 2025 |  |  | CHN | Tibet
| Lawu |  | Magmatic hydrothermal | Skarn | Cu-Pb-Zn skarn | Cu, Pb, Zn | In, Sn | Cu, Pb, Zn, In, Sn |  |  | lw782-3-260 a1 sp - 08 | lw782-3-260 a1 sp - 08-1 | underground mine |  |  |  |  | ore material | drill core | underground mining tunnels and drill cores | mineral separate | [5 empty] | mineralisation |  |  |  | sphalerite, chalcopyrite, pyrrhotite, pyrite, arsenopyrite | [6 empty] | galena, bismuthinite, marcasite, iron oxides, pyroxene, actinolite, quartz | thin sections and polished blocks examined using optical microscope, BSE detector, and EDS prior to analysis | EMPA, LA-ICPMS | JEOL JXA-8230 electron probe microanalyzer; RESOlution-LR 193 nm ArF excimer laser ablation system coupled to an Agilent 7700x ICP-MS | Laboratory of Mineral Resources Research Center, Fuzhou University; Adelaide Microscopy, the University of Adelaide | EPMA point analysis: accelerating voltage 15 kV, beam current 20 nA, beam diameter ~5 μm; EPMA mapping: accelerating voltage 20 kV, working current 50 nA, dwell time ~10 ms; BSE imaging: accelerating voltage 20 kV, beam current 10 nA; LA-ICP-MS: energy density 3~3.5 J/cm2, spot sizes 29 to 51 μm, repetition rates 5 Hz (polished thin-section) and 10 Hz (polished blocks), ~30 s background acquisition, ~40 s sample data acquisition | STDGL3 (Danyushevsky et al. 2011) and GSD-1G (USGS) | 0.84001 | [13 empty] | 0.49617 | [5 empty] | 8534.977 | [5 empty] | 317.3305 | [5 empty] | 43.4365 | [9 empty] | 41826.1748 |  | 2.1626 |  |  |  | 0.50764 | [7 empty] | 35.3401 | [13 empty] | 2415.9948 |  | 0.030031 | [7 empty] | 8.0693 | [5 empty] | 0.70508 | [17 empty] | 0.14667 |  |  |  | 333.3907 | [5 empty] | 7.4469 | [27 empty] | 635517.0262 |  |  |  |  | 2025 |  |  | CHN | Tibet
| Lawu |  | Magmatic hydrothermal | Skarn | Cu-Pb-Zn skarn | Cu, Pb, Zn | In, Sn | Cu, Pb, Zn, In, Sn |  |  | lw782-3-260 a1 sp - 09 | lw782-3-260 a1 sp - 09-1 | underground mine |  |  |  |  | ore material | drill core | underground mining tunnels and drill cores | mineral separate | [5 empty] | mineralisation |  |  |  | sphalerite, chalcopyrite, pyrrhotite, pyrite, arsenopyrite | [6 empty] | galena, bismuthinite, marcasite, iron oxides, pyroxene, actinolite, quartz | thin sections and polished blocks examined using optical microscope, BSE detector, and EDS prior to analysis | EMPA, LA-ICPMS | JEOL JXA-8230 electron probe microanalyzer; RESOlution-LR 193 nm ArF excimer laser ablation system coupled to an Agilent 7700x ICP-MS | Laboratory of Mineral Resources Research Center, Fuzhou University; Adelaide Microscopy, the University of Adelaide | EPMA point analysis: accelerating voltage 15 kV, beam current 20 nA, beam diameter ~5 μm; EPMA mapping: accelerating voltage 20 kV, working current 50 nA, dwell time ~10 ms; BSE imaging: accelerating voltage 20 kV, beam current 10 nA; LA-ICP-MS: energy density 3~3.5 J/cm2, spot sizes 29 to 51 μm, repetition rates 5 Hz (polished thin-section) and 10 Hz (polished blocks), ~30 s background acquisition, ~40 s sample data acquisition | STDGL3 (Danyushevsky et al. 2011) and GSD-1G (USGS) | 0.59534 | [13 empty] | 0.095167 | [5 empty] | 8565.0572 | [5 empty] | 338.6478 | [5 empty] | 39.2402 | [9 empty] | 41760.6289 |  | 1.7123 |  |  |  | 0.32924 | [7 empty] | 35.3954 | [13 empty] | 2433.5018 |  | 0.033895 | [7 empty] | 8.3434 | [5 empty] | 0.11994 | [21 empty] | 312.0097 | [5 empty] | 3.9284 | [27 empty] | 635535.0658 |  |  |  |  | 2025 |  |  | CHN | Tibet
| Lawu |  | Magmatic hydrothermal | Skarn | Cu-Pb-Zn skarn | Cu, Pb, Zn | In, Sn | Cu, Pb, Zn, In, Sn |  |  | lw782-3-260 a1 sp - 10 | lw782-3-260 a1 sp - 10-1 | underground mine |  |  |  |  | ore material | drill core | underground mining tunnels and drill cores | mineral separate | [5 empty] | mineralisation |  |  |  | sphalerite, chalcopyrite, pyrrhotite, pyrite, arsenopyrite | [6 empty] | galena, bismuthinite, marcasite, iron oxides, pyroxene, actinolite, quartz | thin sections and polished blocks examined using optical microscope, BSE detector, and EDS prior to analysis | EMPA, LA-ICPMS | JEOL JXA-8230 electron probe microanalyzer; RESOlution-LR 193 nm ArF excimer laser ablation system coupled to an Agilent 7700x ICP-MS | Laboratory of Mineral Resources Research Center, Fuzhou University; Adelaide Microscopy, the University of Adelaide | EPMA point analysis: accelerating voltage 15 kV, beam current 20 nA, beam diameter ~5 μm; EPMA mapping: accelerating voltage 20 kV, working current 50 nA, dwell time ~10 ms; BSE imaging: accelerating voltage 20 kV, beam current 10 nA; LA-ICP-MS: energy density 3~3.5 J/cm2, spot sizes 29 to 51 μm, repetition rates 5 Hz (polished thin-section) and 10 Hz (polished blocks), ~30 s background acquisition, ~40 s sample data acquisition | STDGL3 (Danyushevsky et al. 2011) and GSD-1G (USGS) | 1.0541 |  |  |  | 0.10884 | [9 empty] | 0.2134 | [5 empty] | 8505.8667 | [5 empty] | 350.5617 | [5 empty] | 44.8647 | [9 empty] | 41179.5361 |  | 2.219 |  |  |  | 0.45582 | [7 empty] | 34.8941 | [13 empty] | 2449.7753 |  | 0.029138 | [7 empty] | 8.6644 | [5 empty] | 0.98557 | [17 empty] | 0.048421 |  |  |  | 328.2365 | [5 empty] | 3.8823 | [27 empty] | 635976.0121 |  |  |  |  | 2025 |  |  | CHN | Tibet
| Lawu |  | Magmatic hydrothermal | Skarn | Cu-Pb-Zn skarn | Cu, Pb, Zn | In, Sn | Cu, Pb, Zn, In, Sn |  |  | lw782-3-260 a1 sp - 11 | lw782-3-260 a1 sp - 11-1 | underground mine |  |  |  |  | ore material | drill core | underground mining tunnels and drill cores | mineral separate | [5 empty] | mineralisation |  |  |  | sphalerite, chalcopyrite, pyrrhotite, pyrite, arsenopyrite | [6 empty] | galena, bismuthinite, marcasite, iron oxides, pyroxene, actinolite, quartz | thin sections and polished blocks examined using optical microscope, BSE detector, and EDS prior to analysis | EMPA, LA-ICPMS | JEOL JXA-8230 electron probe microanalyzer; RESOlution-LR 193 nm ArF excimer laser ablation system coupled to an Agilent 7700x ICP-MS | Laboratory of Mineral Resources Research Center, Fuzhou University; Adelaide Microscopy, the University of Adelaide | EPMA point analysis: accelerating voltage 15 kV, beam current 20 nA, beam diameter ~5 μm; EPMA mapping: accelerating voltage 20 kV, working current 50 nA, dwell time ~10 ms; BSE imaging: accelerating voltage 20 kV, beam current 10 nA; LA-ICP-MS: energy density 3~3.5 J/cm2, spot sizes 29 to 51 μm, repetition rates 5 Hz (polished thin-section) and 10 Hz (polished blocks), ~30 s background acquisition, ~40 s sample data acquisition | STDGL3 (Danyushevsky et al. 2011) and GSD-1G (USGS) | 0.66816 |  |  |  | 0.10836 | [9 empty] | 0.3585 | [5 empty] | 8446.2703 | [5 empty] | 355.3259 | [5 empty] | 42.2314 | [9 empty] | 41160.5766 |  | 1.2719 |  |  |  | 0.39799 | [7 empty] | 34.997 | [13 empty] | 2405.3881 |  | 0.021415 | [7 empty] | 7.7824 | [5 empty] | 0.2814 | [17 empty] | 0.038976 |  |  |  | 334.9383 | [5 empty] | 4.3902 | [27 empty] | 636040.128 |  |  |  |  | 2025 |  |  | CHN | Tibet
| Lawu |  | Magmatic hydrothermal | Skarn | Cu-Pb-Zn skarn | Cu, Pb, Zn | In, Sn | Cu, Pb, Zn, In, Sn |  |  | lw782-3-260 a1 sp - 12 | lw782-3-260 a1 sp - 12-1 | underground mine |  |  |  |  | ore material | drill core | underground mining tunnels and drill cores | mineral separate | [5 empty] | mineralisation |  |  |  | sphalerite, chalcopyrite, pyrrhotite, pyrite, arsenopyrite | [6 empty] | galena, bismuthinite, marcasite, iron oxides, pyroxene, actinolite, quartz | thin sections and polished blocks examined using optical microscope, BSE detector, and EDS prior to analysis | EMPA, LA-ICPMS | JEOL JXA-8230 electron probe microanalyzer; RESOlution-LR 193 nm ArF excimer laser ablation system coupled to an Agilent 7700x ICP-MS | Laboratory of Mineral Resources Research Center, Fuzhou University; Adelaide Microscopy, the University of Adelaide | EPMA point analysis: accelerating voltage 15 kV, beam current 20 nA, beam diameter ~5 μm; EPMA mapping: accelerating voltage 20 kV, working current 50 nA, dwell time ~10 ms; BSE imaging: accelerating voltage 20 kV, beam current 10 nA; LA-ICP-MS: energy density 3~3.5 J/cm2, spot sizes 29 to 51 μm, repetition rates 5 Hz (polished thin-section) and 10 Hz (polished blocks), ~30 s background acquisition, ~40 s sample data acquisition | STDGL3 (Danyushevsky et al. 2011) and GSD-1G (USGS) | 0.34115 | [13 empty] | 0.13043 | [5 empty] | 8471.4229 | [5 empty] | 356.5305 | [5 empty] | 39.8505 | [9 empty] | 40827.6699 |  | 1.3523 |  |  |  | 0.35425 | [7 empty] | 34.5149 | [13 empty] | 2476.0006 |  | 0.020817 | [7 empty] | 8.5776 | [5 empty] | 0.088368 | [21 empty] | 344.9747 | [5 empty] | 3.8618 | [27 empty] | 636241.8109 |  |  |  |  | 2025 |  |  | CHN | Tibet
| Lawu |  | Magmatic hydrothermal | Skarn | Cu-Pb-Zn skarn | Cu, Pb, Zn | In, Sn | Cu, Pb, Zn, In, Sn |  |  | lw782-3-260 a1 sp - 13 | lw782-3-260 a1 sp - 13-1 | underground mine |  |  |  |  | ore material | drill core | underground mining tunnels and drill cores | mineral separate | [5 empty] | mineralisation |  |  |  | sphalerite, chalcopyrite, pyrrhotite, pyrite, arsenopyrite | [6 empty] | galena, bismuthinite, marcasite, iron oxides, pyroxene, actinolite, quartz | thin sections and polished blocks examined using optical microscope, BSE detector, and EDS prior to analysis | EMPA, LA-ICPMS | JEOL JXA-8230 electron probe microanalyzer; RESOlution-LR 193 nm ArF excimer laser ablation system coupled to an Agilent 7700x ICP-MS | Laboratory of Mineral Resources Research Center, Fuzhou University; Adelaide Microscopy, the University of Adelaide | EPMA point analysis: accelerating voltage 15 kV, beam current 20 nA, beam diameter ~5 μm; EPMA mapping: accelerating voltage 20 kV, working current 50 nA, dwell time ~10 ms; BSE imaging: accelerating voltage 20 kV, beam current 10 nA; LA-ICP-MS: energy density 3~3.5 J/cm2, spot sizes 29 to 51 μm, repetition rates 5 Hz (polished thin-section) and 10 Hz (polished blocks), ~30 s background acquisition, ~40 s sample data acquisition | STDGL3 (Danyushevsky et al. 2011) and GSD-1G (USGS) | 0.43919 | [13 empty] | 0.15597 | [5 empty] | 8471.0577 | [5 empty] | 360.6948 | [5 empty] | 40.6199 | [9 empty] | 41176.9673 |  | 1.363 |  |  |  | 0.4244 | [7 empty] | 34.9478 | [13 empty] | 2458.1921 |  | 0.015854 | [7 empty] | 9.1181 | [5 empty] | 0.25066 | [21 empty] | 363.7799 | [5 empty] | 3.9463 | [27 empty] | 636007.7541 |  |  |  |  | 2025 |  |  | CHN | Tibet
| Lawu |  | Magmatic hydrothermal | Skarn | Cu-Pb-Zn skarn | Cu, Pb, Zn | In, Sn | Cu, Pb, Zn, In, Sn |  |  | lw782-3-260 a1 sp - 14 | lw782-3-260 a1 sp - 14-1 | underground mine |  |  |  |  | ore material | drill core | underground mining tunnels and drill cores | mineral separate | [5 empty] | mineralisation |  |  |  | sphalerite, chalcopyrite, pyrrhotite, pyrite, arsenopyrite | [6 empty] | galena, bismuthinite, marcasite, iron oxides, pyroxene, actinolite, quartz | thin sections and polished blocks examined using optical microscope, BSE detector, and EDS prior to analysis | EMPA, LA-ICPMS | JEOL JXA-8230 electron probe microanalyzer; RESOlution-LR 193 nm ArF excimer laser ablation system coupled to an Agilent 7700x ICP-MS | Laboratory of Mineral Resources Research Center, Fuzhou University; Adelaide Microscopy, the University of Adelaide | EPMA point analysis: accelerating voltage 15 kV, beam current 20 nA, beam diameter ~5 μm; EPMA mapping: accelerating voltage 20 kV, working current 50 nA, dwell time ~10 ms; BSE imaging: accelerating voltage 20 kV, beam current 10 nA; LA-ICP-MS: energy density 3~3.5 J/cm2, spot sizes 29 to 51 μm, repetition rates 5 Hz (polished thin-section) and 10 Hz (polished blocks), ~30 s background acquisition, ~40 s sample data acquisition | STDGL3 (Danyushevsky et al. 2011) and GSD-1G (USGS) | 0.53313 | [13 empty] | 0.4678 | [5 empty] | 8441.5377 | [5 empty] | 353.1285 | [5 empty] | 46.8647 | [9 empty] | 40500.8372 |  | 1.2993 |  |  |  | 0.36997 | [7 empty] | 35.0898 | [13 empty] | 2448.1724 |  | 0.028237 | [7 empty] | 8.7197 | [5 empty] | 0.37972 | [17 empty] | 0.059424 |  |  |  | 413.0158 | [5 empty] | 4.9562 | [27 empty] | 636486.8816 |  |  |  |  | 2025 |  |  | CHN | Tibet
| Lawu |  | Magmatic hydrothermal | Skarn | Cu-Pb-Zn skarn | Cu, Pb, Zn | In, Sn | Cu, Pb, Zn, In, Sn |  |  | lw782-3-260 a1 sp - 15 | lw782-3-260 a1 sp - 15-1 | underground mine |  |  |  |  | ore material | drill core | underground mining tunnels and drill cores | mineral separate | [5 empty] | mineralisation |  |  |  | sphalerite, chalcopyrite, pyrrhotite, pyrite, arsenopyrite | [6 empty] | galena, bismuthinite, marcasite, iron oxides, pyroxene, actinolite, quartz | thin sections and polished blocks examined using optical microscope, BSE detector, and EDS prior to analysis | EMPA, LA-ICPMS | JEOL JXA-8230 electron probe microanalyzer; RESOlution-LR 193 nm ArF excimer laser ablation system coupled to an Agilent 7700x ICP-MS | Laboratory of Mineral Resources Research Center, Fuzhou University; Adelaide Microscopy, the University of Adelaide | EPMA point analysis: accelerating voltage 15 kV, beam current 20 nA, beam diameter ~5 μm; EPMA mapping: accelerating voltage 20 kV, working current 50 nA, dwell time ~10 ms; BSE imaging: accelerating voltage 20 kV, beam current 10 nA; LA-ICP-MS: energy density 3~3.5 J/cm2, spot sizes 29 to 51 μm, repetition rates 5 Hz (polished thin-section) and 10 Hz (polished blocks), ~30 s background acquisition, ~40 s sample data acquisition | STDGL3 (Danyushevsky et al. 2011) and GSD-1G (USGS) | 0.22073 | [13 empty] | 0.10407 | [5 empty] | 8514.2599 | [5 empty] | 346.9068 | [5 empty] | 34.8292 | [9 empty] | 40326.2876 |  | 1.4238 |  |  |  | 0.34162 | [7 empty] | 34.7819 | [13 empty] | 2474.1289 |  | 0.021821 | [7 empty] | 8.7702 | [5 empty] | 0.080988 | [21 empty] | 344.9345 | [5 empty] | 3.8396 | [27 empty] | 636541.2871 |  |  |  |  | 2025 |  |  | CHN | Tibet
| Lawu |  | Magmatic hydrothermal | Skarn | Cu-Pb-Zn skarn | Cu, Pb, Zn | In, Sn | Cu, Pb, Zn, In, Sn |  |  | lw782-3-260 a1 sp - 16 | lw782-3-260 a1 sp - 16-1 | underground mine |  |  |  |  | ore material | drill core | underground mining tunnels and drill cores | mineral separate | [5 empty] | mineralisation |  |  |  | sphalerite, chalcopyrite, pyrrhotite, pyrite, arsenopyrite | [6 empty] | galena, bismuthinite, marcasite, iron oxides, pyroxene, actinolite, quartz | thin sections and polished blocks examined using optical microscope, BSE detector, and EDS prior to analysis | EMPA, LA-ICPMS | JEOL JXA-8230 electron probe microanalyzer; RESOlution-LR 193 nm ArF excimer laser ablation system coupled to an Agilent 7700x ICP-MS | Laboratory of Mineral Resources Research Center, Fuzhou University; Adelaide Microscopy, the University of Adelaide | EPMA point analysis: accelerating voltage 15 kV, beam current 20 nA, beam diameter ~5 μm; EPMA mapping: accelerating voltage 20 kV, working current 50 nA, dwell time ~10 ms; BSE imaging: accelerating voltage 20 kV, beam current 10 nA; LA-ICP-MS: energy density 3~3.5 J/cm2, spot sizes 29 to 51 μm, repetition rates 5 Hz (polished thin-section) and 10 Hz (polished blocks), ~30 s background acquisition, ~40 s sample data acquisition | STDGL3 (Danyushevsky et al. 2011) and GSD-1G (USGS) | 0.22928 | [13 empty] | 0.11423 | [5 empty] | 8415.402 | [5 empty] | 341.7251 | [5 empty] | 38.754 | [9 empty] | 39917.0846 |  | 1.7874 |  |  |  | 0.40014 | [7 empty] | 34.8503 | [13 empty] | 2495.5447 |  | 0.02243 | [7 empty] | 8.7975 | [5 empty] | 0.091381 | [21 empty] | 311.9431 | [5 empty] | 3.7591 | [27 empty] | 636901.1069 |  |  |  |  | 2025 |  |  | CHN | Tibet
| Lawu |  | Magmatic hydrothermal | Skarn | Cu-Pb-Zn skarn | Cu, Pb, Zn | In, Sn | Cu, Pb, Zn, In, Sn |  |  | lw782-3-260 a1 sp - 17 | lw782-3-260 a1 sp - 17-1 | underground mine |  |  |  |  | ore material | drill core | underground mining tunnels and drill cores | mineral separate | [5 empty] | mineralisation |  |  |  | sphalerite, chalcopyrite, pyrrhotite, pyrite, arsenopyrite | [6 empty] | galena, bismuthinite, marcasite, iron oxides, pyroxene, actinolite, quartz | thin sections and polished blocks examined using optical microscope, BSE detector, and EDS prior to analysis | EMPA, LA-ICPMS | JEOL JXA-8230 electron probe microanalyzer; RESOlution-LR 193 nm ArF excimer laser ablation system coupled to an Agilent 7700x ICP-MS | Laboratory of Mineral Resources Research Center, Fuzhou University; Adelaide Microscopy, the University of Adelaide | EPMA point analysis: accelerating voltage 15 kV, beam current 20 nA, beam diameter ~5 μm; EPMA mapping: accelerating voltage 20 kV, working current 50 nA, dwell time ~10 ms; BSE imaging: accelerating voltage 20 kV, beam current 10 nA; LA-ICP-MS: energy density 3~3.5 J/cm2, spot sizes 29 to 51 μm, repetition rates 5 Hz (polished thin-section) and 10 Hz (polished blocks), ~30 s background acquisition, ~40 s sample data acquisition | STDGL3 (Danyushevsky et al. 2011) and GSD-1G (USGS) | 0.24675 | [13 empty] | 0.1254 | [5 empty] | 8441.2977 | [5 empty] | 333.6342 | [5 empty] | 31.0867 | [9 empty] | 39000.4189 |  | 2.5945 |  |  |  | 0.29395 | [7 empty] | 35.0806 | [13 empty] | 2484.5012 |  | 0.017857 | [7 empty] | 9.3909 | [5 empty] | 0.08076 | [21 empty] | 387.5692 | [5 empty] | 3.6525 | [27 empty] | 637493.8398 |  |  |  |  | 2025 |  |  | CHN | Tibet
| Lawu |  | Magmatic hydrothermal | Skarn | Cu-Pb-Zn skarn | Cu, Pb, Zn | In, Sn | Cu, Pb, Zn, In, Sn |  |  | lw782-3-260 a1 sp - 18 | lw782-3-260 a1 sp - 18-1 | underground mine |  |  |  |  | ore material | drill core | underground mining tunnels and drill cores | mineral separate | [5 empty] | mineralisation |  |  |  | sphalerite, chalcopyrite, pyrrhotite, pyrite, arsenopyrite | [6 empty] | galena, bismuthinite, marcasite, iron oxides, pyroxene, actinolite, quartz | thin sections and polished blocks examined using optical microscope, BSE detector, and EDS prior to analysis | EMPA, LA-ICPMS | JEOL JXA-8230 electron probe microanalyzer; RESOlution-LR 193 nm ArF excimer laser ablation system coupled to an Agilent 7700x ICP-MS | Laboratory of Mineral Resources Research Center, Fuzhou University; Adelaide Microscopy, the University of Adelaide | EPMA point analysis: accelerating voltage 15 kV, beam current 20 nA, beam diameter ~5 μm; EPMA mapping: accelerating voltage 20 kV, working current 50 nA, dwell time ~10 ms; BSE imaging: accelerating voltage 20 kV, beam current 10 nA; LA-ICP-MS: energy density 3~3.5 J/cm2, spot sizes 29 to 51 μm, repetition rates 5 Hz (polished thin-section) and 10 Hz (polished blocks), ~30 s background acquisition, ~40 s sample data acquisition | STDGL3 (Danyushevsky et al. 2011) and GSD-1G (USGS) | 0.21583 | [13 empty] | 0.24673 | [5 empty] | 8413.8767 | [5 empty] | 332.6123 | [5 empty] | 34.1839 | [9 empty] | 39061.5241 |  | 3.1117 |  |  |  | 0.38519 | [7 empty] | 34.9807 | [13 empty] | 2488.3939 |  | 0.023982 | [7 empty] | 9.4707 | [5 empty] | 0.19429 | [17 empty] | 0.04146 |  |  |  | 386.957 | [5 empty] | 3.6745 | [27 empty] | 637476.4866 |  |  |  |  | 2025 |  |  | CHN | Tibet
| Lawu |  | Magmatic hydrothermal | Skarn | Cu-Pb-Zn skarn | Cu, Pb, Zn | In, Sn | Cu, Pb, Zn, In, Sn |  |  | lw782-3-260 a1 sp - 19 | lw782-3-260 a1 sp - 19-1 | underground mine |  |  |  |  | ore material | drill core | underground mining tunnels and drill cores | mineral separate | [5 empty] | mineralisation |  |  |  | sphalerite, chalcopyrite, pyrrhotite, pyrite, arsenopyrite | [6 empty] | galena, bismuthinite, marcasite, iron oxides, pyroxene, actinolite, quartz | thin sections and polished blocks examined using optical microscope, BSE detector, and EDS prior to analysis | EMPA, LA-ICPMS | JEOL JXA-8230 electron probe microanalyzer; RESOlution-LR 193 nm ArF excimer laser ablation system coupled to an Agilent 7700x ICP-MS | Laboratory of Mineral Resources Research Center, Fuzhou University; Adelaide Microscopy, the University of Adelaide | EPMA point analysis: accelerating voltage 15 kV, beam current 20 nA, beam diameter ~5 μm; EPMA mapping: accelerating voltage 20 kV, working current 50 nA, dwell time ~10 ms; BSE imaging: accelerating voltage 20 kV, beam current 10 nA; LA-ICP-MS: energy density 3~3.5 J/cm2, spot sizes 29 to 51 μm, repetition rates 5 Hz (polished thin-section) and 10 Hz (polished blocks), ~30 s background acquisition, ~40 s sample data acquisition | STDGL3 (Danyushevsky et al. 2011) and GSD-1G (USGS) | 0.38176 | [13 empty] | 0.55525 | [5 empty] | 8403.6175 | [5 empty] | 331.0491 | [5 empty] | 53.1798 | [9 empty] | 38863.6977 |  | 2.6524 |  |  |  | 0.32179 | [7 empty] | 34.6933 | [13 empty] | 2481.0488 |  | 0.026691 | [7 empty] | 9.6047 | [5 empty] | 0.62279 | [17 empty] | 0.031948 |  |  |  | 399.556 | [5 empty] | 3.8217 | [27 empty] | 637618.0716 |  |  |  |  | 2025 |  |  | CHN | Tibet
| Lawu |  | Magmatic hydrothermal | Skarn | Cu-Pb-Zn skarn | Cu, Pb, Zn | In, Sn | Cu, Pb, Zn, In, Sn |  |  | lw782-3-260 a1 sp - 20 | lw782-3-260 a1 sp - 20-1 | underground mine |  |  |  |  | ore material | drill core | underground mining tunnels and drill cores | mineral separate | [5 empty] | mineralisation |  |  |  | sphalerite, chalcopyrite, pyrrhotite, pyrite, arsenopyrite | [6 empty] | galena, bismuthinite, marcasite, iron oxides, pyroxene, actinolite, quartz | thin sections and polished blocks examined using optical microscope, BSE detector, and EDS prior to analysis | EMPA, LA-ICPMS | JEOL JXA-8230 electron probe microanalyzer; RESOlution-LR 193 nm ArF excimer laser ablation system coupled to an Agilent 7700x ICP-MS | Laboratory of Mineral Resources Research Center, Fuzhou University; Adelaide Microscopy, the University of Adelaide | EPMA point analysis: accelerating voltage 15 kV, beam current 20 nA, beam diameter ~5 μm; EPMA mapping: accelerating voltage 20 kV, working current 50 nA, dwell time ~10 ms; BSE imaging: accelerating voltage 20 kV, beam current 10 nA; LA-ICP-MS: energy density 3~3.5 J/cm2, spot sizes 29 to 51 μm, repetition rates 5 Hz (polished thin-section) and 10 Hz (polished blocks), ~30 s background acquisition, ~40 s sample data acquisition | STDGL3 (Danyushevsky et al. 2011) and GSD-1G (USGS) | 0.24874 | [13 empty] | 0.11082 | [5 empty] | 8389.8106 | [5 empty] | 337.1932 | [5 empty] | 39.24 | [9 empty] | 39445.2445 |  | 2.0837 |  |  |  | 0.48837 | [7 empty] | 35.1963 | [13 empty] | 2492.726 |  | 0.028732 | [7 empty] | 9.1081 | [5 empty] | 0.080861 | [21 empty] | 306.2035 | [5 empty] | 3.768 | [27 empty] | 637239.7718 |  |  |  |  | 2025 |  |  | CHN | Tibet
| Lawu |  | Magmatic hydrothermal | Skarn | Cu-Pb-Zn skarn | Cu, Pb, Zn | In, Sn | Cu, Pb, Zn, In, Sn |  |  | lw782-3-260 a1 sp - 21 | lw782-3-260 a1 sp - 21-1 | underground mine |  |  |  |  | ore material | drill core | underground mining tunnels and drill cores | mineral separate | [5 empty] | mineralisation |  |  |  | sphalerite, chalcopyrite, pyrrhotite, pyrite, arsenopyrite | [6 empty] | galena, bismuthinite, marcasite, iron oxides, pyroxene, actinolite, quartz | thin sections and polished blocks examined using optical microscope, BSE detector, and EDS prior to analysis | EMPA, LA-ICPMS | JEOL JXA-8230 electron probe microanalyzer; RESOlution-LR 193 nm ArF excimer laser ablation system coupled to an Agilent 7700x ICP-MS | Laboratory of Mineral Resources Research Center, Fuzhou University; Adelaide Microscopy, the University of Adelaide | EPMA point analysis: accelerating voltage 15 kV, beam current 20 nA, beam diameter ~5 μm; EPMA mapping: accelerating voltage 20 kV, working current 50 nA, dwell time ~10 ms; BSE imaging: accelerating voltage 20 kV, beam current 10 nA; LA-ICP-MS: energy density 3~3.5 J/cm2, spot sizes 29 to 51 μm, repetition rates 5 Hz (polished thin-section) and 10 Hz (polished blocks), ~30 s background acquisition, ~40 s sample data acquisition | STDGL3 (Danyushevsky et al. 2011) and GSD-1G (USGS) | 0.28077 | [13 empty] | 0.090716 | [5 empty] | 8390.2383 | [5 empty] | 334.6654 | [5 empty] | 41.0071 | [9 empty] | 39447.2555 |  | 2.5795 |  |  |  | 0.37098 | [7 empty] | 34.7427 | [13 empty] | 2513.7876 |  | 0.025039 | [7 empty] | 8.5709 | [5 empty] | 0.085791 | [21 empty] | 315.6601 | [5 empty] | 4.503 | [27 empty] | 637238.0536 |  |  |  |  | 2025 |  |  | CHN | Tibet
| Lawu |  | Magmatic hydrothermal | Skarn | Cu-Pb-Zn skarn | Cu, Pb, Zn | In, Sn | Cu, Pb, Zn, In, Sn |  |  | lw782-3-260 a1 sp - 22 | lw782-3-260 a1 sp - 22-1 | underground mine |  |  |  |  | ore material | drill core | underground mining tunnels and drill cores | mineral separate | [5 empty] | mineralisation |  |  |  | sphalerite, chalcopyrite, pyrrhotite, pyrite, arsenopyrite | [6 empty] | galena, bismuthinite, marcasite, iron oxides, pyroxene, actinolite, quartz | thin sections and polished blocks examined using optical microscope, BSE detector, and EDS prior to analysis | EMPA, LA-ICPMS | JEOL JXA-8230 electron probe microanalyzer; RESOlution-LR 193 nm ArF excimer laser ablation system coupled to an Agilent 7700x ICP-MS | Laboratory of Mineral Resources Research Center, Fuzhou University; Adelaide Microscopy, the University of Adelaide | EPMA point analysis: accelerating voltage 15 kV, beam current 20 nA, beam diameter ~5 μm; EPMA mapping: accelerating voltage 20 kV, working current 50 nA, dwell time ~10 ms; BSE imaging: accelerating voltage 20 kV, beam current 10 nA; LA-ICP-MS: energy density 3~3.5 J/cm2, spot sizes 29 to 51 μm, repetition rates 5 Hz (polished thin-section) and 10 Hz (polished blocks), ~30 s background acquisition, ~40 s sample data acquisition | STDGL3 (Danyushevsky et al. 2011) and GSD-1G (USGS) | 0.30639 | [13 empty] | 0.057955 | [5 empty] | 8397.33 | [5 empty] | 322.2354 | [5 empty] | 40.0819 | [9 empty] | 38947.0758 |  | 2.5243 |  |  |  | 0.42789 | [7 empty] | 35.1445 | [13 empty] | 2508.6618 |  | 0.021885 | [7 empty] | 8.138 | [5 empty] | 0.051875 | [21 empty] | 341.2428 | [5 empty] | 4.4175 | [27 empty] | 637567.5487 |  |  |  |  | 2025 |  |  | CHN | Tibet
| Lawu |  | Magmatic hydrothermal | Skarn | Cu-Pb-Zn skarn | Cu, Pb, Zn | In, Sn | Cu, Pb, Zn, In, Sn |  |  | Majdanpek MD-20-1 | Majdanpek MD-20-1 | underground mine |  |  |  |  | ore material | drill core | underground mining tunnels and drill cores | mineral separate | [5 empty] | mineralisation |  |  |  | sphalerite, chalcopyrite, pyrrhotite, pyrite, arsenopyrite |  |  | Sn-poor Skarn |  |  |  | galena, bismuthinite, marcasite, iron oxides, pyroxene, actinolite, quartz | thin sections and polished blocks examined using optical microscope, BSE detector, and EDS prior to analysis | EMPA, LA-ICPMS | JEOL JXA-8230 electron probe microanalyzer; RESOlution-LR 193 nm ArF excimer laser ablation system coupled to an Agilent 7700x ICP-MS | Laboratory of Mineral Resources Research Center, Fuzhou University; Adelaide Microscopy, the University of Adelaide | EPMA point analysis: accelerating voltage 15 kV, beam current 20 nA, beam diameter ~5 μm; EPMA mapping: accelerating voltage 20 kV, working current 50 nA, dwell time ~10 ms; BSE imaging: accelerating voltage 20 kV, beam current 10 nA; LA-ICP-MS: energy density 3~3.5 J/cm2, spot sizes 29 to 51 μm, repetition rates 5 Hz (polished thin-section) and 10 Hz (polished blocks), ~30 s background acquisition, ~40 s sample data acquisition | STDGL3 (Danyushevsky et al. 2011) and GSD-1G (USGS) | 1.95 | [19 empty] | 2823 | [5 empty] | 33.74 | [5 empty] | 541 | [9 empty] | 92590 |  | 0.59 |  |  |  | 1 | [7 empty] | 50.2 | [13 empty] | 4345 | [15 empty] | 0.63 | [17 empty] | 0.1 | [9 empty] | 0.13 | [32 empty] | 2025 |  |  | CHN | Tibet
| Lawu |  | Magmatic hydrothermal | Skarn | Cu-Pb-Zn skarn | Cu, Pb, Zn | In, Sn | Cu, Pb, Zn, In, Sn |  |  | Majdanpek MD-20-2 | Majdanpek MD-20-2 | underground mine |  |  |  |  | ore material | drill core | underground mining tunnels and drill cores | mineral separate | [5 empty] | mineralisation |  |  |  | sphalerite, chalcopyrite, pyrrhotite, pyrite, arsenopyrite |  |  | Sn-poor Skarn |  |  |  | galena, bismuthinite, marcasite, iron oxides, pyroxene, actinolite, quartz | thin sections and polished blocks examined using optical microscope, BSE detector, and EDS prior to analysis | EMPA, LA-ICPMS | JEOL JXA-8230 electron probe microanalyzer; RESOlution-LR 193 nm ArF excimer laser ablation system coupled to an Agilent 7700x ICP-MS | Laboratory of Mineral Resources Research Center, Fuzhou University; Adelaide Microscopy, the University of Adelaide | EPMA point analysis: accelerating voltage 15 kV, beam current 20 nA, beam diameter ~5 μm; EPMA mapping: accelerating voltage 20 kV, working current 50 nA, dwell time ~10 ms; BSE imaging: accelerating voltage 20 kV, beam current 10 nA; LA-ICP-MS: energy density 3~3.5 J/cm2, spot sizes 29 to 51 μm, repetition rates 5 Hz (polished thin-section) and 10 Hz (polished blocks), ~30 s background acquisition, ~40 s sample data acquisition | STDGL3 (Danyushevsky et al. 2011) and GSD-1G (USGS) | 1.53 | [19 empty] | 3256 | [5 empty] | 33.98 | [5 empty] | 165 | [9 empty] | 92222 |  | 0.46 |  |  |  | 1 | [7 empty] | 98.9 | [13 empty] | 2545 | [15 empty] | 0.12 | [17 empty] | 0.02 | [9 empty] | 0.14 | [32 empty] | 2025 |  |  | CHN | Tibet
| Lawu |  | Magmatic hydrothermal | Skarn | Cu-Pb-Zn skarn | Cu, Pb, Zn | In, Sn | Cu, Pb, Zn, In, Sn |  |  | Majdanpek MD-20-3 | Majdanpek MD-20-3 | underground mine |  |  |  |  | ore material | drill core | underground mining tunnels and drill cores | mineral separate | [5 empty] | mineralisation |  |  |  | sphalerite, chalcopyrite, pyrrhotite, pyrite, arsenopyrite |  |  | Sn-poor Skarn |  |  |  | galena, bismuthinite, marcasite, iron oxides, pyroxene, actinolite, quartz | thin sections and polished blocks examined using optical microscope, BSE detector, and EDS prior to analysis | EMPA, LA-ICPMS | JEOL JXA-8230 electron probe microanalyzer; RESOlution-LR 193 nm ArF excimer laser ablation system coupled to an Agilent 7700x ICP-MS | Laboratory of Mineral Resources Research Center, Fuzhou University; Adelaide Microscopy, the University of Adelaide | EPMA point analysis: accelerating voltage 15 kV, beam current 20 nA, beam diameter ~5 μm; EPMA mapping: accelerating voltage 20 kV, working current 50 nA, dwell time ~10 ms; BSE imaging: accelerating voltage 20 kV, beam current 10 nA; LA-ICP-MS: energy density 3~3.5 J/cm2, spot sizes 29 to 51 μm, repetition rates 5 Hz (polished thin-section) and 10 Hz (polished blocks), ~30 s background acquisition, ~40 s sample data acquisition | STDGL3 (Danyushevsky et al. 2011) and GSD-1G (USGS) | 1.79 | [19 empty] | 2800 | [5 empty] | 34.82 | [5 empty] | 129 | [9 empty] | 87931 |  | 0.7 |  |  |  | 1.1 | [7 empty] | 63.6 | [13 empty] | 3745 | [15 empty] | 0.23 | [17 empty] | 0.02 | [9 empty] | 0.47 | [32 empty] | 2025 |  |  | CHN | Tibet
| Lawu |  | Magmatic hydrothermal | Skarn | Cu-Pb-Zn skarn | Cu, Pb, Zn | In, Sn | Cu, Pb, Zn, In, Sn |  |  | Majdanpek MD-20-4 | Majdanpek MD-20-4 | underground mine |  |  |  |  | ore material | drill core | underground mining tunnels and drill cores | mineral separate | [5 empty] | mineralisation |  |  |  | sphalerite, chalcopyrite, pyrrhotite, pyrite, arsenopyrite |  |  | Sn-poor Skarn |  |  |  | galena, bismuthinite, marcasite, iron oxides, pyroxene, actinolite, quartz | thin sections and polished blocks examined using optical microscope, BSE detector, and EDS prior to analysis | EMPA, LA-ICPMS | JEOL JXA-8230 electron probe microanalyzer; RESOlution-LR 193 nm ArF excimer laser ablation system coupled to an Agilent 7700x ICP-MS | Laboratory of Mineral Resources Research Center, Fuzhou University; Adelaide Microscopy, the University of Adelaide | EPMA point analysis: accelerating voltage 15 kV, beam current 20 nA, beam diameter ~5 μm; EPMA mapping: accelerating voltage 20 kV, working current 50 nA, dwell time ~10 ms; BSE imaging: accelerating voltage 20 kV, beam current 10 nA; LA-ICP-MS: energy density 3~3.5 J/cm2, spot sizes 29 to 51 μm, repetition rates 5 Hz (polished thin-section) and 10 Hz (polished blocks), ~30 s background acquisition, ~40 s sample data acquisition | STDGL3 (Danyushevsky et al. 2011) and GSD-1G (USGS) | 1.7 | [19 empty] | 2944 | [5 empty] | 33.81 | [5 empty] | 143 | [9 empty] | 91453 |  | 0.8 |  |  |  | 1.1 | [7 empty] | 57 | [13 empty] | 4202 | [15 empty] | 0.21 | [17 empty] | 0.05 | [9 empty] | 0.17 | [32 empty] | 2025 |  |  | CHN | Tibet
| Lawu |  | Magmatic hydrothermal | Skarn | Cu-Pb-Zn skarn | Cu, Pb, Zn | In, Sn | Cu, Pb, Zn, In, Sn |  |  | Majdanpek MD-20-5 | Majdanpek MD-20-5 | underground mine |  |  |  |  | ore material | drill core | underground mining tunnels and drill cores | mineral separate | [5 empty] | mineralisation |  |  |  | sphalerite, chalcopyrite, pyrrhotite, pyrite, arsenopyrite |  |  | Sn-poor Skarn |  |  |  | galena, bismuthinite, marcasite, iron oxides, pyroxene, actinolite, quartz | thin sections and polished blocks examined using optical microscope, BSE detector, and EDS prior to analysis | EMPA, LA-ICPMS | JEOL JXA-8230 electron probe microanalyzer; RESOlution-LR 193 nm ArF excimer laser ablation system coupled to an Agilent 7700x ICP-MS | Laboratory of Mineral Resources Research Center, Fuzhou University; Adelaide Microscopy, the University of Adelaide | EPMA point analysis: accelerating voltage 15 kV, beam current 20 nA, beam diameter ~5 μm; EPMA mapping: accelerating voltage 20 kV, working current 50 nA, dwell time ~10 ms; BSE imaging: accelerating voltage 20 kV, beam current 10 nA; LA-ICP-MS: energy density 3~3.5 J/cm2, spot sizes 29 to 51 μm, repetition rates 5 Hz (polished thin-section) and 10 Hz (polished blocks), ~30 s background acquisition, ~40 s sample data acquisition | STDGL3 (Danyushevsky et al. 2011) and GSD-1G (USGS) | 2.06 | [19 empty] | 2850 | [5 empty] | 31.96 | [5 empty] | 328 | [9 empty] | 85805 |  | 1.2 |  |  |  | 1.2 | [7 empty] | 46.9 | [13 empty] | 3570 | [15 empty] | 1.2 | [17 empty] | 0.15 | [9 empty] | 0.53 | [32 empty] | 2025 |  |  | CHN | Tibet
| Lawu |  | Magmatic hydrothermal | Skarn | Cu-Pb-Zn skarn | Cu, Pb, Zn | In, Sn | Cu, Pb, Zn, In, Sn |  |  | Majdanpek MD-20-6 | Majdanpek MD-20-6 | underground mine |  |  |  |  | ore material | drill core | underground mining tunnels and drill cores | mineral separate | [5 empty] | mineralisation |  |  |  | sphalerite, chalcopyrite, pyrrhotite, pyrite, arsenopyrite |  |  | Sn-poor Skarn |  |  |  | galena, bismuthinite, marcasite, iron oxides, pyroxene, actinolite, quartz | thin sections and polished blocks examined using optical microscope, BSE detector, and EDS prior to analysis | EMPA, LA-ICPMS | JEOL JXA-8230 electron probe microanalyzer; RESOlution-LR 193 nm ArF excimer laser ablation system coupled to an Agilent 7700x ICP-MS | Laboratory of Mineral Resources Research Center, Fuzhou University; Adelaide Microscopy, the University of Adelaide | EPMA point analysis: accelerating voltage 15 kV, beam current 20 nA, beam diameter ~5 μm; EPMA mapping: accelerating voltage 20 kV, working current 50 nA, dwell time ~10 ms; BSE imaging: accelerating voltage 20 kV, beam current 10 nA; LA-ICP-MS: energy density 3~3.5 J/cm2, spot sizes 29 to 51 μm, repetition rates 5 Hz (polished thin-section) and 10 Hz (polished blocks), ~30 s background acquisition, ~40 s sample data acquisition | STDGL3 (Danyushevsky et al. 2011) and GSD-1G (USGS) | 1.99 | [19 empty] | 2867 | [5 empty] | 34.92 | [5 empty] | 463 | [9 empty] | 89874 |  | 0.85 |  |  |  | 1.1 | [7 empty] | 44.4 | [13 empty] | 4066 | [15 empty] | 0.8 | [17 empty] | 0.05 | [9 empty] | 0.15 | [32 empty] | 2025 |  |  | CHN | Tibet
| Lawu |  | Magmatic hydrothermal | Skarn | Cu-Pb-Zn skarn | Cu, Pb, Zn | In, Sn | Cu, Pb, Zn, In, Sn |  |  | Majdanpek MD-20-7 | Majdanpek MD-20-7 | underground mine |  |  |  |  | ore material | drill core | underground mining tunnels and drill cores | mineral separate | [5 empty] | mineralisation |  |  |  | sphalerite, chalcopyrite, pyrrhotite, pyrite, arsenopyrite |  |  | Sn-poor Skarn |  |  |  | galena, bismuthinite, marcasite, iron oxides, pyroxene, actinolite, quartz | thin sections and polished blocks examined using optical microscope, BSE detector, and EDS prior to analysis | EMPA, LA-ICPMS | JEOL JXA-8230 electron probe microanalyzer; RESOlution-LR 193 nm ArF excimer laser ablation system coupled to an Agilent 7700x ICP-MS | Laboratory of Mineral Resources Research Center, Fuzhou University; Adelaide Microscopy, the University of Adelaide | EPMA point analysis: accelerating voltage 15 kV, beam current 20 nA, beam diameter ~5 μm; EPMA mapping: accelerating voltage 20 kV, working current 50 nA, dwell time ~10 ms; BSE imaging: accelerating voltage 20 kV, beam current 10 nA; LA-ICP-MS: energy density 3~3.5 J/cm2, spot sizes 29 to 51 μm, repetition rates 5 Hz (polished thin-section) and 10 Hz (polished blocks), ~30 s background acquisition, ~40 s sample data acquisition | STDGL3 (Danyushevsky et al. 2011) and GSD-1G (USGS) | 1.62 | [19 empty] | 2869 | [5 empty] | 35.06 | [5 empty] | 171 | [9 empty] | 91608 |  | 1.3 |  |  |  | 1.2 | [7 empty] | 38.6 | [13 empty] | 4405 | [15 empty] | 0.84 | [17 empty] | 0.32 | [9 empty] | 1.52 | [32 empty] | 2025 |  |  | CHN | Tibet
| Lawu |  | Magmatic hydrothermal | Skarn | Cu-Pb-Zn skarn | Cu, Pb, Zn | In, Sn | Cu, Pb, Zn, In, Sn |  |  | Majdanpek MD-20-8 | Majdanpek MD-20-8 | underground mine |  |  |  |  | ore material | drill core | underground mining tunnels and drill cores | mineral separate | [5 empty] | mineralisation |  |  |  | sphalerite, chalcopyrite, pyrrhotite, pyrite, arsenopyrite |  |  | Sn-poor Skarn |  |  |  | galena, bismuthinite, marcasite, iron oxides, pyroxene, actinolite, quartz | thin sections and polished blocks examined using optical microscope, BSE detector, and EDS prior to analysis | EMPA, LA-ICPMS | JEOL JXA-8230 electron probe microanalyzer; RESOlution-LR 193 nm ArF excimer laser ablation system coupled to an Agilent 7700x ICP-MS | Laboratory of Mineral Resources Research Center, Fuzhou University; Adelaide Microscopy, the University of Adelaide | EPMA point analysis: accelerating voltage 15 kV, beam current 20 nA, beam diameter ~5 μm; EPMA mapping: accelerating voltage 20 kV, working current 50 nA, dwell time ~10 ms; BSE imaging: accelerating voltage 20 kV, beam current 10 nA; LA-ICP-MS: energy density 3~3.5 J/cm2, spot sizes 29 to 51 μm, repetition rates 5 Hz (polished thin-section) and 10 Hz (polished blocks), ~30 s background acquisition, ~40 s sample data acquisition | STDGL3 (Danyushevsky et al. 2011) and GSD-1G (USGS) | 1.5 | [19 empty] | 2773 | [5 empty] | 36.28 | [5 empty] | 69 | [9 empty] | 91815 |  | 1 |  |  |  | 1 | [7 empty] | 44 | [13 empty] | 4476 | [15 empty] | 0.12 | [17 empty] | 0.02 | [9 empty] | 0.07 | [32 empty] | 2025 |  |  | CHN | Tibet
| Lawu |  | Magmatic hydrothermal | Skarn | Cu-Pb-Zn skarn | Cu, Pb, Zn | In, Sn | Cu, Pb, Zn, In, Sn |  |  | Ocna de Fier P43-1 | Ocna de Fier P43-1 | underground mine |  |  |  |  | ore material | drill core | underground mining tunnels and drill cores | mineral separate | [5 empty] | mineralisation |  |  |  | sphalerite, chalcopyrite, pyrrhotite, pyrite, arsenopyrite |  |  | Sn-poor Skarn |  |  |  | galena, bismuthinite, marcasite, iron oxides, pyroxene, actinolite, quartz | thin sections and polished blocks examined using optical microscope, BSE detector, and EDS prior to analysis | EMPA, LA-ICPMS | JEOL JXA-8230 electron probe microanalyzer; RESOlution-LR 193 nm ArF excimer laser ablation system coupled to an Agilent 7700x ICP-MS | Laboratory of Mineral Resources Research Center, Fuzhou University; Adelaide Microscopy, the University of Adelaide | EPMA point analysis: accelerating voltage 15 kV, beam current 20 nA, beam diameter ~5 μm; EPMA mapping: accelerating voltage 20 kV, working current 50 nA, dwell time ~10 ms; BSE imaging: accelerating voltage 20 kV, beam current 10 nA; LA-ICP-MS: energy density 3~3.5 J/cm2, spot sizes 29 to 51 μm, repetition rates 5 Hz (polished thin-section) and 10 Hz (polished blocks), ~30 s background acquisition, ~40 s sample data acquisition | STDGL3 (Danyushevsky et al. 2011) and GSD-1G (USGS) | 1.6 | [19 empty] | 6126 | [5 empty] | 139 | [5 empty] | 59.6 | [9 empty] | 15937 |  | 0.07 |  |  |  | 0.73 | [7 empty] | 0.1 | [13 empty] | 2562 | [15 empty] | 3.2 | [17 empty] | 0.02 | [9 empty] | 0.06 | [32 empty] | 2025 |  |  | CHN | Tibet
| Lawu |  | Magmatic hydrothermal | Skarn | Cu-Pb-Zn skarn | Cu, Pb, Zn | In, Sn | Cu, Pb, Zn, In, Sn |  |  | Ocna de Fier P43-2 | Ocna de Fier P43-2 | underground mine |  |  |  |  | ore material | drill core | underground mining tunnels and drill cores | mineral separate | [5 empty] | mineralisation |  |  |  | sphalerite, chalcopyrite, pyrrhotite, pyrite, arsenopyrite |  |  | Sn-poor Skarn |  |  |  | galena, bismuthinite, marcasite, iron oxides, pyroxene, actinolite, quartz | thin sections and polished blocks examined using optical microscope, BSE detector, and EDS prior to analysis | EMPA, LA-ICPMS | JEOL JXA-8230 electron probe microanalyzer; RESOlution-LR 193 nm ArF excimer laser ablation system coupled to an Agilent 7700x ICP-MS | Laboratory of Mineral Resources Research Center, Fuzhou University; Adelaide Microscopy, the University of Adelaide | EPMA point analysis: accelerating voltage 15 kV, beam current 20 nA, beam diameter ~5 μm; EPMA mapping: accelerating voltage 20 kV, working current 50 nA, dwell time ~10 ms; BSE imaging: accelerating voltage 20 kV, beam current 10 nA; LA-ICP-MS: energy density 3~3.5 J/cm2, spot sizes 29 to 51 μm, repetition rates 5 Hz (polished thin-section) and 10 Hz (polished blocks), ~30 s background acquisition, ~40 s sample data acquisition | STDGL3 (Danyushevsky et al. 2011) and GSD-1G (USGS) | 1.6 | [19 empty] | 6354 | [5 empty] | 150 | [5 empty] | 17 | [9 empty] | 18063 |  | 0.64 |  |  |  | 0.75 | [7 empty] | 0.03 | [13 empty] | 2917 | [15 empty] | 2.2 | [17 empty] | 0.01 | [9 empty] | 0.1 | [32 empty] | 2025 |  |  | CHN | Tibet
| Lawu |  | Magmatic hydrothermal | Skarn | Cu-Pb-Zn skarn | Cu, Pb, Zn | In, Sn | Cu, Pb, Zn, In, Sn |  |  | Ocna de Fier P43-3 | Ocna de Fier P43-3 | underground mine |  |  |  |  | ore material | drill core | underground mining tunnels and drill cores | mineral separate | [5 empty] | mineralisation |  |  |  | sphalerite, chalcopyrite, pyrrhotite, pyrite, arsenopyrite |  |  | Sn-poor Skarn |  |  |  | galena, bismuthinite, marcasite, iron oxides, pyroxene, actinolite, quartz | thin sections and polished blocks examined using optical microscope, BSE detector, and EDS prior to analysis | EMPA, LA-ICPMS | JEOL JXA-8230 electron probe microanalyzer; RESOlution-LR 193 nm ArF excimer laser ablation system coupled to an Agilent 7700x ICP-MS | Laboratory of Mineral Resources Research Center, Fuzhou University; Adelaide Microscopy, the University of Adelaide | EPMA point analysis: accelerating voltage 15 kV, beam current 20 nA, beam diameter ~5 μm; EPMA mapping: accelerating voltage 20 kV, working current 50 nA, dwell time ~10 ms; BSE imaging: accelerating voltage 20 kV, beam current 10 nA; LA-ICP-MS: energy density 3~3.5 J/cm2, spot sizes 29 to 51 μm, repetition rates 5 Hz (polished thin-section) and 10 Hz (polished blocks), ~30 s background acquisition, ~40 s sample data acquisition | STDGL3 (Danyushevsky et al. 2011) and GSD-1G (USGS) | 1.5 | [19 empty] | 5890 | [5 empty] | 139 | [5 empty] | 13.8 | [9 empty] | 16959 |  | 0.06 |  |  |  | 0.75 | [7 empty] | 0.12 | [13 empty] | 2475 | [15 empty] | 1.2 | [17 empty] | 0.05 | [9 empty] | 0.08 | [32 empty] | 2025 |  |  | CHN | Tibet
| Lawu |  | Magmatic hydrothermal | Skarn | Cu-Pb-Zn skarn | Cu, Pb, Zn | In, Sn | Cu, Pb, Zn, In, Sn |  |  | Ocna de Fier P43-4 | Ocna de Fier P43-4 | underground mine |  |  |  |  | ore material | drill core | underground mining tunnels and drill cores | mineral separate | [5 empty] | mineralisation |  |  |  | sphalerite, chalcopyrite, pyrrhotite, pyrite, arsenopyrite |  |  | Sn-poor Skarn |  |  |  | galena, bismuthinite, marcasite, iron oxides, pyroxene, actinolite, quartz | thin sections and polished blocks examined using optical microscope, BSE detector, and EDS prior to analysis | EMPA, LA-ICPMS | JEOL JXA-8230 electron probe microanalyzer; RESOlution-LR 193 nm ArF excimer laser ablation system coupled to an Agilent 7700x ICP-MS | Laboratory of Mineral Resources Research Center, Fuzhou University; Adelaide Microscopy, the University of Adelaide | EPMA point analysis: accelerating voltage 15 kV, beam current 20 nA, beam diameter ~5 μm; EPMA mapping: accelerating voltage 20 kV, working current 50 nA, dwell time ~10 ms; BSE imaging: accelerating voltage 20 kV, beam current 10 nA; LA-ICP-MS: energy density 3~3.5 J/cm2, spot sizes 29 to 51 μm, repetition rates 5 Hz (polished thin-section) and 10 Hz (polished blocks), ~30 s background acquisition, ~40 s sample data acquisition | STDGL3 (Danyushevsky et al. 2011) and GSD-1G (USGS) | 1.5 | [19 empty] | 6451 | [5 empty] | 157 | [5 empty] | 4.6 | [9 empty] | 17561 |  | 0.08 |  |  |  | 0.72 | [7 empty] | 0.09 | [13 empty] | 2446 | [15 empty] | 0.3 | [17 empty] | 0.05 | [9 empty] | 0.06 | [32 empty] | 2025 |  |  | CHN | Tibet
| Lawu |  | Magmatic hydrothermal | Skarn | Cu-Pb-Zn skarn | Cu, Pb, Zn | In, Sn | Cu, Pb, Zn, In, Sn |  |  | Ocna de Fier P43-5 | Ocna de Fier P43-5 | underground mine |  |  |  |  | ore material | drill core | underground mining tunnels and drill cores | mineral separate | [5 empty] | mineralisation |  |  |  | sphalerite, chalcopyrite, pyrrhotite, pyrite, arsenopyrite |  |  | Sn-poor Skarn |  |  |  | galena, bismuthinite, marcasite, iron oxides, pyroxene, actinolite, quartz | thin sections and polished blocks examined using optical microscope, BSE detector, and EDS prior to analysis | EMPA, LA-ICPMS | JEOL JXA-8230 electron probe microanalyzer; RESOlution-LR 193 nm ArF excimer laser ablation system coupled to an Agilent 7700x ICP-MS | Laboratory of Mineral Resources Research Center, Fuzhou University; Adelaide Microscopy, the University of Adelaide | EPMA point analysis: accelerating voltage 15 kV, beam current 20 nA, beam diameter ~5 μm; EPMA mapping: accelerating voltage 20 kV, working current 50 nA, dwell time ~10 ms; BSE imaging: accelerating voltage 20 kV, beam current 10 nA; LA-ICP-MS: energy density 3~3.5 J/cm2, spot sizes 29 to 51 μm, repetition rates 5 Hz (polished thin-section) and 10 Hz (polished blocks), ~30 s background acquisition, ~40 s sample data acquisition | STDGL3 (Danyushevsky et al. 2011) and GSD-1G (USGS) | 1.7 | [19 empty] | 6137 | [5 empty] | 165 | [5 empty] | 325 | [9 empty] | 99262 |  | 0.29 |  |  |  | 1.01 | [7 empty] | 0.11 | [13 empty] | 3752 | [15 empty] | 8.4 | [17 empty] | 0.26 | [9 empty] | 0.08 | [32 empty] | 2025 |  |  | CHN | Tibet
| Lawu |  | Magmatic hydrothermal | Skarn | Cu-Pb-Zn skarn | Cu, Pb, Zn | In, Sn | Cu, Pb, Zn, In, Sn |  |  | Ocna de Fier P43-6 | Ocna de Fier P43-6 | underground mine |  |  |  |  | ore material | drill core | underground mining tunnels and drill cores | mineral separate | [5 empty] | mineralisation |  |  |  | sphalerite, chalcopyrite, pyrrhotite, pyrite, arsenopyrite |  |  | Sn-poor Skarn |  |  |  | galena, bismuthinite, marcasite, iron oxides, pyroxene, actinolite, quartz | thin sections and polished blocks examined using optical microscope, BSE detector, and EDS prior to analysis | EMPA, LA-ICPMS | JEOL JXA-8230 electron probe microanalyzer; RESOlution-LR 193 nm ArF excimer laser ablation system coupled to an Agilent 7700x ICP-MS | Laboratory of Mineral Resources Research Center, Fuzhou University; Adelaide Microscopy, the University of Adelaide | EPMA point analysis: accelerating voltage 15 kV, beam current 20 nA, beam diameter ~5 μm; EPMA mapping: accelerating voltage 20 kV, working current 50 nA, dwell time ~10 ms; BSE imaging: accelerating voltage 20 kV, beam current 10 nA; LA-ICP-MS: energy density 3~3.5 J/cm2, spot sizes 29 to 51 μm, repetition rates 5 Hz (polished thin-section) and 10 Hz (polished blocks), ~30 s background acquisition, ~40 s sample data acquisition | STDGL3 (Danyushevsky et al. 2011) and GSD-1G (USGS) | 1.6 | [19 empty] | 6476 | [5 empty] | 147 | [5 empty] | 16 | [9 empty] | 17831 |  | 0.3 |  |  |  | 0.83 | [7 empty] | 0.12 | [13 empty] | 2961 | [15 empty] | 85 | [17 empty] | 0.14 | [9 empty] | 0.07 | [32 empty] | 2025 |  |  | CHN | Tibet
| Lawu |  | Magmatic hydrothermal | Skarn | Cu-Pb-Zn skarn | Cu, Pb, Zn | In, Sn | Cu, Pb, Zn, In, Sn |  |  | Ocna de Fier P43-7 | Ocna de Fier P43-7 | underground mine |  |  |  |  | ore material | drill core | underground mining tunnels and drill cores | mineral separate | [5 empty] | mineralisation |  |  |  | sphalerite, chalcopyrite, pyrrhotite, pyrite, arsenopyrite |  |  | Sn-poor Skarn |  |  |  | galena, bismuthinite, marcasite, iron oxides, pyroxene, actinolite, quartz | thin sections and polished blocks examined using optical microscope, BSE detector, and EDS prior to analysis | EMPA, LA-ICPMS | JEOL JXA-8230 electron probe microanalyzer; RESOlution-LR 193 nm ArF excimer laser ablation system coupled to an Agilent 7700x ICP-MS | Laboratory of Mineral Resources Research Center, Fuzhou University; Adelaide Microscopy, the University of Adelaide | EPMA point analysis: accelerating voltage 15 kV, beam current 20 nA, beam diameter ~5 μm; EPMA mapping: accelerating voltage 20 kV, working current 50 nA, dwell time ~10 ms; BSE imaging: accelerating voltage 20 kV, beam current 10 nA; LA-ICP-MS: energy density 3~3.5 J/cm2, spot sizes 29 to 51 μm, repetition rates 5 Hz (polished thin-section) and 10 Hz (polished blocks), ~30 s background acquisition, ~40 s sample data acquisition | STDGL3 (Danyushevsky et al. 2011) and GSD-1G (USGS) | 1.5 | [19 empty] | 6009 | [5 empty] | 157 | [5 empty] | 38.2 | [9 empty] | 15505 |  | 0.13 |  |  |  | 0.79 | [7 empty] | 0.15 | [13 empty] | 2350 | [15 empty] | 20.1 | [17 empty] | 0.05 | [9 empty] | 0.05 | [32 empty] | 2025 |  |  | CHN | Tibet
| Lawu |  | Magmatic hydrothermal | Skarn | Cu-Pb-Zn skarn | Cu, Pb, Zn | In, Sn | Cu, Pb, Zn, In, Sn |  |  | Ocna de Fier P43-8 | Ocna de Fier P43-8 | underground mine |  |  |  |  | ore material | drill core | underground mining tunnels and drill cores | mineral separate | [5 empty] | mineralisation |  |  |  | sphalerite, chalcopyrite, pyrrhotite, pyrite, arsenopyrite |  |  | Sn-poor Skarn |  |  |  | galena, bismuthinite, marcasite, iron oxides, pyroxene, actinolite, quartz | thin sections and polished blocks examined using optical microscope, BSE detector, and EDS prior to analysis | EMPA, LA-ICPMS | JEOL JXA-8230 electron probe microanalyzer; RESOlution-LR 193 nm ArF excimer laser ablation system coupled to an Agilent 7700x ICP-MS | Laboratory of Mineral Resources Research Center, Fuzhou University; Adelaide Microscopy, the University of Adelaide | EPMA point analysis: accelerating voltage 15 kV, beam current 20 nA, beam diameter ~5 μm; EPMA mapping: accelerating voltage 20 kV, working current 50 nA, dwell time ~10 ms; BSE imaging: accelerating voltage 20 kV, beam current 10 nA; LA-ICP-MS: energy density 3~3.5 J/cm2, spot sizes 29 to 51 μm, repetition rates 5 Hz (polished thin-section) and 10 Hz (polished blocks), ~30 s background acquisition, ~40 s sample data acquisition | STDGL3 (Danyushevsky et al. 2011) and GSD-1G (USGS) | 1.6 | [19 empty] | 6326 | [5 empty] | 158 | [5 empty] | 7.4 | [9 empty] | 16631 |  | 0.13 |  |  |  | 0.78 | [7 empty] | 0.08 | [13 empty] | 2667 | [15 empty] | 2.2 | [17 empty] | 0.05 | [9 empty] | 0.06 | [32 empty] | 2025 |  |  | CHN | Tibet
| Lawu |  | Magmatic hydrothermal | Skarn | Cu-Pb-Zn skarn | Cu, Pb, Zn | In, Sn | Cu, Pb, Zn, In, Sn |  |  | Ocna de Fier P43-9 | Ocna de Fier P43-9 | underground mine |  |  |  |  | ore material | drill core | underground mining tunnels and drill cores | mineral separate | [5 empty] | mineralisation |  |  |  | sphalerite, chalcopyrite, pyrrhotite, pyrite, arsenopyrite |  |  | Sn-poor Skarn |  |  |  | galena, bismuthinite, marcasite, iron oxides, pyroxene, actinolite, quartz | thin sections and polished blocks examined using optical microscope, BSE detector, and EDS prior to analysis | EMPA, LA-ICPMS | JEOL JXA-8230 electron probe microanalyzer; RESOlution-LR 193 nm ArF excimer laser ablation system coupled to an Agilent 7700x ICP-MS | Laboratory of Mineral Resources Research Center, Fuzhou University; Adelaide Microscopy, the University of Adelaide | EPMA point analysis: accelerating voltage 15 kV, beam current 20 nA, beam diameter ~5 μm; EPMA mapping: accelerating voltage 20 kV, working current 50 nA, dwell time ~10 ms; BSE imaging: accelerating voltage 20 kV, beam current 10 nA; LA-ICP-MS: energy density 3~3.5 J/cm2, spot sizes 29 to 51 μm, repetition rates 5 Hz (polished thin-section) and 10 Hz (polished blocks), ~30 s background acquisition, ~40 s sample data acquisition | STDGL3 (Danyushevsky et al. 2011) and GSD-1G (USGS) | 1.9 | [19 empty] | 6101 | [5 empty] | 153 | [5 empty] | 1080 | [9 empty] | 17143 |  | 0.08 |  |  |  | 0.74 | [7 empty] | 0.25 | [13 empty] | 2577 | [15 empty] | 255 | [17 empty] | 0.31 | [9 empty] | 0.06 | [32 empty] | 2025 |  |  | CHN | Tibet
| Lawu |  | Magmatic hydrothermal | Skarn | Cu-Pb-Zn skarn | Cu, Pb, Zn | In, Sn | Cu, Pb, Zn, In, Sn |  |  | Ocna de Fier Stef-1-1 | Ocna de Fier Stef-1-1 | underground mine |  |  |  |  | ore material | drill core | underground mining tunnels and drill cores | mineral separate | [5 empty] | mineralisation |  |  |  | sphalerite, chalcopyrite, pyrrhotite, pyrite, arsenopyrite |  |  | Sn-poor Skarn |  |  |  | galena, bismuthinite, marcasite, iron oxides, pyroxene, actinolite, quartz | thin sections and polished blocks examined using optical microscope, BSE detector, and EDS prior to analysis | EMPA, LA-ICPMS | JEOL JXA-8230 electron probe microanalyzer; RESOlution-LR 193 nm ArF excimer laser ablation system coupled to an Agilent 7700x ICP-MS | Laboratory of Mineral Resources Research Center, Fuzhou University; Adelaide Microscopy, the University of Adelaide | EPMA point analysis: accelerating voltage 15 kV, beam current 20 nA, beam diameter ~5 μm; EPMA mapping: accelerating voltage 20 kV, working current 50 nA, dwell time ~10 ms; BSE imaging: accelerating voltage 20 kV, beam current 10 nA; LA-ICP-MS: energy density 3~3.5 J/cm2, spot sizes 29 to 51 μm, repetition rates 5 Hz (polished thin-section) and 10 Hz (polished blocks), ~30 s background acquisition, ~40 s sample data acquisition | STDGL3 (Danyushevsky et al. 2011) and GSD-1G (USGS) | 2 | [19 empty] | 6009 | [5 empty] | 5.9 | [5 empty] | 1629 | [9 empty] | 65915 |  | 0.67 |  |  |  | 1.43 | [7 empty] | 62.8 | [13 empty] | 5681 | [15 empty] | 1.96 | [17 empty] | 0.18 | [9 empty] | 0.15 | [32 empty] | 2025 |  |  | CHN | Tibet
| Lawu |  | Magmatic hydrothermal | Skarn | Cu-Pb-Zn skarn | Cu, Pb, Zn | In, Sn | Cu, Pb, Zn, In, Sn |  |  | Ocna de Fier Stef-2-1 | Ocna de Fier Stef-2-1 | underground mine |  |  |  |  | ore material | drill core | underground mining tunnels and drill cores | mineral separate | [5 empty] | mineralisation |  |  |  | sphalerite, chalcopyrite, pyrrhotite, pyrite, arsenopyrite |  |  | Sn-poor Skarn |  |  |  | galena, bismuthinite, marcasite, iron oxides, pyroxene, actinolite, quartz | thin sections and polished blocks examined using optical microscope, BSE detector, and EDS prior to analysis | EMPA, LA-ICPMS | JEOL JXA-8230 electron probe microanalyzer; RESOlution-LR 193 nm ArF excimer laser ablation system coupled to an Agilent 7700x ICP-MS | Laboratory of Mineral Resources Research Center, Fuzhou University; Adelaide Microscopy, the University of Adelaide | EPMA point analysis: accelerating voltage 15 kV, beam current 20 nA, beam diameter ~5 μm; EPMA mapping: accelerating voltage 20 kV, working current 50 nA, dwell time ~10 ms; BSE imaging: accelerating voltage 20 kV, beam current 10 nA; LA-ICP-MS: energy density 3~3.5 J/cm2, spot sizes 29 to 51 μm, repetition rates 5 Hz (polished thin-section) and 10 Hz (polished blocks), ~30 s background acquisition, ~40 s sample data acquisition | STDGL3 (Danyushevsky et al. 2011) and GSD-1G (USGS) | 2.67 | [19 empty] | 5896 | [5 empty] | 12.3 | [5 empty] | 107 | [9 empty] | 68680 |  | 0.76 |  |  |  | 1.47 | [7 empty] | 37.7 | [13 empty] | 5300 | [15 empty] | 85 | [17 empty] | 0.03 | [9 empty] | 0.07 | [32 empty] | 2025 |  |  | CHN | Tibet
| Lawu |  | Magmatic hydrothermal | Skarn | Cu-Pb-Zn skarn | Cu, Pb, Zn | In, Sn | Cu, Pb, Zn, In, Sn |  |  | Ocna de Fier Stef-3-1 | Ocna de Fier Stef-3-1 | underground mine |  |  |  |  | ore material | drill core | underground mining tunnels and drill cores | mineral separate | [5 empty] | mineralisation |  |  |  | sphalerite, chalcopyrite, pyrrhotite, pyrite, arsenopyrite |  |  | Sn-poor Skarn |  |  |  | galena, bismuthinite, marcasite, iron oxides, pyroxene, actinolite, quartz | thin sections and polished blocks examined using optical microscope, BSE detector, and EDS prior to analysis | EMPA, LA-ICPMS | JEOL JXA-8230 electron probe microanalyzer; RESOlution-LR 193 nm ArF excimer laser ablation system coupled to an Agilent 7700x ICP-MS | Laboratory of Mineral Resources Research Center, Fuzhou University; Adelaide Microscopy, the University of Adelaide | EPMA point analysis: accelerating voltage 15 kV, beam current 20 nA, beam diameter ~5 μm; EPMA mapping: accelerating voltage 20 kV, working current 50 nA, dwell time ~10 ms; BSE imaging: accelerating voltage 20 kV, beam current 10 nA; LA-ICP-MS: energy density 3~3.5 J/cm2, spot sizes 29 to 51 μm, repetition rates 5 Hz (polished thin-section) and 10 Hz (polished blocks), ~30 s background acquisition, ~40 s sample data acquisition | STDGL3 (Danyushevsky et al. 2011) and GSD-1G (USGS) | 6.82 | [19 empty] | 5962 | [5 empty] | 30.9 | [5 empty] | 251 | [9 empty] | 70619 |  | 1.55 |  |  |  | 1.63 | [7 empty] | 127 | [13 empty] | 5275 | [15 empty] | 210 | [17 empty] | 3.04 | [9 empty] | 0.68 | [32 empty] | 2025 |  |  | CHN | Tibet
| Lawu |  | Magmatic hydrothermal | Skarn | Cu-Pb-Zn skarn | Cu, Pb, Zn | In, Sn | Cu, Pb, Zn, In, Sn |  |  | Ocna de Fier Stef-4-1 | Ocna de Fier Stef-4-1 | underground mine |  |  |  |  | ore material | drill core | underground mining tunnels and drill cores | mineral separate | [5 empty] | mineralisation |  |  |  | sphalerite, chalcopyrite, pyrrhotite, pyrite, arsenopyrite |  |  | Sn-poor Skarn |  |  |  | galena, bismuthinite, marcasite, iron oxides, pyroxene, actinolite, quartz | thin sections and polished blocks examined using optical microscope, BSE detector, and EDS prior to analysis | EMPA, LA-ICPMS | JEOL JXA-8230 electron probe microanalyzer; RESOlution-LR 193 nm ArF excimer laser ablation system coupled to an Agilent 7700x ICP-MS | Laboratory of Mineral Resources Research Center, Fuzhou University; Adelaide Microscopy, the University of Adelaide | EPMA point analysis: accelerating voltage 15 kV, beam current 20 nA, beam diameter ~5 μm; EPMA mapping: accelerating voltage 20 kV, working current 50 nA, dwell time ~10 ms; BSE imaging: accelerating voltage 20 kV, beam current 10 nA; LA-ICP-MS: energy density 3~3.5 J/cm2, spot sizes 29 to 51 μm, repetition rates 5 Hz (polished thin-section) and 10 Hz (polished blocks), ~30 s background acquisition, ~40 s sample data acquisition | STDGL3 (Danyushevsky et al. 2011) and GSD-1G (USGS) | 5.33 | [19 empty] | 5804 | [5 empty] | 68.2 | [5 empty] | 527 | [9 empty] | 78640 |  | 1.87 |  |  |  | 1.69 | [7 empty] | 175 | [13 empty] | 3797 | [15 empty] | 240 | [17 empty] | 1.42 | [9 empty] | 0.56 | [32 empty] | 2025 |  |  | CHN | Tibet
| Lawu |  | Magmatic hydrothermal | Skarn | Cu-Pb-Zn skarn | Cu, Pb, Zn | In, Sn | Cu, Pb, Zn, In, Sn |  |  | Ocna de Fier Stef-5-1 | Ocna de Fier Stef-5-1 | underground mine |  |  |  |  | ore material | drill core | underground mining tunnels and drill cores | mineral separate | [5 empty] | mineralisation |  |  |  | sphalerite, chalcopyrite, pyrrhotite, pyrite, arsenopyrite |  |  | Sn-poor Skarn |  |  |  | galena, bismuthinite, marcasite, iron oxides, pyroxene, actinolite, quartz | thin sections and polished blocks examined using optical microscope, BSE detector, and EDS prior to analysis | EMPA, LA-ICPMS | JEOL JXA-8230 electron probe microanalyzer; RESOlution-LR 193 nm ArF excimer laser ablation system coupled to an Agilent 7700x ICP-MS | Laboratory of Mineral Resources Research Center, Fuzhou University; Adelaide Microscopy, the University of Adelaide | EPMA point analysis: accelerating voltage 15 kV, beam current 20 nA, beam diameter ~5 μm; EPMA mapping: accelerating voltage 20 kV, working current 50 nA, dwell time ~10 ms; BSE imaging: accelerating voltage 20 kV, beam current 10 nA; LA-ICP-MS: energy density 3~3.5 J/cm2, spot sizes 29 to 51 μm, repetition rates 5 Hz (polished thin-section) and 10 Hz (polished blocks), ~30 s background acquisition, ~40 s sample data acquisition | STDGL3 (Danyushevsky et al. 2011) and GSD-1G (USGS) | 4.01 | [19 empty] | 5821 | [5 empty] | 8.3 | [5 empty] | 120 | [9 empty] | 60411 |  | 3.88 |  |  |  | 1.76 | [7 empty] | 54.1 | [13 empty] | 4803 | [15 empty] | 31 | [17 empty] | 0.86 | [9 empty] | 4.83 | [32 empty] | 2025 |  |  | CHN | Tibet
| Lawu |  | Magmatic hydrothermal | Skarn | Cu-Pb-Zn skarn | Cu, Pb, Zn | In, Sn | Cu, Pb, Zn, In, Sn |  |  | Ocna de Fier Stef-6-1 | Ocna de Fier Stef-6-1 | underground mine |  |  |  |  | ore material | drill core | underground mining tunnels and drill cores | mineral separate | [5 empty] | mineralisation |  |  |  | sphalerite, chalcopyrite, pyrrhotite, pyrite, arsenopyrite |  |  | Sn-poor Skarn |  |  |  | galena, bismuthinite, marcasite, iron oxides, pyroxene, actinolite, quartz | thin sections and polished blocks examined using optical microscope, BSE detector, and EDS prior to analysis | EMPA, LA-ICPMS | JEOL JXA-8230 electron probe microanalyzer; RESOlution-LR 193 nm ArF excimer laser ablation system coupled to an Agilent 7700x ICP-MS | Laboratory of Mineral Resources Research Center, Fuzhou University; Adelaide Microscopy, the University of Adelaide | EPMA point analysis: accelerating voltage 15 kV, beam current 20 nA, beam diameter ~5 μm; EPMA mapping: accelerating voltage 20 kV, working current 50 nA, dwell time ~10 ms; BSE imaging: accelerating voltage 20 kV, beam current 10 nA; LA-ICP-MS: energy density 3~3.5 J/cm2, spot sizes 29 to 51 μm, repetition rates 5 Hz (polished thin-section) and 10 Hz (polished blocks), ~30 s background acquisition, ~40 s sample data acquisition | STDGL3 (Danyushevsky et al. 2011) and GSD-1G (USGS) | 4.67 | [19 empty] | 5577 | [5 empty] | 23.2 | [5 empty] | 285 | [9 empty] | 71029 |  | 1.7 |  |  |  | 1.72 | [7 empty] | 57.4 | [13 empty] | 2909 | [15 empty] | 1526 | [17 empty] | 0.9 | [9 empty] | 3.31 | [32 empty] | 2025 |  |  | CHN | Tibet
| Lawu |  | Magmatic hydrothermal | Skarn | Cu-Pb-Zn skarn | Cu, Pb, Zn | In, Sn | Cu, Pb, Zn, In, Sn |  |  | Ocna de Fier 3910b-1 | Ocna de Fier 3910b-1 | underground mine |  |  |  |  | ore material | drill core | underground mining tunnels and drill cores | mineral separate | [5 empty] | mineralisation |  |  |  | sphalerite, chalcopyrite, pyrrhotite, pyrite, arsenopyrite |  |  | Sn-poor Skarn |  |  |  | galena, bismuthinite, marcasite, iron oxides, pyroxene, actinolite, quartz | thin sections and polished blocks examined using optical microscope, BSE detector, and EDS prior to analysis | EMPA, LA-ICPMS | JEOL JXA-8230 electron probe microanalyzer; RESOlution-LR 193 nm ArF excimer laser ablation system coupled to an Agilent 7700x ICP-MS | Laboratory of Mineral Resources Research Center, Fuzhou University; Adelaide Microscopy, the University of Adelaide | EPMA point analysis: accelerating voltage 15 kV, beam current 20 nA, beam diameter ~5 μm; EPMA mapping: accelerating voltage 20 kV, working current 50 nA, dwell time ~10 ms; BSE imaging: accelerating voltage 20 kV, beam current 10 nA; LA-ICP-MS: energy density 3~3.5 J/cm2, spot sizes 29 to 51 μm, repetition rates 5 Hz (polished thin-section) and 10 Hz (polished blocks), ~30 s background acquisition, ~40 s sample data acquisition | STDGL3 (Danyushevsky et al. 2011) and GSD-1G (USGS) | 1.58 | [19 empty] | 4825 | [5 empty] | 289 | [5 empty] | 38 | [9 empty] | 28566 |  | 0.33 |  |  |  | 0.89 | [7 empty] | 13 | [13 empty] | 3991 | [15 empty] | 0.89 | [17 empty] | 0.5 | [9 empty] | 0.07 | [32 empty] | 2025 |  |  | CHN | Tibet
| Lawu |  | Magmatic hydrothermal | Skarn | Cu-Pb-Zn skarn | Cu, Pb, Zn | In, Sn | Cu, Pb, Zn, In, Sn |  |  | Ocna de Fier 3910b-2 | Ocna de Fier 3910b-2 | underground mine |  |  |  |  | ore material | drill core | underground mining tunnels and drill cores | mineral separate | [5 empty] | mineralisation |  |  |  | sphalerite, chalcopyrite, pyrrhotite, pyrite, arsenopyrite |  |  | Sn-poor Skarn |  |  |  | galena, bismuthinite, marcasite, iron oxides, pyroxene, actinolite, quartz | thin sections and polished blocks examined using optical microscope, BSE detector, and EDS prior to analysis | EMPA, LA-ICPMS | JEOL JXA-8230 electron probe microanalyzer; RESOlution-LR 193 nm ArF excimer laser ablation system coupled to an Agilent 7700x ICP-MS | Laboratory of Mineral Resources Research Center, Fuzhou University; Adelaide Microscopy, the University of Adelaide | EPMA point analysis: accelerating voltage 15 kV, beam current 20 nA, beam diameter ~5 μm; EPMA mapping: accelerating voltage 20 kV, working current 50 nA, dwell time ~10 ms; BSE imaging: accelerating voltage 20 kV, beam current 10 nA; LA-ICP-MS: energy density 3~3.5 J/cm2, spot sizes 29 to 51 μm, repetition rates 5 Hz (polished thin-section) and 10 Hz (polished blocks), ~30 s background acquisition, ~40 s sample data acquisition | STDGL3 (Danyushevsky et al. 2011) and GSD-1G (USGS) | 1.56 | [19 empty] | 4952 | [5 empty] | 324 | [5 empty] | 32 | [9 empty] | 30266 |  | 0.26 |  |  |  | 1.1 | [7 empty] | 16.6 | [13 empty] | 4093 | [15 empty] | 15 | [17 empty] | 0.44 | [9 empty] | 0.07 | [32 empty] | 2025 |  |  | CHN | Tibet
| Lawu |  | Magmatic hydrothermal | Skarn | Cu-Pb-Zn skarn | Cu, Pb, Zn | In, Sn | Cu, Pb, Zn, In, Sn |  |  | Ocna de Fier 3910b-3 | Ocna de Fier 3910b-3 | underground mine |  |  |  |  | ore material | drill core | underground mining tunnels and drill cores | mineral separate | [5 empty] | mineralisation |  |  |  | sphalerite, chalcopyrite, pyrrhotite, pyrite, arsenopyrite |  |  | Sn-poor Skarn |  |  |  | galena, bismuthinite, marcasite, iron oxides, pyroxene, actinolite, quartz | thin sections and polished blocks examined using optical microscope, BSE detector, and EDS prior to analysis | EMPA, LA-ICPMS | JEOL JXA-8230 electron probe microanalyzer; RESOlution-LR 193 nm ArF excimer laser ablation system coupled to an Agilent 7700x ICP-MS | Laboratory of Mineral Resources Research Center, Fuzhou University; Adelaide Microscopy, the University of Adelaide | EPMA point analysis: accelerating voltage 15 kV, beam current 20 nA, beam diameter ~5 μm; EPMA mapping: accelerating voltage 20 kV, working current 50 nA, dwell time ~10 ms; BSE imaging: accelerating voltage 20 kV, beam current 10 nA; LA-ICP-MS: energy density 3~3.5 J/cm2, spot sizes 29 to 51 μm, repetition rates 5 Hz (polished thin-section) and 10 Hz (polished blocks), ~30 s background acquisition, ~40 s sample data acquisition | STDGL3 (Danyushevsky et al. 2011) and GSD-1G (USGS) | 2.23 | [19 empty] | 5104 | [5 empty] | 309 | [5 empty] | 19 | [9 empty] | 31452 |  | 0.59 |  |  |  | 1.59 | [7 empty] | 17.1 | [13 empty] | 4769 | [15 empty] | 12.52 | [17 empty] | 1.23 | [9 empty] | 0.31 | [32 empty] | 2025 |  |  | CHN | Tibet
| Lawu |  | Magmatic hydrothermal | Skarn | Cu-Pb-Zn skarn | Cu, Pb, Zn | In, Sn | Cu, Pb, Zn, In, Sn |  |  | Ocna de Fier 3910b-4 | Ocna de Fier 3910b-4 | underground mine |  |  |  |  | ore material | drill core | underground mining tunnels and drill cores | mineral separate | [5 empty] | mineralisation |  |  |  | sphalerite, chalcopyrite, pyrrhotite, pyrite, arsenopyrite |  |  | Sn-poor Skarn |  |  |  | galena, bismuthinite, marcasite, iron oxides, pyroxene, actinolite, quartz | thin sections and polished blocks examined using optical microscope, BSE detector, and EDS prior to analysis | EMPA, LA-ICPMS | JEOL JXA-8230 electron probe microanalyzer; RESOlution-LR 193 nm ArF excimer laser ablation system coupled to an Agilent 7700x ICP-MS | Laboratory of Mineral Resources Research Center, Fuzhou University; Adelaide Microscopy, the University of Adelaide | EPMA point analysis: accelerating voltage 15 kV, beam current 20 nA, beam diameter ~5 μm; EPMA mapping: accelerating voltage 20 kV, working current 50 nA, dwell time ~10 ms; BSE imaging: accelerating voltage 20 kV, beam current 10 nA; LA-ICP-MS: energy density 3~3.5 J/cm2, spot sizes 29 to 51 μm, repetition rates 5 Hz (polished thin-section) and 10 Hz (polished blocks), ~30 s background acquisition, ~40 s sample data acquisition | STDGL3 (Danyushevsky et al. 2011) and GSD-1G (USGS) | 1.5 | [19 empty] | 4968 | [5 empty] | 278 | [5 empty] | 19 | [9 empty] | 28702 |  | 0.39 |  |  |  | 0.98 | [7 empty] | 20.9 | [13 empty] | 4071 | [15 empty] | 5.77 | [17 empty] | 0.2 | [9 empty] | 0.19 | [32 empty] | 2025 |  |  | CHN | Tibet
| Lawu |  | Magmatic hydrothermal | Skarn | Cu-Pb-Zn skarn | Cu, Pb, Zn | In, Sn | Cu, Pb, Zn, In, Sn |  |  | Ocna de Fier 3910b-5 | Ocna de Fier 3910b-5 | underground mine |  |  |  |  | ore material | drill core | underground mining tunnels and drill cores | mineral separate | [5 empty] | mineralisation |  |  |  | sphalerite, chalcopyrite, pyrrhotite, pyrite, arsenopyrite |  |  | Sn-poor Skarn |  |  |  | galena, bismuthinite, marcasite, iron oxides, pyroxene, actinolite, quartz | thin sections and polished blocks examined using optical microscope, BSE detector, and EDS prior to analysis | EMPA, LA-ICPMS | JEOL JXA-8230 electron probe microanalyzer; RESOlution-LR 193 nm ArF excimer laser ablation system coupled to an Agilent 7700x ICP-MS | Laboratory of Mineral Resources Research Center, Fuzhou University; Adelaide Microscopy, the University of Adelaide | EPMA point analysis: accelerating voltage 15 kV, beam current 20 nA, beam diameter ~5 μm; EPMA mapping: accelerating voltage 20 kV, working current 50 nA, dwell time ~10 ms; BSE imaging: accelerating voltage 20 kV, beam current 10 nA; LA-ICP-MS: energy density 3~3.5 J/cm2, spot sizes 29 to 51 μm, repetition rates 5 Hz (polished thin-section) and 10 Hz (polished blocks), ~30 s background acquisition, ~40 s sample data acquisition | STDGL3 (Danyushevsky et al. 2011) and GSD-1G (USGS) | 2.43 | [19 empty] | 5362 | [5 empty] | 273 | [5 empty] | 166 | [9 empty] | 25413 |  | 0.14 |  |  |  | 1.13 | [7 empty] | 13 | [13 empty] | 4217 | [15 empty] | 34.97 | [17 empty] | 0.46 | [9 empty] | 0.63 | [32 empty] | 2025 |  |  | CHN | Tibet
| Lawu |  | Magmatic hydrothermal | Skarn | Cu-Pb-Zn skarn | Cu, Pb, Zn | In, Sn | Cu, Pb, Zn, In, Sn |  |  | Ocna de Fier 54G-1 | Ocna de Fier 54G-1 | underground mine |  |  |  |  | ore material | drill core | underground mining tunnels and drill cores | mineral separate | [5 empty] | mineralisation |  |  |  | sphalerite, chalcopyrite, pyrrhotite, pyrite, arsenopyrite |  |  | Sn-poor Skarn |  |  |  | galena, bismuthinite, marcasite, iron oxides, pyroxene, actinolite, quartz | thin sections and polished blocks examined using optical microscope, BSE detector, and EDS prior to analysis | EMPA, LA-ICPMS | JEOL JXA-8230 electron probe microanalyzer; RESOlution-LR 193 nm ArF excimer laser ablation system coupled to an Agilent 7700x ICP-MS | Laboratory of Mineral Resources Research Center, Fuzhou University; Adelaide Microscopy, the University of Adelaide | EPMA point analysis: accelerating voltage 15 kV, beam current 20 nA, beam diameter ~5 μm; EPMA mapping: accelerating voltage 20 kV, working current 50 nA, dwell time ~10 ms; BSE imaging: accelerating voltage 20 kV, beam current 10 nA; LA-ICP-MS: energy density 3~3.5 J/cm2, spot sizes 29 to 51 μm, repetition rates 5 Hz (polished thin-section) and 10 Hz (polished blocks), ~30 s background acquisition, ~40 s sample data acquisition | STDGL3 (Danyushevsky et al. 2011) and GSD-1G (USGS) | 2.44 | [19 empty] | 5159 | [5 empty] | 682 | [5 empty] | 2590 | [9 empty] | 20797 |  | 0.26 |  |  |  | 0.99 | [7 empty] | 20.8 | [13 empty] | 3374 | [15 empty] | 0.21 | [17 empty] | 0.03 | [9 empty] | 0.03 | [32 empty] | 2025 |  |  | CHN | Tibet
| Lawu |  | Magmatic hydrothermal | Skarn | Cu-Pb-Zn skarn | Cu, Pb, Zn | In, Sn | Cu, Pb, Zn, In, Sn |  |  | Ocna de Fier 54G-2 | Ocna de Fier 54G-2 | underground mine |  |  |  |  | ore material | drill core | underground mining tunnels and drill cores | mineral separate | [5 empty] | mineralisation |  |  |  | sphalerite, chalcopyrite, pyrrhotite, pyrite, arsenopyrite |  |  | Sn-poor Skarn |  |  |  | galena, bismuthinite, marcasite, iron oxides, pyroxene, actinolite, quartz | thin sections and polished blocks examined using optical microscope, BSE detector, and EDS prior to analysis | EMPA, LA-ICPMS | JEOL JXA-8230 electron probe microanalyzer; RESOlution-LR 193 nm ArF excimer laser ablation system coupled to an Agilent 7700x ICP-MS | Laboratory of Mineral Resources Research Center, Fuzhou University; Adelaide Microscopy, the University of Adelaide | EPMA point analysis: accelerating voltage 15 kV, beam current 20 nA, beam diameter ~5 μm; EPMA mapping: accelerating voltage 20 kV, working current 50 nA, dwell time ~10 ms; BSE imaging: accelerating voltage 20 kV, beam current 10 nA; LA-ICP-MS: energy density 3~3.5 J/cm2, spot sizes 29 to 51 μm, repetition rates 5 Hz (polished thin-section) and 10 Hz (polished blocks), ~30 s background acquisition, ~40 s sample data acquisition | STDGL3 (Danyushevsky et al. 2011) and GSD-1G (USGS) | 5.74 | [19 empty] | 5338 | [5 empty] | 523 | [5 empty] | 4134 | [9 empty] | 19997 |  | 0.12 |  |  |  | 1.19 | [7 empty] | 9.4 | [13 empty] | 2758 | [15 empty] | 575 | [17 empty] | 0.08 | [9 empty] | 0.06 | [32 empty] | 2025 |  |  | CHN | Tibet
| Lawu |  | Magmatic hydrothermal | Skarn | Cu-Pb-Zn skarn | Cu, Pb, Zn | In, Sn | Cu, Pb, Zn, In, Sn |  |  | Ocna de Fier 54G-3 | Ocna de Fier 54G-3 | underground mine |  |  |  |  | ore material | drill core | underground mining tunnels and drill cores | mineral separate | [5 empty] | mineralisation |  |  |  | sphalerite, chalcopyrite, pyrrhotite, pyrite, arsenopyrite |  |  | Sn-poor Skarn |  |  |  | galena, bismuthinite, marcasite, iron oxides, pyroxene, actinolite, quartz | thin sections and polished blocks examined using optical microscope, BSE detector, and EDS prior to analysis | EMPA, LA-ICPMS | JEOL JXA-8230 electron probe microanalyzer; RESOlution-LR 193 nm ArF excimer laser ablation system coupled to an Agilent 7700x ICP-MS | Laboratory of Mineral Resources Research Center, Fuzhou University; Adelaide Microscopy, the University of Adelaide | EPMA point analysis: accelerating voltage 15 kV, beam current 20 nA, beam diameter ~5 μm; EPMA mapping: accelerating voltage 20 kV, working current 50 nA, dwell time ~10 ms; BSE imaging: accelerating voltage 20 kV, beam current 10 nA; LA-ICP-MS: energy density 3~3.5 J/cm2, spot sizes 29 to 51 μm, repetition rates 5 Hz (polished thin-section) and 10 Hz (polished blocks), ~30 s background acquisition, ~40 s sample data acquisition | STDGL3 (Danyushevsky et al. 2011) and GSD-1G (USGS) | 1.87 | [19 empty] | 5640 | [5 empty] | 575 | [5 empty] | 567 | [9 empty] | 18055 |  | 0.12 |  |  |  | 1.02 | [7 empty] | 34.3 | [13 empty] | 2346 | [15 empty] | 23.6 | [17 empty] | 0.04 | [9 empty] | 0.03 | [32 empty] | 2025 |  |  | CHN | Tibet
| Lawu |  | Magmatic hydrothermal | Skarn | Cu-Pb-Zn skarn | Cu, Pb, Zn | In, Sn | Cu, Pb, Zn, In, Sn |  |  | Ocna de Fier 54G-4 | Ocna de Fier 54G-4 | underground mine |  |  |  |  | ore material | drill core | underground mining tunnels and drill cores | mineral separate | [5 empty] | mineralisation |  |  |  | sphalerite, chalcopyrite, pyrrhotite, pyrite, arsenopyrite |  |  | Sn-poor Skarn |  |  |  | galena, bismuthinite, marcasite, iron oxides, pyroxene, actinolite, quartz | thin sections and polished blocks examined using optical microscope, BSE detector, and EDS prior to analysis | EMPA, LA-ICPMS | JEOL JXA-8230 electron probe microanalyzer; RESOlution-LR 193 nm ArF excimer laser ablation system coupled to an Agilent 7700x ICP-MS | Laboratory of Mineral Resources Research Center, Fuzhou University; Adelaide Microscopy, the University of Adelaide | EPMA point analysis: accelerating voltage 15 kV, beam current 20 nA, beam diameter ~5 μm; EPMA mapping: accelerating voltage 20 kV, working current 50 nA, dwell time ~10 ms; BSE imaging: accelerating voltage 20 kV, beam current 10 nA; LA-ICP-MS: energy density 3~3.5 J/cm2, spot sizes 29 to 51 μm, repetition rates 5 Hz (polished thin-section) and 10 Hz (polished blocks), ~30 s background acquisition, ~40 s sample data acquisition | STDGL3 (Danyushevsky et al. 2011) and GSD-1G (USGS) | 1.6 | [19 empty] | 5205 | [5 empty] | 573 | [5 empty] | 24 | [9 empty] | 18584 |  | 0.12 |  |  |  | 1.1 | [7 empty] | 10.3 | [13 empty] | 2651 | [15 empty] | 7.96 | [17 empty] | 0.02 | [9 empty] | 0.03 | [32 empty] | 2025 |  |  | CHN | Tibet
| Lawu |  | Magmatic hydrothermal | Skarn | Cu-Pb-Zn skarn | Cu, Pb, Zn | In, Sn | Cu, Pb, Zn, In, Sn |  |  | Ocna de Fier 54G-5 | Ocna de Fier 54G-5 | underground mine |  |  |  |  | ore material | drill core | underground mining tunnels and drill cores | mineral separate | [5 empty] | mineralisation |  |  |  | sphalerite, chalcopyrite, pyrrhotite, pyrite, arsenopyrite |  |  | Sn-poor Skarn |  |  |  | galena, bismuthinite, marcasite, iron oxides, pyroxene, actinolite, quartz | thin sections and polished blocks examined using optical microscope, BSE detector, and EDS prior to analysis | EMPA, LA-ICPMS | JEOL JXA-8230 electron probe microanalyzer; RESOlution-LR 193 nm ArF excimer laser ablation system coupled to an Agilent 7700x ICP-MS | Laboratory of Mineral Resources Research Center, Fuzhou University; Adelaide Microscopy, the University of Adelaide | EPMA point analysis: accelerating voltage 15 kV, beam current 20 nA, beam diameter ~5 μm; EPMA mapping: accelerating voltage 20 kV, working current 50 nA, dwell time ~10 ms; BSE imaging: accelerating voltage 20 kV, beam current 10 nA; LA-ICP-MS: energy density 3~3.5 J/cm2, spot sizes 29 to 51 μm, repetition rates 5 Hz (polished thin-section) and 10 Hz (polished blocks), ~30 s background acquisition, ~40 s sample data acquisition | STDGL3 (Danyushevsky et al. 2011) and GSD-1G (USGS) | 17.3 | [19 empty] | 5664 | [5 empty] | 541 | [5 empty] | 2001 | [9 empty] | 15734 |  | 0.12 |  |  |  | 1.5 | [7 empty] | 10.1 | [13 empty] | 2152 | [15 empty] | 1848 | [17 empty] | 1.53 | [9 empty] | 0.12 | [32 empty] | 2025 |  |  | CHN | Tibet
| Lawu |  | Magmatic hydrothermal | Skarn | Cu-Pb-Zn skarn | Cu, Pb, Zn | In, Sn | Cu, Pb, Zn, In, Sn |  |  | Ocna de Fier 3375-1 | Ocna de Fier 3375-1 | underground mine |  |  |  |  | ore material | drill core | underground mining tunnels and drill cores | mineral separate | [5 empty] | mineralisation |  |  |  | sphalerite, chalcopyrite, pyrrhotite, pyrite, arsenopyrite |  |  | Sn-poor Skarn |  |  |  | galena, bismuthinite, marcasite, iron oxides, pyroxene, actinolite, quartz | thin sections and polished blocks examined using optical microscope, BSE detector, and EDS prior to analysis | EMPA, LA-ICPMS | JEOL JXA-8230 electron probe microanalyzer; RESOlution-LR 193 nm ArF excimer laser ablation system coupled to an Agilent 7700x ICP-MS | Laboratory of Mineral Resources Research Center, Fuzhou University; Adelaide Microscopy, the University of Adelaide | EPMA point analysis: accelerating voltage 15 kV, beam current 20 nA, beam diameter ~5 μm; EPMA mapping: accelerating voltage 20 kV, working current 50 nA, dwell time ~10 ms; BSE imaging: accelerating voltage 20 kV, beam current 10 nA; LA-ICP-MS: energy density 3~3.5 J/cm2, spot sizes 29 to 51 μm, repetition rates 5 Hz (polished thin-section) and 10 Hz (polished blocks), ~30 s background acquisition, ~40 s sample data acquisition | STDGL3 (Danyushevsky et al. 2011) and GSD-1G (USGS) | 14.7 | [19 empty] | 6897 | [5 empty] | 2498 | [5 empty] | 10 | [9 empty] | 2866 |  | 0.63 |  |  |  | 0.58 | [7 empty] | 2.1 | [13 empty] | 1713 | [15 empty] | 5540 | [17 empty] | 0.07 | [9 empty] | 0.02 | [32 empty] | 2025 |  |  | CHN | Tibet
| Lawu |  | Magmatic hydrothermal | Skarn | Cu-Pb-Zn skarn | Cu, Pb, Zn | In, Sn | Cu, Pb, Zn, In, Sn |  |  | Ocna de Fier 3375-2 | Ocna de Fier 3375-2 | underground mine |  |  |  |  | ore material | drill core | underground mining tunnels and drill cores | mineral separate | [5 empty] | mineralisation |  |  |  | sphalerite, chalcopyrite, pyrrhotite, pyrite, arsenopyrite |  |  | Sn-poor Skarn |  |  |  | galena, bismuthinite, marcasite, iron oxides, pyroxene, actinolite, quartz | thin sections and polished blocks examined using optical microscope, BSE detector, and EDS prior to analysis | EMPA, LA-ICPMS | JEOL JXA-8230 electron probe microanalyzer; RESOlution-LR 193 nm ArF excimer laser ablation system coupled to an Agilent 7700x ICP-MS | Laboratory of Mineral Resources Research Center, Fuzhou University; Adelaide Microscopy, the University of Adelaide | EPMA point analysis: accelerating voltage 15 kV, beam current 20 nA, beam diameter ~5 μm; EPMA mapping: accelerating voltage 20 kV, working current 50 nA, dwell time ~10 ms; BSE imaging: accelerating voltage 20 kV, beam current 10 nA; LA-ICP-MS: energy density 3~3.5 J/cm2, spot sizes 29 to 51 μm, repetition rates 5 Hz (polished thin-section) and 10 Hz (polished blocks), ~30 s background acquisition, ~40 s sample data acquisition | STDGL3 (Danyushevsky et al. 2011) and GSD-1G (USGS) | 3.79 | [19 empty] | 7146 | [5 empty] | 2828 | [5 empty] | 20 | [9 empty] | 4422 |  | 0.45 |  |  |  | 0.67 | [7 empty] | 2.1 | [13 empty] | 905 | [15 empty] | 507 | [17 empty] | 0.02 | [9 empty] | 0.09 | [32 empty] | 2025 |  |  | CHN | Tibet
| Lawu |  | Magmatic hydrothermal | Skarn | Cu-Pb-Zn skarn | Cu, Pb, Zn | In, Sn | Cu, Pb, Zn, In, Sn |  |  | Baita Bihor 16C-1 | Baita Bihor 16C-1 | underground mine |  |  |  |  | ore material | drill core | underground mining tunnels and drill cores | mineral separate | [5 empty] | mineralisation |  |  |  | sphalerite, chalcopyrite, pyrrhotite, pyrite, arsenopyrite |  |  | Sn-poor Skarn |  |  |  | galena, bismuthinite, marcasite, iron oxides, pyroxene, actinolite, quartz | thin sections and polished blocks examined using optical microscope, BSE detector, and EDS prior to analysis | EMPA, LA-ICPMS | JEOL JXA-8230 electron probe microanalyzer; RESOlution-LR 193 nm ArF excimer laser ablation system coupled to an Agilent 7700x ICP-MS | Laboratory of Mineral Resources Research Center, Fuzhou University; Adelaide Microscopy, the University of Adelaide | EPMA point analysis: accelerating voltage 15 kV, beam current 20 nA, beam diameter ~5 μm; EPMA mapping: accelerating voltage 20 kV, working current 50 nA, dwell time ~10 ms; BSE imaging: accelerating voltage 20 kV, beam current 10 nA; LA-ICP-MS: energy density 3~3.5 J/cm2, spot sizes 29 to 51 μm, repetition rates 5 Hz (polished thin-section) and 10 Hz (polished blocks), ~30 s background acquisition, ~40 s sample data acquisition | STDGL3 (Danyushevsky et al. 2011) and GSD-1G (USGS) | 1.34 | [19 empty] | 7662 | [5 empty] | 491 | [5 empty] | 18 | [9 empty] | 12053 |  | 0.7 |  |  |  | 0.86 | [7 empty] | 25.8 | [13 empty] | 3355 | [15 empty] | 0.35 | [17 empty] | 0.02 | [9 empty] | 0.09 | [32 empty] | 2025 |  |  | CHN | Tibet
| Lawu |  | Magmatic hydrothermal | Skarn | Cu-Pb-Zn skarn | Cu, Pb, Zn | In, Sn | Cu, Pb, Zn, In, Sn |  |  | Baita Bihor 16C-2 | Baita Bihor 16C-2 | underground mine |  |  |  |  | ore material | drill core | underground mining tunnels and drill cores | mineral separate | [5 empty] | mineralisation |  |  |  | sphalerite, chalcopyrite, pyrrhotite, pyrite, arsenopyrite |  |  | Sn-poor Skarn |  |  |  | galena, bismuthinite, marcasite, iron oxides, pyroxene, actinolite, quartz | thin sections and polished blocks examined using optical microscope, BSE detector, and EDS prior to analysis | EMPA, LA-ICPMS | JEOL JXA-8230 electron probe microanalyzer; RESOlution-LR 193 nm ArF excimer laser ablation system coupled to an Agilent 7700x ICP-MS | Laboratory of Mineral Resources Research Center, Fuzhou University; Adelaide Microscopy, the University of Adelaide | EPMA point analysis: accelerating voltage 15 kV, beam current 20 nA, beam diameter ~5 μm; EPMA mapping: accelerating voltage 20 kV, working current 50 nA, dwell time ~10 ms; BSE imaging: accelerating voltage 20 kV, beam current 10 nA; LA-ICP-MS: energy density 3~3.5 J/cm2, spot sizes 29 to 51 μm, repetition rates 5 Hz (polished thin-section) and 10 Hz (polished blocks), ~30 s background acquisition, ~40 s sample data acquisition | STDGL3 (Danyushevsky et al. 2011) and GSD-1G (USGS) | 1.59 | [19 empty] | 7823 | [5 empty] | 484 | [5 empty] | 173 | [9 empty] | 15554 |  | 4.5 |  |  |  | 0.75 | [7 empty] | 24.9 | [13 empty] | 3054 | [15 empty] | 3.79 | [17 empty] | 0.02 | [9 empty] | 0.08 | [32 empty] | 2025 |  |  | CHN | Tibet
| Lawu |  | Magmatic hydrothermal | Skarn | Cu-Pb-Zn skarn | Cu, Pb, Zn | In, Sn | Cu, Pb, Zn, In, Sn |  |  | Baita Bihor 16C-3 | Baita Bihor 16C-3 | underground mine |  |  |  |  | ore material | drill core | underground mining tunnels and drill cores | mineral separate | [5 empty] | mineralisation |  |  |  | sphalerite, chalcopyrite, pyrrhotite, pyrite, arsenopyrite |  |  | Sn-poor Skarn |  |  |  | galena, bismuthinite, marcasite, iron oxides, pyroxene, actinolite, quartz | thin sections and polished blocks examined using optical microscope, BSE detector, and EDS prior to analysis | EMPA, LA-ICPMS | JEOL JXA-8230 electron probe microanalyzer; RESOlution-LR 193 nm ArF excimer laser ablation system coupled to an Agilent 7700x ICP-MS | Laboratory of Mineral Resources Research Center, Fuzhou University; Adelaide Microscopy, the University of Adelaide | EPMA point analysis: accelerating voltage 15 kV, beam current 20 nA, beam diameter ~5 μm; EPMA mapping: accelerating voltage 20 kV, working current 50 nA, dwell time ~10 ms; BSE imaging: accelerating voltage 20 kV, beam current 10 nA; LA-ICP-MS: energy density 3~3.5 J/cm2, spot sizes 29 to 51 μm, repetition rates 5 Hz (polished thin-section) and 10 Hz (polished blocks), ~30 s background acquisition, ~40 s sample data acquisition | STDGL3 (Danyushevsky et al. 2011) and GSD-1G (USGS) | 1.31 | [19 empty] | 7793 | [5 empty] | 496 | [5 empty] | 22 | [9 empty] | 11898 |  | 1.8 |  |  |  | 0.79 | [7 empty] | 34 | [13 empty] | 3423 | [15 empty] | 0.27 | [17 empty] | 0.02 | [9 empty] | 0.07 | [32 empty] | 2025 |  |  | CHN | Tibet
| Lawu |  | Magmatic hydrothermal | Skarn | Cu-Pb-Zn skarn | Cu, Pb, Zn | In, Sn | Cu, Pb, Zn, In, Sn |  |  | Baita Bihor 16C-4 | Baita Bihor 16C-4 | underground mine |  |  |  |  | ore material | drill core | underground mining tunnels and drill cores | mineral separate | [5 empty] | mineralisation |  |  |  | sphalerite, chalcopyrite, pyrrhotite, pyrite, arsenopyrite |  |  | Sn-poor Skarn |  |  |  | galena, bismuthinite, marcasite, iron oxides, pyroxene, actinolite, quartz | thin sections and polished blocks examined using optical microscope, BSE detector, and EDS prior to analysis | EMPA, LA-ICPMS | JEOL JXA-8230 electron probe microanalyzer; RESOlution-LR 193 nm ArF excimer laser ablation system coupled to an Agilent 7700x ICP-MS | Laboratory of Mineral Resources Research Center, Fuzhou University; Adelaide Microscopy, the University of Adelaide | EPMA point analysis: accelerating voltage 15 kV, beam current 20 nA, beam diameter ~5 μm; EPMA mapping: accelerating voltage 20 kV, working current 50 nA, dwell time ~10 ms; BSE imaging: accelerating voltage 20 kV, beam current 10 nA; LA-ICP-MS: energy density 3~3.5 J/cm2, spot sizes 29 to 51 μm, repetition rates 5 Hz (polished thin-section) and 10 Hz (polished blocks), ~30 s background acquisition, ~40 s sample data acquisition | STDGL3 (Danyushevsky et al. 2011) and GSD-1G (USGS) | 1.33 | [19 empty] | 7833 | [5 empty] | 524 | [5 empty] | 15 | [9 empty] | 11462 |  | 0.17 |  |  |  | 0.72 | [7 empty] | 22.1 | [13 empty] | 3601 | [15 empty] | 2.68 | [17 empty] | 0.1 | [9 empty] | 0.02 | [32 empty] | 2025 |  |  | CHN | Tibet
| Lawu |  | Magmatic hydrothermal | Skarn | Cu-Pb-Zn skarn | Cu, Pb, Zn | In, Sn | Cu, Pb, Zn, In, Sn |  |  | Baita Bihor 16C-5 | Baita Bihor 16C-5 | underground mine |  |  |  |  | ore material | drill core | underground mining tunnels and drill cores | mineral separate | [5 empty] | mineralisation |  |  |  | sphalerite, chalcopyrite, pyrrhotite, pyrite, arsenopyrite |  |  | Sn-poor Skarn |  |  |  | galena, bismuthinite, marcasite, iron oxides, pyroxene, actinolite, quartz | thin sections and polished blocks examined using optical microscope, BSE detector, and EDS prior to analysis | EMPA, LA-ICPMS | JEOL JXA-8230 electron probe microanalyzer; RESOlution-LR 193 nm ArF excimer laser ablation system coupled to an Agilent 7700x ICP-MS | Laboratory of Mineral Resources Research Center, Fuzhou University; Adelaide Microscopy, the University of Adelaide | EPMA point analysis: accelerating voltage 15 kV, beam current 20 nA, beam diameter ~5 μm; EPMA mapping: accelerating voltage 20 kV, working current 50 nA, dwell time ~10 ms; BSE imaging: accelerating voltage 20 kV, beam current 10 nA; LA-ICP-MS: energy density 3~3.5 J/cm2, spot sizes 29 to 51 μm, repetition rates 5 Hz (polished thin-section) and 10 Hz (polished blocks), ~30 s background acquisition, ~40 s sample data acquisition | STDGL3 (Danyushevsky et al. 2011) and GSD-1G (USGS) | 1.43 | [19 empty] | 7909 | [5 empty] | 507 | [5 empty] | 40 | [9 empty] | 13887 |  | 0.78 |  |  |  | 0.84 | [7 empty] | 21.7 | [13 empty] | 3295 | [15 empty] | 0.92 | [17 empty] | 1.16 | [9 empty] | 0.02 | [32 empty] | 2025 |  |  | CHN | Tibet
| Lawu |  | Magmatic hydrothermal | Skarn | Cu-Pb-Zn skarn | Cu, Pb, Zn | In, Sn | Cu, Pb, Zn, In, Sn |  |  | Baita Bihor 16C-6 | Baita Bihor 16C-6 | underground mine |  |  |  |  | ore material | drill core | underground mining tunnels and drill cores | mineral separate | [5 empty] | mineralisation |  |  |  | sphalerite, chalcopyrite, pyrrhotite, pyrite, arsenopyrite |  |  | Sn-poor Skarn |  |  |  | galena, bismuthinite, marcasite, iron oxides, pyroxene, actinolite, quartz | thin sections and polished blocks examined using optical microscope, BSE detector, and EDS prior to analysis | EMPA, LA-ICPMS | JEOL JXA-8230 electron probe microanalyzer; RESOlution-LR 193 nm ArF excimer laser ablation system coupled to an Agilent 7700x ICP-MS | Laboratory of Mineral Resources Research Center, Fuzhou University; Adelaide Microscopy, the University of Adelaide | EPMA point analysis: accelerating voltage 15 kV, beam current 20 nA, beam diameter ~5 μm; EPMA mapping: accelerating voltage 20 kV, working current 50 nA, dwell time ~10 ms; BSE imaging: accelerating voltage 20 kV, beam current 10 nA; LA-ICP-MS: energy density 3~3.5 J/cm2, spot sizes 29 to 51 μm, repetition rates 5 Hz (polished thin-section) and 10 Hz (polished blocks), ~30 s background acquisition, ~40 s sample data acquisition | STDGL3 (Danyushevsky et al. 2011) and GSD-1G (USGS) | 1.45 | [19 empty] | 7833 | [5 empty] | 510 | [5 empty] | 14 | [9 empty] | 11883 |  | 3.5 |  |  |  | 0.9 | [7 empty] | 16.8 | [13 empty] | 3421 | [15 empty] | 0.65 | [17 empty] | 0.13 | [9 empty] | 0.02 | [32 empty] | 2025 |  |  | CHN | Tibet
| Lawu |  | Magmatic hydrothermal | Skarn | Cu-Pb-Zn skarn | Cu, Pb, Zn | In, Sn | Cu, Pb, Zn, In, Sn |  |  | Baita Bihor 19CB-1 | Baita Bihor 19CB-1 | underground mine |  |  |  |  | ore material | drill core | underground mining tunnels and drill cores | mineral separate | [5 empty] | mineralisation |  |  |  | sphalerite, chalcopyrite, pyrrhotite, pyrite, arsenopyrite |  |  | Sn-poor Skarn |  |  |  | galena, bismuthinite, marcasite, iron oxides, pyroxene, actinolite, quartz | thin sections and polished blocks examined using optical microscope, BSE detector, and EDS prior to analysis | EMPA, LA-ICPMS | JEOL JXA-8230 electron probe microanalyzer; RESOlution-LR 193 nm ArF excimer laser ablation system coupled to an Agilent 7700x ICP-MS | Laboratory of Mineral Resources Research Center, Fuzhou University; Adelaide Microscopy, the University of Adelaide | EPMA point analysis: accelerating voltage 15 kV, beam current 20 nA, beam diameter ~5 μm; EPMA mapping: accelerating voltage 20 kV, working current 50 nA, dwell time ~10 ms; BSE imaging: accelerating voltage 20 kV, beam current 10 nA; LA-ICP-MS: energy density 3~3.5 J/cm2, spot sizes 29 to 51 μm, repetition rates 5 Hz (polished thin-section) and 10 Hz (polished blocks), ~30 s background acquisition, ~40 s sample data acquisition | STDGL3 (Danyushevsky et al. 2011) and GSD-1G (USGS) | 121 | [19 empty] | 5726 | [5 empty] | 1405 | [5 empty] | 7724 | [9 empty] | 2782 |  | 0.95 |  |  |  | 0.69 | [7 empty] | 824 | [13 empty] | 1142 | [15 empty] | 56.7 | [17 empty] | 0.06 | [9 empty] | 0.75 | [32 empty] | 2025 |  |  | CHN | Tibet
| Lawu |  | Magmatic hydrothermal | Skarn | Cu-Pb-Zn skarn | Cu, Pb, Zn | In, Sn | Cu, Pb, Zn, In, Sn |  |  | Baita Bihor 19CB-2 | Baita Bihor 19CB-2 | underground mine |  |  |  |  | ore material | drill core | underground mining tunnels and drill cores | mineral separate | [5 empty] | mineralisation |  |  |  | sphalerite, chalcopyrite, pyrrhotite, pyrite, arsenopyrite |  |  | Sn-poor Skarn |  |  |  | galena, bismuthinite, marcasite, iron oxides, pyroxene, actinolite, quartz | thin sections and polished blocks examined using optical microscope, BSE detector, and EDS prior to analysis | EMPA, LA-ICPMS | JEOL JXA-8230 electron probe microanalyzer; RESOlution-LR 193 nm ArF excimer laser ablation system coupled to an Agilent 7700x ICP-MS | Laboratory of Mineral Resources Research Center, Fuzhou University; Adelaide Microscopy, the University of Adelaide | EPMA point analysis: accelerating voltage 15 kV, beam current 20 nA, beam diameter ~5 μm; EPMA mapping: accelerating voltage 20 kV, working current 50 nA, dwell time ~10 ms; BSE imaging: accelerating voltage 20 kV, beam current 10 nA; LA-ICP-MS: energy density 3~3.5 J/cm2, spot sizes 29 to 51 μm, repetition rates 5 Hz (polished thin-section) and 10 Hz (polished blocks), ~30 s background acquisition, ~40 s sample data acquisition | STDGL3 (Danyushevsky et al. 2011) and GSD-1G (USGS) | 22.9 | [19 empty] | 5691 | [5 empty] | 1458 | [5 empty] | 3464 | [9 empty] | 1723 |  | 0.22 |  |  |  | 0.72 | [7 empty] | 867 | [13 empty] | 1115 | [15 empty] | 10.26 | [17 empty] | 0.02 | [9 empty] | 0.4 | [32 empty] | 2025 |  |  | CHN | Tibet
| Lawu |  | Magmatic hydrothermal | Skarn | Cu-Pb-Zn skarn | Cu, Pb, Zn | In, Sn | Cu, Pb, Zn, In, Sn |  |  | Baita Bihor 19CB-3 | Baita Bihor 19CB-3 | underground mine |  |  |  |  | ore material | drill core | underground mining tunnels and drill cores | mineral separate | [5 empty] | mineralisation |  |  |  | sphalerite, chalcopyrite, pyrrhotite, pyrite, arsenopyrite |  |  | Sn-poor Skarn |  |  |  | galena, bismuthinite, marcasite, iron oxides, pyroxene, actinolite, quartz | thin sections and polished blocks examined using optical microscope, BSE detector, and EDS prior to analysis | EMPA, LA-ICPMS | JEOL JXA-8230 electron probe microanalyzer; RESOlution-LR 193 nm ArF excimer laser ablation system coupled to an Agilent 7700x ICP-MS | Laboratory of Mineral Resources Research Center, Fuzhou University; Adelaide Microscopy, the University of Adelaide | EPMA point analysis: accelerating voltage 15 kV, beam current 20 nA, beam diameter ~5 μm; EPMA mapping: accelerating voltage 20 kV, working current 50 nA, dwell time ~10 ms; BSE imaging: accelerating voltage 20 kV, beam current 10 nA; LA-ICP-MS: energy density 3~3.5 J/cm2, spot sizes 29 to 51 μm, repetition rates 5 Hz (polished thin-section) and 10 Hz (polished blocks), ~30 s background acquisition, ~40 s sample data acquisition | STDGL3 (Danyushevsky et al. 2011) and GSD-1G (USGS) | 8.33 | [19 empty] | 5780 | [5 empty] | 1176 | [5 empty] | 2664 | [9 empty] | 1220 |  | 0.83 |  |  |  | 0.8 | [7 empty] | 817 | [13 empty] | 952 | [15 empty] | 0.89 | [17 empty] | 0.02 | [9 empty] | 0.62 | [32 empty] | 2025 |  |  | CHN | Tibet
| Lawu |  | Magmatic hydrothermal | Skarn | Cu-Pb-Zn skarn | Cu, Pb, Zn | In, Sn | Cu, Pb, Zn, In, Sn |  |  | Baita Bihor 19CB-4 | Baita Bihor 19CB-4 | underground mine |  |  |  |  | ore material | drill core | underground mining tunnels and drill cores | mineral separate | [5 empty] | mineralisation |  |  |  | sphalerite, chalcopyrite, pyrrhotite, pyrite, arsenopyrite |  |  | Sn-poor Skarn |  |  |  | galena, bismuthinite, marcasite, iron oxides, pyroxene, actinolite, quartz | thin sections and polished blocks examined using optical microscope, BSE detector, and EDS prior to analysis | EMPA, LA-ICPMS | JEOL JXA-8230 electron probe microanalyzer; RESOlution-LR 193 nm ArF excimer laser ablation system coupled to an Agilent 7700x ICP-MS | Laboratory of Mineral Resources Research Center, Fuzhou University; Adelaide Microscopy, the University of Adelaide | EPMA point analysis: accelerating voltage 15 kV, beam current 20 nA, beam diameter ~5 μm; EPMA mapping: accelerating voltage 20 kV, working current 50 nA, dwell time ~10 ms; BSE imaging: accelerating voltage 20 kV, beam current 10 nA; LA-ICP-MS: energy density 3~3.5 J/cm2, spot sizes 29 to 51 μm, repetition rates 5 Hz (polished thin-section) and 10 Hz (polished blocks), ~30 s background acquisition, ~40 s sample data acquisition | STDGL3 (Danyushevsky et al. 2011) and GSD-1G (USGS) | 15.3 | [19 empty] | 5889 | [5 empty] | 1010 | [5 empty] | 2031 | [9 empty] | 919 |  | 0.18 |  |  |  | 0.92 | [7 empty] | 770 | [13 empty] | 841 | [15 empty] | 2.98 | [17 empty] | 0.02 | [9 empty] | 0.16 | [32 empty] | 2025 |  |  | CHN | Tibet
| Lawu |  | Magmatic hydrothermal | Skarn | Cu-Pb-Zn skarn | Cu, Pb, Zn | In, Sn | Cu, Pb, Zn, In, Sn |  |  | Baita Bihor 19CB-5 | Baita Bihor 19CB-5 | underground mine |  |  |  |  | ore material | drill core | underground mining tunnels and drill cores | mineral separate | [5 empty] | mineralisation |  |  |  | sphalerite, chalcopyrite, pyrrhotite, pyrite, arsenopyrite |  |  | Sn-poor Skarn |  |  |  | galena, bismuthinite, marcasite, iron oxides, pyroxene, actinolite, quartz | thin sections and polished blocks examined using optical microscope, BSE detector, and EDS prior to analysis | EMPA, LA-ICPMS | JEOL JXA-8230 electron probe microanalyzer; RESOlution-LR 193 nm ArF excimer laser ablation system coupled to an Agilent 7700x ICP-MS | Laboratory of Mineral Resources Research Center, Fuzhou University; Adelaide Microscopy, the University of Adelaide | EPMA point analysis: accelerating voltage 15 kV, beam current 20 nA, beam diameter ~5 μm; EPMA mapping: accelerating voltage 20 kV, working current 50 nA, dwell time ~10 ms; BSE imaging: accelerating voltage 20 kV, beam current 10 nA; LA-ICP-MS: energy density 3~3.5 J/cm2, spot sizes 29 to 51 μm, repetition rates 5 Hz (polished thin-section) and 10 Hz (polished blocks), ~30 s background acquisition, ~40 s sample data acquisition | STDGL3 (Danyushevsky et al. 2011) and GSD-1G (USGS) | 7.36 | [19 empty] | 5631 | [5 empty] | 1237 | [5 empty] | 2799 | [9 empty] | 1446 |  | 0.18 |  |  |  | 0.82 | [7 empty] | 795 | [13 empty] | 1048 | [15 empty] | 0.15 | [17 empty] | 0.02 | [9 empty] | 0.22 | [32 empty] | 2025 |  |  | CHN | Tibet
| Lawu |  | Magmatic hydrothermal | Skarn | Cu-Pb-Zn skarn | Cu, Pb, Zn | In, Sn | Cu, Pb, Zn, In, Sn |  |  | Baita Bihor 19CB-6 | Baita Bihor 19CB-6 | underground mine |  |  |  |  | ore material | drill core | underground mining tunnels and drill cores | mineral separate | [5 empty] | mineralisation |  |  |  | sphalerite, chalcopyrite, pyrrhotite, pyrite, arsenopyrite |  |  | Sn-poor Skarn |  |  |  | galena, bismuthinite, marcasite, iron oxides, pyroxene, actinolite, quartz | thin sections and polished blocks examined using optical microscope, BSE detector, and EDS prior to analysis | EMPA, LA-ICPMS | JEOL JXA-8230 electron probe microanalyzer; RESOlution-LR 193 nm ArF excimer laser ablation system coupled to an Agilent 7700x ICP-MS | Laboratory of Mineral Resources Research Center, Fuzhou University; Adelaide Microscopy, the University of Adelaide | EPMA point analysis: accelerating voltage 15 kV, beam current 20 nA, beam diameter ~5 μm; EPMA mapping: accelerating voltage 20 kV, working current 50 nA, dwell time ~10 ms; BSE imaging: accelerating voltage 20 kV, beam current 10 nA; LA-ICP-MS: energy density 3~3.5 J/cm2, spot sizes 29 to 51 μm, repetition rates 5 Hz (polished thin-section) and 10 Hz (polished blocks), ~30 s background acquisition, ~40 s sample data acquisition | STDGL3 (Danyushevsky et al. 2011) and GSD-1G (USGS) | 44.5 | [19 empty] | 5852 | [5 empty] | 1037 | [5 empty] | 3509 | [9 empty] | 1352 |  | 0.41 |  |  |  | 0.92 | [7 empty] | 811 | [13 empty] | 883 | [15 empty] | 46.6 | [17 empty] | 0.02 | [9 empty] | 0.37 | [32 empty] | 2025 |  |  | CHN | Tibet
| Lawu |  | Magmatic hydrothermal | Skarn | Cu-Pb-Zn skarn | Cu, Pb, Zn | In, Sn | Cu, Pb, Zn, In, Sn |  |  | Baita Bihor BB6-1 | Baita Bihor BB6-1 | underground mine |  |  |  |  | ore material | drill core | underground mining tunnels and drill cores | mineral separate | [5 empty] | mineralisation |  |  |  | sphalerite, chalcopyrite, pyrrhotite, pyrite, arsenopyrite |  |  | Sn-poor Skarn |  |  |  | galena, bismuthinite, marcasite, iron oxides, pyroxene, actinolite, quartz | thin sections and polished blocks examined using optical microscope, BSE detector, and EDS prior to analysis | EMPA, LA-ICPMS | JEOL JXA-8230 electron probe microanalyzer; RESOlution-LR 193 nm ArF excimer laser ablation system coupled to an Agilent 7700x ICP-MS | Laboratory of Mineral Resources Research Center, Fuzhou University; Adelaide Microscopy, the University of Adelaide | EPMA point analysis: accelerating voltage 15 kV, beam current 20 nA, beam diameter ~5 μm; EPMA mapping: accelerating voltage 20 kV, working current 50 nA, dwell time ~10 ms; BSE imaging: accelerating voltage 20 kV, beam current 10 nA; LA-ICP-MS: energy density 3~3.5 J/cm2, spot sizes 29 to 51 μm, repetition rates 5 Hz (polished thin-section) and 10 Hz (polished blocks), ~30 s background acquisition, ~40 s sample data acquisition | STDGL3 (Danyushevsky et al. 2011) and GSD-1G (USGS) | 1.63 | [19 empty] | 7310 | [5 empty] | 591 | [5 empty] | 161 | [9 empty] | 13943 |  | 0.38 |  |  |  | 0.88 | [7 empty] | 250 | [13 empty] | 4300 | [15 empty] | 0.92 | [17 empty] | 0.02 | [9 empty] | 2.64 | [32 empty] | 2025 |  |  | CHN | Tibet
| Lawu |  | Magmatic hydrothermal | Skarn | Cu-Pb-Zn skarn | Cu, Pb, Zn | In, Sn | Cu, Pb, Zn, In, Sn |  |  | Baita Bihor BB6-2 | Baita Bihor BB6-2 | underground mine |  |  |  |  | ore material | drill core | underground mining tunnels and drill cores | mineral separate | [5 empty] | mineralisation |  |  |  | sphalerite, chalcopyrite, pyrrhotite, pyrite, arsenopyrite |  |  | Sn-poor Skarn |  |  |  | galena, bismuthinite, marcasite, iron oxides, pyroxene, actinolite, quartz | thin sections and polished blocks examined using optical microscope, BSE detector, and EDS prior to analysis | EMPA, LA-ICPMS | JEOL JXA-8230 electron probe microanalyzer; RESOlution-LR 193 nm ArF excimer laser ablation system coupled to an Agilent 7700x ICP-MS | Laboratory of Mineral Resources Research Center, Fuzhou University; Adelaide Microscopy, the University of Adelaide | EPMA point analysis: accelerating voltage 15 kV, beam current 20 nA, beam diameter ~5 μm; EPMA mapping: accelerating voltage 20 kV, working current 50 nA, dwell time ~10 ms; BSE imaging: accelerating voltage 20 kV, beam current 10 nA; LA-ICP-MS: energy density 3~3.5 J/cm2, spot sizes 29 to 51 μm, repetition rates 5 Hz (polished thin-section) and 10 Hz (polished blocks), ~30 s background acquisition, ~40 s sample data acquisition | STDGL3 (Danyushevsky et al. 2011) and GSD-1G (USGS) | 1.91 | [19 empty] | 7118 | [5 empty] | 584 | [5 empty] | 163 | [9 empty] | 10100 |  | 0.56 |  |  |  | 0.8 | [7 empty] | 245 | [13 empty] | 3240 | [15 empty] | 0.02 | [17 empty] | 0.02 | [9 empty] | 4.02 | [32 empty] | 2025 |  |  | CHN | Tibet
| Lawu |  | Magmatic hydrothermal | Skarn | Cu-Pb-Zn skarn | Cu, Pb, Zn | In, Sn | Cu, Pb, Zn, In, Sn |  |  | Baita Bihor BB6-3 | Baita Bihor BB6-3 | underground mine |  |  |  |  | ore material | drill core | underground mining tunnels and drill cores | mineral separate | [5 empty] | mineralisation |  |  |  | sphalerite, chalcopyrite, pyrrhotite, pyrite, arsenopyrite |  |  | Sn-poor Skarn |  |  |  | galena, bismuthinite, marcasite, iron oxides, pyroxene, actinolite, quartz | thin sections and polished blocks examined using optical microscope, BSE detector, and EDS prior to analysis | EMPA, LA-ICPMS | JEOL JXA-8230 electron probe microanalyzer; RESOlution-LR 193 nm ArF excimer laser ablation system coupled to an Agilent 7700x ICP-MS | Laboratory of Mineral Resources Research Center, Fuzhou University; Adelaide Microscopy, the University of Adelaide | EPMA point analysis: accelerating voltage 15 kV, beam current 20 nA, beam diameter ~5 μm; EPMA mapping: accelerating voltage 20 kV, working current 50 nA, dwell time ~10 ms; BSE imaging: accelerating voltage 20 kV, beam current 10 nA; LA-ICP-MS: energy density 3~3.5 J/cm2, spot sizes 29 to 51 μm, repetition rates 5 Hz (polished thin-section) and 10 Hz (polished blocks), ~30 s background acquisition, ~40 s sample data acquisition | STDGL3 (Danyushevsky et al. 2011) and GSD-1G (USGS) | 9.03 | [19 empty] | 7601 | [5 empty] | 620 | [5 empty] | 215 | [9 empty] | 10869 |  | 0.81 |  |  |  | 1.06 | [7 empty] | 235 | [13 empty] | 3182 | [15 empty] | 114 | [17 empty] | 2.22 | [9 empty] | 4.31 | [32 empty] | 2025 |  |  | CHN | Tibet
| Lawu |  | Magmatic hydrothermal | Skarn | Cu-Pb-Zn skarn | Cu, Pb, Zn | In, Sn | Cu, Pb, Zn, In, Sn |  |  | Baita Bihor BB6-4 | Baita Bihor BB6-4 | underground mine |  |  |  |  | ore material | drill core | underground mining tunnels and drill cores | mineral separate | [5 empty] | mineralisation |  |  |  | sphalerite, chalcopyrite, pyrrhotite, pyrite, arsenopyrite |  |  | Sn-poor Skarn |  |  |  | galena, bismuthinite, marcasite, iron oxides, pyroxene, actinolite, quartz | thin sections and polished blocks examined using optical microscope, BSE detector, and EDS prior to analysis | EMPA, LA-ICPMS | JEOL JXA-8230 electron probe microanalyzer; RESOlution-LR 193 nm ArF excimer laser ablation system coupled to an Agilent 7700x ICP-MS | Laboratory of Mineral Resources Research Center, Fuzhou University; Adelaide Microscopy, the University of Adelaide | EPMA point analysis: accelerating voltage 15 kV, beam current 20 nA, beam diameter ~5 μm; EPMA mapping: accelerating voltage 20 kV, working current 50 nA, dwell time ~10 ms; BSE imaging: accelerating voltage 20 kV, beam current 10 nA; LA-ICP-MS: energy density 3~3.5 J/cm2, spot sizes 29 to 51 μm, repetition rates 5 Hz (polished thin-section) and 10 Hz (polished blocks), ~30 s background acquisition, ~40 s sample data acquisition | STDGL3 (Danyushevsky et al. 2011) and GSD-1G (USGS) | 1.76 | [19 empty] | 7119 | [5 empty] | 589 | [5 empty] | 112 | [9 empty] | 12931 |  | 1.27 |  |  |  | 1.04 | [7 empty] | 137 | [13 empty] | 3777 | [15 empty] | 0.46 | [17 empty] | 0.02 | [9 empty] | 8.81 | [32 empty] | 2025 |  |  | CHN | Tibet
| Lawu |  | Magmatic hydrothermal | Skarn | Cu-Pb-Zn skarn | Cu, Pb, Zn | In, Sn | Cu, Pb, Zn, In, Sn |  |  | Baita Bihor BB6-5 | Baita Bihor BB6-5 | underground mine |  |  |  |  | ore material | drill core | underground mining tunnels and drill cores | mineral separate | [5 empty] | mineralisation |  |  |  | sphalerite, chalcopyrite, pyrrhotite, pyrite, arsenopyrite |  |  | Sn-poor Skarn |  |  |  | galena, bismuthinite, marcasite, iron oxides, pyroxene, actinolite, quartz | thin sections and polished blocks examined using optical microscope, BSE detector, and EDS prior to analysis | EMPA, LA-ICPMS | JEOL JXA-8230 electron probe microanalyzer; RESOlution-LR 193 nm ArF excimer laser ablation system coupled to an Agilent 7700x ICP-MS | Laboratory of Mineral Resources Research Center, Fuzhou University; Adelaide Microscopy, the University of Adelaide | EPMA point analysis: accelerating voltage 15 kV, beam current 20 nA, beam diameter ~5 μm; EPMA mapping: accelerating voltage 20 kV, working current 50 nA, dwell time ~10 ms; BSE imaging: accelerating voltage 20 kV, beam current 10 nA; LA-ICP-MS: energy density 3~3.5 J/cm2, spot sizes 29 to 51 μm, repetition rates 5 Hz (polished thin-section) and 10 Hz (polished blocks), ~30 s background acquisition, ~40 s sample data acquisition | STDGL3 (Danyushevsky et al. 2011) and GSD-1G (USGS) | 12.3 | [19 empty] | 7218 | [5 empty] | 600 | [5 empty] | 217 | [9 empty] | 12961 |  | 1.15 |  |  |  | 1.31 | [7 empty] | 225 | [13 empty] | 3729 | [15 empty] | 130 | [17 empty] | 1.23 | [9 empty] | 3.22 | [32 empty] | 2025 |  |  | CHN | Tibet
| Lawu |  | Magmatic hydrothermal | Skarn | Cu-Pb-Zn skarn | Cu, Pb, Zn | In, Sn | Cu, Pb, Zn, In, Sn |  |  | Baita Bihor BB6-6 | Baita Bihor BB6-6 | underground mine |  |  |  |  | ore material | drill core | underground mining tunnels and drill cores | mineral separate | [5 empty] | mineralisation |  |  |  | sphalerite, chalcopyrite, pyrrhotite, pyrite, arsenopyrite |  |  | Sn-poor Skarn |  |  |  | galena, bismuthinite, marcasite, iron oxides, pyroxene, actinolite, quartz | thin sections and polished blocks examined using optical microscope, BSE detector, and EDS prior to analysis | EMPA, LA-ICPMS | JEOL JXA-8230 electron probe microanalyzer; RESOlution-LR 193 nm ArF excimer laser ablation system coupled to an Agilent 7700x ICP-MS | Laboratory of Mineral Resources Research Center, Fuzhou University; Adelaide Microscopy, the University of Adelaide | EPMA point analysis: accelerating voltage 15 kV, beam current 20 nA, beam diameter ~5 μm; EPMA mapping: accelerating voltage 20 kV, working current 50 nA, dwell time ~10 ms; BSE imaging: accelerating voltage 20 kV, beam current 10 nA; LA-ICP-MS: energy density 3~3.5 J/cm2, spot sizes 29 to 51 μm, repetition rates 5 Hz (polished thin-section) and 10 Hz (polished blocks), ~30 s background acquisition, ~40 s sample data acquisition | STDGL3 (Danyushevsky et al. 2011) and GSD-1G (USGS) | 35 | [19 empty] | 7892 | [5 empty] | 610 | [5 empty] | 722 | [9 empty] | 16482 |  | 0.73 |  |  |  | 1.23 | [7 empty] | 265 | [13 empty] | 4575 | [15 empty] | 89.6 | [17 empty] | 0.1 | [9 empty] | 1.24 | [32 empty] | 2025 |  |  | CHN | Tibet
| Lawu |  | Magmatic hydrothermal | Skarn | Cu-Pb-Zn skarn | Cu, Pb, Zn | In, Sn | Cu, Pb, Zn, In, Sn |  |  | Baita Bihor BB6-7 | Baita Bihor BB6-7 | underground mine |  |  |  |  | ore material | drill core | underground mining tunnels and drill cores | mineral separate | [5 empty] | mineralisation |  |  |  | sphalerite, chalcopyrite, pyrrhotite, pyrite, arsenopyrite |  |  | Sn-poor Skarn |  |  |  | galena, bismuthinite, marcasite, iron oxides, pyroxene, actinolite, quartz | thin sections and polished blocks examined using optical microscope, BSE detector, and EDS prior to analysis | EMPA, LA-ICPMS | JEOL JXA-8230 electron probe microanalyzer; RESOlution-LR 193 nm ArF excimer laser ablation system coupled to an Agilent 7700x ICP-MS | Laboratory of Mineral Resources Research Center, Fuzhou University; Adelaide Microscopy, the University of Adelaide | EPMA point analysis: accelerating voltage 15 kV, beam current 20 nA, beam diameter ~5 μm; EPMA mapping: accelerating voltage 20 kV, working current 50 nA, dwell time ~10 ms; BSE imaging: accelerating voltage 20 kV, beam current 10 nA; LA-ICP-MS: energy density 3~3.5 J/cm2, spot sizes 29 to 51 μm, repetition rates 5 Hz (polished thin-section) and 10 Hz (polished blocks), ~30 s background acquisition, ~40 s sample data acquisition | STDGL3 (Danyushevsky et al. 2011) and GSD-1G (USGS) | 2.83 | [19 empty] | 7415 | [5 empty] | 600 | [5 empty] | 207 | [9 empty] | 15679 |  | 1.22 |  |  |  | 1.09 | [7 empty] | 248 | [13 empty] | 4382 | [15 empty] | 61.4 | [17 empty] | 0.07 | [9 empty] | 3.39 | [32 empty] | 2025 |  |  | CHN | Tibet
| Lawu |  | Magmatic hydrothermal | Skarn | Cu-Pb-Zn skarn | Cu, Pb, Zn | In, Sn | Cu, Pb, Zn, In, Sn |  |  | Baita Bihor BB6-8 | Baita Bihor BB6-8 | underground mine |  |  |  |  | ore material | drill core | underground mining tunnels and drill cores | mineral separate | [5 empty] | mineralisation |  |  |  | sphalerite, chalcopyrite, pyrrhotite, pyrite, arsenopyrite |  |  | Sn-poor Skarn |  |  |  | galena, bismuthinite, marcasite, iron oxides, pyroxene, actinolite, quartz | thin sections and polished blocks examined using optical microscope, BSE detector, and EDS prior to analysis | EMPA, LA-ICPMS | JEOL JXA-8230 electron probe microanalyzer; RESOlution-LR 193 nm ArF excimer laser ablation system coupled to an Agilent 7700x ICP-MS | Laboratory of Mineral Resources Research Center, Fuzhou University; Adelaide Microscopy, the University of Adelaide | EPMA point analysis: accelerating voltage 15 kV, beam current 20 nA, beam diameter ~5 μm; EPMA mapping: accelerating voltage 20 kV, working current 50 nA, dwell time ~10 ms; BSE imaging: accelerating voltage 20 kV, beam current 10 nA; LA-ICP-MS: energy density 3~3.5 J/cm2, spot sizes 29 to 51 μm, repetition rates 5 Hz (polished thin-section) and 10 Hz (polished blocks), ~30 s background acquisition, ~40 s sample data acquisition | STDGL3 (Danyushevsky et al. 2011) and GSD-1G (USGS) | 3.89 | [19 empty] | 7148 | [5 empty] | 595 | [5 empty] | 157 | [9 empty] | 11274 |  | 2.06 |  |  |  | 1.1 | [7 empty] | 182 | [13 empty] | 3431 | [15 empty] | 0.02 | [17 empty] | 0.22 | [9 empty] | 15.8 | [32 empty] | 2025 |  |  | CHN | Tibet
| Lawu |  | Magmatic hydrothermal | Skarn | Cu-Pb-Zn skarn | Cu, Pb, Zn | In, Sn | Cu, Pb, Zn, In, Sn |  |  | Baita Bihor BB23-1 | Baita Bihor BB23-1 | underground mine |  |  |  |  | ore material | drill core | underground mining tunnels and drill cores | mineral separate | [5 empty] | mineralisation |  |  |  | sphalerite, chalcopyrite, pyrrhotite, pyrite, arsenopyrite |  |  | Sn-poor Skarn |  |  |  | galena, bismuthinite, marcasite, iron oxides, pyroxene, actinolite, quartz | thin sections and polished blocks examined using optical microscope, BSE detector, and EDS prior to analysis | EMPA, LA-ICPMS | JEOL JXA-8230 electron probe microanalyzer; RESOlution-LR 193 nm ArF excimer laser ablation system coupled to an Agilent 7700x ICP-MS | Laboratory of Mineral Resources Research Center, Fuzhou University; Adelaide Microscopy, the University of Adelaide | EPMA point analysis: accelerating voltage 15 kV, beam current 20 nA, beam diameter ~5 μm; EPMA mapping: accelerating voltage 20 kV, working current 50 nA, dwell time ~10 ms; BSE imaging: accelerating voltage 20 kV, beam current 10 nA; LA-ICP-MS: energy density 3~3.5 J/cm2, spot sizes 29 to 51 μm, repetition rates 5 Hz (polished thin-section) and 10 Hz (polished blocks), ~30 s background acquisition, ~40 s sample data acquisition | STDGL3 (Danyushevsky et al. 2011) and GSD-1G (USGS) | 1.4 | [19 empty] | 7999 | [5 empty] | 583 | [5 empty] | 10.7 | [9 empty] | 10665 |  | 0.58 |  |  |  | 0.77 | [7 empty] | 10.3 | [13 empty] | 3602 | [15 empty] | 0.1 | [17 empty] | 0.02 | [9 empty] | 0.07 | [32 empty] | 2025 |  |  | CHN | Tibet
| Lawu |  | Magmatic hydrothermal | Skarn | Cu-Pb-Zn skarn | Cu, Pb, Zn | In, Sn | Cu, Pb, Zn, In, Sn |  |  | Baita Bihor BB23-2 | Baita Bihor BB23-2 | underground mine |  |  |  |  | ore material | drill core | underground mining tunnels and drill cores | mineral separate | [5 empty] | mineralisation |  |  |  | sphalerite, chalcopyrite, pyrrhotite, pyrite, arsenopyrite |  |  | Sn-poor Skarn |  |  |  | galena, bismuthinite, marcasite, iron oxides, pyroxene, actinolite, quartz | thin sections and polished blocks examined using optical microscope, BSE detector, and EDS prior to analysis | EMPA, LA-ICPMS | JEOL JXA-8230 electron probe microanalyzer; RESOlution-LR 193 nm ArF excimer laser ablation system coupled to an Agilent 7700x ICP-MS | Laboratory of Mineral Resources Research Center, Fuzhou University; Adelaide Microscopy, the University of Adelaide | EPMA point analysis: accelerating voltage 15 kV, beam current 20 nA, beam diameter ~5 μm; EPMA mapping: accelerating voltage 20 kV, working current 50 nA, dwell time ~10 ms; BSE imaging: accelerating voltage 20 kV, beam current 10 nA; LA-ICP-MS: energy density 3~3.5 J/cm2, spot sizes 29 to 51 μm, repetition rates 5 Hz (polished thin-section) and 10 Hz (polished blocks), ~30 s background acquisition, ~40 s sample data acquisition | STDGL3 (Danyushevsky et al. 2011) and GSD-1G (USGS) | 1.5 | [19 empty] | 7865 | [5 empty] | 568 | [5 empty] | 29.8 | [9 empty] | 10258 |  | 0.75 |  |  |  | 0.74 | [7 empty] | 11.2 | [13 empty] | 3811 | [15 empty] | 0.08 | [17 empty] | 0.02 | [9 empty] | 0.07 | [32 empty] | 2025 |  |  | CHN | Tibet
| Lawu |  | Magmatic hydrothermal | Skarn | Cu-Pb-Zn skarn | Cu, Pb, Zn | In, Sn | Cu, Pb, Zn, In, Sn |  |  | Baita Bihor BB23-3 | Baita Bihor BB23-3 | underground mine |  |  |  |  | ore material | drill core | underground mining tunnels and drill cores | mineral separate | [5 empty] | mineralisation |  |  |  | sphalerite, chalcopyrite, pyrrhotite, pyrite, arsenopyrite |  |  | Sn-poor Skarn |  |  |  | galena, bismuthinite, marcasite, iron oxides, pyroxene, actinolite, quartz | thin sections and polished blocks examined using optical microscope, BSE detector, and EDS prior to analysis | EMPA, LA-ICPMS | JEOL JXA-8230 electron probe microanalyzer; RESOlution-LR 193 nm ArF excimer laser ablation system coupled to an Agilent 7700x ICP-MS | Laboratory of Mineral Resources Research Center, Fuzhou University; Adelaide Microscopy, the University of Adelaide | EPMA point analysis: accelerating voltage 15 kV, beam current 20 nA, beam diameter ~5 μm; EPMA mapping: accelerating voltage 20 kV, working current 50 nA, dwell time ~10 ms; BSE imaging: accelerating voltage 20 kV, beam current 10 nA; LA-ICP-MS: energy density 3~3.5 J/cm2, spot sizes 29 to 51 μm, repetition rates 5 Hz (polished thin-section) and 10 Hz (polished blocks), ~30 s background acquisition, ~40 s sample data acquisition | STDGL3 (Danyushevsky et al. 2011) and GSD-1G (USGS) | 1.4 | [19 empty] | 7502 | [5 empty] | 565 | [5 empty] | 43.7 | [9 empty] | 12013 |  | 1.3 |  |  |  | 0.72 | [7 empty] | 12.6 | [13 empty] | 4924 | [15 empty] | 0.1 | [17 empty] | 0.02 | [9 empty] | 0.06 | [32 empty] | 2025 |  |  | CHN | Tibet
| Lawu |  | Magmatic hydrothermal | Skarn | Cu-Pb-Zn skarn | Cu, Pb, Zn | In, Sn | Cu, Pb, Zn, In, Sn |  |  | Baita Bihor BB23-4 | Baita Bihor BB23-4 | underground mine |  |  |  |  | ore material | drill core | underground mining tunnels and drill cores | mineral separate | [5 empty] | mineralisation |  |  |  | sphalerite, chalcopyrite, pyrrhotite, pyrite, arsenopyrite |  |  | Sn-poor Skarn |  |  |  | galena, bismuthinite, marcasite, iron oxides, pyroxene, actinolite, quartz | thin sections and polished blocks examined using optical microscope, BSE detector, and EDS prior to analysis | EMPA, LA-ICPMS | JEOL JXA-8230 electron probe microanalyzer; RESOlution-LR 193 nm ArF excimer laser ablation system coupled to an Agilent 7700x ICP-MS | Laboratory of Mineral Resources Research Center, Fuzhou University; Adelaide Microscopy, the University of Adelaide | EPMA point analysis: accelerating voltage 15 kV, beam current 20 nA, beam diameter ~5 μm; EPMA mapping: accelerating voltage 20 kV, working current 50 nA, dwell time ~10 ms; BSE imaging: accelerating voltage 20 kV, beam current 10 nA; LA-ICP-MS: energy density 3~3.5 J/cm2, spot sizes 29 to 51 μm, repetition rates 5 Hz (polished thin-section) and 10 Hz (polished blocks), ~30 s background acquisition, ~40 s sample data acquisition | STDGL3 (Danyushevsky et al. 2011) and GSD-1G (USGS) | 1.4 | [19 empty] | 7741 | [5 empty] | 548 | [5 empty] | 23.9 | [9 empty] | 10616 |  | 0.76 |  |  |  | 0.87 | [7 empty] | 12.4 | [13 empty] | 3529 | [15 empty] | 0.09 | [17 empty] | 0.42 | [9 empty] | 0.08 | [32 empty] | 2025 |  |  | CHN | Tibet
| Lawu |  | Magmatic hydrothermal | Skarn | Cu-Pb-Zn skarn | Cu, Pb, Zn | In, Sn | Cu, Pb, Zn, In, Sn |  |  | Baita Bihor BB23-5 | Baita Bihor BB23-5 | underground mine |  |  |  |  | ore material | drill core | underground mining tunnels and drill cores | mineral separate | [5 empty] | mineralisation |  |  |  | sphalerite, chalcopyrite, pyrrhotite, pyrite, arsenopyrite |  |  | Sn-poor Skarn |  |  |  | galena, bismuthinite, marcasite, iron oxides, pyroxene, actinolite, quartz | thin sections and polished blocks examined using optical microscope, BSE detector, and EDS prior to analysis | EMPA, LA-ICPMS | JEOL JXA-8230 electron probe microanalyzer; RESOlution-LR 193 nm ArF excimer laser ablation system coupled to an Agilent 7700x ICP-MS | Laboratory of Mineral Resources Research Center, Fuzhou University; Adelaide Microscopy, the University of Adelaide | EPMA point analysis: accelerating voltage 15 kV, beam current 20 nA, beam diameter ~5 μm; EPMA mapping: accelerating voltage 20 kV, working current 50 nA, dwell time ~10 ms; BSE imaging: accelerating voltage 20 kV, beam current 10 nA; LA-ICP-MS: energy density 3~3.5 J/cm2, spot sizes 29 to 51 μm, repetition rates 5 Hz (polished thin-section) and 10 Hz (polished blocks), ~30 s background acquisition, ~40 s sample data acquisition | STDGL3 (Danyushevsky et al. 2011) and GSD-1G (USGS) | 1.4 | [19 empty] | 7530 | [5 empty] | 551 | [5 empty] | 10.5 | [9 empty] | 10567 |  | 1.3 |  |  |  | 0.79 | [7 empty] | 12.5 | [13 empty] | 4562 | [15 empty] | 0.23 | [17 empty] | 0.55 | [9 empty] | 0.05 | [32 empty] | 2025 |  |  | CHN | Tibet
| Lawu |  | Magmatic hydrothermal | Skarn | Cu-Pb-Zn skarn | Cu, Pb, Zn | In, Sn | Cu, Pb, Zn, In, Sn |  |  | Baita Bihor BB23-6 | Baita Bihor BB23-6 | underground mine |  |  |  |  | ore material | drill core | underground mining tunnels and drill cores | mineral separate | [5 empty] | mineralisation |  |  |  | sphalerite, chalcopyrite, pyrrhotite, pyrite, arsenopyrite |  |  | Sn-poor Skarn |  |  |  | galena, bismuthinite, marcasite, iron oxides, pyroxene, actinolite, quartz | thin sections and polished blocks examined using optical microscope, BSE detector, and EDS prior to analysis | EMPA, LA-ICPMS | JEOL JXA-8230 electron probe microanalyzer; RESOlution-LR 193 nm ArF excimer laser ablation system coupled to an Agilent 7700x ICP-MS | Laboratory of Mineral Resources Research Center, Fuzhou University; Adelaide Microscopy, the University of Adelaide | EPMA point analysis: accelerating voltage 15 kV, beam current 20 nA, beam diameter ~5 μm; EPMA mapping: accelerating voltage 20 kV, working current 50 nA, dwell time ~10 ms; BSE imaging: accelerating voltage 20 kV, beam current 10 nA; LA-ICP-MS: energy density 3~3.5 J/cm2, spot sizes 29 to 51 μm, repetition rates 5 Hz (polished thin-section) and 10 Hz (polished blocks), ~30 s background acquisition, ~40 s sample data acquisition | STDGL3 (Danyushevsky et al. 2011) and GSD-1G (USGS) | 1.3 | [19 empty] | 7278 | [5 empty] | 559 | [5 empty] | 13.7 | [9 empty] | 11839 |  | 0.81 |  |  |  | 0.88 | [7 empty] | 12.3 | [13 empty] | 4900 | [15 empty] | 0.08 | [17 empty] | 0.02 | [9 empty] | 0.07 | [32 empty] | 2025 |  |  | CHN | Tibet
| Lawu |  | Magmatic hydrothermal | Skarn | Cu-Pb-Zn skarn | Cu, Pb, Zn | In, Sn | Cu, Pb, Zn, In, Sn |  |  | Baita Bihor BB23-7 | Baita Bihor BB23-7 | underground mine |  |  |  |  | ore material | drill core | underground mining tunnels and drill cores | mineral separate | [5 empty] | mineralisation |  |  |  | sphalerite, chalcopyrite, pyrrhotite, pyrite, arsenopyrite |  |  | Sn-poor Skarn |  |  |  | galena, bismuthinite, marcasite, iron oxides, pyroxene, actinolite, quartz | thin sections and polished blocks examined using optical microscope, BSE detector, and EDS prior to analysis | EMPA, LA-ICPMS | JEOL JXA-8230 electron probe microanalyzer; RESOlution-LR 193 nm ArF excimer laser ablation system coupled to an Agilent 7700x ICP-MS | Laboratory of Mineral Resources Research Center, Fuzhou University; Adelaide Microscopy, the University of Adelaide | EPMA point analysis: accelerating voltage 15 kV, beam current 20 nA, beam diameter ~5 μm; EPMA mapping: accelerating voltage 20 kV, working current 50 nA, dwell time ~10 ms; BSE imaging: accelerating voltage 20 kV, beam current 10 nA; LA-ICP-MS: energy density 3~3.5 J/cm2, spot sizes 29 to 51 μm, repetition rates 5 Hz (polished thin-section) and 10 Hz (polished blocks), ~30 s background acquisition, ~40 s sample data acquisition | STDGL3 (Danyushevsky et al. 2011) and GSD-1G (USGS) | 1.4 | [19 empty] | 7521 | [5 empty] | 553 | [5 empty] | 32 | [9 empty] | 10290 |  | 3.4 |  |  |  | 0.78 | [7 empty] | 12.5 | [13 empty] | 4161 | [15 empty] | 8.71 | [17 empty] | 0.04 | [9 empty] | 0.06 | [32 empty] | 2025 |  |  | CHN | Tibet
| Lawu |  | Magmatic hydrothermal | Skarn | Cu-Pb-Zn skarn | Cu, Pb, Zn | In, Sn | Cu, Pb, Zn, In, Sn |  |  | Baita Bihor BB23-8 | Baita Bihor BB23-8 | underground mine |  |  |  |  | ore material | drill core | underground mining tunnels and drill cores | mineral separate | [5 empty] | mineralisation |  |  |  | sphalerite, chalcopyrite, pyrrhotite, pyrite, arsenopyrite |  |  | Sn-poor Skarn |  |  |  | galena, bismuthinite, marcasite, iron oxides, pyroxene, actinolite, quartz | thin sections and polished blocks examined using optical microscope, BSE detector, and EDS prior to analysis | EMPA, LA-ICPMS | JEOL JXA-8230 electron probe microanalyzer; RESOlution-LR 193 nm ArF excimer laser ablation system coupled to an Agilent 7700x ICP-MS | Laboratory of Mineral Resources Research Center, Fuzhou University; Adelaide Microscopy, the University of Adelaide | EPMA point analysis: accelerating voltage 15 kV, beam current 20 nA, beam diameter ~5 μm; EPMA mapping: accelerating voltage 20 kV, working current 50 nA, dwell time ~10 ms; BSE imaging: accelerating voltage 20 kV, beam current 10 nA; LA-ICP-MS: energy density 3~3.5 J/cm2, spot sizes 29 to 51 μm, repetition rates 5 Hz (polished thin-section) and 10 Hz (polished blocks), ~30 s background acquisition, ~40 s sample data acquisition | STDGL3 (Danyushevsky et al. 2011) and GSD-1G (USGS) | 1.3 | [19 empty] | 7681 | [5 empty] | 566 | [5 empty] | 9 | [9 empty] | 10260 |  | 1.3 |  |  |  | 0.74 | [7 empty] | 11.6 | [13 empty] | 4108 | [15 empty] | 0.09 | [17 empty] | 0.02 | [9 empty] | 0.06 | [32 empty] | 2025 |  |  | CHN | Tibet
| Lawu |  | Magmatic hydrothermal | Skarn | Cu-Pb-Zn skarn | Cu, Pb, Zn | In, Sn | Cu, Pb, Zn, In, Sn |  |  | Baita Bihor BB23-9 | Baita Bihor BB23-9 | underground mine |  |  |  |  | ore material | drill core | underground mining tunnels and drill cores | mineral separate | [5 empty] | mineralisation |  |  |  | sphalerite, chalcopyrite, pyrrhotite, pyrite, arsenopyrite |  |  | Sn-poor Skarn |  |  |  | galena, bismuthinite, marcasite, iron oxides, pyroxene, actinolite, quartz | thin sections and polished blocks examined using optical microscope, BSE detector, and EDS prior to analysis | EMPA, LA-ICPMS | JEOL JXA-8230 electron probe microanalyzer; RESOlution-LR 193 nm ArF excimer laser ablation system coupled to an Agilent 7700x ICP-MS | Laboratory of Mineral Resources Research Center, Fuzhou University; Adelaide Microscopy, the University of Adelaide | EPMA point analysis: accelerating voltage 15 kV, beam current 20 nA, beam diameter ~5 μm; EPMA mapping: accelerating voltage 20 kV, working current 50 nA, dwell time ~10 ms; BSE imaging: accelerating voltage 20 kV, beam current 10 nA; LA-ICP-MS: energy density 3~3.5 J/cm2, spot sizes 29 to 51 μm, repetition rates 5 Hz (polished thin-section) and 10 Hz (polished blocks), ~30 s background acquisition, ~40 s sample data acquisition | STDGL3 (Danyushevsky et al. 2011) and GSD-1G (USGS) | 1.4 | [19 empty] | 7668 | [5 empty] | 572 | [5 empty] | 9.7 | [9 empty] | 10464 |  | 1.2 |  |  |  | 0.85 | [7 empty] | 11.1 | [13 empty] | 4183 | [15 empty] | 0.07 | [17 empty] | 0.02 | [9 empty] | 0.06 | [32 empty] | 2025 |  |  | CHN | Tibet
| Lawu |  | Magmatic hydrothermal | Skarn | Cu-Pb-Zn skarn | Cu, Pb, Zn | In, Sn | Cu, Pb, Zn, In, Sn |  |  | Baita Bihor BB23-10 | Baita Bihor BB23-10 | underground mine |  |  |  |  | ore material | drill core | underground mining tunnels and drill cores | mineral separate | [5 empty] | mineralisation |  |  |  | sphalerite, chalcopyrite, pyrrhotite, pyrite, arsenopyrite |  |  | Sn-poor Skarn |  |  |  | galena, bismuthinite, marcasite, iron oxides, pyroxene, actinolite, quartz | thin sections and polished blocks examined using optical microscope, BSE detector, and EDS prior to analysis | EMPA, LA-ICPMS | JEOL JXA-8230 electron probe microanalyzer; RESOlution-LR 193 nm ArF excimer laser ablation system coupled to an Agilent 7700x ICP-MS | Laboratory of Mineral Resources Research Center, Fuzhou University; Adelaide Microscopy, the University of Adelaide | EPMA point analysis: accelerating voltage 15 kV, beam current 20 nA, beam diameter ~5 μm; EPMA mapping: accelerating voltage 20 kV, working current 50 nA, dwell time ~10 ms; BSE imaging: accelerating voltage 20 kV, beam current 10 nA; LA-ICP-MS: energy density 3~3.5 J/cm2, spot sizes 29 to 51 μm, repetition rates 5 Hz (polished thin-section) and 10 Hz (polished blocks), ~30 s background acquisition, ~40 s sample data acquisition | STDGL3 (Danyushevsky et al. 2011) and GSD-1G (USGS) | 1.3 | [19 empty] | 7500 | [5 empty] | 567 | [5 empty] | 51.2 | [9 empty] | 11050 |  | 3 |  |  |  | 0.78 | [7 empty] | 13 | [13 empty] | 4294 | [15 empty] | 0.29 | [17 empty] | 0.03 | [9 empty] | 0.1 | [32 empty] | 2025 |  |  | CHN | Tibet
| Lawu |  | Magmatic hydrothermal | Skarn | Cu-Pb-Zn skarn | Cu, Pb, Zn | In, Sn | Cu, Pb, Zn, In, Sn |  |  | Valea Seaca VS1b-1 | Valea Seaca VS1b-1 | underground mine |  |  |  |  | ore material | drill core | underground mining tunnels and drill cores | mineral separate | [5 empty] | mineralisation |  |  |  | sphalerite, chalcopyrite, pyrrhotite, pyrite, arsenopyrite |  |  | Sn-poor Skarn |  |  |  | galena, bismuthinite, marcasite, iron oxides, pyroxene, actinolite, quartz | thin sections and polished blocks examined using optical microscope, BSE detector, and EDS prior to analysis | EMPA, LA-ICPMS | JEOL JXA-8230 electron probe microanalyzer; RESOlution-LR 193 nm ArF excimer laser ablation system coupled to an Agilent 7700x ICP-MS | Laboratory of Mineral Resources Research Center, Fuzhou University; Adelaide Microscopy, the University of Adelaide | EPMA point analysis: accelerating voltage 15 kV, beam current 20 nA, beam diameter ~5 μm; EPMA mapping: accelerating voltage 20 kV, working current 50 nA, dwell time ~10 ms; BSE imaging: accelerating voltage 20 kV, beam current 10 nA; LA-ICP-MS: energy density 3~3.5 J/cm2, spot sizes 29 to 51 μm, repetition rates 5 Hz (polished thin-section) and 10 Hz (polished blocks), ~30 s background acquisition, ~40 s sample data acquisition | STDGL3 (Danyushevsky et al. 2011) and GSD-1G (USGS) | 4.94 | [19 empty] | 5349 | [5 empty] | 2.4 | [5 empty] | 6205 | [9 empty] | 27758 |  | 3.68 |  |  |  | 1.51 | [7 empty] | 59.2 | [13 empty] | 2109 | [15 empty] | 49.4 | [17 empty] | 0.07 | [9 empty] | 18.3 | [32 empty] | 2025 |  |  | CHN | Tibet
| Lawu |  | Magmatic hydrothermal | Skarn | Cu-Pb-Zn skarn | Cu, Pb, Zn | In, Sn | Cu, Pb, Zn, In, Sn |  |  | Valea Seaca VS1b-2 | Valea Seaca VS1b-2 | underground mine |  |  |  |  | ore material | drill core | underground mining tunnels and drill cores | mineral separate | [5 empty] | mineralisation |  |  |  | sphalerite, chalcopyrite, pyrrhotite, pyrite, arsenopyrite |  |  | Sn-poor Skarn |  |  |  | galena, bismuthinite, marcasite, iron oxides, pyroxene, actinolite, quartz | thin sections and polished blocks examined using optical microscope, BSE detector, and EDS prior to analysis | EMPA, LA-ICPMS | JEOL JXA-8230 electron probe microanalyzer; RESOlution-LR 193 nm ArF excimer laser ablation system coupled to an Agilent 7700x ICP-MS | Laboratory of Mineral Resources Research Center, Fuzhou University; Adelaide Microscopy, the University of Adelaide | EPMA point analysis: accelerating voltage 15 kV, beam current 20 nA, beam diameter ~5 μm; EPMA mapping: accelerating voltage 20 kV, working current 50 nA, dwell time ~10 ms; BSE imaging: accelerating voltage 20 kV, beam current 10 nA; LA-ICP-MS: energy density 3~3.5 J/cm2, spot sizes 29 to 51 μm, repetition rates 5 Hz (polished thin-section) and 10 Hz (polished blocks), ~30 s background acquisition, ~40 s sample data acquisition | STDGL3 (Danyushevsky et al. 2011) and GSD-1G (USGS) | 7.11 | [19 empty] | 5559 | [5 empty] | 8.7 | [5 empty] | 9967 | [9 empty] | 28477 |  | 1.34 |  |  |  | 1.5 | [7 empty] | 21.3 | [13 empty] | 1699 | [15 empty] | 1.32 | [17 empty] | 1.33 | [9 empty] | 2.7 | [32 empty] | 2025 |  |  | CHN | Tibet
| Lawu |  | Magmatic hydrothermal | Skarn | Cu-Pb-Zn skarn | Cu, Pb, Zn | In, Sn | Cu, Pb, Zn, In, Sn |  |  | Valea Seaca VS1b-3 | Valea Seaca VS1b-3 | underground mine |  |  |  |  | ore material | drill core | underground mining tunnels and drill cores | mineral separate | [5 empty] | mineralisation |  |  |  | sphalerite, chalcopyrite, pyrrhotite, pyrite, arsenopyrite |  |  | Sn-poor Skarn |  |  |  | galena, bismuthinite, marcasite, iron oxides, pyroxene, actinolite, quartz | thin sections and polished blocks examined using optical microscope, BSE detector, and EDS prior to analysis | EMPA, LA-ICPMS | JEOL JXA-8230 electron probe microanalyzer; RESOlution-LR 193 nm ArF excimer laser ablation system coupled to an Agilent 7700x ICP-MS | Laboratory of Mineral Resources Research Center, Fuzhou University; Adelaide Microscopy, the University of Adelaide | EPMA point analysis: accelerating voltage 15 kV, beam current 20 nA, beam diameter ~5 μm; EPMA mapping: accelerating voltage 20 kV, working current 50 nA, dwell time ~10 ms; BSE imaging: accelerating voltage 20 kV, beam current 10 nA; LA-ICP-MS: energy density 3~3.5 J/cm2, spot sizes 29 to 51 μm, repetition rates 5 Hz (polished thin-section) and 10 Hz (polished blocks), ~30 s background acquisition, ~40 s sample data acquisition | STDGL3 (Danyushevsky et al. 2011) and GSD-1G (USGS) | 6.91 | [19 empty] | 5315 | [5 empty] | 5.8 | [5 empty] | 9770 | [9 empty] | 27339 |  | 2.41 |  |  |  | 1.3 | [7 empty] | 40.4 | [13 empty] | 1580 | [15 empty] | 13.5 | [17 empty] | 0.1 | [9 empty] | 13.3 | [32 empty] | 2025 |  |  | CHN | Tibet
| Lawu |  | Magmatic hydrothermal | Skarn | Cu-Pb-Zn skarn | Cu, Pb, Zn | In, Sn | Cu, Pb, Zn, In, Sn |  |  | Baisoara Bs7a-1 | Baisoara Bs7a-1 | underground mine |  |  |  |  | ore material | drill core | underground mining tunnels and drill cores | mineral separate | [5 empty] | mineralisation |  |  |  | sphalerite, chalcopyrite, pyrrhotite, pyrite, arsenopyrite |  |  | Sn-poor Skarn |  |  |  | galena, bismuthinite, marcasite, iron oxides, pyroxene, actinolite, quartz | thin sections and polished blocks examined using optical microscope, BSE detector, and EDS prior to analysis | EMPA, LA-ICPMS | JEOL JXA-8230 electron probe microanalyzer; RESOlution-LR 193 nm ArF excimer laser ablation system coupled to an Agilent 7700x ICP-MS | Laboratory of Mineral Resources Research Center, Fuzhou University; Adelaide Microscopy, the University of Adelaide | EPMA point analysis: accelerating voltage 15 kV, beam current 20 nA, beam diameter ~5 μm; EPMA mapping: accelerating voltage 20 kV, working current 50 nA, dwell time ~10 ms; BSE imaging: accelerating voltage 20 kV, beam current 10 nA; LA-ICP-MS: energy density 3~3.5 J/cm2, spot sizes 29 to 51 μm, repetition rates 5 Hz (polished thin-section) and 10 Hz (polished blocks), ~30 s background acquisition, ~40 s sample data acquisition | STDGL3 (Danyushevsky et al. 2011) and GSD-1G (USGS) | 56.4 | [19 empty] | 74844 | [5 empty] | 9.6 | [5 empty] | 1666 | [9 empty] | 1576 |  | 11.8 |  |  |  | 0.9 | [7 empty] | 6.3 | [13 empty] | 6.5 | [15 empty] | 439 | [17 empty] | 19.8 | [9 empty] | 36.3 | [32 empty] | 2025 |  |  | CHN | Tibet
| Lawu |  | Magmatic hydrothermal | Skarn | Cu-Pb-Zn skarn | Cu, Pb, Zn | In, Sn | Cu, Pb, Zn, In, Sn |  |  | Baisoara Bs7a-2 | Baisoara Bs7a-2 | underground mine |  |  |  |  | ore material | drill core | underground mining tunnels and drill cores | mineral separate | [5 empty] | mineralisation |  |  |  | sphalerite, chalcopyrite, pyrrhotite, pyrite, arsenopyrite |  |  | Sn-poor Skarn |  |  |  | galena, bismuthinite, marcasite, iron oxides, pyroxene, actinolite, quartz | thin sections and polished blocks examined using optical microscope, BSE detector, and EDS prior to analysis | EMPA, LA-ICPMS | JEOL JXA-8230 electron probe microanalyzer; RESOlution-LR 193 nm ArF excimer laser ablation system coupled to an Agilent 7700x ICP-MS | Laboratory of Mineral Resources Research Center, Fuzhou University; Adelaide Microscopy, the University of Adelaide | EPMA point analysis: accelerating voltage 15 kV, beam current 20 nA, beam diameter ~5 μm; EPMA mapping: accelerating voltage 20 kV, working current 50 nA, dwell time ~10 ms; BSE imaging: accelerating voltage 20 kV, beam current 10 nA; LA-ICP-MS: energy density 3~3.5 J/cm2, spot sizes 29 to 51 μm, repetition rates 5 Hz (polished thin-section) and 10 Hz (polished blocks), ~30 s background acquisition, ~40 s sample data acquisition | STDGL3 (Danyushevsky et al. 2011) and GSD-1G (USGS) | 58.2 | [19 empty] | 23353 | [5 empty] | 12 | [5 empty] | 2119 | [9 empty] | 3450 |  | 28.2 |  |  |  | 1.04 | [7 empty] | 3.2 | [13 empty] | 1191 | [15 empty] | 906 | [17 empty] | 37.5 | [9 empty] | 26.1 | [32 empty] | 2025 |  |  | CHN | Tibet
| Lawu |  | Magmatic hydrothermal | Skarn | Cu-Pb-Zn skarn | Cu, Pb, Zn | In, Sn | Cu, Pb, Zn, In, Sn |  |  | Baisoara Bs7a-3 | Baisoara Bs7a-3 | underground mine |  |  |  |  | ore material | drill core | underground mining tunnels and drill cores | mineral separate | [5 empty] | mineralisation |  |  |  | sphalerite, chalcopyrite, pyrrhotite, pyrite, arsenopyrite |  |  | Sn-poor Skarn |  |  |  | galena, bismuthinite, marcasite, iron oxides, pyroxene, actinolite, quartz | thin sections and polished blocks examined using optical microscope, BSE detector, and EDS prior to analysis | EMPA, LA-ICPMS | JEOL JXA-8230 electron probe microanalyzer; RESOlution-LR 193 nm ArF excimer laser ablation system coupled to an Agilent 7700x ICP-MS | Laboratory of Mineral Resources Research Center, Fuzhou University; Adelaide Microscopy, the University of Adelaide | EPMA point analysis: accelerating voltage 15 kV, beam current 20 nA, beam diameter ~5 μm; EPMA mapping: accelerating voltage 20 kV, working current 50 nA, dwell time ~10 ms; BSE imaging: accelerating voltage 20 kV, beam current 10 nA; LA-ICP-MS: energy density 3~3.5 J/cm2, spot sizes 29 to 51 μm, repetition rates 5 Hz (polished thin-section) and 10 Hz (polished blocks), ~30 s background acquisition, ~40 s sample data acquisition | STDGL3 (Danyushevsky et al. 2011) and GSD-1G (USGS) | 52.8 | [19 empty] | 33894 | [5 empty] | 9.9 | [5 empty] | 1719 | [9 empty] | 357 |  | 13.4 |  |  |  | 0.62 | [7 empty] | 0.48 | [13 empty] | 0.9 | [15 empty] | 515 | [17 empty] | 32.2 | [9 empty] | 6.3 | [32 empty] | 2025 |  |  | CHN | Tibet
| Lawu |  | Magmatic hydrothermal | Skarn | Cu-Pb-Zn skarn | Cu, Pb, Zn | In, Sn | Cu, Pb, Zn, In, Sn |  |  | Baisoara Bs7a-4 | Baisoara Bs7a-4 | underground mine |  |  |  |  | ore material | drill core | underground mining tunnels and drill cores | mineral separate | [5 empty] | mineralisation |  |  |  | sphalerite, chalcopyrite, pyrrhotite, pyrite, arsenopyrite |  |  | Sn-poor Skarn |  |  |  | galena, bismuthinite, marcasite, iron oxides, pyroxene, actinolite, quartz | thin sections and polished blocks examined using optical microscope, BSE detector, and EDS prior to analysis | EMPA, LA-ICPMS | JEOL JXA-8230 electron probe microanalyzer; RESOlution-LR 193 nm ArF excimer laser ablation system coupled to an Agilent 7700x ICP-MS | Laboratory of Mineral Resources Research Center, Fuzhou University; Adelaide Microscopy, the University of Adelaide | EPMA point analysis: accelerating voltage 15 kV, beam current 20 nA, beam diameter ~5 μm; EPMA mapping: accelerating voltage 20 kV, working current 50 nA, dwell time ~10 ms; BSE imaging: accelerating voltage 20 kV, beam current 10 nA; LA-ICP-MS: energy density 3~3.5 J/cm2, spot sizes 29 to 51 μm, repetition rates 5 Hz (polished thin-section) and 10 Hz (polished blocks), ~30 s background acquisition, ~40 s sample data acquisition | STDGL3 (Danyushevsky et al. 2011) and GSD-1G (USGS) | 42.8 | [19 empty] | 23539 | [5 empty] | 10.5 | [5 empty] | 1636 | [9 empty] | 2300 |  | 18.7 |  |  |  | 1.26 | [7 empty] | 2.3 | [13 empty] | 1242 | [15 empty] | 514 | [17 empty] | 30.4 | [9 empty] | 12.2 | [32 empty] | 2025 |  |  | CHN | Tibet
| Lawu |  | Magmatic hydrothermal | Skarn | Cu-Pb-Zn skarn | Cu, Pb, Zn | In, Sn | Cu, Pb, Zn, In, Sn |  |  | Baisoara Bs7a-5 | Baisoara Bs7a-5 | underground mine |  |  |  |  | ore material | drill core | underground mining tunnels and drill cores | mineral separate | [5 empty] | mineralisation |  |  |  | sphalerite, chalcopyrite, pyrrhotite, pyrite, arsenopyrite |  |  | Sn-poor Skarn |  |  |  | galena, bismuthinite, marcasite, iron oxides, pyroxene, actinolite, quartz | thin sections and polished blocks examined using optical microscope, BSE detector, and EDS prior to analysis | EMPA, LA-ICPMS | JEOL JXA-8230 electron probe microanalyzer; RESOlution-LR 193 nm ArF excimer laser ablation system coupled to an Agilent 7700x ICP-MS | Laboratory of Mineral Resources Research Center, Fuzhou University; Adelaide Microscopy, the University of Adelaide | EPMA point analysis: accelerating voltage 15 kV, beam current 20 nA, beam diameter ~5 μm; EPMA mapping: accelerating voltage 20 kV, working current 50 nA, dwell time ~10 ms; BSE imaging: accelerating voltage 20 kV, beam current 10 nA; LA-ICP-MS: energy density 3~3.5 J/cm2, spot sizes 29 to 51 μm, repetition rates 5 Hz (polished thin-section) and 10 Hz (polished blocks), ~30 s background acquisition, ~40 s sample data acquisition | STDGL3 (Danyushevsky et al. 2011) and GSD-1G (USGS) | 43.9 | [19 empty] | 34230 | [5 empty] | 10.5 | [5 empty] | 1585 | [9 empty] | 670 |  | 13 |  |  |  | 0.96 | [7 empty] | 1.8 | [13 empty] | 73 | [15 empty] | 488 | [17 empty] | 29.6 | [9 empty] | 11.1 | [32 empty] | 2025 |  |  | CHN | Tibet
| Lawu |  | Magmatic hydrothermal | Skarn | Cu-Pb-Zn skarn | Cu, Pb, Zn | In, Sn | Cu, Pb, Zn, In, Sn |  |  | Baisoara Bs7a-6 | Baisoara Bs7a-6 | underground mine |  |  |  |  | ore material | drill core | underground mining tunnels and drill cores | mineral separate | [5 empty] | mineralisation |  |  |  | sphalerite, chalcopyrite, pyrrhotite, pyrite, arsenopyrite |  |  | Sn-poor Skarn |  |  |  | galena, bismuthinite, marcasite, iron oxides, pyroxene, actinolite, quartz | thin sections and polished blocks examined using optical microscope, BSE detector, and EDS prior to analysis | EMPA, LA-ICPMS | JEOL JXA-8230 electron probe microanalyzer; RESOlution-LR 193 nm ArF excimer laser ablation system coupled to an Agilent 7700x ICP-MS | Laboratory of Mineral Resources Research Center, Fuzhou University; Adelaide Microscopy, the University of Adelaide | EPMA point analysis: accelerating voltage 15 kV, beam current 20 nA, beam diameter ~5 μm; EPMA mapping: accelerating voltage 20 kV, working current 50 nA, dwell time ~10 ms; BSE imaging: accelerating voltage 20 kV, beam current 10 nA; LA-ICP-MS: energy density 3~3.5 J/cm2, spot sizes 29 to 51 μm, repetition rates 5 Hz (polished thin-section) and 10 Hz (polished blocks), ~30 s background acquisition, ~40 s sample data acquisition | STDGL3 (Danyushevsky et al. 2011) and GSD-1G (USGS) | 55.3 | [19 empty] | 65948 | [5 empty] | 10.6 | [5 empty] | 1539 | [9 empty] | 237 |  | 7.2 |  |  |  | 0.68 | [7 empty] | 0.89 | [13 empty] | 0.43 | [15 empty] | 373 | [17 empty] | 20.5 | [9 empty] | 8 | [32 empty] | 2025 |  |  | CHN | Tibet
| Lawu |  | Magmatic hydrothermal | Skarn | Cu-Pb-Zn skarn | Cu, Pb, Zn | In, Sn | Cu, Pb, Zn, In, Sn |  |  | Baisoara Bs7a-7 | Baisoara Bs7a-7 | underground mine |  |  |  |  | ore material | drill core | underground mining tunnels and drill cores | mineral separate | [5 empty] | mineralisation |  |  |  | sphalerite, chalcopyrite, pyrrhotite, pyrite, arsenopyrite |  |  | Sn-poor Skarn |  |  |  | galena, bismuthinite, marcasite, iron oxides, pyroxene, actinolite, quartz | thin sections and polished blocks examined using optical microscope, BSE detector, and EDS prior to analysis | EMPA, LA-ICPMS | JEOL JXA-8230 electron probe microanalyzer; RESOlution-LR 193 nm ArF excimer laser ablation system coupled to an Agilent 7700x ICP-MS | Laboratory of Mineral Resources Research Center, Fuzhou University; Adelaide Microscopy, the University of Adelaide | EPMA point analysis: accelerating voltage 15 kV, beam current 20 nA, beam diameter ~5 μm; EPMA mapping: accelerating voltage 20 kV, working current 50 nA, dwell time ~10 ms; BSE imaging: accelerating voltage 20 kV, beam current 10 nA; LA-ICP-MS: energy density 3~3.5 J/cm2, spot sizes 29 to 51 μm, repetition rates 5 Hz (polished thin-section) and 10 Hz (polished blocks), ~30 s background acquisition, ~40 s sample data acquisition | STDGL3 (Danyushevsky et al. 2011) and GSD-1G (USGS) | 73.9 | [19 empty] | 63782 | [5 empty] | 11.8 | [5 empty] | 2969 | [9 empty] | 16654 |  | 12.2 |  |  |  | 0.81 | [7 empty] | 17.9 | [13 empty] | 222 | [15 empty] | 566 | [17 empty] | 25 | [9 empty] | 68.1 | [32 empty] | 2025 |  |  | CHN | Tibet
| Lawu |  | Magmatic hydrothermal | Skarn | Cu-Pb-Zn skarn | Cu, Pb, Zn | In, Sn | Cu, Pb, Zn, In, Sn |  |  | Baisoara Bs7g-1 | Baisoara Bs7g-1 | underground mine |  |  |  |  | ore material | drill core | underground mining tunnels and drill cores | mineral separate | [5 empty] | mineralisation |  |  |  | sphalerite, chalcopyrite, pyrrhotite, pyrite, arsenopyrite |  |  | Sn-poor Skarn |  |  |  | galena, bismuthinite, marcasite, iron oxides, pyroxene, actinolite, quartz | thin sections and polished blocks examined using optical microscope, BSE detector, and EDS prior to analysis | EMPA, LA-ICPMS | JEOL JXA-8230 electron probe microanalyzer; RESOlution-LR 193 nm ArF excimer laser ablation system coupled to an Agilent 7700x ICP-MS | Laboratory of Mineral Resources Research Center, Fuzhou University; Adelaide Microscopy, the University of Adelaide | EPMA point analysis: accelerating voltage 15 kV, beam current 20 nA, beam diameter ~5 μm; EPMA mapping: accelerating voltage 20 kV, working current 50 nA, dwell time ~10 ms; BSE imaging: accelerating voltage 20 kV, beam current 10 nA; LA-ICP-MS: energy density 3~3.5 J/cm2, spot sizes 29 to 51 μm, repetition rates 5 Hz (polished thin-section) and 10 Hz (polished blocks), ~30 s background acquisition, ~40 s sample data acquisition | STDGL3 (Danyushevsky et al. 2011) and GSD-1G (USGS) | 153 | [19 empty] | 9976 | [5 empty] | 19.8 | [5 empty] | 220 | [9 empty] | 345 |  | 5.8 |  |  |  | 1.9 | [7 empty] | 0.05 | [13 empty] | 15.5 | [15 empty] | 2832 | [17 empty] | 28.6 | [9 empty] | 0.92 | [32 empty] | 2025 |  |  | CHN | Tibet
| Lawu |  | Magmatic hydrothermal | Skarn | Cu-Pb-Zn skarn | Cu, Pb, Zn | In, Sn | Cu, Pb, Zn, In, Sn |  |  | Baisoara Bs7g-2 | Baisoara Bs7g-2 | underground mine |  |  |  |  | ore material | drill core | underground mining tunnels and drill cores | mineral separate | [5 empty] | mineralisation |  |  |  | sphalerite, chalcopyrite, pyrrhotite, pyrite, arsenopyrite |  |  | Sn-poor Skarn |  |  |  | galena, bismuthinite, marcasite, iron oxides, pyroxene, actinolite, quartz | thin sections and polished blocks examined using optical microscope, BSE detector, and EDS prior to analysis | EMPA, LA-ICPMS | JEOL JXA-8230 electron probe microanalyzer; RESOlution-LR 193 nm ArF excimer laser ablation system coupled to an Agilent 7700x ICP-MS | Laboratory of Mineral Resources Research Center, Fuzhou University; Adelaide Microscopy, the University of Adelaide | EPMA point analysis: accelerating voltage 15 kV, beam current 20 nA, beam diameter ~5 μm; EPMA mapping: accelerating voltage 20 kV, working current 50 nA, dwell time ~10 ms; BSE imaging: accelerating voltage 20 kV, beam current 10 nA; LA-ICP-MS: energy density 3~3.5 J/cm2, spot sizes 29 to 51 μm, repetition rates 5 Hz (polished thin-section) and 10 Hz (polished blocks), ~30 s background acquisition, ~40 s sample data acquisition | STDGL3 (Danyushevsky et al. 2011) and GSD-1G (USGS) | 250 | [19 empty] | 8956 | [5 empty] | 19.3 | [5 empty] | 679 | [9 empty] | 298 |  | 4.5 |  |  |  | 1.4 | [7 empty] | 0.03 | [13 empty] | 13.2 | [15 empty] | 2773 | [17 empty] | 19.2 | [9 empty] | 1.4 | [32 empty] | 2025 |  |  | CHN | Tibet
| Lawu |  | Magmatic hydrothermal | Skarn | Cu-Pb-Zn skarn | Cu, Pb, Zn | In, Sn | Cu, Pb, Zn, In, Sn |  |  | Baisoara Bs7g-3 | Baisoara Bs7g-3 | underground mine |  |  |  |  | ore material | drill core | underground mining tunnels and drill cores | mineral separate | [5 empty] | mineralisation |  |  |  | sphalerite, chalcopyrite, pyrrhotite, pyrite, arsenopyrite |  |  | Sn-poor Skarn |  |  |  | galena, bismuthinite, marcasite, iron oxides, pyroxene, actinolite, quartz | thin sections and polished blocks examined using optical microscope, BSE detector, and EDS prior to analysis | EMPA, LA-ICPMS | JEOL JXA-8230 electron probe microanalyzer; RESOlution-LR 193 nm ArF excimer laser ablation system coupled to an Agilent 7700x ICP-MS | Laboratory of Mineral Resources Research Center, Fuzhou University; Adelaide Microscopy, the University of Adelaide | EPMA point analysis: accelerating voltage 15 kV, beam current 20 nA, beam diameter ~5 μm; EPMA mapping: accelerating voltage 20 kV, working current 50 nA, dwell time ~10 ms; BSE imaging: accelerating voltage 20 kV, beam current 10 nA; LA-ICP-MS: energy density 3~3.5 J/cm2, spot sizes 29 to 51 μm, repetition rates 5 Hz (polished thin-section) and 10 Hz (polished blocks), ~30 s background acquisition, ~40 s sample data acquisition | STDGL3 (Danyushevsky et al. 2011) and GSD-1G (USGS) | 311 | [19 empty] | 34588 | [5 empty] | 8.3 | [5 empty] | 6879 | [9 empty] | 118 |  | 4.2 |  |  |  | 2.7 | [7 empty] | 0.11 | [13 empty] | 2.8 | [15 empty] | 5422 | [17 empty] | 47.2 | [9 empty] | 1.3 | [32 empty] | 2025 |  |  | CHN | Tibet
| Lawu |  | Magmatic hydrothermal | Skarn | Cu-Pb-Zn skarn | Cu, Pb, Zn | In, Sn | Cu, Pb, Zn, In, Sn |  |  | Baisoara Bs7g-4 | Baisoara Bs7g-4 | underground mine |  |  |  |  | ore material | drill core | underground mining tunnels and drill cores | mineral separate | [5 empty] | mineralisation |  |  |  | sphalerite, chalcopyrite, pyrrhotite, pyrite, arsenopyrite |  |  | Sn-poor Skarn |  |  |  | galena, bismuthinite, marcasite, iron oxides, pyroxene, actinolite, quartz | thin sections and polished blocks examined using optical microscope, BSE detector, and EDS prior to analysis | EMPA, LA-ICPMS | JEOL JXA-8230 electron probe microanalyzer; RESOlution-LR 193 nm ArF excimer laser ablation system coupled to an Agilent 7700x ICP-MS | Laboratory of Mineral Resources Research Center, Fuzhou University; Adelaide Microscopy, the University of Adelaide | EPMA point analysis: accelerating voltage 15 kV, beam current 20 nA, beam diameter ~5 μm; EPMA mapping: accelerating voltage 20 kV, working current 50 nA, dwell time ~10 ms; BSE imaging: accelerating voltage 20 kV, beam current 10 nA; LA-ICP-MS: energy density 3~3.5 J/cm2, spot sizes 29 to 51 μm, repetition rates 5 Hz (polished thin-section) and 10 Hz (polished blocks), ~30 s background acquisition, ~40 s sample data acquisition | STDGL3 (Danyushevsky et al. 2011) and GSD-1G (USGS) | 3.3 | [19 empty] | 1735 | [5 empty] | 2 | [5 empty] | 6 | [9 empty] | 30578 |  | 53.8 |  |  |  | 24.5 | [7 empty] | 0.05 | [13 empty] | 37.6 | [15 empty] | 1367 | [17 empty] | 886 | [9 empty] | 2.1 | [32 empty] | 2025 |  |  | CHN | Tibet
| Lawu |  | Magmatic hydrothermal | Skarn | Cu-Pb-Zn skarn | Cu, Pb, Zn | In, Sn | Cu, Pb, Zn, In, Sn |  |  | Baisoara Bs7g-5 | Baisoara Bs7g-5 | underground mine |  |  |  |  | ore material | drill core | underground mining tunnels and drill cores | mineral separate | [5 empty] | mineralisation |  |  |  | sphalerite, chalcopyrite, pyrrhotite, pyrite, arsenopyrite |  |  | Sn-poor Skarn |  |  |  | galena, bismuthinite, marcasite, iron oxides, pyroxene, actinolite, quartz | thin sections and polished blocks examined using optical microscope, BSE detector, and EDS prior to analysis | EMPA, LA-ICPMS | JEOL JXA-8230 electron probe microanalyzer; RESOlution-LR 193 nm ArF excimer laser ablation system coupled to an Agilent 7700x ICP-MS | Laboratory of Mineral Resources Research Center, Fuzhou University; Adelaide Microscopy, the University of Adelaide | EPMA point analysis: accelerating voltage 15 kV, beam current 20 nA, beam diameter ~5 μm; EPMA mapping: accelerating voltage 20 kV, working current 50 nA, dwell time ~10 ms; BSE imaging: accelerating voltage 20 kV, beam current 10 nA; LA-ICP-MS: energy density 3~3.5 J/cm2, spot sizes 29 to 51 μm, repetition rates 5 Hz (polished thin-section) and 10 Hz (polished blocks), ~30 s background acquisition, ~40 s sample data acquisition | STDGL3 (Danyushevsky et al. 2011) and GSD-1G (USGS) | 133 | [19 empty] | 8159 | [5 empty] | 23.5 | [5 empty] | 165 | [9 empty] | 14701 |  | 10.2 |  |  |  | 3.8 | [7 empty] | 0.8 | [13 empty] | 5263 | [15 empty] | 3368 | [17 empty] | 52.3 | [9 empty] | 9.6 | [32 empty] | 2025 |  |  | CHN | Tibet
| Lawu |  | Magmatic hydrothermal | Skarn | Cu-Pb-Zn skarn | Cu, Pb, Zn | In, Sn | Cu, Pb, Zn, In, Sn |  |  | Baisoara Bs7g-6 | Baisoara Bs7g-6 | underground mine |  |  |  |  | ore material | drill core | underground mining tunnels and drill cores | mineral separate | [5 empty] | mineralisation |  |  |  | sphalerite, chalcopyrite, pyrrhotite, pyrite, arsenopyrite |  |  | Sn-poor Skarn |  |  |  | galena, bismuthinite, marcasite, iron oxides, pyroxene, actinolite, quartz | thin sections and polished blocks examined using optical microscope, BSE detector, and EDS prior to analysis | EMPA, LA-ICPMS | JEOL JXA-8230 electron probe microanalyzer; RESOlution-LR 193 nm ArF excimer laser ablation system coupled to an Agilent 7700x ICP-MS | Laboratory of Mineral Resources Research Center, Fuzhou University; Adelaide Microscopy, the University of Adelaide | EPMA point analysis: accelerating voltage 15 kV, beam current 20 nA, beam diameter ~5 μm; EPMA mapping: accelerating voltage 20 kV, working current 50 nA, dwell time ~10 ms; BSE imaging: accelerating voltage 20 kV, beam current 10 nA; LA-ICP-MS: energy density 3~3.5 J/cm2, spot sizes 29 to 51 μm, repetition rates 5 Hz (polished thin-section) and 10 Hz (polished blocks), ~30 s background acquisition, ~40 s sample data acquisition | STDGL3 (Danyushevsky et al. 2011) and GSD-1G (USGS) | 65.6 | [19 empty] | 6762 | [5 empty] | 22.1 | [5 empty] | 62 | [9 empty] | 669 |  | 8.4 |  |  |  | 3.5 | [7 empty] | 0.05 | [13 empty] | 25.5 | [15 empty] | 3122 | [17 empty] | 41.8 | [9 empty] | 1.1 | [32 empty] | 2025 |  |  | CHN | Tibet
| Lawu |  | Magmatic hydrothermal | Skarn | Cu-Pb-Zn skarn | Cu, Pb, Zn | In, Sn | Cu, Pb, Zn, In, Sn |  |  | Baisoara Bs7g-7 | Baisoara Bs7g-7 | underground mine |  |  |  |  | ore material | drill core | underground mining tunnels and drill cores | mineral separate | [5 empty] | mineralisation |  |  |  | sphalerite, chalcopyrite, pyrrhotite, pyrite, arsenopyrite |  |  | Sn-poor Skarn |  |  |  | galena, bismuthinite, marcasite, iron oxides, pyroxene, actinolite, quartz | thin sections and polished blocks examined using optical microscope, BSE detector, and EDS prior to analysis | EMPA, LA-ICPMS | JEOL JXA-8230 electron probe microanalyzer; RESOlution-LR 193 nm ArF excimer laser ablation system coupled to an Agilent 7700x ICP-MS | Laboratory of Mineral Resources Research Center, Fuzhou University; Adelaide Microscopy, the University of Adelaide | EPMA point analysis: accelerating voltage 15 kV, beam current 20 nA, beam diameter ~5 μm; EPMA mapping: accelerating voltage 20 kV, working current 50 nA, dwell time ~10 ms; BSE imaging: accelerating voltage 20 kV, beam current 10 nA; LA-ICP-MS: energy density 3~3.5 J/cm2, spot sizes 29 to 51 μm, repetition rates 5 Hz (polished thin-section) and 10 Hz (polished blocks), ~30 s background acquisition, ~40 s sample data acquisition | STDGL3 (Danyushevsky et al. 2011) and GSD-1G (USGS) | 9 | [19 empty] | 3002 | [5 empty] | 5.9 | [5 empty] | 93 | [9 empty] | 25588 |  | 51.8 |  |  |  | 15.8 | [7 empty] | 0.19 | [13 empty] | 40.4 | [15 empty] | 5558 | [17 empty] | 440 | [9 empty] | 24.6 | [32 empty] | 2025 |  |  | CHN | Tibet
| Lawu |  | Magmatic hydrothermal | Skarn | Cu-Pb-Zn skarn | Cu, Pb, Zn | In, Sn | Cu, Pb, Zn, In, Sn |  |  | Baisoara Bs7g-8 | Baisoara Bs7g-8 | underground mine |  |  |  |  | ore material | drill core | underground mining tunnels and drill cores | mineral separate | [5 empty] | mineralisation |  |  |  | sphalerite, chalcopyrite, pyrrhotite, pyrite, arsenopyrite |  |  | Sn-poor Skarn |  |  |  | galena, bismuthinite, marcasite, iron oxides, pyroxene, actinolite, quartz | thin sections and polished blocks examined using optical microscope, BSE detector, and EDS prior to analysis | EMPA, LA-ICPMS | JEOL JXA-8230 electron probe microanalyzer; RESOlution-LR 193 nm ArF excimer laser ablation system coupled to an Agilent 7700x ICP-MS | Laboratory of Mineral Resources Research Center, Fuzhou University; Adelaide Microscopy, the University of Adelaide | EPMA point analysis: accelerating voltage 15 kV, beam current 20 nA, beam diameter ~5 μm; EPMA mapping: accelerating voltage 20 kV, working current 50 nA, dwell time ~10 ms; BSE imaging: accelerating voltage 20 kV, beam current 10 nA; LA-ICP-MS: energy density 3~3.5 J/cm2, spot sizes 29 to 51 μm, repetition rates 5 Hz (polished thin-section) and 10 Hz (polished blocks), ~30 s background acquisition, ~40 s sample data acquisition | STDGL3 (Danyushevsky et al. 2011) and GSD-1G (USGS) | 3 | [19 empty] | 423 | [5 empty] | 2.8 | [5 empty] | 11 | [9 empty] | 20716 |  | 82.2 |  |  |  | 47.9 | [7 empty] | 0.03 | [13 empty] | 23.2 | [15 empty] | 329 | [17 empty] | 54.2 | [9 empty] | 3.9 | [32 empty] | 2025 |  |  | CHN | Tibet
| Lawu |  | Magmatic hydrothermal | Skarn | Cu-Pb-Zn skarn | Cu, Pb, Zn | In, Sn | Cu, Pb, Zn, In, Sn |  |  | Lefevre L-12-1 | Lefevre L-12-1 | underground mine |  |  |  |  | ore material | drill core | underground mining tunnels and drill cores | mineral separate | [5 empty] | mineralisation |  |  |  | sphalerite, chalcopyrite, pyrrhotite, pyrite, arsenopyrite |  |  | Sn-poor Skarn |  |  |  | galena, bismuthinite, marcasite, iron oxides, pyroxene, actinolite, quartz | thin sections and polished blocks examined using optical microscope, BSE detector, and EDS prior to analysis | EMPA, LA-ICPMS | JEOL JXA-8230 electron probe microanalyzer; RESOlution-LR 193 nm ArF excimer laser ablation system coupled to an Agilent 7700x ICP-MS | Laboratory of Mineral Resources Research Center, Fuzhou University; Adelaide Microscopy, the University of Adelaide | EPMA point analysis: accelerating voltage 15 kV, beam current 20 nA, beam diameter ~5 μm; EPMA mapping: accelerating voltage 20 kV, working current 50 nA, dwell time ~10 ms; BSE imaging: accelerating voltage 20 kV, beam current 10 nA; LA-ICP-MS: energy density 3~3.5 J/cm2, spot sizes 29 to 51 μm, repetition rates 5 Hz (polished thin-section) and 10 Hz (polished blocks), ~30 s background acquisition, ~40 s sample data acquisition | STDGL3 (Danyushevsky et al. 2011) and GSD-1G (USGS) | 2.14 | [19 empty] | 10923 | [5 empty] | 332 | [5 empty] | 118 | [9 empty] | 109147 |  | 0.7 |  |  |  | 2.26 | [7 empty] | 186 | [13 empty] | 2819 | [15 empty] | 0.85 | [17 empty] | 0.03 | [9 empty] | 0.06 | [32 empty] | 2025 |  |  | CHN | Tibet
| Lawu |  | Magmatic hydrothermal | Skarn | Cu-Pb-Zn skarn | Cu, Pb, Zn | In, Sn | Cu, Pb, Zn, In, Sn |  |  | Lefevre L-12-2 | Lefevre L-12-2 | underground mine |  |  |  |  | ore material | drill core | underground mining tunnels and drill cores | mineral separate | [5 empty] | mineralisation |  |  |  | sphalerite, chalcopyrite, pyrrhotite, pyrite, arsenopyrite |  |  | Sn-poor Skarn |  |  |  | galena, bismuthinite, marcasite, iron oxides, pyroxene, actinolite, quartz | thin sections and polished blocks examined using optical microscope, BSE detector, and EDS prior to analysis | EMPA, LA-ICPMS | JEOL JXA-8230 electron probe microanalyzer; RESOlution-LR 193 nm ArF excimer laser ablation system coupled to an Agilent 7700x ICP-MS | Laboratory of Mineral Resources Research Center, Fuzhou University; Adelaide Microscopy, the University of Adelaide | EPMA point analysis: accelerating voltage 15 kV, beam current 20 nA, beam diameter ~5 μm; EPMA mapping: accelerating voltage 20 kV, working current 50 nA, dwell time ~10 ms; BSE imaging: accelerating voltage 20 kV, beam current 10 nA; LA-ICP-MS: energy density 3~3.5 J/cm2, spot sizes 29 to 51 μm, repetition rates 5 Hz (polished thin-section) and 10 Hz (polished blocks), ~30 s background acquisition, ~40 s sample data acquisition | STDGL3 (Danyushevsky et al. 2011) and GSD-1G (USGS) | 1.95 | [19 empty] | 10559 | [5 empty] | 311 | [5 empty] | 108 | [9 empty] | 102969 |  | 0.73 |  |  |  | 1.97 | [7 empty] | 180 | [13 empty] | 2663 | [15 empty] | 0.7 | [17 empty] | 0.02 | [9 empty] | 0.03 | [32 empty] | 2025 |  |  | CHN | Tibet
| Lawu |  | Magmatic hydrothermal | Skarn | Cu-Pb-Zn skarn | Cu, Pb, Zn | In, Sn | Cu, Pb, Zn, In, Sn |  |  | Lefevre L-12-3 | Lefevre L-12-3 | underground mine |  |  |  |  | ore material | drill core | underground mining tunnels and drill cores | mineral separate | [5 empty] | mineralisation |  |  |  | sphalerite, chalcopyrite, pyrrhotite, pyrite, arsenopyrite |  |  | Sn-poor Skarn |  |  |  | galena, bismuthinite, marcasite, iron oxides, pyroxene, actinolite, quartz | thin sections and polished blocks examined using optical microscope, BSE detector, and EDS prior to analysis | EMPA, LA-ICPMS | JEOL JXA-8230 electron probe microanalyzer; RESOlution-LR 193 nm ArF excimer laser ablation system coupled to an Agilent 7700x ICP-MS | Laboratory of Mineral Resources Research Center, Fuzhou University; Adelaide Microscopy, the University of Adelaide | EPMA point analysis: accelerating voltage 15 kV, beam current 20 nA, beam diameter ~5 μm; EPMA mapping: accelerating voltage 20 kV, working current 50 nA, dwell time ~10 ms; BSE imaging: accelerating voltage 20 kV, beam current 10 nA; LA-ICP-MS: energy density 3~3.5 J/cm2, spot sizes 29 to 51 μm, repetition rates 5 Hz (polished thin-section) and 10 Hz (polished blocks), ~30 s background acquisition, ~40 s sample data acquisition | STDGL3 (Danyushevsky et al. 2011) and GSD-1G (USGS) | 2.47 | [19 empty] | 10469 | [5 empty] | 300 | [5 empty] | 107 | [9 empty] | 92428 |  | 0.25 |  |  |  | 2.02 | [7 empty] | 172 | [13 empty] | 2396 | [15 empty] | 1.71 | [17 empty] | 0.04 | [9 empty] | 0.06 | [32 empty] | 2025 |  |  | CHN | Tibet
| Lawu |  | Magmatic hydrothermal | Skarn | Cu-Pb-Zn skarn | Cu, Pb, Zn | In, Sn | Cu, Pb, Zn, In, Sn |  |  | Lefevre L-12-4 | Lefevre L-12-4 | underground mine |  |  |  |  | ore material | drill core | underground mining tunnels and drill cores | mineral separate | [5 empty] | mineralisation |  |  |  | sphalerite, chalcopyrite, pyrrhotite, pyrite, arsenopyrite |  |  | Sn-poor Skarn |  |  |  | galena, bismuthinite, marcasite, iron oxides, pyroxene, actinolite, quartz | thin sections and polished blocks examined using optical microscope, BSE detector, and EDS prior to analysis | EMPA, LA-ICPMS | JEOL JXA-8230 electron probe microanalyzer; RESOlution-LR 193 nm ArF excimer laser ablation system coupled to an Agilent 7700x ICP-MS | Laboratory of Mineral Resources Research Center, Fuzhou University; Adelaide Microscopy, the University of Adelaide | EPMA point analysis: accelerating voltage 15 kV, beam current 20 nA, beam diameter ~5 μm; EPMA mapping: accelerating voltage 20 kV, working current 50 nA, dwell time ~10 ms; BSE imaging: accelerating voltage 20 kV, beam current 10 nA; LA-ICP-MS: energy density 3~3.5 J/cm2, spot sizes 29 to 51 μm, repetition rates 5 Hz (polished thin-section) and 10 Hz (polished blocks), ~30 s background acquisition, ~40 s sample data acquisition | STDGL3 (Danyushevsky et al. 2011) and GSD-1G (USGS) | 4.02 | [19 empty] | 10463 | [5 empty] | 337 | [5 empty] | 122 | [9 empty] | 98651 |  | 0.56 |  |  |  | 2.02 | [7 empty] | 160 | [13 empty] | 2609 | [15 empty] | 3.02 | [17 empty] | 0.08 | [9 empty] | 0.08 | [32 empty] | 2025 |  |  | CHN | Tibet
| Lawu |  | Magmatic hydrothermal | Skarn | Cu-Pb-Zn skarn | Cu, Pb, Zn | In, Sn | Cu, Pb, Zn, In, Sn |  |  | Lefevre L-12-5 | Lefevre L-12-5 | underground mine |  |  |  |  | ore material | drill core | underground mining tunnels and drill cores | mineral separate | [5 empty] | mineralisation |  |  |  | sphalerite, chalcopyrite, pyrrhotite, pyrite, arsenopyrite |  |  | Sn-poor Skarn |  |  |  | galena, bismuthinite, marcasite, iron oxides, pyroxene, actinolite, quartz | thin sections and polished blocks examined using optical microscope, BSE detector, and EDS prior to analysis | EMPA, LA-ICPMS | JEOL JXA-8230 electron probe microanalyzer; RESOlution-LR 193 nm ArF excimer laser ablation system coupled to an Agilent 7700x ICP-MS | Laboratory of Mineral Resources Research Center, Fuzhou University; Adelaide Microscopy, the University of Adelaide | EPMA point analysis: accelerating voltage 15 kV, beam current 20 nA, beam diameter ~5 μm; EPMA mapping: accelerating voltage 20 kV, working current 50 nA, dwell time ~10 ms; BSE imaging: accelerating voltage 20 kV, beam current 10 nA; LA-ICP-MS: energy density 3~3.5 J/cm2, spot sizes 29 to 51 μm, repetition rates 5 Hz (polished thin-section) and 10 Hz (polished blocks), ~30 s background acquisition, ~40 s sample data acquisition | STDGL3 (Danyushevsky et al. 2011) and GSD-1G (USGS) | 5.19 | [19 empty] | 10644 | [5 empty] | 330 | [5 empty] | 398 | [9 empty] | 99588 |  | 0.4 |  |  |  | 1.73 | [7 empty] | 139 | [13 empty] | 2762 | [15 empty] | 8.31 | [17 empty] | 0.22 | [9 empty] | 0.11 | [32 empty] | 2025 |  |  | CHN | Tibet
| Lawu |  | Magmatic hydrothermal | Skarn | Cu-Pb-Zn skarn | Cu, Pb, Zn | In, Sn | Cu, Pb, Zn, In, Sn |  |  | Lefevre L-12-6 | Lefevre L-12-6 | underground mine |  |  |  |  | ore material | drill core | underground mining tunnels and drill cores | mineral separate | [5 empty] | mineralisation |  |  |  | sphalerite, chalcopyrite, pyrrhotite, pyrite, arsenopyrite |  |  | Sn-poor Skarn |  |  |  | galena, bismuthinite, marcasite, iron oxides, pyroxene, actinolite, quartz | thin sections and polished blocks examined using optical microscope, BSE detector, and EDS prior to analysis | EMPA, LA-ICPMS | JEOL JXA-8230 electron probe microanalyzer; RESOlution-LR 193 nm ArF excimer laser ablation system coupled to an Agilent 7700x ICP-MS | Laboratory of Mineral Resources Research Center, Fuzhou University; Adelaide Microscopy, the University of Adelaide | EPMA point analysis: accelerating voltage 15 kV, beam current 20 nA, beam diameter ~5 μm; EPMA mapping: accelerating voltage 20 kV, working current 50 nA, dwell time ~10 ms; BSE imaging: accelerating voltage 20 kV, beam current 10 nA; LA-ICP-MS: energy density 3~3.5 J/cm2, spot sizes 29 to 51 μm, repetition rates 5 Hz (polished thin-section) and 10 Hz (polished blocks), ~30 s background acquisition, ~40 s sample data acquisition | STDGL3 (Danyushevsky et al. 2011) and GSD-1G (USGS) | 5.05 | [19 empty] | 10071 | [5 empty] | 355 | [5 empty] | 161 | [9 empty] | 119230 |  | 2.02 |  |  |  | 3.58 | [7 empty] | 192 | [13 empty] | 5186 | [15 empty] | 8.65 | [17 empty] | 0.41 | [9 empty] | 0.2 | [32 empty] | 2025 |  |  | CHN | Tibet
| Lawu |  | Magmatic hydrothermal | Skarn | Cu-Pb-Zn skarn | Cu, Pb, Zn | In, Sn | Cu, Pb, Zn, In, Sn |  |  | Lefevre L-12-7 | Lefevre L-12-7 | underground mine |  |  |  |  | ore material | drill core | underground mining tunnels and drill cores | mineral separate | [5 empty] | mineralisation |  |  |  | sphalerite, chalcopyrite, pyrrhotite, pyrite, arsenopyrite |  |  | Sn-poor Skarn |  |  |  | galena, bismuthinite, marcasite, iron oxides, pyroxene, actinolite, quartz | thin sections and polished blocks examined using optical microscope, BSE detector, and EDS prior to analysis | EMPA, LA-ICPMS | JEOL JXA-8230 electron probe microanalyzer; RESOlution-LR 193 nm ArF excimer laser ablation system coupled to an Agilent 7700x ICP-MS | Laboratory of Mineral Resources Research Center, Fuzhou University; Adelaide Microscopy, the University of Adelaide | EPMA point analysis: accelerating voltage 15 kV, beam current 20 nA, beam diameter ~5 μm; EPMA mapping: accelerating voltage 20 kV, working current 50 nA, dwell time ~10 ms; BSE imaging: accelerating voltage 20 kV, beam current 10 nA; LA-ICP-MS: energy density 3~3.5 J/cm2, spot sizes 29 to 51 μm, repetition rates 5 Hz (polished thin-section) and 10 Hz (polished blocks), ~30 s background acquisition, ~40 s sample data acquisition | STDGL3 (Danyushevsky et al. 2011) and GSD-1G (USGS) | 3.14 | [19 empty] | 11945 | [5 empty] | 325 | [5 empty] | 1268 | [9 empty] | 108884 |  | 0.8 |  |  |  | 2.29 | [7 empty] | 203 | [13 empty] | 3148 | [15 empty] | 1.62 | [17 empty] | 0.02 | [9 empty] | 0.04 | [32 empty] | 2025 |  |  | CHN | Tibet
| Lawu |  | Magmatic hydrothermal | Skarn | Cu-Pb-Zn skarn | Cu, Pb, Zn | In, Sn | Cu, Pb, Zn, In, Sn |  |  | Lefevre L-12-8 | Lefevre L-12-8 | underground mine |  |  |  |  | ore material | drill core | underground mining tunnels and drill cores | mineral separate | [5 empty] | mineralisation |  |  |  | sphalerite, chalcopyrite, pyrrhotite, pyrite, arsenopyrite |  |  | Sn-poor Skarn |  |  |  | galena, bismuthinite, marcasite, iron oxides, pyroxene, actinolite, quartz | thin sections and polished blocks examined using optical microscope, BSE detector, and EDS prior to analysis | EMPA, LA-ICPMS | JEOL JXA-8230 electron probe microanalyzer; RESOlution-LR 193 nm ArF excimer laser ablation system coupled to an Agilent 7700x ICP-MS | Laboratory of Mineral Resources Research Center, Fuzhou University; Adelaide Microscopy, the University of Adelaide | EPMA point analysis: accelerating voltage 15 kV, beam current 20 nA, beam diameter ~5 μm; EPMA mapping: accelerating voltage 20 kV, working current 50 nA, dwell time ~10 ms; BSE imaging: accelerating voltage 20 kV, beam current 10 nA; LA-ICP-MS: energy density 3~3.5 J/cm2, spot sizes 29 to 51 μm, repetition rates 5 Hz (polished thin-section) and 10 Hz (polished blocks), ~30 s background acquisition, ~40 s sample data acquisition | STDGL3 (Danyushevsky et al. 2011) and GSD-1G (USGS) | 3.04 | [19 empty] | 11359 | [5 empty] | 332 | [5 empty] | 166 | [9 empty] | 101065 |  | 0.52 |  |  |  | 2.16 | [7 empty] | 202 | [13 empty] | 2815 | [15 empty] | 5.78 | [17 empty] | 0.1 | [9 empty] | 0.03 | [32 empty] | 2025 |  |  | CHN | Tibet
| Lawu |  | Magmatic hydrothermal | Skarn | Cu-Pb-Zn skarn | Cu, Pb, Zn | In, Sn | Cu, Pb, Zn, In, Sn |  |  | Kamioka (Kam)-1 | Kamioka (Kam)-1 | underground mine |  |  |  |  | ore material | drill core | underground mining tunnels and drill cores | mineral separate | [5 empty] | mineralisation |  |  |  | sphalerite, chalcopyrite, pyrrhotite, pyrite, arsenopyrite |  |  | Sn-poor Skarn |  |  |  | galena, bismuthinite, marcasite, iron oxides, pyroxene, actinolite, quartz | thin sections and polished blocks examined using optical microscope, BSE detector, and EDS prior to analysis | EMPA, LA-ICPMS | JEOL JXA-8230 electron probe microanalyzer; RESOlution-LR 193 nm ArF excimer laser ablation system coupled to an Agilent 7700x ICP-MS | Laboratory of Mineral Resources Research Center, Fuzhou University; Adelaide Microscopy, the University of Adelaide | EPMA point analysis: accelerating voltage 15 kV, beam current 20 nA, beam diameter ~5 μm; EPMA mapping: accelerating voltage 20 kV, working current 50 nA, dwell time ~10 ms; BSE imaging: accelerating voltage 20 kV, beam current 10 nA; LA-ICP-MS: energy density 3~3.5 J/cm2, spot sizes 29 to 51 μm, repetition rates 5 Hz (polished thin-section) and 10 Hz (polished blocks), ~30 s background acquisition, ~40 s sample data acquisition | STDGL3 (Danyushevsky et al. 2011) and GSD-1G (USGS) | 2 | [19 empty] | 5521 | [5 empty] | 232 | [5 empty] | 3 | [9 empty] | 21013 |  | 0.17 |  |  |  | 0.86 | [7 empty] | 0.76 | [13 empty] | 1450 | [15 empty] | 1.7 | [17 empty] | 0.03 | [9 empty] | 0.11 | [32 empty] | 2025 |  |  | CHN | Tibet
| Lawu |  | Magmatic hydrothermal | Skarn | Cu-Pb-Zn skarn | Cu, Pb, Zn | In, Sn | Cu, Pb, Zn, In, Sn |  |  | Kamioka (Kam)-2 | Kamioka (Kam)-2 | underground mine |  |  |  |  | ore material | drill core | underground mining tunnels and drill cores | mineral separate | [5 empty] | mineralisation |  |  |  | sphalerite, chalcopyrite, pyrrhotite, pyrite, arsenopyrite |  |  | Sn-poor Skarn |  |  |  | galena, bismuthinite, marcasite, iron oxides, pyroxene, actinolite, quartz | thin sections and polished blocks examined using optical microscope, BSE detector, and EDS prior to analysis | EMPA, LA-ICPMS | JEOL JXA-8230 electron probe microanalyzer; RESOlution-LR 193 nm ArF excimer laser ablation system coupled to an Agilent 7700x ICP-MS | Laboratory of Mineral Resources Research Center, Fuzhou University; Adelaide Microscopy, the University of Adelaide | EPMA point analysis: accelerating voltage 15 kV, beam current 20 nA, beam diameter ~5 μm; EPMA mapping: accelerating voltage 20 kV, working current 50 nA, dwell time ~10 ms; BSE imaging: accelerating voltage 20 kV, beam current 10 nA; LA-ICP-MS: energy density 3~3.5 J/cm2, spot sizes 29 to 51 μm, repetition rates 5 Hz (polished thin-section) and 10 Hz (polished blocks), ~30 s background acquisition, ~40 s sample data acquisition | STDGL3 (Danyushevsky et al. 2011) and GSD-1G (USGS) | 1.8 | [19 empty] | 5334 | [5 empty] | 222 | [5 empty] | 3.8 | [9 empty] | 19912 |  | 0.14 |  |  |  | 0.84 | [7 empty] | 1.01 | [13 empty] | 1353 | [15 empty] | 2.1 | [17 empty] | 0.09 | [9 empty] | 0.2 | [32 empty] | 2025 |  |  | CHN | Tibet
| Lawu |  | Magmatic hydrothermal | Skarn | Cu-Pb-Zn skarn | Cu, Pb, Zn | In, Sn | Cu, Pb, Zn, In, Sn |  |  | Kamioka (Kam)-3 | Kamioka (Kam)-3 | underground mine |  |  |  |  | ore material | drill core | underground mining tunnels and drill cores | mineral separate | [5 empty] | mineralisation |  |  |  | sphalerite, chalcopyrite, pyrrhotite, pyrite, arsenopyrite |  |  | Sn-poor Skarn |  |  |  | galena, bismuthinite, marcasite, iron oxides, pyroxene, actinolite, quartz | thin sections and polished blocks examined using optical microscope, BSE detector, and EDS prior to analysis | EMPA, LA-ICPMS | JEOL JXA-8230 electron probe microanalyzer; RESOlution-LR 193 nm ArF excimer laser ablation system coupled to an Agilent 7700x ICP-MS | Laboratory of Mineral Resources Research Center, Fuzhou University; Adelaide Microscopy, the University of Adelaide | EPMA point analysis: accelerating voltage 15 kV, beam current 20 nA, beam diameter ~5 μm; EPMA mapping: accelerating voltage 20 kV, working current 50 nA, dwell time ~10 ms; BSE imaging: accelerating voltage 20 kV, beam current 10 nA; LA-ICP-MS: energy density 3~3.5 J/cm2, spot sizes 29 to 51 μm, repetition rates 5 Hz (polished thin-section) and 10 Hz (polished blocks), ~30 s background acquisition, ~40 s sample data acquisition | STDGL3 (Danyushevsky et al. 2011) and GSD-1G (USGS) | 2 | [19 empty] | 5452 | [5 empty] | 233 | [5 empty] | 2.8 | [9 empty] | 20901 |  | 0.06 |  |  |  | 0.84 | [7 empty] | 0.96 | [13 empty] | 1440 | [15 empty] | 10.7 | [17 empty] | 0.02 | [9 empty] | 0.29 | [32 empty] | 2025 |  |  | CHN | Tibet
| Lawu |  | Magmatic hydrothermal | Skarn | Cu-Pb-Zn skarn | Cu, Pb, Zn | In, Sn | Cu, Pb, Zn, In, Sn |  |  | Kamioka (Kam)-4 | Kamioka (Kam)-4 | underground mine |  |  |  |  | ore material | drill core | underground mining tunnels and drill cores | mineral separate | [5 empty] | mineralisation |  |  |  | sphalerite, chalcopyrite, pyrrhotite, pyrite, arsenopyrite |  |  | Sn-poor Skarn |  |  |  | galena, bismuthinite, marcasite, iron oxides, pyroxene, actinolite, quartz | thin sections and polished blocks examined using optical microscope, BSE detector, and EDS prior to analysis | EMPA, LA-ICPMS | JEOL JXA-8230 electron probe microanalyzer; RESOlution-LR 193 nm ArF excimer laser ablation system coupled to an Agilent 7700x ICP-MS | Laboratory of Mineral Resources Research Center, Fuzhou University; Adelaide Microscopy, the University of Adelaide | EPMA point analysis: accelerating voltage 15 kV, beam current 20 nA, beam diameter ~5 μm; EPMA mapping: accelerating voltage 20 kV, working current 50 nA, dwell time ~10 ms; BSE imaging: accelerating voltage 20 kV, beam current 10 nA; LA-ICP-MS: energy density 3~3.5 J/cm2, spot sizes 29 to 51 μm, repetition rates 5 Hz (polished thin-section) and 10 Hz (polished blocks), ~30 s background acquisition, ~40 s sample data acquisition | STDGL3 (Danyushevsky et al. 2011) and GSD-1G (USGS) | 4.1 | [19 empty] | 5483 | [5 empty] | 231 | [5 empty] | 3.5 | [9 empty] | 20064 |  | 0.14 |  |  |  | 0.86 | [7 empty] | 0.85 | [13 empty] | 1340 | [15 empty] | 16.9 | [17 empty] | 0.13 | [9 empty] | 0.38 | [32 empty] | 2025 |  |  | CHN | Tibet
| Lawu |  | Magmatic hydrothermal | Skarn | Cu-Pb-Zn skarn | Cu, Pb, Zn | In, Sn | Cu, Pb, Zn, In, Sn |  |  | HTP27-1-1 | HTP27-1-1 | underground mine |  |  |  |  | ore material | drill core | underground mining tunnels and drill cores | mineral separate | [5 empty] | mineralisation |  |  |  | sphalerite, chalcopyrite, pyrrhotite, pyrite, arsenopyrite |  |  | Sn-poor Skarn |  |  |  | galena, bismuthinite, marcasite, iron oxides, pyroxene, actinolite, quartz | thin sections and polished blocks examined using optical microscope, BSE detector, and EDS prior to analysis | EMPA, LA-ICPMS | JEOL JXA-8230 electron probe microanalyzer; RESOlution-LR 193 nm ArF excimer laser ablation system coupled to an Agilent 7700x ICP-MS | Laboratory of Mineral Resources Research Center, Fuzhou University; Adelaide Microscopy, the University of Adelaide | EPMA point analysis: accelerating voltage 15 kV, beam current 20 nA, beam diameter ~5 μm; EPMA mapping: accelerating voltage 20 kV, working current 50 nA, dwell time ~10 ms; BSE imaging: accelerating voltage 20 kV, beam current 10 nA; LA-ICP-MS: energy density 3~3.5 J/cm2, spot sizes 29 to 51 μm, repetition rates 5 Hz (polished thin-section) and 10 Hz (polished blocks), ~30 s background acquisition, ~40 s sample data acquisition | STDGL3 (Danyushevsky et al. 2011) and GSD-1G (USGS) | 5.9 | [19 empty] | 4170 | [5 empty] | 109 | [5 empty] | 9 | [9 empty] | 35051 |  | 0.87 |  |  |  | 2.61 | [7 empty] | 0.015 | [13 empty] | 2844 | [15 empty] | 1.9 | [17 empty] | 0.5 | [9 empty] | 0.11 | [32 empty] | 2025 |  |  | CHN | Tibet
| Lawu |  | Magmatic hydrothermal | Skarn | Cu-Pb-Zn skarn | Cu, Pb, Zn | In, Sn | Cu, Pb, Zn, In, Sn |  |  | HTP27-2-1 | HTP27-2-1 | underground mine |  |  |  |  | ore material | drill core | underground mining tunnels and drill cores | mineral separate | [5 empty] | mineralisation |  |  |  | sphalerite, chalcopyrite, pyrrhotite, pyrite, arsenopyrite |  |  | Sn-poor Skarn |  |  |  | galena, bismuthinite, marcasite, iron oxides, pyroxene, actinolite, quartz | thin sections and polished blocks examined using optical microscope, BSE detector, and EDS prior to analysis | EMPA, LA-ICPMS | JEOL JXA-8230 electron probe microanalyzer; RESOlution-LR 193 nm ArF excimer laser ablation system coupled to an Agilent 7700x ICP-MS | Laboratory of Mineral Resources Research Center, Fuzhou University; Adelaide Microscopy, the University of Adelaide | EPMA point analysis: accelerating voltage 15 kV, beam current 20 nA, beam diameter ~5 μm; EPMA mapping: accelerating voltage 20 kV, working current 50 nA, dwell time ~10 ms; BSE imaging: accelerating voltage 20 kV, beam current 10 nA; LA-ICP-MS: energy density 3~3.5 J/cm2, spot sizes 29 to 51 μm, repetition rates 5 Hz (polished thin-section) and 10 Hz (polished blocks), ~30 s background acquisition, ~40 s sample data acquisition | STDGL3 (Danyushevsky et al. 2011) and GSD-1G (USGS) | 5.1 | [19 empty] | 4244 | [5 empty] | 108 | [5 empty] | 8 | [9 empty] | 37358 |  | 0.43 |  |  |  | 2.6 | [7 empty] | 0.011 | [13 empty] | 2839 | [15 empty] | 2.8 | [17 empty] | 1.1 | [9 empty] | 0.11 | [32 empty] | 2025 |  |  | CHN | Tibet
| Lawu |  | Magmatic hydrothermal | Skarn | Cu-Pb-Zn skarn | Cu, Pb, Zn | In, Sn | Cu, Pb, Zn, In, Sn |  |  | HTP27-3-1 | HTP27-3-1 | underground mine |  |  |  |  | ore material | drill core | underground mining tunnels and drill cores | mineral separate | [5 empty] | mineralisation |  |  |  | sphalerite, chalcopyrite, pyrrhotite, pyrite, arsenopyrite |  |  | Sn-poor Skarn |  |  |  | galena, bismuthinite, marcasite, iron oxides, pyroxene, actinolite, quartz | thin sections and polished blocks examined using optical microscope, BSE detector, and EDS prior to analysis | EMPA, LA-ICPMS | JEOL JXA-8230 electron probe microanalyzer; RESOlution-LR 193 nm ArF excimer laser ablation system coupled to an Agilent 7700x ICP-MS | Laboratory of Mineral Resources Research Center, Fuzhou University; Adelaide Microscopy, the University of Adelaide | EPMA point analysis: accelerating voltage 15 kV, beam current 20 nA, beam diameter ~5 μm; EPMA mapping: accelerating voltage 20 kV, working current 50 nA, dwell time ~10 ms; BSE imaging: accelerating voltage 20 kV, beam current 10 nA; LA-ICP-MS: energy density 3~3.5 J/cm2, spot sizes 29 to 51 μm, repetition rates 5 Hz (polished thin-section) and 10 Hz (polished blocks), ~30 s background acquisition, ~40 s sample data acquisition | STDGL3 (Danyushevsky et al. 2011) and GSD-1G (USGS) | 4.5 | [19 empty] | 4314 | [5 empty] | 111 | [5 empty] | 7 | [9 empty] | 37927 |  | 0.49 |  |  |  | 2.83 | [7 empty] | 0.01 | [13 empty] | 2818 | [15 empty] | 0.2 | [17 empty] | 0 | [9 empty] | 0.1 | [32 empty] | 2025 |  |  | CHN | Tibet
| Lawu |  | Magmatic hydrothermal | Skarn | Cu-Pb-Zn skarn | Cu, Pb, Zn | In, Sn | Cu, Pb, Zn, In, Sn |  |  | HTP27-4-1 | HTP27-4-1 | underground mine |  |  |  |  | ore material | drill core | underground mining tunnels and drill cores | mineral separate | [5 empty] | mineralisation |  |  |  | sphalerite, chalcopyrite, pyrrhotite, pyrite, arsenopyrite |  |  | Sn-poor Skarn |  |  |  | galena, bismuthinite, marcasite, iron oxides, pyroxene, actinolite, quartz | thin sections and polished blocks examined using optical microscope, BSE detector, and EDS prior to analysis | EMPA, LA-ICPMS | JEOL JXA-8230 electron probe microanalyzer; RESOlution-LR 193 nm ArF excimer laser ablation system coupled to an Agilent 7700x ICP-MS | Laboratory of Mineral Resources Research Center, Fuzhou University; Adelaide Microscopy, the University of Adelaide | EPMA point analysis: accelerating voltage 15 kV, beam current 20 nA, beam diameter ~5 μm; EPMA mapping: accelerating voltage 20 kV, working current 50 nA, dwell time ~10 ms; BSE imaging: accelerating voltage 20 kV, beam current 10 nA; LA-ICP-MS: energy density 3~3.5 J/cm2, spot sizes 29 to 51 μm, repetition rates 5 Hz (polished thin-section) and 10 Hz (polished blocks), ~30 s background acquisition, ~40 s sample data acquisition | STDGL3 (Danyushevsky et al. 2011) and GSD-1G (USGS) | 6 | [19 empty] | 4328 | [5 empty] | 111 | [5 empty] | 9 | [9 empty] | 39021 |  | 0.33 |  |  |  | 2.64 | [7 empty] | 0.013 | [13 empty] | 2819 | [15 empty] | 6.4 | [17 empty] | 3.3 | [9 empty] | 0.1 | [32 empty] | 2025 |  |  | CHN | Tibet
| Lawu |  | Magmatic hydrothermal | Skarn | Cu-Pb-Zn skarn | Cu, Pb, Zn | In, Sn | Cu, Pb, Zn, In, Sn |  |  | HTP27-5-1 | HTP27-5-1 | underground mine |  |  |  |  | ore material | drill core | underground mining tunnels and drill cores | mineral separate | [5 empty] | mineralisation |  |  |  | sphalerite, chalcopyrite, pyrrhotite, pyrite, arsenopyrite |  |  | Sn-poor Skarn |  |  |  | galena, bismuthinite, marcasite, iron oxides, pyroxene, actinolite, quartz | thin sections and polished blocks examined using optical microscope, BSE detector, and EDS prior to analysis | EMPA, LA-ICPMS | JEOL JXA-8230 electron probe microanalyzer; RESOlution-LR 193 nm ArF excimer laser ablation system coupled to an Agilent 7700x ICP-MS | Laboratory of Mineral Resources Research Center, Fuzhou University; Adelaide Microscopy, the University of Adelaide | EPMA point analysis: accelerating voltage 15 kV, beam current 20 nA, beam diameter ~5 μm; EPMA mapping: accelerating voltage 20 kV, working current 50 nA, dwell time ~10 ms; BSE imaging: accelerating voltage 20 kV, beam current 10 nA; LA-ICP-MS: energy density 3~3.5 J/cm2, spot sizes 29 to 51 μm, repetition rates 5 Hz (polished thin-section) and 10 Hz (polished blocks), ~30 s background acquisition, ~40 s sample data acquisition | STDGL3 (Danyushevsky et al. 2011) and GSD-1G (USGS) | 6 | [19 empty] | 4242 | [5 empty] | 110 | [5 empty] | 13 | [9 empty] | 38631 |  | 1.43 |  |  |  | 2.75 | [7 empty] | 0.009 | [13 empty] | 2822 | [15 empty] | 3.4 | [17 empty] | 1.6 | [9 empty] | 0.11 | [32 empty] | 2025 |  |  | CHN | Tibet
| Lawu |  | Magmatic hydrothermal | Skarn | Cu-Pb-Zn skarn | Cu, Pb, Zn | In, Sn | Cu, Pb, Zn, In, Sn |  |  | HTP27-6-1 | HTP27-6-1 | underground mine |  |  |  |  | ore material | drill core | underground mining tunnels and drill cores | mineral separate | [5 empty] | mineralisation |  |  |  | sphalerite, chalcopyrite, pyrrhotite, pyrite, arsenopyrite |  |  | Sn-poor Skarn |  |  |  | galena, bismuthinite, marcasite, iron oxides, pyroxene, actinolite, quartz | thin sections and polished blocks examined using optical microscope, BSE detector, and EDS prior to analysis | EMPA, LA-ICPMS | JEOL JXA-8230 electron probe microanalyzer; RESOlution-LR 193 nm ArF excimer laser ablation system coupled to an Agilent 7700x ICP-MS | Laboratory of Mineral Resources Research Center, Fuzhou University; Adelaide Microscopy, the University of Adelaide | EPMA point analysis: accelerating voltage 15 kV, beam current 20 nA, beam diameter ~5 μm; EPMA mapping: accelerating voltage 20 kV, working current 50 nA, dwell time ~10 ms; BSE imaging: accelerating voltage 20 kV, beam current 10 nA; LA-ICP-MS: energy density 3~3.5 J/cm2, spot sizes 29 to 51 μm, repetition rates 5 Hz (polished thin-section) and 10 Hz (polished blocks), ~30 s background acquisition, ~40 s sample data acquisition | STDGL3 (Danyushevsky et al. 2011) and GSD-1G (USGS) | 8 | [19 empty] | 4237 | [5 empty] | 112 | [5 empty] | 16 | [9 empty] | 38555 |  | 1.02 |  |  |  | 2.7 | [7 empty] | 0.007 | [13 empty] | 2830 | [15 empty] | 6.6 | [17 empty] | 5.8 | [9 empty] | 0.1 | [32 empty] | 2025 |  |  | CHN | Tibet
| Lawu |  | Magmatic hydrothermal | Skarn | Cu-Pb-Zn skarn | Cu, Pb, Zn | In, Sn | Cu, Pb, Zn, In, Sn |  |  | HTP27-7-1 | HTP27-7-1 | underground mine |  |  |  |  | ore material | drill core | underground mining tunnels and drill cores | mineral separate | [5 empty] | mineralisation |  |  |  | sphalerite, chalcopyrite, pyrrhotite, pyrite, arsenopyrite |  |  | Sn-poor Skarn |  |  |  | galena, bismuthinite, marcasite, iron oxides, pyroxene, actinolite, quartz | thin sections and polished blocks examined using optical microscope, BSE detector, and EDS prior to analysis | EMPA, LA-ICPMS | JEOL JXA-8230 electron probe microanalyzer; RESOlution-LR 193 nm ArF excimer laser ablation system coupled to an Agilent 7700x ICP-MS | Laboratory of Mineral Resources Research Center, Fuzhou University; Adelaide Microscopy, the University of Adelaide | EPMA point analysis: accelerating voltage 15 kV, beam current 20 nA, beam diameter ~5 μm; EPMA mapping: accelerating voltage 20 kV, working current 50 nA, dwell time ~10 ms; BSE imaging: accelerating voltage 20 kV, beam current 10 nA; LA-ICP-MS: energy density 3~3.5 J/cm2, spot sizes 29 to 51 μm, repetition rates 5 Hz (polished thin-section) and 10 Hz (polished blocks), ~30 s background acquisition, ~40 s sample data acquisition | STDGL3 (Danyushevsky et al. 2011) and GSD-1G (USGS) | 5.5 | [19 empty] | 4259 | [5 empty] | 110 | [5 empty] | 9 | [9 empty] | 38187 |  | 0.58 |  |  |  | 2.8 | [7 empty] | 0.007 | [13 empty] | 2819 | [15 empty] | 5 | [17 empty] | 2.7 | [9 empty] | 0.09 | [32 empty] | 2025 |  |  | CHN | Tibet
| Lawu |  | Magmatic hydrothermal | Skarn | Cu-Pb-Zn skarn | Cu, Pb, Zn | In, Sn | Cu, Pb, Zn, In, Sn |  |  | HTP27-8-1 | HTP27-8-1 | underground mine |  |  |  |  | ore material | drill core | underground mining tunnels and drill cores | mineral separate | [5 empty] | mineralisation |  |  |  | sphalerite, chalcopyrite, pyrrhotite, pyrite, arsenopyrite |  |  | Sn-poor Skarn |  |  |  | galena, bismuthinite, marcasite, iron oxides, pyroxene, actinolite, quartz | thin sections and polished blocks examined using optical microscope, BSE detector, and EDS prior to analysis | EMPA, LA-ICPMS | JEOL JXA-8230 electron probe microanalyzer; RESOlution-LR 193 nm ArF excimer laser ablation system coupled to an Agilent 7700x ICP-MS | Laboratory of Mineral Resources Research Center, Fuzhou University; Adelaide Microscopy, the University of Adelaide | EPMA point analysis: accelerating voltage 15 kV, beam current 20 nA, beam diameter ~5 μm; EPMA mapping: accelerating voltage 20 kV, working current 50 nA, dwell time ~10 ms; BSE imaging: accelerating voltage 20 kV, beam current 10 nA; LA-ICP-MS: energy density 3~3.5 J/cm2, spot sizes 29 to 51 μm, repetition rates 5 Hz (polished thin-section) and 10 Hz (polished blocks), ~30 s background acquisition, ~40 s sample data acquisition | STDGL3 (Danyushevsky et al. 2011) and GSD-1G (USGS) | 5 | [19 empty] | 4128 | [5 empty] | 109 | [5 empty] | 8 | [9 empty] | 32878 |  | 1.84 |  |  |  | 2.64 | [7 empty] | 0.009 | [13 empty] | 2866 | [15 empty] | 2 | [17 empty] | 0.3 | [9 empty] | 0.12 | [32 empty] | 2025 |  |  | CHN | Tibet
| Lawu |  | Magmatic hydrothermal | Skarn | Cu-Pb-Zn skarn | Cu, Pb, Zn | In, Sn | Cu, Pb, Zn, In, Sn |  |  | 174HTP1-1 | 174HTP1-1 | underground mine |  |  |  |  | ore material | drill core | underground mining tunnels and drill cores | mineral separate | [5 empty] | mineralisation |  |  |  | sphalerite, chalcopyrite, pyrrhotite, pyrite, arsenopyrite |  |  | Sn-poor Skarn |  |  |  | galena, bismuthinite, marcasite, iron oxides, pyroxene, actinolite, quartz | thin sections and polished blocks examined using optical microscope, BSE detector, and EDS prior to analysis | EMPA, LA-ICPMS | JEOL JXA-8230 electron probe microanalyzer; RESOlution-LR 193 nm ArF excimer laser ablation system coupled to an Agilent 7700x ICP-MS | Laboratory of Mineral Resources Research Center, Fuzhou University; Adelaide Microscopy, the University of Adelaide | EPMA point analysis: accelerating voltage 15 kV, beam current 20 nA, beam diameter ~5 μm; EPMA mapping: accelerating voltage 20 kV, working current 50 nA, dwell time ~10 ms; BSE imaging: accelerating voltage 20 kV, beam current 10 nA; LA-ICP-MS: energy density 3~3.5 J/cm2, spot sizes 29 to 51 μm, repetition rates 5 Hz (polished thin-section) and 10 Hz (polished blocks), ~30 s background acquisition, ~40 s sample data acquisition | STDGL3 (Danyushevsky et al. 2011) and GSD-1G (USGS) | 4.7 | [19 empty] | 5532 | [5 empty] | 71 | [5 empty] | 33 | [9 empty] | 102151 |  | 0.1 |  |  |  | 3.11 | [7 empty] | 0.158 | [13 empty] | 5438 | [15 empty] | 0.9 | [17 empty] | 0.3 | [9 empty] | 0.23 | [32 empty] | 2025 |  |  | CHN | Tibet
| Lawu |  | Magmatic hydrothermal | Skarn | Cu-Pb-Zn skarn | Cu, Pb, Zn | In, Sn | Cu, Pb, Zn, In, Sn |  |  | 174HTP3-1 | 174HTP3-1 | underground mine |  |  |  |  | ore material | drill core | underground mining tunnels and drill cores | mineral separate | [5 empty] | mineralisation |  |  |  | sphalerite, chalcopyrite, pyrrhotite, pyrite, arsenopyrite |  |  | Sn-poor Skarn |  |  |  | galena, bismuthinite, marcasite, iron oxides, pyroxene, actinolite, quartz | thin sections and polished blocks examined using optical microscope, BSE detector, and EDS prior to analysis | EMPA, LA-ICPMS | JEOL JXA-8230 electron probe microanalyzer; RESOlution-LR 193 nm ArF excimer laser ablation system coupled to an Agilent 7700x ICP-MS | Laboratory of Mineral Resources Research Center, Fuzhou University; Adelaide Microscopy, the University of Adelaide | EPMA point analysis: accelerating voltage 15 kV, beam current 20 nA, beam diameter ~5 μm; EPMA mapping: accelerating voltage 20 kV, working current 50 nA, dwell time ~10 ms; BSE imaging: accelerating voltage 20 kV, beam current 10 nA; LA-ICP-MS: energy density 3~3.5 J/cm2, spot sizes 29 to 51 μm, repetition rates 5 Hz (polished thin-section) and 10 Hz (polished blocks), ~30 s background acquisition, ~40 s sample data acquisition | STDGL3 (Danyushevsky et al. 2011) and GSD-1G (USGS) | 7.5 | [19 empty] | 5892 | [5 empty] | 83 | [5 empty] | 41 | [9 empty] | 97556 |  | 0.06 |  |  |  | 3.03 | [7 empty] | 0.104 | [13 empty] | 5578 | [15 empty] | 6.6 | [17 empty] | 4.1 | [9 empty] | 0.07 | [32 empty] | 2025 |  |  | CHN | Tibet
| Lawu |  | Magmatic hydrothermal | Skarn | Cu-Pb-Zn skarn | Cu, Pb, Zn | In, Sn | Cu, Pb, Zn, In, Sn |  |  | 174HTP4-1 | 174HTP4-1 | underground mine |  |  |  |  | ore material | drill core | underground mining tunnels and drill cores | mineral separate | [5 empty] | mineralisation |  |  |  | sphalerite, chalcopyrite, pyrrhotite, pyrite, arsenopyrite |  |  | Sn-poor Skarn |  |  |  | galena, bismuthinite, marcasite, iron oxides, pyroxene, actinolite, quartz | thin sections and polished blocks examined using optical microscope, BSE detector, and EDS prior to analysis | EMPA, LA-ICPMS | JEOL JXA-8230 electron probe microanalyzer; RESOlution-LR 193 nm ArF excimer laser ablation system coupled to an Agilent 7700x ICP-MS | Laboratory of Mineral Resources Research Center, Fuzhou University; Adelaide Microscopy, the University of Adelaide | EPMA point analysis: accelerating voltage 15 kV, beam current 20 nA, beam diameter ~5 μm; EPMA mapping: accelerating voltage 20 kV, working current 50 nA, dwell time ~10 ms; BSE imaging: accelerating voltage 20 kV, beam current 10 nA; LA-ICP-MS: energy density 3~3.5 J/cm2, spot sizes 29 to 51 μm, repetition rates 5 Hz (polished thin-section) and 10 Hz (polished blocks), ~30 s background acquisition, ~40 s sample data acquisition | STDGL3 (Danyushevsky et al. 2011) and GSD-1G (USGS) | 6.5 | [19 empty] | 5486 | [5 empty] | 80 | [5 empty] | 12 | [9 empty] | 92512 |  | 0.46 |  |  |  | 2.76 | [7 empty] | 0.09 | [13 empty] | 5366 | [15 empty] | 3.2 | [17 empty] | 1.5 | [9 empty] | 0.09 | [32 empty] | 2025 |  |  | CHN | Tibet
| Lawu |  | Magmatic hydrothermal | Skarn | Cu-Pb-Zn skarn | Cu, Pb, Zn | In, Sn | Cu, Pb, Zn, In, Sn |  |  | 174HTP5-1 | 174HTP5-1 | underground mine |  |  |  |  | ore material | drill core | underground mining tunnels and drill cores | mineral separate | [5 empty] | mineralisation |  |  |  | sphalerite, chalcopyrite, pyrrhotite, pyrite, arsenopyrite |  |  | Sn-poor Skarn |  |  |  | galena, bismuthinite, marcasite, iron oxides, pyroxene, actinolite, quartz | thin sections and polished blocks examined using optical microscope, BSE detector, and EDS prior to analysis | EMPA, LA-ICPMS | JEOL JXA-8230 electron probe microanalyzer; RESOlution-LR 193 nm ArF excimer laser ablation system coupled to an Agilent 7700x ICP-MS | Laboratory of Mineral Resources Research Center, Fuzhou University; Adelaide Microscopy, the University of Adelaide | EPMA point analysis: accelerating voltage 15 kV, beam current 20 nA, beam diameter ~5 μm; EPMA mapping: accelerating voltage 20 kV, working current 50 nA, dwell time ~10 ms; BSE imaging: accelerating voltage 20 kV, beam current 10 nA; LA-ICP-MS: energy density 3~3.5 J/cm2, spot sizes 29 to 51 μm, repetition rates 5 Hz (polished thin-section) and 10 Hz (polished blocks), ~30 s background acquisition, ~40 s sample data acquisition | STDGL3 (Danyushevsky et al. 2011) and GSD-1G (USGS) | 14.5 | [19 empty] | 5756 | [5 empty] | 72 | [5 empty] | 2853 | [9 empty] | 102774 |  | 0.08 |  |  |  | 3.15 | [7 empty] | 0.136 | [13 empty] | 4840 | [15 empty] | 56 | [17 empty] | 10.5 | [9 empty] | 0.11 | [32 empty] | 2025 |  |  | CHN | Tibet
| Lawu |  | Magmatic hydrothermal | Skarn | Cu-Pb-Zn skarn | Cu, Pb, Zn | In, Sn | Cu, Pb, Zn, In, Sn |  |  | 174HTP6-1 | 174HTP6-1 | underground mine |  |  |  |  | ore material | drill core | underground mining tunnels and drill cores | mineral separate | [5 empty] | mineralisation |  |  |  | sphalerite, chalcopyrite, pyrrhotite, pyrite, arsenopyrite |  |  | Sn-poor Skarn |  |  |  | galena, bismuthinite, marcasite, iron oxides, pyroxene, actinolite, quartz | thin sections and polished blocks examined using optical microscope, BSE detector, and EDS prior to analysis | EMPA, LA-ICPMS | JEOL JXA-8230 electron probe microanalyzer; RESOlution-LR 193 nm ArF excimer laser ablation system coupled to an Agilent 7700x ICP-MS | Laboratory of Mineral Resources Research Center, Fuzhou University; Adelaide Microscopy, the University of Adelaide | EPMA point analysis: accelerating voltage 15 kV, beam current 20 nA, beam diameter ~5 μm; EPMA mapping: accelerating voltage 20 kV, working current 50 nA, dwell time ~10 ms; BSE imaging: accelerating voltage 20 kV, beam current 10 nA; LA-ICP-MS: energy density 3~3.5 J/cm2, spot sizes 29 to 51 μm, repetition rates 5 Hz (polished thin-section) and 10 Hz (polished blocks), ~30 s background acquisition, ~40 s sample data acquisition | STDGL3 (Danyushevsky et al. 2011) and GSD-1G (USGS) | 15.9 | [19 empty] | 5989 | [5 empty] | 70 | [5 empty] | 2180 | [9 empty] | 103733 |  | 0.08 |  |  |  | 3.26 | [7 empty] | 0.153 | [13 empty] | 5232 | [15 empty] | 22 | [17 empty] | 15.2 | [9 empty] | 0.06 | [32 empty] | 2025 |  |  | CHN | Tibet
| Lawu |  | Magmatic hydrothermal | Skarn | Cu-Pb-Zn skarn | Cu, Pb, Zn | In, Sn | Cu, Pb, Zn, In, Sn |  |  | 174HTP7-1 | 174HTP7-1 | underground mine |  |  |  |  | ore material | drill core | underground mining tunnels and drill cores | mineral separate | [5 empty] | mineralisation |  |  |  | sphalerite, chalcopyrite, pyrrhotite, pyrite, arsenopyrite |  |  | Sn-poor Skarn |  |  |  | galena, bismuthinite, marcasite, iron oxides, pyroxene, actinolite, quartz | thin sections and polished blocks examined using optical microscope, BSE detector, and EDS prior to analysis | EMPA, LA-ICPMS | JEOL JXA-8230 electron probe microanalyzer; RESOlution-LR 193 nm ArF excimer laser ablation system coupled to an Agilent 7700x ICP-MS | Laboratory of Mineral Resources Research Center, Fuzhou University; Adelaide Microscopy, the University of Adelaide | EPMA point analysis: accelerating voltage 15 kV, beam current 20 nA, beam diameter ~5 μm; EPMA mapping: accelerating voltage 20 kV, working current 50 nA, dwell time ~10 ms; BSE imaging: accelerating voltage 20 kV, beam current 10 nA; LA-ICP-MS: energy density 3~3.5 J/cm2, spot sizes 29 to 51 μm, repetition rates 5 Hz (polished thin-section) and 10 Hz (polished blocks), ~30 s background acquisition, ~40 s sample data acquisition | STDGL3 (Danyushevsky et al. 2011) and GSD-1G (USGS) | 16 | [19 empty] | 5420 | [5 empty] | 71 | [5 empty] | 533 | [9 empty] | 92567 |  | 0.14 |  |  |  | 2.85 | [7 empty] | 0.133 | [13 empty] | 4359 | [15 empty] | 18 | [17 empty] | 13.4 | [9 empty] | 0.09 | [32 empty] | 2025 |  |  | CHN | Tibet
| Lawu |  | Magmatic hydrothermal | Skarn | Cu-Pb-Zn skarn | Cu, Pb, Zn | In, Sn | Cu, Pb, Zn, In, Sn |  |  | 174HTP8-1 | 174HTP8-1 | underground mine |  |  |  |  | ore material | drill core | underground mining tunnels and drill cores | mineral separate | [5 empty] | mineralisation |  |  |  | sphalerite, chalcopyrite, pyrrhotite, pyrite, arsenopyrite |  |  | Sn-poor Skarn |  |  |  | galena, bismuthinite, marcasite, iron oxides, pyroxene, actinolite, quartz | thin sections and polished blocks examined using optical microscope, BSE detector, and EDS prior to analysis | EMPA, LA-ICPMS | JEOL JXA-8230 electron probe microanalyzer; RESOlution-LR 193 nm ArF excimer laser ablation system coupled to an Agilent 7700x ICP-MS | Laboratory of Mineral Resources Research Center, Fuzhou University; Adelaide Microscopy, the University of Adelaide | EPMA point analysis: accelerating voltage 15 kV, beam current 20 nA, beam diameter ~5 μm; EPMA mapping: accelerating voltage 20 kV, working current 50 nA, dwell time ~10 ms; BSE imaging: accelerating voltage 20 kV, beam current 10 nA; LA-ICP-MS: energy density 3~3.5 J/cm2, spot sizes 29 to 51 μm, repetition rates 5 Hz (polished thin-section) and 10 Hz (polished blocks), ~30 s background acquisition, ~40 s sample data acquisition | STDGL3 (Danyushevsky et al. 2011) and GSD-1G (USGS) | 11.5 | [19 empty] | 5705 | [5 empty] | 94 | [5 empty] | 35 | [9 empty] | 96416 |  | 0.28 |  |  |  | 2.85 | [7 empty] | 0.119 | [13 empty] | 5766 | [15 empty] | 17 | [17 empty] | 7.9 | [9 empty] | 0.11 | [32 empty] | 2025 |  |  | CHN | Tibet
| Lawu |  | Magmatic hydrothermal | Skarn | Cu-Pb-Zn skarn | Cu, Pb, Zn | In, Sn | Cu, Pb, Zn, In, Sn |  |  | 163HTP1-1 | 163HTP1-1 | underground mine |  |  |  |  | ore material | drill core | underground mining tunnels and drill cores | mineral separate | [5 empty] | mineralisation |  |  |  | sphalerite, chalcopyrite, pyrrhotite, pyrite, arsenopyrite |  |  | Sn-poor Skarn |  |  |  | galena, bismuthinite, marcasite, iron oxides, pyroxene, actinolite, quartz | thin sections and polished blocks examined using optical microscope, BSE detector, and EDS prior to analysis | EMPA, LA-ICPMS | JEOL JXA-8230 electron probe microanalyzer; RESOlution-LR 193 nm ArF excimer laser ablation system coupled to an Agilent 7700x ICP-MS | Laboratory of Mineral Resources Research Center, Fuzhou University; Adelaide Microscopy, the University of Adelaide | EPMA point analysis: accelerating voltage 15 kV, beam current 20 nA, beam diameter ~5 μm; EPMA mapping: accelerating voltage 20 kV, working current 50 nA, dwell time ~10 ms; BSE imaging: accelerating voltage 20 kV, beam current 10 nA; LA-ICP-MS: energy density 3~3.5 J/cm2, spot sizes 29 to 51 μm, repetition rates 5 Hz (polished thin-section) and 10 Hz (polished blocks), ~30 s background acquisition, ~40 s sample data acquisition | STDGL3 (Danyushevsky et al. 2011) and GSD-1G (USGS) | 8 | [19 empty] | 4091 | [5 empty] | 442 | [5 empty] | 12 | [9 empty] | 21160 |  | 0.32 |  |  |  | 3.1 | [7 empty] | 0.002 | [13 empty] | 1295 | [15 empty] | 78 | [17 empty] | 6.4 | [9 empty] | 0.23 | [32 empty] | 2025 |  |  | CHN | Tibet
| Lawu |  | Magmatic hydrothermal | Skarn | Cu-Pb-Zn skarn | Cu, Pb, Zn | In, Sn | Cu, Pb, Zn, In, Sn |  |  | 163HTP2-1 | 163HTP2-1 | underground mine |  |  |  |  | ore material | drill core | underground mining tunnels and drill cores | mineral separate | [5 empty] | mineralisation |  |  |  | sphalerite, chalcopyrite, pyrrhotite, pyrite, arsenopyrite |  |  | Sn-poor Skarn |  |  |  | galena, bismuthinite, marcasite, iron oxides, pyroxene, actinolite, quartz | thin sections and polished blocks examined using optical microscope, BSE detector, and EDS prior to analysis | EMPA, LA-ICPMS | JEOL JXA-8230 electron probe microanalyzer; RESOlution-LR 193 nm ArF excimer laser ablation system coupled to an Agilent 7700x ICP-MS | Laboratory of Mineral Resources Research Center, Fuzhou University; Adelaide Microscopy, the University of Adelaide | EPMA point analysis: accelerating voltage 15 kV, beam current 20 nA, beam diameter ~5 μm; EPMA mapping: accelerating voltage 20 kV, working current 50 nA, dwell time ~10 ms; BSE imaging: accelerating voltage 20 kV, beam current 10 nA; LA-ICP-MS: energy density 3~3.5 J/cm2, spot sizes 29 to 51 μm, repetition rates 5 Hz (polished thin-section) and 10 Hz (polished blocks), ~30 s background acquisition, ~40 s sample data acquisition | STDGL3 (Danyushevsky et al. 2011) and GSD-1G (USGS) | 7.6 | [19 empty] | 4237 | [5 empty] | 428 | [5 empty] | 9 | [9 empty] | 20311 |  | 0.45 |  |  |  | 2.62 | [7 empty] | 0.005 | [13 empty] | 1241 | [15 empty] | 364 | [17 empty] | 3.2 | [9 empty] | 0.08 | [32 empty] | 2025 |  |  | CHN | Tibet
| Lawu |  | Magmatic hydrothermal | Skarn | Cu-Pb-Zn skarn | Cu, Pb, Zn | In, Sn | Cu, Pb, Zn, In, Sn |  |  | 163HTP3-1 | 163HTP3-1 | underground mine |  |  |  |  | ore material | drill core | underground mining tunnels and drill cores | mineral separate | [5 empty] | mineralisation |  |  |  | sphalerite, chalcopyrite, pyrrhotite, pyrite, arsenopyrite |  |  | Sn-poor Skarn |  |  |  | galena, bismuthinite, marcasite, iron oxides, pyroxene, actinolite, quartz | thin sections and polished blocks examined using optical microscope, BSE detector, and EDS prior to analysis | EMPA, LA-ICPMS | JEOL JXA-8230 electron probe microanalyzer; RESOlution-LR 193 nm ArF excimer laser ablation system coupled to an Agilent 7700x ICP-MS | Laboratory of Mineral Resources Research Center, Fuzhou University; Adelaide Microscopy, the University of Adelaide | EPMA point analysis: accelerating voltage 15 kV, beam current 20 nA, beam diameter ~5 μm; EPMA mapping: accelerating voltage 20 kV, working current 50 nA, dwell time ~10 ms; BSE imaging: accelerating voltage 20 kV, beam current 10 nA; LA-ICP-MS: energy density 3~3.5 J/cm2, spot sizes 29 to 51 μm, repetition rates 5 Hz (polished thin-section) and 10 Hz (polished blocks), ~30 s background acquisition, ~40 s sample data acquisition | STDGL3 (Danyushevsky et al. 2011) and GSD-1G (USGS) | 5.4 | [19 empty] | 4179 | [5 empty] | 443 | [5 empty] | 6 | [9 empty] | 20417 |  | 0.74 |  |  |  | 2.78 | [7 empty] | 0.004 | [13 empty] | 1247 | [15 empty] | 1.5 | [17 empty] | 0.5 | [9 empty] | 0.09 | [32 empty] | 2025 |  |  | CHN | Tibet
| Lawu |  | Magmatic hydrothermal | Skarn | Cu-Pb-Zn skarn | Cu, Pb, Zn | In, Sn | Cu, Pb, Zn, In, Sn |  |  | 163HTP4-1 | 163HTP4-1 | underground mine |  |  |  |  | ore material | drill core | underground mining tunnels and drill cores | mineral separate | [5 empty] | mineralisation |  |  |  | sphalerite, chalcopyrite, pyrrhotite, pyrite, arsenopyrite |  |  | Sn-poor Skarn |  |  |  | galena, bismuthinite, marcasite, iron oxides, pyroxene, actinolite, quartz | thin sections and polished blocks examined using optical microscope, BSE detector, and EDS prior to analysis | EMPA, LA-ICPMS | JEOL JXA-8230 electron probe microanalyzer; RESOlution-LR 193 nm ArF excimer laser ablation system coupled to an Agilent 7700x ICP-MS | Laboratory of Mineral Resources Research Center, Fuzhou University; Adelaide Microscopy, the University of Adelaide | EPMA point analysis: accelerating voltage 15 kV, beam current 20 nA, beam diameter ~5 μm; EPMA mapping: accelerating voltage 20 kV, working current 50 nA, dwell time ~10 ms; BSE imaging: accelerating voltage 20 kV, beam current 10 nA; LA-ICP-MS: energy density 3~3.5 J/cm2, spot sizes 29 to 51 μm, repetition rates 5 Hz (polished thin-section) and 10 Hz (polished blocks), ~30 s background acquisition, ~40 s sample data acquisition | STDGL3 (Danyushevsky et al. 2011) and GSD-1G (USGS) | 6.1 | [19 empty] | 4218 | [5 empty] | 428 | [5 empty] | 9 | [9 empty] | 20852 |  | 0.35 |  |  |  | 2.51 | [7 empty] | 0.004 | [13 empty] | 1272 | [15 empty] | 7.2 | [17 empty] | 2.9 | [9 empty] | 0.07 | [32 empty] | 2025 |  |  | CHN | Tibet
| Lawu |  | Magmatic hydrothermal | Skarn | Cu-Pb-Zn skarn | Cu, Pb, Zn | In, Sn | Cu, Pb, Zn, In, Sn |  |  | 163HTP5-1 | 163HTP5-1 | underground mine |  |  |  |  | ore material | drill core | underground mining tunnels and drill cores | mineral separate | [5 empty] | mineralisation |  |  |  | sphalerite, chalcopyrite, pyrrhotite, pyrite, arsenopyrite |  |  | Sn-poor Skarn |  |  |  | galena, bismuthinite, marcasite, iron oxides, pyroxene, actinolite, quartz | thin sections and polished blocks examined using optical microscope, BSE detector, and EDS prior to analysis | EMPA, LA-ICPMS | JEOL JXA-8230 electron probe microanalyzer; RESOlution-LR 193 nm ArF excimer laser ablation system coupled to an Agilent 7700x ICP-MS | Laboratory of Mineral Resources Research Center, Fuzhou University; Adelaide Microscopy, the University of Adelaide | EPMA point analysis: accelerating voltage 15 kV, beam current 20 nA, beam diameter ~5 μm; EPMA mapping: accelerating voltage 20 kV, working current 50 nA, dwell time ~10 ms; BSE imaging: accelerating voltage 20 kV, beam current 10 nA; LA-ICP-MS: energy density 3~3.5 J/cm2, spot sizes 29 to 51 μm, repetition rates 5 Hz (polished thin-section) and 10 Hz (polished blocks), ~30 s background acquisition, ~40 s sample data acquisition | STDGL3 (Danyushevsky et al. 2011) and GSD-1G (USGS) | 4.9 | [19 empty] | 4192 | [5 empty] | 431 | [5 empty] | 6 | [9 empty] | 20684 |  | 0.6 |  |  |  | 2.79 | [7 empty] | 0.003 | [13 empty] | 1260 | [15 empty] | 60 | [17 empty] | 0.3 | [9 empty] | 0.09 | [32 empty] | 2025 |  |  | CHN | Tibet
| Lawu |  | Magmatic hydrothermal | Skarn | Cu-Pb-Zn skarn | Cu, Pb, Zn | In, Sn | Cu, Pb, Zn, In, Sn |  |  | 163HTP6-1 | 163HTP6-1 | underground mine |  |  |  |  | ore material | drill core | underground mining tunnels and drill cores | mineral separate | [5 empty] | mineralisation |  |  |  | sphalerite, chalcopyrite, pyrrhotite, pyrite, arsenopyrite |  |  | Sn-poor Skarn |  |  |  | galena, bismuthinite, marcasite, iron oxides, pyroxene, actinolite, quartz | thin sections and polished blocks examined using optical microscope, BSE detector, and EDS prior to analysis | EMPA, LA-ICPMS | JEOL JXA-8230 electron probe microanalyzer; RESOlution-LR 193 nm ArF excimer laser ablation system coupled to an Agilent 7700x ICP-MS | Laboratory of Mineral Resources Research Center, Fuzhou University; Adelaide Microscopy, the University of Adelaide | EPMA point analysis: accelerating voltage 15 kV, beam current 20 nA, beam diameter ~5 μm; EPMA mapping: accelerating voltage 20 kV, working current 50 nA, dwell time ~10 ms; BSE imaging: accelerating voltage 20 kV, beam current 10 nA; LA-ICP-MS: energy density 3~3.5 J/cm2, spot sizes 29 to 51 μm, repetition rates 5 Hz (polished thin-section) and 10 Hz (polished blocks), ~30 s background acquisition, ~40 s sample data acquisition | STDGL3 (Danyushevsky et al. 2011) and GSD-1G (USGS) | 5 | [19 empty] | 4004 | [5 empty] | 473 | [5 empty] | 7 | [9 empty] | 21359 |  | 0.85 |  |  |  | 2.88 | [7 empty] | 0.002 | [13 empty] | 1296 | [15 empty] | 2.1 | [17 empty] | 0.8 | [9 empty] | 0.07 | [32 empty] | 2025 |  |  | CHN | Tibet
| Lawu |  | Magmatic hydrothermal | Skarn | Cu-Pb-Zn skarn | Cu, Pb, Zn | In, Sn | Cu, Pb, Zn, In, Sn |  |  | 163HTP7-1 | 163HTP7-1 | underground mine |  |  |  |  | ore material | drill core | underground mining tunnels and drill cores | mineral separate | [5 empty] | mineralisation |  |  |  | sphalerite, chalcopyrite, pyrrhotite, pyrite, arsenopyrite |  |  | Sn-poor Skarn |  |  |  | galena, bismuthinite, marcasite, iron oxides, pyroxene, actinolite, quartz | thin sections and polished blocks examined using optical microscope, BSE detector, and EDS prior to analysis | EMPA, LA-ICPMS | JEOL JXA-8230 electron probe microanalyzer; RESOlution-LR 193 nm ArF excimer laser ablation system coupled to an Agilent 7700x ICP-MS | Laboratory of Mineral Resources Research Center, Fuzhou University; Adelaide Microscopy, the University of Adelaide | EPMA point analysis: accelerating voltage 15 kV, beam current 20 nA, beam diameter ~5 μm; EPMA mapping: accelerating voltage 20 kV, working current 50 nA, dwell time ~10 ms; BSE imaging: accelerating voltage 20 kV, beam current 10 nA; LA-ICP-MS: energy density 3~3.5 J/cm2, spot sizes 29 to 51 μm, repetition rates 5 Hz (polished thin-section) and 10 Hz (polished blocks), ~30 s background acquisition, ~40 s sample data acquisition | STDGL3 (Danyushevsky et al. 2011) and GSD-1G (USGS) | 4.4 | [19 empty] | 4092 | [5 empty] | 473 | [5 empty] | 7 | [9 empty] | 21367 |  | 0.87 |  |  |  | 2.95 | [7 empty] | 0.002 | [13 empty] | 1325 | [15 empty] | 0.5 | [17 empty] | 0.1 | [9 empty] | 0.1 | [32 empty] | 2025 |  |  | CHN | Tibet
| Lawu |  | Magmatic hydrothermal | Skarn | Cu-Pb-Zn skarn | Cu, Pb, Zn | In, Sn | Cu, Pb, Zn, In, Sn |  |  | 163HTP8-1 | 163HTP8-1 | underground mine |  |  |  |  | ore material | drill core | underground mining tunnels and drill cores | mineral separate | [5 empty] | mineralisation |  |  |  | sphalerite, chalcopyrite, pyrrhotite, pyrite, arsenopyrite |  |  | Sn-poor Skarn |  |  |  | galena, bismuthinite, marcasite, iron oxides, pyroxene, actinolite, quartz | thin sections and polished blocks examined using optical microscope, BSE detector, and EDS prior to analysis | EMPA, LA-ICPMS | JEOL JXA-8230 electron probe microanalyzer; RESOlution-LR 193 nm ArF excimer laser ablation system coupled to an Agilent 7700x ICP-MS | Laboratory of Mineral Resources Research Center, Fuzhou University; Adelaide Microscopy, the University of Adelaide | EPMA point analysis: accelerating voltage 15 kV, beam current 20 nA, beam diameter ~5 μm; EPMA mapping: accelerating voltage 20 kV, working current 50 nA, dwell time ~10 ms; BSE imaging: accelerating voltage 20 kV, beam current 10 nA; LA-ICP-MS: energy density 3~3.5 J/cm2, spot sizes 29 to 51 μm, repetition rates 5 Hz (polished thin-section) and 10 Hz (polished blocks), ~30 s background acquisition, ~40 s sample data acquisition | STDGL3 (Danyushevsky et al. 2011) and GSD-1G (USGS) | 10.1 | [19 empty] | 3991 | [5 empty] | 473 | [5 empty] | 778 | [9 empty] | 20646 |  | 0.35 |  |  |  | 2.73 | [7 empty] | 0.001 | [13 empty] | 1250 | [15 empty] | 169 | [17 empty] | 6.6 | [9 empty] | 0.1 | [32 empty] | 2025 |  |  | CHN | Tibet
| Lawu |  | Magmatic hydrothermal | Skarn | Cu-Pb-Zn skarn | Cu, Pb, Zn | In, Sn | Cu, Pb, Zn, In, Sn |  |  | 47LZY2-1 | 47LZY2-1 | underground mine |  |  |  |  | ore material | drill core | underground mining tunnels and drill cores | mineral separate | [5 empty] | mineralisation |  |  |  | sphalerite, chalcopyrite, pyrrhotite, pyrite, arsenopyrite |  |  | Sn-poor Skarn |  |  |  | galena, bismuthinite, marcasite, iron oxides, pyroxene, actinolite, quartz | thin sections and polished blocks examined using optical microscope, BSE detector, and EDS prior to analysis | EMPA, LA-ICPMS | JEOL JXA-8230 electron probe microanalyzer; RESOlution-LR 193 nm ArF excimer laser ablation system coupled to an Agilent 7700x ICP-MS | Laboratory of Mineral Resources Research Center, Fuzhou University; Adelaide Microscopy, the University of Adelaide | EPMA point analysis: accelerating voltage 15 kV, beam current 20 nA, beam diameter ~5 μm; EPMA mapping: accelerating voltage 20 kV, working current 50 nA, dwell time ~10 ms; BSE imaging: accelerating voltage 20 kV, beam current 10 nA; LA-ICP-MS: energy density 3~3.5 J/cm2, spot sizes 29 to 51 μm, repetition rates 5 Hz (polished thin-section) and 10 Hz (polished blocks), ~30 s background acquisition, ~40 s sample data acquisition | STDGL3 (Danyushevsky et al. 2011) and GSD-1G (USGS) | 4.4 | [19 empty] | 2290 | [5 empty] | 461 | [5 empty] | 194 | [9 empty] | 44682 |  | 0.19 |  |  |  | 2.9 | [7 empty] | 0.106 | [13 empty] | 1241 | [15 empty] | 62.5 | [17 empty] | 6.1 | [9 empty] | 0.03 | [32 empty] | 2025 |  |  | CHN | Tibet
| Lawu |  | Magmatic hydrothermal | Skarn | Cu-Pb-Zn skarn | Cu, Pb, Zn | In, Sn | Cu, Pb, Zn, In, Sn |  |  | 47LZY3-1 | 47LZY3-1 | underground mine |  |  |  |  | ore material | drill core | underground mining tunnels and drill cores | mineral separate | [5 empty] | mineralisation |  |  |  | sphalerite, chalcopyrite, pyrrhotite, pyrite, arsenopyrite |  |  | Sn-poor Skarn |  |  |  | galena, bismuthinite, marcasite, iron oxides, pyroxene, actinolite, quartz | thin sections and polished blocks examined using optical microscope, BSE detector, and EDS prior to analysis | EMPA, LA-ICPMS | JEOL JXA-8230 electron probe microanalyzer; RESOlution-LR 193 nm ArF excimer laser ablation system coupled to an Agilent 7700x ICP-MS | Laboratory of Mineral Resources Research Center, Fuzhou University; Adelaide Microscopy, the University of Adelaide | EPMA point analysis: accelerating voltage 15 kV, beam current 20 nA, beam diameter ~5 μm; EPMA mapping: accelerating voltage 20 kV, working current 50 nA, dwell time ~10 ms; BSE imaging: accelerating voltage 20 kV, beam current 10 nA; LA-ICP-MS: energy density 3~3.5 J/cm2, spot sizes 29 to 51 μm, repetition rates 5 Hz (polished thin-section) and 10 Hz (polished blocks), ~30 s background acquisition, ~40 s sample data acquisition | STDGL3 (Danyushevsky et al. 2011) and GSD-1G (USGS) | 3.8 | [19 empty] | 2299 | [5 empty] | 435 | [5 empty] | 5 | [9 empty] | 43179 |  | 0.26 |  |  |  | 2.82 | [7 empty] | 0.117 | [13 empty] | 1392 | [15 empty] | 1.1 | [17 empty] | 0.9 | [9 empty] | 0.09 | [32 empty] | 2025 |  |  | CHN | Tibet
| Lawu |  | Magmatic hydrothermal | Skarn | Cu-Pb-Zn skarn | Cu, Pb, Zn | In, Sn | Cu, Pb, Zn, In, Sn |  |  | 47LZY4-1 | 47LZY4-1 | underground mine |  |  |  |  | ore material | drill core | underground mining tunnels and drill cores | mineral separate | [5 empty] | mineralisation |  |  |  | sphalerite, chalcopyrite, pyrrhotite, pyrite, arsenopyrite |  |  | Sn-poor Skarn |  |  |  | galena, bismuthinite, marcasite, iron oxides, pyroxene, actinolite, quartz | thin sections and polished blocks examined using optical microscope, BSE detector, and EDS prior to analysis | EMPA, LA-ICPMS | JEOL JXA-8230 electron probe microanalyzer; RESOlution-LR 193 nm ArF excimer laser ablation system coupled to an Agilent 7700x ICP-MS | Laboratory of Mineral Resources Research Center, Fuzhou University; Adelaide Microscopy, the University of Adelaide | EPMA point analysis: accelerating voltage 15 kV, beam current 20 nA, beam diameter ~5 μm; EPMA mapping: accelerating voltage 20 kV, working current 50 nA, dwell time ~10 ms; BSE imaging: accelerating voltage 20 kV, beam current 10 nA; LA-ICP-MS: energy density 3~3.5 J/cm2, spot sizes 29 to 51 μm, repetition rates 5 Hz (polished thin-section) and 10 Hz (polished blocks), ~30 s background acquisition, ~40 s sample data acquisition | STDGL3 (Danyushevsky et al. 2011) and GSD-1G (USGS) | 3.9 | [19 empty] | 2323 | [5 empty] | 440 | [5 empty] | 8 | [9 empty] | 44123 |  | 0.22 |  |  |  | 2.69 | [7 empty] | 0.11 | [13 empty] | 1553 | [15 empty] | 0.6 | [17 empty] | 0.3 | [9 empty] | 0.1 | [32 empty] | 2025 |  |  | CHN | Tibet
| Lawu |  | Magmatic hydrothermal | Skarn | Cu-Pb-Zn skarn | Cu, Pb, Zn | In, Sn | Cu, Pb, Zn, In, Sn |  |  | 47LZY6-1 | 47LZY6-1 | underground mine |  |  |  |  | ore material | drill core | underground mining tunnels and drill cores | mineral separate | [5 empty] | mineralisation |  |  |  | sphalerite, chalcopyrite, pyrrhotite, pyrite, arsenopyrite |  |  | Sn-poor Skarn |  |  |  | galena, bismuthinite, marcasite, iron oxides, pyroxene, actinolite, quartz | thin sections and polished blocks examined using optical microscope, BSE detector, and EDS prior to analysis | EMPA, LA-ICPMS | JEOL JXA-8230 electron probe microanalyzer; RESOlution-LR 193 nm ArF excimer laser ablation system coupled to an Agilent 7700x ICP-MS | Laboratory of Mineral Resources Research Center, Fuzhou University; Adelaide Microscopy, the University of Adelaide | EPMA point analysis: accelerating voltage 15 kV, beam current 20 nA, beam diameter ~5 μm; EPMA mapping: accelerating voltage 20 kV, working current 50 nA, dwell time ~10 ms; BSE imaging: accelerating voltage 20 kV, beam current 10 nA; LA-ICP-MS: energy density 3~3.5 J/cm2, spot sizes 29 to 51 μm, repetition rates 5 Hz (polished thin-section) and 10 Hz (polished blocks), ~30 s background acquisition, ~40 s sample data acquisition | STDGL3 (Danyushevsky et al. 2011) and GSD-1G (USGS) | 3.8 | [19 empty] | 2168 | [5 empty] | 427 | [5 empty] | 11 | [9 empty] | 44768 |  | 1.03 |  |  |  | 2.9 | [7 empty] | 0.11 | [13 empty] | 2143 | [15 empty] | 5 | [17 empty] | 4 | [9 empty] | 0.14 | [32 empty] | 2025 |  |  | CHN | Tibet
| Lawu |  | Magmatic hydrothermal | Skarn | Cu-Pb-Zn skarn | Cu, Pb, Zn | In, Sn | Cu, Pb, Zn, In, Sn |  |  | 47LZY7-1 | 47LZY7-1 | underground mine |  |  |  |  | ore material | drill core | underground mining tunnels and drill cores | mineral separate | [5 empty] | mineralisation |  |  |  | sphalerite, chalcopyrite, pyrrhotite, pyrite, arsenopyrite |  |  | Sn-poor Skarn |  |  |  | galena, bismuthinite, marcasite, iron oxides, pyroxene, actinolite, quartz | thin sections and polished blocks examined using optical microscope, BSE detector, and EDS prior to analysis | EMPA, LA-ICPMS | JEOL JXA-8230 electron probe microanalyzer; RESOlution-LR 193 nm ArF excimer laser ablation system coupled to an Agilent 7700x ICP-MS | Laboratory of Mineral Resources Research Center, Fuzhou University; Adelaide Microscopy, the University of Adelaide | EPMA point analysis: accelerating voltage 15 kV, beam current 20 nA, beam diameter ~5 μm; EPMA mapping: accelerating voltage 20 kV, working current 50 nA, dwell time ~10 ms; BSE imaging: accelerating voltage 20 kV, beam current 10 nA; LA-ICP-MS: energy density 3~3.5 J/cm2, spot sizes 29 to 51 μm, repetition rates 5 Hz (polished thin-section) and 10 Hz (polished blocks), ~30 s background acquisition, ~40 s sample data acquisition | STDGL3 (Danyushevsky et al. 2011) and GSD-1G (USGS) | 4.4 | [19 empty] | 2235 | [5 empty] | 429 | [5 empty] | 13 | [9 empty] | 43310 |  | 0.26 |  |  |  | 2.7 | [7 empty] | 0.111 | [13 empty] | 1431 | [15 empty] | 10.9 | [17 empty] | 6.6 | [9 empty] | 0.13 | [32 empty] | 2025 |  |  | CHN | Tibet
| Lawu |  | Magmatic hydrothermal | Skarn | Cu-Pb-Zn skarn | Cu, Pb, Zn | In, Sn | Cu, Pb, Zn, In, Sn |  |  | 47LZY8-1 | 47LZY8-1 | underground mine |  |  |  |  | ore material | drill core | underground mining tunnels and drill cores | mineral separate | [5 empty] | mineralisation |  |  |  | sphalerite, chalcopyrite, pyrrhotite, pyrite, arsenopyrite |  |  | Sn-poor Skarn |  |  |  | galena, bismuthinite, marcasite, iron oxides, pyroxene, actinolite, quartz | thin sections and polished blocks examined using optical microscope, BSE detector, and EDS prior to analysis | EMPA, LA-ICPMS | JEOL JXA-8230 electron probe microanalyzer; RESOlution-LR 193 nm ArF excimer laser ablation system coupled to an Agilent 7700x ICP-MS | Laboratory of Mineral Resources Research Center, Fuzhou University; Adelaide Microscopy, the University of Adelaide | EPMA point analysis: accelerating voltage 15 kV, beam current 20 nA, beam diameter ~5 μm; EPMA mapping: accelerating voltage 20 kV, working current 50 nA, dwell time ~10 ms; BSE imaging: accelerating voltage 20 kV, beam current 10 nA; LA-ICP-MS: energy density 3~3.5 J/cm2, spot sizes 29 to 51 μm, repetition rates 5 Hz (polished thin-section) and 10 Hz (polished blocks), ~30 s background acquisition, ~40 s sample data acquisition | STDGL3 (Danyushevsky et al. 2011) and GSD-1G (USGS) | 4.6 | [19 empty] | 2303 | [5 empty] | 427 | [5 empty] | 13 | [9 empty] | 43040 |  | 0.21 |  |  |  | 2.77 | [7 empty] | 0.109 | [13 empty] | 1430 | [15 empty] | 13.9 | [17 empty] | 6.3 | [9 empty] | 0.1 | [32 empty] | 2025 |  |  | CHN | Tibet
| Lawu |  | Magmatic hydrothermal | Skarn | Cu-Pb-Zn skarn | Cu, Pb, Zn | In, Sn | Cu, Pb, Zn, In, Sn |  |  | 29LZY1-1 | 29LZY1-1 | underground mine |  |  |  |  | ore material | drill core | underground mining tunnels and drill cores | mineral separate | [5 empty] | mineralisation |  |  |  | sphalerite, chalcopyrite, pyrrhotite, pyrite, arsenopyrite |  |  | Sn-poor Skarn |  |  |  | galena, bismuthinite, marcasite, iron oxides, pyroxene, actinolite, quartz | thin sections and polished blocks examined using optical microscope, BSE detector, and EDS prior to analysis | EMPA, LA-ICPMS | JEOL JXA-8230 electron probe microanalyzer; RESOlution-LR 193 nm ArF excimer laser ablation system coupled to an Agilent 7700x ICP-MS | Laboratory of Mineral Resources Research Center, Fuzhou University; Adelaide Microscopy, the University of Adelaide | EPMA point analysis: accelerating voltage 15 kV, beam current 20 nA, beam diameter ~5 μm; EPMA mapping: accelerating voltage 20 kV, working current 50 nA, dwell time ~10 ms; BSE imaging: accelerating voltage 20 kV, beam current 10 nA; LA-ICP-MS: energy density 3~3.5 J/cm2, spot sizes 29 to 51 μm, repetition rates 5 Hz (polished thin-section) and 10 Hz (polished blocks), ~30 s background acquisition, ~40 s sample data acquisition | STDGL3 (Danyushevsky et al. 2011) and GSD-1G (USGS) | 5.4 | [19 empty] | 2091 | [5 empty] | 257 | [5 empty] | 111 | [9 empty] | 105858 |  | 0.62 |  |  |  | 2.8 | [7 empty] | 0.06 | [13 empty] | 601 | [15 empty] | 2.5 | [17 empty] | 4.1 | [9 empty] | 1.23 | [32 empty] | 2025 |  |  | CHN | Tibet
| Lawu |  | Magmatic hydrothermal | Skarn | Cu-Pb-Zn skarn | Cu, Pb, Zn | In, Sn | Cu, Pb, Zn, In, Sn |  |  | 29LZY2-1 | 29LZY2-1 | underground mine |  |  |  |  | ore material | drill core | underground mining tunnels and drill cores | mineral separate | [5 empty] | mineralisation |  |  |  | sphalerite, chalcopyrite, pyrrhotite, pyrite, arsenopyrite |  |  | Sn-poor Skarn |  |  |  | galena, bismuthinite, marcasite, iron oxides, pyroxene, actinolite, quartz | thin sections and polished blocks examined using optical microscope, BSE detector, and EDS prior to analysis | EMPA, LA-ICPMS | JEOL JXA-8230 electron probe microanalyzer; RESOlution-LR 193 nm ArF excimer laser ablation system coupled to an Agilent 7700x ICP-MS | Laboratory of Mineral Resources Research Center, Fuzhou University; Adelaide Microscopy, the University of Adelaide | EPMA point analysis: accelerating voltage 15 kV, beam current 20 nA, beam diameter ~5 μm; EPMA mapping: accelerating voltage 20 kV, working current 50 nA, dwell time ~10 ms; BSE imaging: accelerating voltage 20 kV, beam current 10 nA; LA-ICP-MS: energy density 3~3.5 J/cm2, spot sizes 29 to 51 μm, repetition rates 5 Hz (polished thin-section) and 10 Hz (polished blocks), ~30 s background acquisition, ~40 s sample data acquisition | STDGL3 (Danyushevsky et al. 2011) and GSD-1G (USGS) | 4.4 | [19 empty] | 2050 | [5 empty] | 228 | [5 empty] | 16 | [9 empty] | 97175 |  | 0.58 |  |  |  | 2.96 | [7 empty] | 0.047 | [13 empty] | 684 | [15 empty] | 0.6 | [17 empty] | 0.1 | [9 empty] | 0.14 | [32 empty] | 2025 |  |  | CHN | Tibet
| Lawu |  | Magmatic hydrothermal | Skarn | Cu-Pb-Zn skarn | Cu, Pb, Zn | In, Sn | Cu, Pb, Zn, In, Sn |  |  | 29LZY3-1 | 29LZY3-1 | underground mine |  |  |  |  | ore material | drill core | underground mining tunnels and drill cores | mineral separate | [5 empty] | mineralisation |  |  |  | sphalerite, chalcopyrite, pyrrhotite, pyrite, arsenopyrite |  |  | Sn-poor Skarn |  |  |  | galena, bismuthinite, marcasite, iron oxides, pyroxene, actinolite, quartz | thin sections and polished blocks examined using optical microscope, BSE detector, and EDS prior to analysis | EMPA, LA-ICPMS | JEOL JXA-8230 electron probe microanalyzer; RESOlution-LR 193 nm ArF excimer laser ablation system coupled to an Agilent 7700x ICP-MS | Laboratory of Mineral Resources Research Center, Fuzhou University; Adelaide Microscopy, the University of Adelaide | EPMA point analysis: accelerating voltage 15 kV, beam current 20 nA, beam diameter ~5 μm; EPMA mapping: accelerating voltage 20 kV, working current 50 nA, dwell time ~10 ms; BSE imaging: accelerating voltage 20 kV, beam current 10 nA; LA-ICP-MS: energy density 3~3.5 J/cm2, spot sizes 29 to 51 μm, repetition rates 5 Hz (polished thin-section) and 10 Hz (polished blocks), ~30 s background acquisition, ~40 s sample data acquisition | STDGL3 (Danyushevsky et al. 2011) and GSD-1G (USGS) | 5.3 | [19 empty] | 2068 | [5 empty] | 313 | [5 empty] | 56 | [9 empty] | 99246 |  | 0.54 |  |  |  | 3.19 | [7 empty] | 0.023 | [13 empty] | 658 | [15 empty] | 0.9 | [17 empty] | 0.7 | [9 empty] | 0.14 | [32 empty] | 2025 |  |  | CHN | Tibet
| Lawu |  | Magmatic hydrothermal | Skarn | Cu-Pb-Zn skarn | Cu, Pb, Zn | In, Sn | Cu, Pb, Zn, In, Sn |  |  | 29LZY4-1 | 29LZY4-1 | underground mine |  |  |  |  | ore material | drill core | underground mining tunnels and drill cores | mineral separate | [5 empty] | mineralisation |  |  |  | sphalerite, chalcopyrite, pyrrhotite, pyrite, arsenopyrite |  |  | Sn-poor Skarn |  |  |  | galena, bismuthinite, marcasite, iron oxides, pyroxene, actinolite, quartz | thin sections and polished blocks examined using optical microscope, BSE detector, and EDS prior to analysis | EMPA, LA-ICPMS | JEOL JXA-8230 electron probe microanalyzer; RESOlution-LR 193 nm ArF excimer laser ablation system coupled to an Agilent 7700x ICP-MS | Laboratory of Mineral Resources Research Center, Fuzhou University; Adelaide Microscopy, the University of Adelaide | EPMA point analysis: accelerating voltage 15 kV, beam current 20 nA, beam diameter ~5 μm; EPMA mapping: accelerating voltage 20 kV, working current 50 nA, dwell time ~10 ms; BSE imaging: accelerating voltage 20 kV, beam current 10 nA; LA-ICP-MS: energy density 3~3.5 J/cm2, spot sizes 29 to 51 μm, repetition rates 5 Hz (polished thin-section) and 10 Hz (polished blocks), ~30 s background acquisition, ~40 s sample data acquisition | STDGL3 (Danyushevsky et al. 2011) and GSD-1G (USGS) | 6.3 | [19 empty] | 2004 | [5 empty] | 220 | [5 empty] | 67 | [9 empty] | 93164 |  | 0.67 |  |  |  | 2.57 | [7 empty] | 0.069 | [13 empty] | 635 | [15 empty] | 3.4 | [17 empty] | 8.1 | [9 empty] | 9.11 | [32 empty] | 2025 |  |  | CHN | Tibet
| Lawu |  | Magmatic hydrothermal | Skarn | Cu-Pb-Zn skarn | Cu, Pb, Zn | In, Sn | Cu, Pb, Zn, In, Sn |  |  | 29LZY5-1 | 29LZY5-1 | underground mine |  |  |  |  | ore material | drill core | underground mining tunnels and drill cores | mineral separate | [5 empty] | mineralisation |  |  |  | sphalerite, chalcopyrite, pyrrhotite, pyrite, arsenopyrite |  |  | Sn-poor Skarn |  |  |  | galena, bismuthinite, marcasite, iron oxides, pyroxene, actinolite, quartz | thin sections and polished blocks examined using optical microscope, BSE detector, and EDS prior to analysis | EMPA, LA-ICPMS | JEOL JXA-8230 electron probe microanalyzer; RESOlution-LR 193 nm ArF excimer laser ablation system coupled to an Agilent 7700x ICP-MS | Laboratory of Mineral Resources Research Center, Fuzhou University; Adelaide Microscopy, the University of Adelaide | EPMA point analysis: accelerating voltage 15 kV, beam current 20 nA, beam diameter ~5 μm; EPMA mapping: accelerating voltage 20 kV, working current 50 nA, dwell time ~10 ms; BSE imaging: accelerating voltage 20 kV, beam current 10 nA; LA-ICP-MS: energy density 3~3.5 J/cm2, spot sizes 29 to 51 μm, repetition rates 5 Hz (polished thin-section) and 10 Hz (polished blocks), ~30 s background acquisition, ~40 s sample data acquisition | STDGL3 (Danyushevsky et al. 2011) and GSD-1G (USGS) | 5.3 | [19 empty] | 2020 | [5 empty] | 246 | [5 empty] | 40 | [9 empty] | 105621 |  | 0.47 |  |  |  | 3.73 | [7 empty] | 0.024 | [13 empty] | 737 | [15 empty] | 2.6 | [17 empty] | 2.9 | [9 empty] | 0.04 | [32 empty] | 2025 |  |  | CHN | Tibet
| Lawu |  | Magmatic hydrothermal | Skarn | Cu-Pb-Zn skarn | Cu, Pb, Zn | In, Sn | Cu, Pb, Zn, In, Sn |  |  | 29LZY6-1 | 29LZY6-1 | underground mine |  |  |  |  | ore material | drill core | underground mining tunnels and drill cores | mineral separate | [5 empty] | mineralisation |  |  |  | sphalerite, chalcopyrite, pyrrhotite, pyrite, arsenopyrite |  |  | Sn-poor Skarn |  |  |  | galena, bismuthinite, marcasite, iron oxides, pyroxene, actinolite, quartz | thin sections and polished blocks examined using optical microscope, BSE detector, and EDS prior to analysis | EMPA, LA-ICPMS | JEOL JXA-8230 electron probe microanalyzer; RESOlution-LR 193 nm ArF excimer laser ablation system coupled to an Agilent 7700x ICP-MS | Laboratory of Mineral Resources Research Center, Fuzhou University; Adelaide Microscopy, the University of Adelaide | EPMA point analysis: accelerating voltage 15 kV, beam current 20 nA, beam diameter ~5 μm; EPMA mapping: accelerating voltage 20 kV, working current 50 nA, dwell time ~10 ms; BSE imaging: accelerating voltage 20 kV, beam current 10 nA; LA-ICP-MS: energy density 3~3.5 J/cm2, spot sizes 29 to 51 μm, repetition rates 5 Hz (polished thin-section) and 10 Hz (polished blocks), ~30 s background acquisition, ~40 s sample data acquisition | STDGL3 (Danyushevsky et al. 2011) and GSD-1G (USGS) | 14.1 | [19 empty] | 1795 | [5 empty] | 245 | [5 empty] | 399 | [9 empty] | 94392 |  | 0.48 |  |  |  | 3.21 | [7 empty] | 0.071 | [13 empty] | 630 | [15 empty] | 30.8 | [17 empty] | 19.1 | [9 empty] | 4.7 | [32 empty] | 2025 |  |  | CHN | Tibet
| Lawu |  | Magmatic hydrothermal | Skarn | Cu-Pb-Zn skarn | Cu, Pb, Zn | In, Sn | Cu, Pb, Zn, In, Sn |  |  | 29LZY7-1 | 29LZY7-1 | underground mine |  |  |  |  | ore material | drill core | underground mining tunnels and drill cores | mineral separate | [5 empty] | mineralisation |  |  |  | sphalerite, chalcopyrite, pyrrhotite, pyrite, arsenopyrite |  |  | Sn-poor Skarn |  |  |  | galena, bismuthinite, marcasite, iron oxides, pyroxene, actinolite, quartz | thin sections and polished blocks examined using optical microscope, BSE detector, and EDS prior to analysis | EMPA, LA-ICPMS | JEOL JXA-8230 electron probe microanalyzer; RESOlution-LR 193 nm ArF excimer laser ablation system coupled to an Agilent 7700x ICP-MS | Laboratory of Mineral Resources Research Center, Fuzhou University; Adelaide Microscopy, the University of Adelaide | EPMA point analysis: accelerating voltage 15 kV, beam current 20 nA, beam diameter ~5 μm; EPMA mapping: accelerating voltage 20 kV, working current 50 nA, dwell time ~10 ms; BSE imaging: accelerating voltage 20 kV, beam current 10 nA; LA-ICP-MS: energy density 3~3.5 J/cm2, spot sizes 29 to 51 μm, repetition rates 5 Hz (polished thin-section) and 10 Hz (polished blocks), ~30 s background acquisition, ~40 s sample data acquisition | STDGL3 (Danyushevsky et al. 2011) and GSD-1G (USGS) | 17.2 | [19 empty] | 2017 | [5 empty] | 212 | [5 empty] | 873 | [9 empty] | 98574 |  | 0.52 |  |  |  | 3.63 | [7 empty] | 0.012 | [13 empty] | 642 | [15 empty] | 18.8 | [17 empty] | 21.5 | [9 empty] | 0.52 | [32 empty] | 2025 |  |  | CHN | Tibet
| Lawu |  | Magmatic hydrothermal | Skarn | Cu-Pb-Zn skarn | Cu, Pb, Zn | In, Sn | Cu, Pb, Zn, In, Sn |  |  | 29LZY8-1 | 29LZY8-1 | underground mine |  |  |  |  | ore material | drill core | underground mining tunnels and drill cores | mineral separate | [5 empty] | mineralisation |  |  |  | sphalerite, chalcopyrite, pyrrhotite, pyrite, arsenopyrite |  |  | Sn-poor Skarn |  |  |  | galena, bismuthinite, marcasite, iron oxides, pyroxene, actinolite, quartz | thin sections and polished blocks examined using optical microscope, BSE detector, and EDS prior to analysis | EMPA, LA-ICPMS | JEOL JXA-8230 electron probe microanalyzer; RESOlution-LR 193 nm ArF excimer laser ablation system coupled to an Agilent 7700x ICP-MS | Laboratory of Mineral Resources Research Center, Fuzhou University; Adelaide Microscopy, the University of Adelaide | EPMA point analysis: accelerating voltage 15 kV, beam current 20 nA, beam diameter ~5 μm; EPMA mapping: accelerating voltage 20 kV, working current 50 nA, dwell time ~10 ms; BSE imaging: accelerating voltage 20 kV, beam current 10 nA; LA-ICP-MS: energy density 3~3.5 J/cm2, spot sizes 29 to 51 μm, repetition rates 5 Hz (polished thin-section) and 10 Hz (polished blocks), ~30 s background acquisition, ~40 s sample data acquisition | STDGL3 (Danyushevsky et al. 2011) and GSD-1G (USGS) | 10.7 | [19 empty] | 1688 | [5 empty] | 231 | [5 empty] | 472 | [9 empty] | 99906 |  | 0.59 |  |  |  | 2.53 | [7 empty] | 0.053 | [13 empty] | 645 | [15 empty] | 63.7 | [17 empty] | 19.3 | [9 empty] | 8.1 | [32 empty] | 2025 |  |  | CHN | Tibet
| Lawu |  | Magmatic hydrothermal | Skarn | Cu-Pb-Zn skarn | Cu, Pb, Zn | In, Sn | Cu, Pb, Zn, In, Sn |  |  | LZY61-1-1 | LZY61-1-1 | underground mine |  |  |  |  | ore material | drill core | underground mining tunnels and drill cores | mineral separate | [5 empty] | mineralisation |  |  |  | sphalerite, chalcopyrite, pyrrhotite, pyrite, arsenopyrite |  |  | Sn-poor Skarn |  |  |  | galena, bismuthinite, marcasite, iron oxides, pyroxene, actinolite, quartz | thin sections and polished blocks examined using optical microscope, BSE detector, and EDS prior to analysis | EMPA, LA-ICPMS | JEOL JXA-8230 electron probe microanalyzer; RESOlution-LR 193 nm ArF excimer laser ablation system coupled to an Agilent 7700x ICP-MS | Laboratory of Mineral Resources Research Center, Fuzhou University; Adelaide Microscopy, the University of Adelaide | EPMA point analysis: accelerating voltage 15 kV, beam current 20 nA, beam diameter ~5 μm; EPMA mapping: accelerating voltage 20 kV, working current 50 nA, dwell time ~10 ms; BSE imaging: accelerating voltage 20 kV, beam current 10 nA; LA-ICP-MS: energy density 3~3.5 J/cm2, spot sizes 29 to 51 μm, repetition rates 5 Hz (polished thin-section) and 10 Hz (polished blocks), ~30 s background acquisition, ~40 s sample data acquisition | STDGL3 (Danyushevsky et al. 2011) and GSD-1G (USGS) | 4.7 | [19 empty] | 2160 | [5 empty] | 413 | [5 empty] | 12 | [9 empty] | 56786 |  | 0.12 |  |  |  | 2.93 | [7 empty] | 0.007 | [13 empty] | 1105 | [15 empty] | 1.6 | [17 empty] | 0.6 | [9 empty] | 0.12 | [32 empty] | 2025 |  |  | CHN | Tibet
| Lawu |  | Magmatic hydrothermal | Skarn | Cu-Pb-Zn skarn | Cu, Pb, Zn | In, Sn | Cu, Pb, Zn, In, Sn |  |  | LZY61-2-1 | LZY61-2-1 | underground mine |  |  |  |  | ore material | drill core | underground mining tunnels and drill cores | mineral separate | [5 empty] | mineralisation |  |  |  | sphalerite, chalcopyrite, pyrrhotite, pyrite, arsenopyrite |  |  | Sn-poor Skarn |  |  |  | galena, bismuthinite, marcasite, iron oxides, pyroxene, actinolite, quartz | thin sections and polished blocks examined using optical microscope, BSE detector, and EDS prior to analysis | EMPA, LA-ICPMS | JEOL JXA-8230 electron probe microanalyzer; RESOlution-LR 193 nm ArF excimer laser ablation system coupled to an Agilent 7700x ICP-MS | Laboratory of Mineral Resources Research Center, Fuzhou University; Adelaide Microscopy, the University of Adelaide | EPMA point analysis: accelerating voltage 15 kV, beam current 20 nA, beam diameter ~5 μm; EPMA mapping: accelerating voltage 20 kV, working current 50 nA, dwell time ~10 ms; BSE imaging: accelerating voltage 20 kV, beam current 10 nA; LA-ICP-MS: energy density 3~3.5 J/cm2, spot sizes 29 to 51 μm, repetition rates 5 Hz (polished thin-section) and 10 Hz (polished blocks), ~30 s background acquisition, ~40 s sample data acquisition | STDGL3 (Danyushevsky et al. 2011) and GSD-1G (USGS) | 4.8 | [19 empty] | 2181 | [5 empty] | 411 | [5 empty] | 17 | [9 empty] | 57485 |  | 0.12 |  |  |  | 2.93 | [7 empty] | 0.01 | [13 empty] | 1085 | [15 empty] | 3.4 | [17 empty] | 1.2 | [9 empty] | 0.15 | [32 empty] | 2025 |  |  | CHN | Tibet
| Lawu |  | Magmatic hydrothermal | Skarn | Cu-Pb-Zn skarn | Cu, Pb, Zn | In, Sn | Cu, Pb, Zn, In, Sn |  |  | LZY61-3-1 | LZY61-3-1 | underground mine |  |  |  |  | ore material | drill core | underground mining tunnels and drill cores | mineral separate | [5 empty] | mineralisation |  |  |  | sphalerite, chalcopyrite, pyrrhotite, pyrite, arsenopyrite |  |  | Sn-poor Skarn |  |  |  | galena, bismuthinite, marcasite, iron oxides, pyroxene, actinolite, quartz | thin sections and polished blocks examined using optical microscope, BSE detector, and EDS prior to analysis | EMPA, LA-ICPMS | JEOL JXA-8230 electron probe microanalyzer; RESOlution-LR 193 nm ArF excimer laser ablation system coupled to an Agilent 7700x ICP-MS | Laboratory of Mineral Resources Research Center, Fuzhou University; Adelaide Microscopy, the University of Adelaide | EPMA point analysis: accelerating voltage 15 kV, beam current 20 nA, beam diameter ~5 μm; EPMA mapping: accelerating voltage 20 kV, working current 50 nA, dwell time ~10 ms; BSE imaging: accelerating voltage 20 kV, beam current 10 nA; LA-ICP-MS: energy density 3~3.5 J/cm2, spot sizes 29 to 51 μm, repetition rates 5 Hz (polished thin-section) and 10 Hz (polished blocks), ~30 s background acquisition, ~40 s sample data acquisition | STDGL3 (Danyushevsky et al. 2011) and GSD-1G (USGS) | 4.4 | [19 empty] | 2184 | [5 empty] | 406 | [5 empty] | 10 | [9 empty] | 56723 |  | 0.11 |  |  |  | 3.15 | [7 empty] | 0.005 | [13 empty] | 1021 | [15 empty] | 2.6 | [17 empty] | 0.9 | [9 empty] | 0.09 | [32 empty] | 2025 |  |  | CHN | Tibet
| Lawu |  | Magmatic hydrothermal | Skarn | Cu-Pb-Zn skarn | Cu, Pb, Zn | In, Sn | Cu, Pb, Zn, In, Sn |  |  | LZY61-4-1 | LZY61-4-1 | underground mine |  |  |  |  | ore material | drill core | underground mining tunnels and drill cores | mineral separate | [5 empty] | mineralisation |  |  |  | sphalerite, chalcopyrite, pyrrhotite, pyrite, arsenopyrite |  |  | Sn-poor Skarn |  |  |  | galena, bismuthinite, marcasite, iron oxides, pyroxene, actinolite, quartz | thin sections and polished blocks examined using optical microscope, BSE detector, and EDS prior to analysis | EMPA, LA-ICPMS | JEOL JXA-8230 electron probe microanalyzer; RESOlution-LR 193 nm ArF excimer laser ablation system coupled to an Agilent 7700x ICP-MS | Laboratory of Mineral Resources Research Center, Fuzhou University; Adelaide Microscopy, the University of Adelaide | EPMA point analysis: accelerating voltage 15 kV, beam current 20 nA, beam diameter ~5 μm; EPMA mapping: accelerating voltage 20 kV, working current 50 nA, dwell time ~10 ms; BSE imaging: accelerating voltage 20 kV, beam current 10 nA; LA-ICP-MS: energy density 3~3.5 J/cm2, spot sizes 29 to 51 μm, repetition rates 5 Hz (polished thin-section) and 10 Hz (polished blocks), ~30 s background acquisition, ~40 s sample data acquisition | STDGL3 (Danyushevsky et al. 2011) and GSD-1G (USGS) | 4.2 | [19 empty] | 2099 | [5 empty] | 410 | [5 empty] | 8 | [9 empty] | 55373 |  | 0.11 |  |  |  | 3.06 | [7 empty] | 0.007 | [13 empty] | 1036 | [15 empty] | 0 | [17 empty] | 0.01 | [9 empty] | 0.1 | [32 empty] | 2025 |  |  | CHN | Tibet
| Lawu |  | Magmatic hydrothermal | Skarn | Cu-Pb-Zn skarn | Cu, Pb, Zn | In, Sn | Cu, Pb, Zn, In, Sn |  |  | LZY61-5-1 | LZY61-5-1 | underground mine |  |  |  |  | ore material | drill core | underground mining tunnels and drill cores | mineral separate | [5 empty] | mineralisation |  |  |  | sphalerite, chalcopyrite, pyrrhotite, pyrite, arsenopyrite |  |  | Sn-poor Skarn |  |  |  | galena, bismuthinite, marcasite, iron oxides, pyroxene, actinolite, quartz | thin sections and polished blocks examined using optical microscope, BSE detector, and EDS prior to analysis | EMPA, LA-ICPMS | JEOL JXA-8230 electron probe microanalyzer; RESOlution-LR 193 nm ArF excimer laser ablation system coupled to an Agilent 7700x ICP-MS | Laboratory of Mineral Resources Research Center, Fuzhou University; Adelaide Microscopy, the University of Adelaide | EPMA point analysis: accelerating voltage 15 kV, beam current 20 nA, beam diameter ~5 μm; EPMA mapping: accelerating voltage 20 kV, working current 50 nA, dwell time ~10 ms; BSE imaging: accelerating voltage 20 kV, beam current 10 nA; LA-ICP-MS: energy density 3~3.5 J/cm2, spot sizes 29 to 51 μm, repetition rates 5 Hz (polished thin-section) and 10 Hz (polished blocks), ~30 s background acquisition, ~40 s sample data acquisition | STDGL3 (Danyushevsky et al. 2011) and GSD-1G (USGS) | 4.7 | [19 empty] | 2111 | [5 empty] | 409 | [5 empty] | 15 | [9 empty] | 55462 |  | 0.11 |  |  |  | 2.98 | [7 empty] | 0.008 | [13 empty] | 996 | [15 empty] | 2.2 | [17 empty] | 0.5 | [9 empty] | 0.15 | [32 empty] | 2025 |  |  | CHN | Tibet
| Lawu |  | Magmatic hydrothermal | Skarn | Cu-Pb-Zn skarn | Cu, Pb, Zn | In, Sn | Cu, Pb, Zn, In, Sn |  |  | LZY61-6-1 | LZY61-6-1 | underground mine |  |  |  |  | ore material | drill core | underground mining tunnels and drill cores | mineral separate | [5 empty] | mineralisation |  |  |  | sphalerite, chalcopyrite, pyrrhotite, pyrite, arsenopyrite |  |  | Sn-poor Skarn |  |  |  | galena, bismuthinite, marcasite, iron oxides, pyroxene, actinolite, quartz | thin sections and polished blocks examined using optical microscope, BSE detector, and EDS prior to analysis | EMPA, LA-ICPMS | JEOL JXA-8230 electron probe microanalyzer; RESOlution-LR 193 nm ArF excimer laser ablation system coupled to an Agilent 7700x ICP-MS | Laboratory of Mineral Resources Research Center, Fuzhou University; Adelaide Microscopy, the University of Adelaide | EPMA point analysis: accelerating voltage 15 kV, beam current 20 nA, beam diameter ~5 μm; EPMA mapping: accelerating voltage 20 kV, working current 50 nA, dwell time ~10 ms; BSE imaging: accelerating voltage 20 kV, beam current 10 nA; LA-ICP-MS: energy density 3~3.5 J/cm2, spot sizes 29 to 51 μm, repetition rates 5 Hz (polished thin-section) and 10 Hz (polished blocks), ~30 s background acquisition, ~40 s sample data acquisition | STDGL3 (Danyushevsky et al. 2011) and GSD-1G (USGS) | 4.4 | [19 empty] | 2362 | [5 empty] | 413 | [5 empty] | 16 | [9 empty] | 60554 |  | 0.12 |  |  |  | 3.13 | [7 empty] | 0.008 | [13 empty] | 1008 | [15 empty] | 2.9 | [17 empty] | 1.3 | [9 empty] | 0.13 | [32 empty] | 2025 |  |  | CHN | Tibet
| Lawu |  | Magmatic hydrothermal | Skarn | Cu-Pb-Zn skarn | Cu, Pb, Zn | In, Sn | Cu, Pb, Zn, In, Sn |  |  | LZY61-7-1 | LZY61-7-1 | underground mine |  |  |  |  | ore material | drill core | underground mining tunnels and drill cores | mineral separate | [5 empty] | mineralisation |  |  |  | sphalerite, chalcopyrite, pyrrhotite, pyrite, arsenopyrite |  |  | Sn-poor Skarn |  |  |  | galena, bismuthinite, marcasite, iron oxides, pyroxene, actinolite, quartz | thin sections and polished blocks examined using optical microscope, BSE detector, and EDS prior to analysis | EMPA, LA-ICPMS | JEOL JXA-8230 electron probe microanalyzer; RESOlution-LR 193 nm ArF excimer laser ablation system coupled to an Agilent 7700x ICP-MS | Laboratory of Mineral Resources Research Center, Fuzhou University; Adelaide Microscopy, the University of Adelaide | EPMA point analysis: accelerating voltage 15 kV, beam current 20 nA, beam diameter ~5 μm; EPMA mapping: accelerating voltage 20 kV, working current 50 nA, dwell time ~10 ms; BSE imaging: accelerating voltage 20 kV, beam current 10 nA; LA-ICP-MS: energy density 3~3.5 J/cm2, spot sizes 29 to 51 μm, repetition rates 5 Hz (polished thin-section) and 10 Hz (polished blocks), ~30 s background acquisition, ~40 s sample data acquisition | STDGL3 (Danyushevsky et al. 2011) and GSD-1G (USGS) | 5.4 | [19 empty] | 2220 | [5 empty] | 412 | [5 empty] | 20 | [9 empty] | 57473 |  | 0.16 |  |  |  | 3.08 | [7 empty] | 0.01 | [13 empty] | 1223 | [15 empty] | 8.4 | [17 empty] | 3.5 | [9 empty] | 0.17 | [32 empty] | 2025 |  |  | CHN | Tibet
| Lawu |  | Magmatic hydrothermal | Skarn | Cu-Pb-Zn skarn | Cu, Pb, Zn | In, Sn | Cu, Pb, Zn, In, Sn |  |  | LZY61-8-1 | LZY61-8-1 | underground mine |  |  |  |  | ore material | drill core | underground mining tunnels and drill cores | mineral separate | [5 empty] | mineralisation |  |  |  | sphalerite, chalcopyrite, pyrrhotite, pyrite, arsenopyrite |  |  | Sn-poor Skarn |  |  |  | galena, bismuthinite, marcasite, iron oxides, pyroxene, actinolite, quartz | thin sections and polished blocks examined using optical microscope, BSE detector, and EDS prior to analysis | EMPA, LA-ICPMS | JEOL JXA-8230 electron probe microanalyzer; RESOlution-LR 193 nm ArF excimer laser ablation system coupled to an Agilent 7700x ICP-MS | Laboratory of Mineral Resources Research Center, Fuzhou University; Adelaide Microscopy, the University of Adelaide | EPMA point analysis: accelerating voltage 15 kV, beam current 20 nA, beam diameter ~5 μm; EPMA mapping: accelerating voltage 20 kV, working current 50 nA, dwell time ~10 ms; BSE imaging: accelerating voltage 20 kV, beam current 10 nA; LA-ICP-MS: energy density 3~3.5 J/cm2, spot sizes 29 to 51 μm, repetition rates 5 Hz (polished thin-section) and 10 Hz (polished blocks), ~30 s background acquisition, ~40 s sample data acquisition | STDGL3 (Danyushevsky et al. 2011) and GSD-1G (USGS) | 4.7 | [19 empty] | 2237 | [5 empty] | 413 | [5 empty] | 13 | [9 empty] | 58588 |  | 0.13 |  |  |  | 2.93 | [7 empty] | 0.006 | [13 empty] | 1270 | [15 empty] | 5.4 | [17 empty] | 1.9 | [9 empty] | 0.15 | [32 empty] | 2025 |  |  | CHN | Tibet
| Lawu |  | Magmatic hydrothermal | Skarn | Cu-Pb-Zn skarn | Cu, Pb, Zn | In, Sn | Cu, Pb, Zn, In, Sn |  |  | 4001-01-1 | 4001-01-1 | underground mine |  |  |  |  | ore material | drill core | underground mining tunnels and drill cores | mineral separate | [5 empty] | mineralisation |  |  |  | sphalerite, chalcopyrite, pyrrhotite, pyrite, arsenopyrite |  |  | Sn-poor Skarn |  |  |  | galena, bismuthinite, marcasite, iron oxides, pyroxene, actinolite, quartz | thin sections and polished blocks examined using optical microscope, BSE detector, and EDS prior to analysis | EMPA, LA-ICPMS | JEOL JXA-8230 electron probe microanalyzer; RESOlution-LR 193 nm ArF excimer laser ablation system coupled to an Agilent 7700x ICP-MS | Laboratory of Mineral Resources Research Center, Fuzhou University; Adelaide Microscopy, the University of Adelaide | EPMA point analysis: accelerating voltage 15 kV, beam current 20 nA, beam diameter ~5 μm; EPMA mapping: accelerating voltage 20 kV, working current 50 nA, dwell time ~10 ms; BSE imaging: accelerating voltage 20 kV, beam current 10 nA; LA-ICP-MS: energy density 3~3.5 J/cm2, spot sizes 29 to 51 μm, repetition rates 5 Hz (polished thin-section) and 10 Hz (polished blocks), ~30 s background acquisition, ~40 s sample data acquisition | STDGL3 (Danyushevsky et al. 2011) and GSD-1G (USGS) | 2.57 | [19 empty] | 2305.08 | [5 empty] | 2.88 | [5 empty] | 47.45 | [9 empty] | 10789.14 |  | 20.24 |  |  |  | 3.23 | [7 empty] | 0.03 | [13 empty] | 502.67 | [15 empty] | 3.49 | [17 empty] | 3.62 | [9 empty] | 3.07 | [32 empty] | 2025 |  |  | CHN | Tibet
| Lawu |  | Magmatic hydrothermal | Skarn | Cu-Pb-Zn skarn | Cu, Pb, Zn | In, Sn | Cu, Pb, Zn, In, Sn |  |  | 4001-02-1 | 4001-02-1 | underground mine |  |  |  |  | ore material | drill core | underground mining tunnels and drill cores | mineral separate | [5 empty] | mineralisation |  |  |  | sphalerite, chalcopyrite, pyrrhotite, pyrite, arsenopyrite |  |  | Sn-poor Skarn |  |  |  | galena, bismuthinite, marcasite, iron oxides, pyroxene, actinolite, quartz | thin sections and polished blocks examined using optical microscope, BSE detector, and EDS prior to analysis | EMPA, LA-ICPMS | JEOL JXA-8230 electron probe microanalyzer; RESOlution-LR 193 nm ArF excimer laser ablation system coupled to an Agilent 7700x ICP-MS | Laboratory of Mineral Resources Research Center, Fuzhou University; Adelaide Microscopy, the University of Adelaide | EPMA point analysis: accelerating voltage 15 kV, beam current 20 nA, beam diameter ~5 μm; EPMA mapping: accelerating voltage 20 kV, working current 50 nA, dwell time ~10 ms; BSE imaging: accelerating voltage 20 kV, beam current 10 nA; LA-ICP-MS: energy density 3~3.5 J/cm2, spot sizes 29 to 51 μm, repetition rates 5 Hz (polished thin-section) and 10 Hz (polished blocks), ~30 s background acquisition, ~40 s sample data acquisition | STDGL3 (Danyushevsky et al. 2011) and GSD-1G (USGS) | 0.37 | [19 empty] | 2303.28 | [5 empty] | 3.11 | [5 empty] | 11.77 | [9 empty] | 8046.5 |  | 9.23 |  |  |  | 0.93 | [7 empty] | 0.06 | [13 empty] | 352.03 | [15 empty] | 1.8 | [17 empty] | 0.15 | [9 empty] | 3.29 | [32 empty] | 2025 |  |  | CHN | Tibet
| Lawu |  | Magmatic hydrothermal | Skarn | Cu-Pb-Zn skarn | Cu, Pb, Zn | In, Sn | Cu, Pb, Zn, In, Sn |  |  | 4001-03-1 | 4001-03-1 | underground mine |  |  |  |  | ore material | drill core | underground mining tunnels and drill cores | mineral separate | [5 empty] | mineralisation |  |  |  | sphalerite, chalcopyrite, pyrrhotite, pyrite, arsenopyrite |  |  | Sn-poor Skarn |  |  |  | galena, bismuthinite, marcasite, iron oxides, pyroxene, actinolite, quartz | thin sections and polished blocks examined using optical microscope, BSE detector, and EDS prior to analysis | EMPA, LA-ICPMS | JEOL JXA-8230 electron probe microanalyzer; RESOlution-LR 193 nm ArF excimer laser ablation system coupled to an Agilent 7700x ICP-MS | Laboratory of Mineral Resources Research Center, Fuzhou University; Adelaide Microscopy, the University of Adelaide | EPMA point analysis: accelerating voltage 15 kV, beam current 20 nA, beam diameter ~5 μm; EPMA mapping: accelerating voltage 20 kV, working current 50 nA, dwell time ~10 ms; BSE imaging: accelerating voltage 20 kV, beam current 10 nA; LA-ICP-MS: energy density 3~3.5 J/cm2, spot sizes 29 to 51 μm, repetition rates 5 Hz (polished thin-section) and 10 Hz (polished blocks), ~30 s background acquisition, ~40 s sample data acquisition | STDGL3 (Danyushevsky et al. 2011) and GSD-1G (USGS) | 0.37 | [19 empty] | 2192.06 | [5 empty] | 2.5 | [5 empty] | 11.76 | [9 empty] | 14681.22 |  | 3.31 |  |  |  | 0.3 | [7 empty] | 1.01 | [13 empty] | 595.49 | [15 empty] | 1.68 | [17 empty] | 0.1 | [9 empty] | 8.64 | [32 empty] | 2025 |  |  | CHN | Tibet
| Lawu |  | Magmatic hydrothermal | Skarn | Cu-Pb-Zn skarn | Cu, Pb, Zn | In, Sn | Cu, Pb, Zn, In, Sn |  |  | 4001-04-1 | 4001-04-1 | underground mine |  |  |  |  | ore material | drill core | underground mining tunnels and drill cores | mineral separate | [5 empty] | mineralisation |  |  |  | sphalerite, chalcopyrite, pyrrhotite, pyrite, arsenopyrite |  |  | Sn-poor Skarn |  |  |  | galena, bismuthinite, marcasite, iron oxides, pyroxene, actinolite, quartz | thin sections and polished blocks examined using optical microscope, BSE detector, and EDS prior to analysis | EMPA, LA-ICPMS | JEOL JXA-8230 electron probe microanalyzer; RESOlution-LR 193 nm ArF excimer laser ablation system coupled to an Agilent 7700x ICP-MS | Laboratory of Mineral Resources Research Center, Fuzhou University; Adelaide Microscopy, the University of Adelaide | EPMA point analysis: accelerating voltage 15 kV, beam current 20 nA, beam diameter ~5 μm; EPMA mapping: accelerating voltage 20 kV, working current 50 nA, dwell time ~10 ms; BSE imaging: accelerating voltage 20 kV, beam current 10 nA; LA-ICP-MS: energy density 3~3.5 J/cm2, spot sizes 29 to 51 μm, repetition rates 5 Hz (polished thin-section) and 10 Hz (polished blocks), ~30 s background acquisition, ~40 s sample data acquisition | STDGL3 (Danyushevsky et al. 2011) and GSD-1G (USGS) | 5.9 | [19 empty] | 1896.37 | [5 empty] | 1.4 | [5 empty] | 114.75 | [9 empty] | 31214.52 |  | 33.47 |  |  |  | 18.25 | [7 empty] | 0.03 | [13 empty] | 1013.33 | [15 empty] | 2.59 | [17 empty] | 50.98 | [9 empty] | 4.35 | [32 empty] | 2025 |  |  | CHN | Tibet
| Lawu |  | Magmatic hydrothermal | Skarn | Cu-Pb-Zn skarn | Cu, Pb, Zn | In, Sn | Cu, Pb, Zn, In, Sn |  |  | 4001-05-1 | 4001-05-1 | underground mine |  |  |  |  | ore material | drill core | underground mining tunnels and drill cores | mineral separate | [5 empty] | mineralisation |  |  |  | sphalerite, chalcopyrite, pyrrhotite, pyrite, arsenopyrite |  |  | Sn-poor Skarn |  |  |  | galena, bismuthinite, marcasite, iron oxides, pyroxene, actinolite, quartz | thin sections and polished blocks examined using optical microscope, BSE detector, and EDS prior to analysis | EMPA, LA-ICPMS | JEOL JXA-8230 electron probe microanalyzer; RESOlution-LR 193 nm ArF excimer laser ablation system coupled to an Agilent 7700x ICP-MS | Laboratory of Mineral Resources Research Center, Fuzhou University; Adelaide Microscopy, the University of Adelaide | EPMA point analysis: accelerating voltage 15 kV, beam current 20 nA, beam diameter ~5 μm; EPMA mapping: accelerating voltage 20 kV, working current 50 nA, dwell time ~10 ms; BSE imaging: accelerating voltage 20 kV, beam current 10 nA; LA-ICP-MS: energy density 3~3.5 J/cm2, spot sizes 29 to 51 μm, repetition rates 5 Hz (polished thin-section) and 10 Hz (polished blocks), ~30 s background acquisition, ~40 s sample data acquisition | STDGL3 (Danyushevsky et al. 2011) and GSD-1G (USGS) | 2.22 | [19 empty] | 2155.31 | [5 empty] | 2.17 | [5 empty] | 29.75 | [9 empty] | 14222.08 |  | 14.9 |  |  |  | 3.09 | [7 empty] | 0.48 | [13 empty] | 431.5 | [15 empty] | 2.9 | [17 empty] | 7.39 | [9 empty] | 8.17 | [32 empty] | 2025 |  |  | CHN | Tibet
| Lawu |  | Magmatic hydrothermal | Skarn | Cu-Pb-Zn skarn | Cu, Pb, Zn | In, Sn | Cu, Pb, Zn, In, Sn |  |  | 4107-01-1 | 4107-01-1 | underground mine |  |  |  |  | ore material | drill core | underground mining tunnels and drill cores | mineral separate | [5 empty] | mineralisation |  |  |  | sphalerite, chalcopyrite, pyrrhotite, pyrite, arsenopyrite |  |  | Sn-poor Skarn |  |  |  | galena, bismuthinite, marcasite, iron oxides, pyroxene, actinolite, quartz | thin sections and polished blocks examined using optical microscope, BSE detector, and EDS prior to analysis | EMPA, LA-ICPMS | JEOL JXA-8230 electron probe microanalyzer; RESOlution-LR 193 nm ArF excimer laser ablation system coupled to an Agilent 7700x ICP-MS | Laboratory of Mineral Resources Research Center, Fuzhou University; Adelaide Microscopy, the University of Adelaide | EPMA point analysis: accelerating voltage 15 kV, beam current 20 nA, beam diameter ~5 μm; EPMA mapping: accelerating voltage 20 kV, working current 50 nA, dwell time ~10 ms; BSE imaging: accelerating voltage 20 kV, beam current 10 nA; LA-ICP-MS: energy density 3~3.5 J/cm2, spot sizes 29 to 51 μm, repetition rates 5 Hz (polished thin-section) and 10 Hz (polished blocks), ~30 s background acquisition, ~40 s sample data acquisition | STDGL3 (Danyushevsky et al. 2011) and GSD-1G (USGS) | 5.09 | [19 empty] | 1847.95 | [5 empty] | 61.42 | [5 empty] | 1987.01 | [9 empty] | 25864.69 |  | 0.47 |  |  |  | 0.45 | [7 empty] | 8.64 | [13 empty] | 1114.3 | [15 empty] | 0.79 | [17 empty] | 0.13 | [9 empty] | 2.29 | [32 empty] | 2025 |  |  | CHN | Tibet
| Lawu |  | Magmatic hydrothermal | Skarn | Cu-Pb-Zn skarn | Cu, Pb, Zn | In, Sn | Cu, Pb, Zn, In, Sn |  |  | 4107-03-1 | 4107-03-1 | underground mine |  |  |  |  | ore material | drill core | underground mining tunnels and drill cores | mineral separate | [5 empty] | mineralisation |  |  |  | sphalerite, chalcopyrite, pyrrhotite, pyrite, arsenopyrite |  |  | Sn-poor Skarn |  |  |  | galena, bismuthinite, marcasite, iron oxides, pyroxene, actinolite, quartz | thin sections and polished blocks examined using optical microscope, BSE detector, and EDS prior to analysis | EMPA, LA-ICPMS | JEOL JXA-8230 electron probe microanalyzer; RESOlution-LR 193 nm ArF excimer laser ablation system coupled to an Agilent 7700x ICP-MS | Laboratory of Mineral Resources Research Center, Fuzhou University; Adelaide Microscopy, the University of Adelaide | EPMA point analysis: accelerating voltage 15 kV, beam current 20 nA, beam diameter ~5 μm; EPMA mapping: accelerating voltage 20 kV, working current 50 nA, dwell time ~10 ms; BSE imaging: accelerating voltage 20 kV, beam current 10 nA; LA-ICP-MS: energy density 3~3.5 J/cm2, spot sizes 29 to 51 μm, repetition rates 5 Hz (polished thin-section) and 10 Hz (polished blocks), ~30 s background acquisition, ~40 s sample data acquisition | STDGL3 (Danyushevsky et al. 2011) and GSD-1G (USGS) | 16.17 | [19 empty] | 1699.05 | [5 empty] | 61.29 | [5 empty] | 164.68 | [9 empty] | 23438.4 |  | 1.08 |  |  |  | 0.35 | [7 empty] | 8.34 | [13 empty] | 776.78 | [15 empty] | 1.99 | [17 empty] | 0.11 | [9 empty] | 2.52 | [32 empty] | 2025 |  |  | CHN | Tibet
| Lawu |  | Magmatic hydrothermal | Skarn | Cu-Pb-Zn skarn | Cu, Pb, Zn | In, Sn | Cu, Pb, Zn, In, Sn |  |  | 4107-04-1 | 4107-04-1 | underground mine |  |  |  |  | ore material | drill core | underground mining tunnels and drill cores | mineral separate | [5 empty] | mineralisation |  |  |  | sphalerite, chalcopyrite, pyrrhotite, pyrite, arsenopyrite |  |  | Sn-poor Skarn |  |  |  | galena, bismuthinite, marcasite, iron oxides, pyroxene, actinolite, quartz | thin sections and polished blocks examined using optical microscope, BSE detector, and EDS prior to analysis | EMPA, LA-ICPMS | JEOL JXA-8230 electron probe microanalyzer; RESOlution-LR 193 nm ArF excimer laser ablation system coupled to an Agilent 7700x ICP-MS | Laboratory of Mineral Resources Research Center, Fuzhou University; Adelaide Microscopy, the University of Adelaide | EPMA point analysis: accelerating voltage 15 kV, beam current 20 nA, beam diameter ~5 μm; EPMA mapping: accelerating voltage 20 kV, working current 50 nA, dwell time ~10 ms; BSE imaging: accelerating voltage 20 kV, beam current 10 nA; LA-ICP-MS: energy density 3~3.5 J/cm2, spot sizes 29 to 51 μm, repetition rates 5 Hz (polished thin-section) and 10 Hz (polished blocks), ~30 s background acquisition, ~40 s sample data acquisition | STDGL3 (Danyushevsky et al. 2011) and GSD-1G (USGS) | 1.42 | [19 empty] | 1200.61 | [5 empty] | 432.64 | [5 empty] | 92.3 | [9 empty] | 41810.37 |  | 0.32 |  |  |  | 0.1 | [7 empty] | 7.71 | [13 empty] | 1601.61 | [15 empty] | 1.08 | [17 empty] | 0.15 | [9 empty] | 2.44 | [32 empty] | 2025 |  |  | CHN | Tibet
| Lawu |  | Magmatic hydrothermal | Skarn | Cu-Pb-Zn skarn | Cu, Pb, Zn | In, Sn | Cu, Pb, Zn, In, Sn |  |  | 4107-05-1 | 4107-05-1 | underground mine |  |  |  |  | ore material | drill core | underground mining tunnels and drill cores | mineral separate | [5 empty] | mineralisation |  |  |  | sphalerite, chalcopyrite, pyrrhotite, pyrite, arsenopyrite |  |  | Sn-poor Skarn |  |  |  | galena, bismuthinite, marcasite, iron oxides, pyroxene, actinolite, quartz | thin sections and polished blocks examined using optical microscope, BSE detector, and EDS prior to analysis | EMPA, LA-ICPMS | JEOL JXA-8230 electron probe microanalyzer; RESOlution-LR 193 nm ArF excimer laser ablation system coupled to an Agilent 7700x ICP-MS | Laboratory of Mineral Resources Research Center, Fuzhou University; Adelaide Microscopy, the University of Adelaide | EPMA point analysis: accelerating voltage 15 kV, beam current 20 nA, beam diameter ~5 μm; EPMA mapping: accelerating voltage 20 kV, working current 50 nA, dwell time ~10 ms; BSE imaging: accelerating voltage 20 kV, beam current 10 nA; LA-ICP-MS: energy density 3~3.5 J/cm2, spot sizes 29 to 51 μm, repetition rates 5 Hz (polished thin-section) and 10 Hz (polished blocks), ~30 s background acquisition, ~40 s sample data acquisition | STDGL3 (Danyushevsky et al. 2011) and GSD-1G (USGS) | 1.13 | [19 empty] | 1193.45 | [5 empty] | 419.36 | [5 empty] | 143.74 | [9 empty] | 41340.83 |  | 0.28 |  |  |  | 0.78 | [7 empty] | 7.43 | [13 empty] | 1609.18 | [15 empty] | 1.36 | [17 empty] | 0.11 | [9 empty] | 2.1 | [32 empty] | 2025 |  |  | CHN | Tibet
| Lawu |  | Magmatic hydrothermal | Skarn | Cu-Pb-Zn skarn | Cu, Pb, Zn | In, Sn | Cu, Pb, Zn, In, Sn |  |  | 4107-06-1 | 4107-06-1 | underground mine |  |  |  |  | ore material | drill core | underground mining tunnels and drill cores | mineral separate | [5 empty] | mineralisation |  |  |  | sphalerite, chalcopyrite, pyrrhotite, pyrite, arsenopyrite |  |  | Sn-poor Skarn |  |  |  | galena, bismuthinite, marcasite, iron oxides, pyroxene, actinolite, quartz | thin sections and polished blocks examined using optical microscope, BSE detector, and EDS prior to analysis | EMPA, LA-ICPMS | JEOL JXA-8230 electron probe microanalyzer; RESOlution-LR 193 nm ArF excimer laser ablation system coupled to an Agilent 7700x ICP-MS | Laboratory of Mineral Resources Research Center, Fuzhou University; Adelaide Microscopy, the University of Adelaide | EPMA point analysis: accelerating voltage 15 kV, beam current 20 nA, beam diameter ~5 μm; EPMA mapping: accelerating voltage 20 kV, working current 50 nA, dwell time ~10 ms; BSE imaging: accelerating voltage 20 kV, beam current 10 nA; LA-ICP-MS: energy density 3~3.5 J/cm2, spot sizes 29 to 51 μm, repetition rates 5 Hz (polished thin-section) and 10 Hz (polished blocks), ~30 s background acquisition, ~40 s sample data acquisition | STDGL3 (Danyushevsky et al. 2011) and GSD-1G (USGS) | 2.1 | [19 empty] | 1199.81 | [5 empty] | 412.98 | [5 empty] | 169.76 | [9 empty] | 41224 |  | 0.44 |  |  |  | 0.15 | [7 empty] | 7.53 | [13 empty] | 1636.77 | [15 empty] | 0.46 | [17 empty] | 0 | [9 empty] | 2.23 | [32 empty] | 2025 |  |  | CHN | Tibet
| Lawu |  | Magmatic hydrothermal | Skarn | Cu-Pb-Zn skarn | Cu, Pb, Zn | In, Sn | Cu, Pb, Zn, In, Sn |  |  | 4107-07-1 | 4107-07-1 | underground mine |  |  |  |  | ore material | drill core | underground mining tunnels and drill cores | mineral separate | [5 empty] | mineralisation |  |  |  | sphalerite, chalcopyrite, pyrrhotite, pyrite, arsenopyrite |  |  | Sn-poor Skarn |  |  |  | galena, bismuthinite, marcasite, iron oxides, pyroxene, actinolite, quartz | thin sections and polished blocks examined using optical microscope, BSE detector, and EDS prior to analysis | EMPA, LA-ICPMS | JEOL JXA-8230 electron probe microanalyzer; RESOlution-LR 193 nm ArF excimer laser ablation system coupled to an Agilent 7700x ICP-MS | Laboratory of Mineral Resources Research Center, Fuzhou University; Adelaide Microscopy, the University of Adelaide | EPMA point analysis: accelerating voltage 15 kV, beam current 20 nA, beam diameter ~5 μm; EPMA mapping: accelerating voltage 20 kV, working current 50 nA, dwell time ~10 ms; BSE imaging: accelerating voltage 20 kV, beam current 10 nA; LA-ICP-MS: energy density 3~3.5 J/cm2, spot sizes 29 to 51 μm, repetition rates 5 Hz (polished thin-section) and 10 Hz (polished blocks), ~30 s background acquisition, ~40 s sample data acquisition | STDGL3 (Danyushevsky et al. 2011) and GSD-1G (USGS) | 1.8 | [19 empty] | 1190.21 | [5 empty] | 411.81 | [5 empty] | 87.9 | [9 empty] | 41379.47 |  | 0.34 |  |  |  | 0.39 | [7 empty] | 7.13 | [13 empty] | 1658.44 | [15 empty] | 0.16 | [17 empty] | 0.02 | [9 empty] | 2.43 | [32 empty] | 2025 |  |  | CHN | Tibet
| Lawu |  | Magmatic hydrothermal | Skarn | Cu-Pb-Zn skarn | Cu, Pb, Zn | In, Sn | Cu, Pb, Zn, In, Sn |  |  | 4107-08-1 | 4107-08-1 | underground mine |  |  |  |  | ore material | drill core | underground mining tunnels and drill cores | mineral separate | [5 empty] | mineralisation |  |  |  | sphalerite, chalcopyrite, pyrrhotite, pyrite, arsenopyrite |  |  | Sn-poor Skarn |  |  |  | galena, bismuthinite, marcasite, iron oxides, pyroxene, actinolite, quartz | thin sections and polished blocks examined using optical microscope, BSE detector, and EDS prior to analysis | EMPA, LA-ICPMS | JEOL JXA-8230 electron probe microanalyzer; RESOlution-LR 193 nm ArF excimer laser ablation system coupled to an Agilent 7700x ICP-MS | Laboratory of Mineral Resources Research Center, Fuzhou University; Adelaide Microscopy, the University of Adelaide | EPMA point analysis: accelerating voltage 15 kV, beam current 20 nA, beam diameter ~5 μm; EPMA mapping: accelerating voltage 20 kV, working current 50 nA, dwell time ~10 ms; BSE imaging: accelerating voltage 20 kV, beam current 10 nA; LA-ICP-MS: energy density 3~3.5 J/cm2, spot sizes 29 to 51 μm, repetition rates 5 Hz (polished thin-section) and 10 Hz (polished blocks), ~30 s background acquisition, ~40 s sample data acquisition | STDGL3 (Danyushevsky et al. 2011) and GSD-1G (USGS) | 1.32 | [19 empty] | 1193.6 | [5 empty] | 419.95 | [5 empty] | 132.44 | [9 empty] | 41347.74 |  | 0.33 |  |  |  | 0.5 | [7 empty] | 7.17 | [13 empty] | 1619.02 | [15 empty] | 0.09 | [17 empty] | 0.01 | [9 empty] | 2.63 | [32 empty] | 2025 |  |  | CHN | Tibet
| Lawu |  | Magmatic hydrothermal | Skarn | Cu-Pb-Zn skarn | Cu, Pb, Zn | In, Sn | Cu, Pb, Zn, In, Sn |  |  | 4709-02-1 | 4709-02-1 | underground mine |  |  |  |  | ore material | drill core | underground mining tunnels and drill cores | mineral separate | [5 empty] | mineralisation |  |  |  | sphalerite, chalcopyrite, pyrrhotite, pyrite, arsenopyrite |  |  | Sn-poor Skarn |  |  |  | galena, bismuthinite, marcasite, iron oxides, pyroxene, actinolite, quartz | thin sections and polished blocks examined using optical microscope, BSE detector, and EDS prior to analysis | EMPA, LA-ICPMS | JEOL JXA-8230 electron probe microanalyzer; RESOlution-LR 193 nm ArF excimer laser ablation system coupled to an Agilent 7700x ICP-MS | Laboratory of Mineral Resources Research Center, Fuzhou University; Adelaide Microscopy, the University of Adelaide | EPMA point analysis: accelerating voltage 15 kV, beam current 20 nA, beam diameter ~5 μm; EPMA mapping: accelerating voltage 20 kV, working current 50 nA, dwell time ~10 ms; BSE imaging: accelerating voltage 20 kV, beam current 10 nA; LA-ICP-MS: energy density 3~3.5 J/cm2, spot sizes 29 to 51 μm, repetition rates 5 Hz (polished thin-section) and 10 Hz (polished blocks), ~30 s background acquisition, ~40 s sample data acquisition | STDGL3 (Danyushevsky et al. 2011) and GSD-1G (USGS) | 11.12 | [19 empty] | 715.36 | [5 empty] | 356.97 | [5 empty] | 9872.07 | [9 empty] | 28803.46 |  | 1.57 |  |  |  | 0.13 | [7 empty] | 54.51 | [13 empty] | 415.86 | [15 empty] | 4.64 | [17 empty] | 0.16 | [9 empty] | 2.75 | [32 empty] | 2025 |  |  | CHN | Tibet
| Lawu |  | Magmatic hydrothermal | Skarn | Cu-Pb-Zn skarn | Cu, Pb, Zn | In, Sn | Cu, Pb, Zn, In, Sn |  |  | 4709-03-1 | 4709-03-1 | underground mine |  |  |  |  | ore material | drill core | underground mining tunnels and drill cores | mineral separate | [5 empty] | mineralisation |  |  |  | sphalerite, chalcopyrite, pyrrhotite, pyrite, arsenopyrite |  |  | Sn-poor Skarn |  |  |  | galena, bismuthinite, marcasite, iron oxides, pyroxene, actinolite, quartz | thin sections and polished blocks examined using optical microscope, BSE detector, and EDS prior to analysis | EMPA, LA-ICPMS | JEOL JXA-8230 electron probe microanalyzer; RESOlution-LR 193 nm ArF excimer laser ablation system coupled to an Agilent 7700x ICP-MS | Laboratory of Mineral Resources Research Center, Fuzhou University; Adelaide Microscopy, the University of Adelaide | EPMA point analysis: accelerating voltage 15 kV, beam current 20 nA, beam diameter ~5 μm; EPMA mapping: accelerating voltage 20 kV, working current 50 nA, dwell time ~10 ms; BSE imaging: accelerating voltage 20 kV, beam current 10 nA; LA-ICP-MS: energy density 3~3.5 J/cm2, spot sizes 29 to 51 μm, repetition rates 5 Hz (polished thin-section) and 10 Hz (polished blocks), ~30 s background acquisition, ~40 s sample data acquisition | STDGL3 (Danyushevsky et al. 2011) and GSD-1G (USGS) | 4.33 | [19 empty] | 846 | [5 empty] | 664.77 | [5 empty] | 9405.16 | [9 empty] | 29336.59 |  | 8.92 |  |  |  | 0.56 | [7 empty] | 109.62 | [13 empty] | 484.99 | [15 empty] | 3.87 | [17 empty] | 0.67 | [9 empty] | 9.68 | [32 empty] | 2025 |  |  | CHN | Tibet
| Lawu |  | Magmatic hydrothermal | Skarn | Cu-Pb-Zn skarn | Cu, Pb, Zn | In, Sn | Cu, Pb, Zn, In, Sn |  |  | 3107-02-1 | 3107-02-1 | underground mine |  |  |  |  | ore material | drill core | underground mining tunnels and drill cores | mineral separate | [5 empty] | mineralisation |  |  |  | sphalerite, chalcopyrite, pyrrhotite, pyrite, arsenopyrite |  |  | Sn-poor Skarn |  |  |  | galena, bismuthinite, marcasite, iron oxides, pyroxene, actinolite, quartz | thin sections and polished blocks examined using optical microscope, BSE detector, and EDS prior to analysis | EMPA, LA-ICPMS | JEOL JXA-8230 electron probe microanalyzer; RESOlution-LR 193 nm ArF excimer laser ablation system coupled to an Agilent 7700x ICP-MS | Laboratory of Mineral Resources Research Center, Fuzhou University; Adelaide Microscopy, the University of Adelaide | EPMA point analysis: accelerating voltage 15 kV, beam current 20 nA, beam diameter ~5 μm; EPMA mapping: accelerating voltage 20 kV, working current 50 nA, dwell time ~10 ms; BSE imaging: accelerating voltage 20 kV, beam current 10 nA; LA-ICP-MS: energy density 3~3.5 J/cm2, spot sizes 29 to 51 μm, repetition rates 5 Hz (polished thin-section) and 10 Hz (polished blocks), ~30 s background acquisition, ~40 s sample data acquisition | STDGL3 (Danyushevsky et al. 2011) and GSD-1G (USGS) | 3.39 | [19 empty] | 2364.1 | [5 empty] | 4.2 | [5 empty] | 28.46 | [9 empty] | 26957.23 |  | 0.18 |  |  |  | 0.07 | [7 empty] | 0 | [13 empty] | 3480.93 | [15 empty] | 0 | [17 empty] | 0.22 | [9 empty] | 1.89 | [32 empty] | 2025 |  |  | CHN | Tibet
| Lawu |  | Magmatic hydrothermal | Skarn | Cu-Pb-Zn skarn | Cu, Pb, Zn | In, Sn | Cu, Pb, Zn, In, Sn |  |  | 3107-03-1 | 3107-03-1 | underground mine |  |  |  |  | ore material | drill core | underground mining tunnels and drill cores | mineral separate | [5 empty] | mineralisation |  |  |  | sphalerite, chalcopyrite, pyrrhotite, pyrite, arsenopyrite |  |  | Sn-poor Skarn |  |  |  | galena, bismuthinite, marcasite, iron oxides, pyroxene, actinolite, quartz | thin sections and polished blocks examined using optical microscope, BSE detector, and EDS prior to analysis | EMPA, LA-ICPMS | JEOL JXA-8230 electron probe microanalyzer; RESOlution-LR 193 nm ArF excimer laser ablation system coupled to an Agilent 7700x ICP-MS | Laboratory of Mineral Resources Research Center, Fuzhou University; Adelaide Microscopy, the University of Adelaide | EPMA point analysis: accelerating voltage 15 kV, beam current 20 nA, beam diameter ~5 μm; EPMA mapping: accelerating voltage 20 kV, working current 50 nA, dwell time ~10 ms; BSE imaging: accelerating voltage 20 kV, beam current 10 nA; LA-ICP-MS: energy density 3~3.5 J/cm2, spot sizes 29 to 51 μm, repetition rates 5 Hz (polished thin-section) and 10 Hz (polished blocks), ~30 s background acquisition, ~40 s sample data acquisition | STDGL3 (Danyushevsky et al. 2011) and GSD-1G (USGS) | 5.09 | [19 empty] | 2313.76 | [5 empty] | 4.52 | [5 empty] | 71.1 | [9 empty] | 24970.95 |  | 0.3 |  |  |  | 0.25 | [7 empty] | 0.02 | [13 empty] | 3209.11 | [15 empty] | 6.59 | [17 empty] | 1.13 | [9 empty] | 2.27 | [32 empty] | 2025 |  |  | CHN | Tibet
| Lawu |  | Magmatic hydrothermal | Skarn | Cu-Pb-Zn skarn | Cu, Pb, Zn | In, Sn | Cu, Pb, Zn, In, Sn |  |  | 3107-04-1 | 3107-04-1 | underground mine |  |  |  |  | ore material | drill core | underground mining tunnels and drill cores | mineral separate | [5 empty] | mineralisation |  |  |  | sphalerite, chalcopyrite, pyrrhotite, pyrite, arsenopyrite |  |  | Sn-poor Skarn |  |  |  | galena, bismuthinite, marcasite, iron oxides, pyroxene, actinolite, quartz | thin sections and polished blocks examined using optical microscope, BSE detector, and EDS prior to analysis | EMPA, LA-ICPMS | JEOL JXA-8230 electron probe microanalyzer; RESOlution-LR 193 nm ArF excimer laser ablation system coupled to an Agilent 7700x ICP-MS | Laboratory of Mineral Resources Research Center, Fuzhou University; Adelaide Microscopy, the University of Adelaide | EPMA point analysis: accelerating voltage 15 kV, beam current 20 nA, beam diameter ~5 μm; EPMA mapping: accelerating voltage 20 kV, working current 50 nA, dwell time ~10 ms; BSE imaging: accelerating voltage 20 kV, beam current 10 nA; LA-ICP-MS: energy density 3~3.5 J/cm2, spot sizes 29 to 51 μm, repetition rates 5 Hz (polished thin-section) and 10 Hz (polished blocks), ~30 s background acquisition, ~40 s sample data acquisition | STDGL3 (Danyushevsky et al. 2011) and GSD-1G (USGS) | 4.57 | [19 empty] | 2406.44 | [5 empty] | 4.46 | [5 empty] | 19.63 | [9 empty] | 25994.03 |  | 0.12 |  |  |  | 0.26 | [7 empty] | 0.02 | [13 empty] | 3360.88 | [15 empty] | 2.12 | [17 empty] | 0.08 | [9 empty] | 1.83 | [32 empty] | 2025 |  |  | CHN | Tibet
| Lawu |  | Magmatic hydrothermal | Skarn | Cu-Pb-Zn skarn | Cu, Pb, Zn | In, Sn | Cu, Pb, Zn, In, Sn |  |  | 3107-05-1 | 3107-05-1 | underground mine |  |  |  |  | ore material | drill core | underground mining tunnels and drill cores | mineral separate | [5 empty] | mineralisation |  |  |  | sphalerite, chalcopyrite, pyrrhotite, pyrite, arsenopyrite |  |  | Sn-poor Skarn |  |  |  | galena, bismuthinite, marcasite, iron oxides, pyroxene, actinolite, quartz | thin sections and polished blocks examined using optical microscope, BSE detector, and EDS prior to analysis | EMPA, LA-ICPMS | JEOL JXA-8230 electron probe microanalyzer; RESOlution-LR 193 nm ArF excimer laser ablation system coupled to an Agilent 7700x ICP-MS | Laboratory of Mineral Resources Research Center, Fuzhou University; Adelaide Microscopy, the University of Adelaide | EPMA point analysis: accelerating voltage 15 kV, beam current 20 nA, beam diameter ~5 μm; EPMA mapping: accelerating voltage 20 kV, working current 50 nA, dwell time ~10 ms; BSE imaging: accelerating voltage 20 kV, beam current 10 nA; LA-ICP-MS: energy density 3~3.5 J/cm2, spot sizes 29 to 51 μm, repetition rates 5 Hz (polished thin-section) and 10 Hz (polished blocks), ~30 s background acquisition, ~40 s sample data acquisition | STDGL3 (Danyushevsky et al. 2011) and GSD-1G (USGS) | 2.55 | [19 empty] | 2441.72 | [5 empty] | 4.32 | [5 empty] | 29.76 | [9 empty] | 25537.64 |  | 0.34 |  |  |  | 0.68 | [7 empty] | 0.03 | [13 empty] | 3327.56 | [15 empty] | 2.55 | [17 empty] | 0.37 | [9 empty] | 1.6 | [32 empty] | 2025 |  |  | CHN | Tibet
| Lawu |  | Magmatic hydrothermal | Skarn | Cu-Pb-Zn skarn | Cu, Pb, Zn | In, Sn | Cu, Pb, Zn, In, Sn |  |  | 3107-01-1 | 3107-01-1 | underground mine |  |  |  |  | ore material | drill core | underground mining tunnels and drill cores | mineral separate | [5 empty] | mineralisation |  |  |  | sphalerite, chalcopyrite, pyrrhotite, pyrite, arsenopyrite |  |  | Sn-poor Skarn |  |  |  | galena, bismuthinite, marcasite, iron oxides, pyroxene, actinolite, quartz | thin sections and polished blocks examined using optical microscope, BSE detector, and EDS prior to analysis | EMPA, LA-ICPMS | JEOL JXA-8230 electron probe microanalyzer; RESOlution-LR 193 nm ArF excimer laser ablation system coupled to an Agilent 7700x ICP-MS | Laboratory of Mineral Resources Research Center, Fuzhou University; Adelaide Microscopy, the University of Adelaide | EPMA point analysis: accelerating voltage 15 kV, beam current 20 nA, beam diameter ~5 μm; EPMA mapping: accelerating voltage 20 kV, working current 50 nA, dwell time ~10 ms; BSE imaging: accelerating voltage 20 kV, beam current 10 nA; LA-ICP-MS: energy density 3~3.5 J/cm2, spot sizes 29 to 51 μm, repetition rates 5 Hz (polished thin-section) and 10 Hz (polished blocks), ~30 s background acquisition, ~40 s sample data acquisition | STDGL3 (Danyushevsky et al. 2011) and GSD-1G (USGS) | 12.92 | [19 empty] | 2469.6 | [5 empty] | 0.05 | [5 empty] | 378.79 | [9 empty] | 29655.45 |  | 0.07 |  |  |  | 0.71 | [7 empty] | 3.28 | [13 empty] | 1699.3 | [15 empty] | 6.18 | [17 empty] | 6.02 | [9 empty] | 3.98 | [32 empty] | 2025 |  |  | CHN | Tibet
| Lawu |  | Magmatic hydrothermal | Skarn | Cu-Pb-Zn skarn | Cu, Pb, Zn | In, Sn | Cu, Pb, Zn, In, Sn |  |  | 3107-03-2 | 3107-03-2 | underground mine |  |  |  |  | ore material | drill core | underground mining tunnels and drill cores | mineral separate | [5 empty] | mineralisation |  |  |  | sphalerite, chalcopyrite, pyrrhotite, pyrite, arsenopyrite |  |  | Sn-poor Skarn |  |  |  | galena, bismuthinite, marcasite, iron oxides, pyroxene, actinolite, quartz | thin sections and polished blocks examined using optical microscope, BSE detector, and EDS prior to analysis | EMPA, LA-ICPMS | JEOL JXA-8230 electron probe microanalyzer; RESOlution-LR 193 nm ArF excimer laser ablation system coupled to an Agilent 7700x ICP-MS | Laboratory of Mineral Resources Research Center, Fuzhou University; Adelaide Microscopy, the University of Adelaide | EPMA point analysis: accelerating voltage 15 kV, beam current 20 nA, beam diameter ~5 μm; EPMA mapping: accelerating voltage 20 kV, working current 50 nA, dwell time ~10 ms; BSE imaging: accelerating voltage 20 kV, beam current 10 nA; LA-ICP-MS: energy density 3~3.5 J/cm2, spot sizes 29 to 51 μm, repetition rates 5 Hz (polished thin-section) and 10 Hz (polished blocks), ~30 s background acquisition, ~40 s sample data acquisition | STDGL3 (Danyushevsky et al. 2011) and GSD-1G (USGS) | 4.31 | [19 empty] | 2517.61 | [5 empty] | 0.02 | [5 empty] | 22.96 | [9 empty] | 25184.63 |  | 0.44 |  |  |  | 0.56 | [7 empty] | 7.72 | [13 empty] | 1796.59 | [15 empty] | 3.64 | [17 empty] | 1.6 | [9 empty] | 3.69 | [32 empty] | 2025 |  |  | CHN | Tibet
| Lawu |  | Magmatic hydrothermal | Skarn | Cu-Pb-Zn skarn | Cu, Pb, Zn | In, Sn | Cu, Pb, Zn, In, Sn |  |  | 4711-01-1 | 4711-01-1 | underground mine |  |  |  |  | ore material | drill core | underground mining tunnels and drill cores | mineral separate | [5 empty] | mineralisation |  |  |  | sphalerite, chalcopyrite, pyrrhotite, pyrite, arsenopyrite |  |  | Sn-poor Skarn |  |  |  | galena, bismuthinite, marcasite, iron oxides, pyroxene, actinolite, quartz | thin sections and polished blocks examined using optical microscope, BSE detector, and EDS prior to analysis | EMPA, LA-ICPMS | JEOL JXA-8230 electron probe microanalyzer; RESOlution-LR 193 nm ArF excimer laser ablation system coupled to an Agilent 7700x ICP-MS | Laboratory of Mineral Resources Research Center, Fuzhou University; Adelaide Microscopy, the University of Adelaide | EPMA point analysis: accelerating voltage 15 kV, beam current 20 nA, beam diameter ~5 μm; EPMA mapping: accelerating voltage 20 kV, working current 50 nA, dwell time ~10 ms; BSE imaging: accelerating voltage 20 kV, beam current 10 nA; LA-ICP-MS: energy density 3~3.5 J/cm2, spot sizes 29 to 51 μm, repetition rates 5 Hz (polished thin-section) and 10 Hz (polished blocks), ~30 s background acquisition, ~40 s sample data acquisition | STDGL3 (Danyushevsky et al. 2011) and GSD-1G (USGS) | 11.1 | [19 empty] | 2590.28 | [5 empty] | 0.87 | [5 empty] | 90.14 | [9 empty] | 107684.98 |  | 79.31 |  |  |  | 1.28 | [7 empty] | 0.86 | [13 empty] | 3056.48 | [15 empty] | 1.52 | [17 empty] | 0 | [9 empty] | 2.12 | [32 empty] | 2025 |  |  | CHN | Tibet
| Lawu |  | Magmatic hydrothermal | Skarn | Cu-Pb-Zn skarn | Cu, Pb, Zn | In, Sn | Cu, Pb, Zn, In, Sn |  |  | 4711-02-1 | 4711-02-1 | underground mine |  |  |  |  | ore material | drill core | underground mining tunnels and drill cores | mineral separate | [5 empty] | mineralisation |  |  |  | sphalerite, chalcopyrite, pyrrhotite, pyrite, arsenopyrite |  |  | Sn-poor Skarn |  |  |  | galena, bismuthinite, marcasite, iron oxides, pyroxene, actinolite, quartz | thin sections and polished blocks examined using optical microscope, BSE detector, and EDS prior to analysis | EMPA, LA-ICPMS | JEOL JXA-8230 electron probe microanalyzer; RESOlution-LR 193 nm ArF excimer laser ablation system coupled to an Agilent 7700x ICP-MS | Laboratory of Mineral Resources Research Center, Fuzhou University; Adelaide Microscopy, the University of Adelaide | EPMA point analysis: accelerating voltage 15 kV, beam current 20 nA, beam diameter ~5 μm; EPMA mapping: accelerating voltage 20 kV, working current 50 nA, dwell time ~10 ms; BSE imaging: accelerating voltage 20 kV, beam current 10 nA; LA-ICP-MS: energy density 3~3.5 J/cm2, spot sizes 29 to 51 μm, repetition rates 5 Hz (polished thin-section) and 10 Hz (polished blocks), ~30 s background acquisition, ~40 s sample data acquisition | STDGL3 (Danyushevsky et al. 2011) and GSD-1G (USGS) | 9.86 | [19 empty] | 2794.01 | [5 empty] | 1.02 | [5 empty] | 62.9 | [9 empty] | 105401.44 |  | 57.18 |  |  |  | 1.05 | [7 empty] | 0.72 | [13 empty] | 1315.97 | [15 empty] | 2.08 | [17 empty] | 0.2 | [9 empty] | 1.86 | [32 empty] | 2025 |  |  | CHN | Tibet
| Lawu |  | Magmatic hydrothermal | Skarn | Cu-Pb-Zn skarn | Cu, Pb, Zn | In, Sn | Cu, Pb, Zn, In, Sn |  |  | 4711-03-1 | 4711-03-1 | underground mine |  |  |  |  | ore material | drill core | underground mining tunnels and drill cores | mineral separate | [5 empty] | mineralisation |  |  |  | sphalerite, chalcopyrite, pyrrhotite, pyrite, arsenopyrite |  |  | Sn-poor Skarn |  |  |  | galena, bismuthinite, marcasite, iron oxides, pyroxene, actinolite, quartz | thin sections and polished blocks examined using optical microscope, BSE detector, and EDS prior to analysis | EMPA, LA-ICPMS | JEOL JXA-8230 electron probe microanalyzer; RESOlution-LR 193 nm ArF excimer laser ablation system coupled to an Agilent 7700x ICP-MS | Laboratory of Mineral Resources Research Center, Fuzhou University; Adelaide Microscopy, the University of Adelaide | EPMA point analysis: accelerating voltage 15 kV, beam current 20 nA, beam diameter ~5 μm; EPMA mapping: accelerating voltage 20 kV, working current 50 nA, dwell time ~10 ms; BSE imaging: accelerating voltage 20 kV, beam current 10 nA; LA-ICP-MS: energy density 3~3.5 J/cm2, spot sizes 29 to 51 μm, repetition rates 5 Hz (polished thin-section) and 10 Hz (polished blocks), ~30 s background acquisition, ~40 s sample data acquisition | STDGL3 (Danyushevsky et al. 2011) and GSD-1G (USGS) | 8.82 | [19 empty] | 2869.18 | [5 empty] | 0.88 | [5 empty] | 19.88 | [9 empty] | 104512.98 |  | 7.09 |  |  |  | 0.33 | [7 empty] | 0.31 | [13 empty] | 1087.9 | [15 empty] | 2.17 | [17 empty] | 0 | [9 empty] | 1.91 | [32 empty] | 2025 |  |  | CHN | Tibet
| Lawu |  | Magmatic hydrothermal | Skarn | Cu-Pb-Zn skarn | Cu, Pb, Zn | In, Sn | Cu, Pb, Zn, In, Sn |  |  | 4711-04-1 | 4711-04-1 | underground mine |  |  |  |  | ore material | drill core | underground mining tunnels and drill cores | mineral separate | [5 empty] | mineralisation |  |  |  | sphalerite, chalcopyrite, pyrrhotite, pyrite, arsenopyrite |  |  | Sn-poor Skarn |  |  |  | galena, bismuthinite, marcasite, iron oxides, pyroxene, actinolite, quartz | thin sections and polished blocks examined using optical microscope, BSE detector, and EDS prior to analysis | EMPA, LA-ICPMS | JEOL JXA-8230 electron probe microanalyzer; RESOlution-LR 193 nm ArF excimer laser ablation system coupled to an Agilent 7700x ICP-MS | Laboratory of Mineral Resources Research Center, Fuzhou University; Adelaide Microscopy, the University of Adelaide | EPMA point analysis: accelerating voltage 15 kV, beam current 20 nA, beam diameter ~5 μm; EPMA mapping: accelerating voltage 20 kV, working current 50 nA, dwell time ~10 ms; BSE imaging: accelerating voltage 20 kV, beam current 10 nA; LA-ICP-MS: energy density 3~3.5 J/cm2, spot sizes 29 to 51 μm, repetition rates 5 Hz (polished thin-section) and 10 Hz (polished blocks), ~30 s background acquisition, ~40 s sample data acquisition | STDGL3 (Danyushevsky et al. 2011) and GSD-1G (USGS) | 12.81 | [19 empty] | 2891.88 | [5 empty] | 1.05 | [5 empty] | 22.63 | [9 empty] | 107559.79 |  | 7.7 |  |  |  | 0.24 | [7 empty] | 0.23 | [13 empty] | 746.93 | [15 empty] | 6.48 | [17 empty] | 0.76 | [9 empty] | 1.8 | [32 empty] | 2025 |  |  | CHN | Tibet
| Lawu |  | Magmatic hydrothermal | Skarn | Cu-Pb-Zn skarn | Cu, Pb, Zn | In, Sn | Cu, Pb, Zn, In, Sn |  |  | 4711-05-1 | 4711-05-1 | underground mine |  |  |  |  | ore material | drill core | underground mining tunnels and drill cores | mineral separate | [5 empty] | mineralisation |  |  |  | sphalerite, chalcopyrite, pyrrhotite, pyrite, arsenopyrite |  |  | Sn-poor Skarn |  |  |  | galena, bismuthinite, marcasite, iron oxides, pyroxene, actinolite, quartz | thin sections and polished blocks examined using optical microscope, BSE detector, and EDS prior to analysis | EMPA, LA-ICPMS | JEOL JXA-8230 electron probe microanalyzer; RESOlution-LR 193 nm ArF excimer laser ablation system coupled to an Agilent 7700x ICP-MS | Laboratory of Mineral Resources Research Center, Fuzhou University; Adelaide Microscopy, the University of Adelaide | EPMA point analysis: accelerating voltage 15 kV, beam current 20 nA, beam diameter ~5 μm; EPMA mapping: accelerating voltage 20 kV, working current 50 nA, dwell time ~10 ms; BSE imaging: accelerating voltage 20 kV, beam current 10 nA; LA-ICP-MS: energy density 3~3.5 J/cm2, spot sizes 29 to 51 μm, repetition rates 5 Hz (polished thin-section) and 10 Hz (polished blocks), ~30 s background acquisition, ~40 s sample data acquisition | STDGL3 (Danyushevsky et al. 2011) and GSD-1G (USGS) | 7.47 | [19 empty] | 2962.76 | [5 empty] | 1.26 | [5 empty] | 22.22 | [9 empty] | 104026.54 |  | 8.68 |  |  |  | 0.71 | [7 empty] | 0.19 | [13 empty] | 681.84 | [15 empty] | 1.46 | [17 empty] | 0 | [9 empty] | 2.14 | [32 empty] | 2025 |  |  | CHN | Tibet
| Lawu |  | Magmatic hydrothermal | Skarn | Cu-Pb-Zn skarn | Cu, Pb, Zn | In, Sn | Cu, Pb, Zn, In, Sn |  |  | BY1-5b(1)-2-1 | BY1-5b(1)-2-1 | underground mine |  |  |  |  | ore material | drill core | underground mining tunnels and drill cores | mineral separate | [5 empty] | mineralisation |  |  |  | sphalerite, chalcopyrite, pyrrhotite, pyrite, arsenopyrite |  |  | Sn-poor Skarn |  |  |  | galena, bismuthinite, marcasite, iron oxides, pyroxene, actinolite, quartz | thin sections and polished blocks examined using optical microscope, BSE detector, and EDS prior to analysis | EMPA, LA-ICPMS | JEOL JXA-8230 electron probe microanalyzer; RESOlution-LR 193 nm ArF excimer laser ablation system coupled to an Agilent 7700x ICP-MS | Laboratory of Mineral Resources Research Center, Fuzhou University; Adelaide Microscopy, the University of Adelaide | EPMA point analysis: accelerating voltage 15 kV, beam current 20 nA, beam diameter ~5 μm; EPMA mapping: accelerating voltage 20 kV, working current 50 nA, dwell time ~10 ms; BSE imaging: accelerating voltage 20 kV, beam current 10 nA; LA-ICP-MS: energy density 3~3.5 J/cm2, spot sizes 29 to 51 μm, repetition rates 5 Hz (polished thin-section) and 10 Hz (polished blocks), ~30 s background acquisition, ~40 s sample data acquisition | STDGL3 (Danyushevsky et al. 2011) and GSD-1G (USGS) | 1.06 | [19 empty] | 2447 | [5 empty] | 13.3 | [5 empty] | 57.9 | [9 empty] | 86402.002 |  | 1.53 |  |  |  | 0.52 | [7 empty] | 18.8 | [13 empty] | 3904 | [15 empty] | 1.31 | [17 empty] | 0.15 | [9 empty] | 7.06 | [32 empty] | 2025 |  |  | CHN | Tibet
| Lawu |  | Magmatic hydrothermal | Skarn | Cu-Pb-Zn skarn | Cu, Pb, Zn | In, Sn | Cu, Pb, Zn, In, Sn |  |  | BY1-5b(1)-3-1 | BY1-5b(1)-3-1 | underground mine |  |  |  |  | ore material | drill core | underground mining tunnels and drill cores | mineral separate | [5 empty] | mineralisation |  |  |  | sphalerite, chalcopyrite, pyrrhotite, pyrite, arsenopyrite |  |  | Sn-poor Skarn |  |  |  | galena, bismuthinite, marcasite, iron oxides, pyroxene, actinolite, quartz | thin sections and polished blocks examined using optical microscope, BSE detector, and EDS prior to analysis | EMPA, LA-ICPMS | JEOL JXA-8230 electron probe microanalyzer; RESOlution-LR 193 nm ArF excimer laser ablation system coupled to an Agilent 7700x ICP-MS | Laboratory of Mineral Resources Research Center, Fuzhou University; Adelaide Microscopy, the University of Adelaide | EPMA point analysis: accelerating voltage 15 kV, beam current 20 nA, beam diameter ~5 μm; EPMA mapping: accelerating voltage 20 kV, working current 50 nA, dwell time ~10 ms; BSE imaging: accelerating voltage 20 kV, beam current 10 nA; LA-ICP-MS: energy density 3~3.5 J/cm2, spot sizes 29 to 51 μm, repetition rates 5 Hz (polished thin-section) and 10 Hz (polished blocks), ~30 s background acquisition, ~40 s sample data acquisition | STDGL3 (Danyushevsky et al. 2011) and GSD-1G (USGS) | 3.52 | [19 empty] | 2498 | [5 empty] | 13.8 | [5 empty] | 1148 | [9 empty] | 83860.7667 |  | 1.53 |  |  |  | 0.76 | [7 empty] | 18.5 | [13 empty] | 3777 | [15 empty] | 3.44 | [17 empty] | 0.41 | [9 empty] | 5.03 | [32 empty] | 2025 |  |  | CHN | Tibet
| Lawu |  | Magmatic hydrothermal | Skarn | Cu-Pb-Zn skarn | Cu, Pb, Zn | In, Sn | Cu, Pb, Zn, In, Sn |  |  | BY2-4-2(1)-1-1 | BY2-4-2(1)-1-1 | underground mine |  |  |  |  | ore material | drill core | underground mining tunnels and drill cores | mineral separate | [5 empty] | mineralisation |  |  |  | sphalerite, chalcopyrite, pyrrhotite, pyrite, arsenopyrite |  |  | Sn-poor Skarn |  |  |  | galena, bismuthinite, marcasite, iron oxides, pyroxene, actinolite, quartz | thin sections and polished blocks examined using optical microscope, BSE detector, and EDS prior to analysis | EMPA, LA-ICPMS | JEOL JXA-8230 electron probe microanalyzer; RESOlution-LR 193 nm ArF excimer laser ablation system coupled to an Agilent 7700x ICP-MS | Laboratory of Mineral Resources Research Center, Fuzhou University; Adelaide Microscopy, the University of Adelaide | EPMA point analysis: accelerating voltage 15 kV, beam current 20 nA, beam diameter ~5 μm; EPMA mapping: accelerating voltage 20 kV, working current 50 nA, dwell time ~10 ms; BSE imaging: accelerating voltage 20 kV, beam current 10 nA; LA-ICP-MS: energy density 3~3.5 J/cm2, spot sizes 29 to 51 μm, repetition rates 5 Hz (polished thin-section) and 10 Hz (polished blocks), ~30 s background acquisition, ~40 s sample data acquisition | STDGL3 (Danyushevsky et al. 2011) and GSD-1G (USGS) | 1.5 | [19 empty] | 2891 | [5 empty] | 76.2 | [5 empty] | 10.3 | [9 empty] | 35386.7023 |  | 0.08 |  |  |  | 0.69 | [7 empty] | 5.63 | [13 empty] | 989 | [15 empty] | 8.58 | [17 empty] | 0.18 | [9 empty] | 1.29 | [32 empty] | 2025 |  |  | CHN | Tibet
| Lawu |  | Magmatic hydrothermal | Skarn | Cu-Pb-Zn skarn | Cu, Pb, Zn | In, Sn | Cu, Pb, Zn, In, Sn |  |  | BY2-4-2(1)-2-1 | BY2-4-2(1)-2-1 | underground mine |  |  |  |  | ore material | drill core | underground mining tunnels and drill cores | mineral separate | [5 empty] | mineralisation |  |  |  | sphalerite, chalcopyrite, pyrrhotite, pyrite, arsenopyrite |  |  | Sn-poor Skarn |  |  |  | galena, bismuthinite, marcasite, iron oxides, pyroxene, actinolite, quartz | thin sections and polished blocks examined using optical microscope, BSE detector, and EDS prior to analysis | EMPA, LA-ICPMS | JEOL JXA-8230 electron probe microanalyzer; RESOlution-LR 193 nm ArF excimer laser ablation system coupled to an Agilent 7700x ICP-MS | Laboratory of Mineral Resources Research Center, Fuzhou University; Adelaide Microscopy, the University of Adelaide | EPMA point analysis: accelerating voltage 15 kV, beam current 20 nA, beam diameter ~5 μm; EPMA mapping: accelerating voltage 20 kV, working current 50 nA, dwell time ~10 ms; BSE imaging: accelerating voltage 20 kV, beam current 10 nA; LA-ICP-MS: energy density 3~3.5 J/cm2, spot sizes 29 to 51 μm, repetition rates 5 Hz (polished thin-section) and 10 Hz (polished blocks), ~30 s background acquisition, ~40 s sample data acquisition | STDGL3 (Danyushevsky et al. 2011) and GSD-1G (USGS) | 0.75 | [19 empty] | 2867 | [5 empty] | 74.1 | [5 empty] | 9.05 | [9 empty] | 34814.9244 |  | 0.11 |  |  |  | 0.005 | [7 empty] | 5.09 | [13 empty] | 966 | [15 empty] | 11.8 | [17 empty] | 0.05 | [9 empty] | 0.49 | [32 empty] | 2025 |  |  | CHN | Tibet
| Lawu |  | Magmatic hydrothermal | Skarn | Cu-Pb-Zn skarn | Cu, Pb, Zn | In, Sn | Cu, Pb, Zn, In, Sn |  |  | BY2-4-2(1)-3-1 | BY2-4-2(1)-3-1 | underground mine |  |  |  |  | ore material | drill core | underground mining tunnels and drill cores | mineral separate | [5 empty] | mineralisation |  |  |  | sphalerite, chalcopyrite, pyrrhotite, pyrite, arsenopyrite |  |  | Sn-poor Skarn |  |  |  | galena, bismuthinite, marcasite, iron oxides, pyroxene, actinolite, quartz | thin sections and polished blocks examined using optical microscope, BSE detector, and EDS prior to analysis | EMPA, LA-ICPMS | JEOL JXA-8230 electron probe microanalyzer; RESOlution-LR 193 nm ArF excimer laser ablation system coupled to an Agilent 7700x ICP-MS | Laboratory of Mineral Resources Research Center, Fuzhou University; Adelaide Microscopy, the University of Adelaide | EPMA point analysis: accelerating voltage 15 kV, beam current 20 nA, beam diameter ~5 μm; EPMA mapping: accelerating voltage 20 kV, working current 50 nA, dwell time ~10 ms; BSE imaging: accelerating voltage 20 kV, beam current 10 nA; LA-ICP-MS: energy density 3~3.5 J/cm2, spot sizes 29 to 51 μm, repetition rates 5 Hz (polished thin-section) and 10 Hz (polished blocks), ~30 s background acquisition, ~40 s sample data acquisition | STDGL3 (Danyushevsky et al. 2011) and GSD-1G (USGS) | 0.97 | [19 empty] | 2909 | [5 empty] | 75.5 | [5 empty] | 5.79 | [9 empty] | 33544.3067 |  | 0.06 |  |  |  | 0.005 | [7 empty] | 6.4 | [13 empty] | 923 | [15 empty] | 3.7 | [17 empty] | 0.08 | [9 empty] | 0.12 | [32 empty] | 2025 |  |  | CHN | Tibet
| Lawu |  | Magmatic hydrothermal | Skarn | Cu-Pb-Zn skarn | Cu, Pb, Zn | In, Sn | Cu, Pb, Zn, In, Sn |  |  | BY2-4-2(2)-1-1 | BY2-4-2(2)-1-1 | underground mine |  |  |  |  | ore material | drill core | underground mining tunnels and drill cores | mineral separate | [5 empty] | mineralisation |  |  |  | sphalerite, chalcopyrite, pyrrhotite, pyrite, arsenopyrite |  |  | Sn-poor Skarn |  |  |  | galena, bismuthinite, marcasite, iron oxides, pyroxene, actinolite, quartz | thin sections and polished blocks examined using optical microscope, BSE detector, and EDS prior to analysis | EMPA, LA-ICPMS | JEOL JXA-8230 electron probe microanalyzer; RESOlution-LR 193 nm ArF excimer laser ablation system coupled to an Agilent 7700x ICP-MS | Laboratory of Mineral Resources Research Center, Fuzhou University; Adelaide Microscopy, the University of Adelaide | EPMA point analysis: accelerating voltage 15 kV, beam current 20 nA, beam diameter ~5 μm; EPMA mapping: accelerating voltage 20 kV, working current 50 nA, dwell time ~10 ms; BSE imaging: accelerating voltage 20 kV, beam current 10 nA; LA-ICP-MS: energy density 3~3.5 J/cm2, spot sizes 29 to 51 μm, repetition rates 5 Hz (polished thin-section) and 10 Hz (polished blocks), ~30 s background acquisition, ~40 s sample data acquisition | STDGL3 (Danyushevsky et al. 2011) and GSD-1G (USGS) | 4.96 | [19 empty] | 2809 | [5 empty] | 77 | [5 empty] | 12.7 | [9 empty] | 35450.2332 |  | 0.1 |  |  |  | 0.005 | [7 empty] | 5.88 | [13 empty] | 878 | [15 empty] | 14.8 | [17 empty] | 0.75 | [9 empty] | 6.43 | [32 empty] | 2025 |  |  | CHN | Tibet
| Lawu |  | Magmatic hydrothermal | Skarn | Cu-Pb-Zn skarn | Cu, Pb, Zn | In, Sn | Cu, Pb, Zn, In, Sn |  |  | BY2-4-2(2)-2-1 | BY2-4-2(2)-2-1 | underground mine |  |  |  |  | ore material | drill core | underground mining tunnels and drill cores | mineral separate | [5 empty] | mineralisation |  |  |  | sphalerite, chalcopyrite, pyrrhotite, pyrite, arsenopyrite |  |  | Sn-poor Skarn |  |  |  | galena, bismuthinite, marcasite, iron oxides, pyroxene, actinolite, quartz | thin sections and polished blocks examined using optical microscope, BSE detector, and EDS prior to analysis | EMPA, LA-ICPMS | JEOL JXA-8230 electron probe microanalyzer; RESOlution-LR 193 nm ArF excimer laser ablation system coupled to an Agilent 7700x ICP-MS | Laboratory of Mineral Resources Research Center, Fuzhou University; Adelaide Microscopy, the University of Adelaide | EPMA point analysis: accelerating voltage 15 kV, beam current 20 nA, beam diameter ~5 μm; EPMA mapping: accelerating voltage 20 kV, working current 50 nA, dwell time ~10 ms; BSE imaging: accelerating voltage 20 kV, beam current 10 nA; LA-ICP-MS: energy density 3~3.5 J/cm2, spot sizes 29 to 51 μm, repetition rates 5 Hz (polished thin-section) and 10 Hz (polished blocks), ~30 s background acquisition, ~40 s sample data acquisition | STDGL3 (Danyushevsky et al. 2011) and GSD-1G (USGS) | 5.55 | [19 empty] | 2688 | [5 empty] | 73.1 | [5 empty] | 12.5 | [9 empty] | 36276.1347 |  | 0.14 |  |  |  | 0.005 | [7 empty] | 6.07 | [13 empty] | 1475 | [15 empty] | 11.6 | [17 empty] | 1.37 | [9 empty] | 2.19 | [32 empty] | 2025 |  |  | CHN | Tibet
| Lawu |  | Magmatic hydrothermal | Skarn | Cu-Pb-Zn skarn | Cu, Pb, Zn | In, Sn | Cu, Pb, Zn, In, Sn |  |  | BY2-4-2(2)-3-1 | BY2-4-2(2)-3-1 | underground mine |  |  |  |  | ore material | drill core | underground mining tunnels and drill cores | mineral separate | [5 empty] | mineralisation |  |  |  | sphalerite, chalcopyrite, pyrrhotite, pyrite, arsenopyrite |  |  | Sn-poor Skarn |  |  |  | galena, bismuthinite, marcasite, iron oxides, pyroxene, actinolite, quartz | thin sections and polished blocks examined using optical microscope, BSE detector, and EDS prior to analysis | EMPA, LA-ICPMS | JEOL JXA-8230 electron probe microanalyzer; RESOlution-LR 193 nm ArF excimer laser ablation system coupled to an Agilent 7700x ICP-MS | Laboratory of Mineral Resources Research Center, Fuzhou University; Adelaide Microscopy, the University of Adelaide | EPMA point analysis: accelerating voltage 15 kV, beam current 20 nA, beam diameter ~5 μm; EPMA mapping: accelerating voltage 20 kV, working current 50 nA, dwell time ~10 ms; BSE imaging: accelerating voltage 20 kV, beam current 10 nA; LA-ICP-MS: energy density 3~3.5 J/cm2, spot sizes 29 to 51 μm, repetition rates 5 Hz (polished thin-section) and 10 Hz (polished blocks), ~30 s background acquisition, ~40 s sample data acquisition | STDGL3 (Danyushevsky et al. 2011) and GSD-1G (USGS) | 0.99 | [19 empty] | 2852 | [5 empty] | 74.9 | [5 empty] | 7.25 | [9 empty] | 34814.9244 |  | 0.14 |  |  |  | 0.26 | [7 empty] | 6.1 | [13 empty] | 931 | [15 empty] | 7.23 | [17 empty] | 0.6 | [9 empty] | 0.59 | [32 empty] | 2025 |  |  | CHN | Tibet
| Lawu |  | Magmatic hydrothermal | Skarn | Cu-Pb-Zn skarn | Cu, Pb, Zn | In, Sn | Cu, Pb, Zn, In, Sn |  |  | BY2-6a(1)-1-1 | BY2-6a(1)-1-1 | underground mine |  |  |  |  | ore material | drill core | underground mining tunnels and drill cores | mineral separate | [5 empty] | mineralisation |  |  |  | sphalerite, chalcopyrite, pyrrhotite, pyrite, arsenopyrite |  |  | Sn-poor Skarn |  |  |  | galena, bismuthinite, marcasite, iron oxides, pyroxene, actinolite, quartz | thin sections and polished blocks examined using optical microscope, BSE detector, and EDS prior to analysis | EMPA, LA-ICPMS | JEOL JXA-8230 electron probe microanalyzer; RESOlution-LR 193 nm ArF excimer laser ablation system coupled to an Agilent 7700x ICP-MS | Laboratory of Mineral Resources Research Center, Fuzhou University; Adelaide Microscopy, the University of Adelaide | EPMA point analysis: accelerating voltage 15 kV, beam current 20 nA, beam diameter ~5 μm; EPMA mapping: accelerating voltage 20 kV, working current 50 nA, dwell time ~10 ms; BSE imaging: accelerating voltage 20 kV, beam current 10 nA; LA-ICP-MS: energy density 3~3.5 J/cm2, spot sizes 29 to 51 μm, repetition rates 5 Hz (polished thin-section) and 10 Hz (polished blocks), ~30 s background acquisition, ~40 s sample data acquisition | STDGL3 (Danyushevsky et al. 2011) and GSD-1G (USGS) | 1.91 | [19 empty] | 2516 | [5 empty] | 1.61 | [5 empty] | 9.91 | [9 empty] | 8640.2002 |  | 0.25 |  |  |  | 0.005 | [7 empty] | 10.3 | [13 empty] | 1872 | [15 empty] | 105 | [17 empty] | 0.09 | [9 empty] | 0.77 | [32 empty] | 2025 |  |  | CHN | Tibet
| Lawu |  | Magmatic hydrothermal | Skarn | Cu-Pb-Zn skarn | Cu, Pb, Zn | In, Sn | Cu, Pb, Zn, In, Sn |  |  | BY2-6a(1)-3-1 | BY2-6a(1)-3-1 | underground mine |  |  |  |  | ore material | drill core | underground mining tunnels and drill cores | mineral separate | [5 empty] | mineralisation |  |  |  | sphalerite, chalcopyrite, pyrrhotite, pyrite, arsenopyrite |  |  | Sn-poor Skarn |  |  |  | galena, bismuthinite, marcasite, iron oxides, pyroxene, actinolite, quartz | thin sections and polished blocks examined using optical microscope, BSE detector, and EDS prior to analysis | EMPA, LA-ICPMS | JEOL JXA-8230 electron probe microanalyzer; RESOlution-LR 193 nm ArF excimer laser ablation system coupled to an Agilent 7700x ICP-MS | Laboratory of Mineral Resources Research Center, Fuzhou University; Adelaide Microscopy, the University of Adelaide | EPMA point analysis: accelerating voltage 15 kV, beam current 20 nA, beam diameter ~5 μm; EPMA mapping: accelerating voltage 20 kV, working current 50 nA, dwell time ~10 ms; BSE imaging: accelerating voltage 20 kV, beam current 10 nA; LA-ICP-MS: energy density 3~3.5 J/cm2, spot sizes 29 to 51 μm, repetition rates 5 Hz (polished thin-section) and 10 Hz (polished blocks), ~30 s background acquisition, ~40 s sample data acquisition | STDGL3 (Danyushevsky et al. 2011) and GSD-1G (USGS) | 16.5 | [19 empty] | 2428 | [5 empty] | 2.32 | [5 empty] | 8.79 | [9 empty] | 9529.6326 |  | 0.33 |  |  |  | 0.8 | [7 empty] | 11.4 | [13 empty] | 1928 | [15 empty] | 431 | [17 empty] | 0.97 | [9 empty] | 2.98 | [32 empty] | 2025 |  |  | CHN | Tibet
| Lawu |  | Magmatic hydrothermal | Skarn | Cu-Pb-Zn skarn | Cu, Pb, Zn | In, Sn | Cu, Pb, Zn, In, Sn |  |  | BY2-6a(2)-1-1 | BY2-6a(2)-1-1 | underground mine |  |  |  |  | ore material | drill core | underground mining tunnels and drill cores | mineral separate | [5 empty] | mineralisation |  |  |  | sphalerite, chalcopyrite, pyrrhotite, pyrite, arsenopyrite |  |  | Sn-poor Skarn |  |  |  | galena, bismuthinite, marcasite, iron oxides, pyroxene, actinolite, quartz | thin sections and polished blocks examined using optical microscope, BSE detector, and EDS prior to analysis | EMPA, LA-ICPMS | JEOL JXA-8230 electron probe microanalyzer; RESOlution-LR 193 nm ArF excimer laser ablation system coupled to an Agilent 7700x ICP-MS | Laboratory of Mineral Resources Research Center, Fuzhou University; Adelaide Microscopy, the University of Adelaide | EPMA point analysis: accelerating voltage 15 kV, beam current 20 nA, beam diameter ~5 μm; EPMA mapping: accelerating voltage 20 kV, working current 50 nA, dwell time ~10 ms; BSE imaging: accelerating voltage 20 kV, beam current 10 nA; LA-ICP-MS: energy density 3~3.5 J/cm2, spot sizes 29 to 51 μm, repetition rates 5 Hz (polished thin-section) and 10 Hz (polished blocks), ~30 s background acquisition, ~40 s sample data acquisition | STDGL3 (Danyushevsky et al. 2011) and GSD-1G (USGS) | 7.79 | [19 empty] | 2584 | [5 empty] | 0.22 | [5 empty] | 9.51 | [9 empty] | 8894.3237 |  | 0.03 |  |  |  | 0.74 | [7 empty] | 14.9 | [13 empty] | 1831 | [15 empty] | 114 | [17 empty] | 0.1 | [9 empty] | 0.75 | [32 empty] | 2025 |  |  | CHN | Tibet
| Lawu |  | Magmatic hydrothermal | Skarn | Cu-Pb-Zn skarn | Cu, Pb, Zn | In, Sn | Cu, Pb, Zn, In, Sn |  |  | BY2-6a(2)-2-1 | BY2-6a(2)-2-1 | underground mine |  |  |  |  | ore material | drill core | underground mining tunnels and drill cores | mineral separate | [5 empty] | mineralisation |  |  |  | sphalerite, chalcopyrite, pyrrhotite, pyrite, arsenopyrite |  |  | Sn-poor Skarn |  |  |  | galena, bismuthinite, marcasite, iron oxides, pyroxene, actinolite, quartz | thin sections and polished blocks examined using optical microscope, BSE detector, and EDS prior to analysis | EMPA, LA-ICPMS | JEOL JXA-8230 electron probe microanalyzer; RESOlution-LR 193 nm ArF excimer laser ablation system coupled to an Agilent 7700x ICP-MS | Laboratory of Mineral Resources Research Center, Fuzhou University; Adelaide Microscopy, the University of Adelaide | EPMA point analysis: accelerating voltage 15 kV, beam current 20 nA, beam diameter ~5 μm; EPMA mapping: accelerating voltage 20 kV, working current 50 nA, dwell time ~10 ms; BSE imaging: accelerating voltage 20 kV, beam current 10 nA; LA-ICP-MS: energy density 3~3.5 J/cm2, spot sizes 29 to 51 μm, repetition rates 5 Hz (polished thin-section) and 10 Hz (polished blocks), ~30 s background acquisition, ~40 s sample data acquisition | STDGL3 (Danyushevsky et al. 2011) and GSD-1G (USGS) | 20.8 | [19 empty] | 2654 | [5 empty] | 0.55 | [5 empty] | 14.1 | [9 empty] | 9084.9164 |  | 0.11 |  |  |  | 0.45 | [7 empty] | 14.5 | [13 empty] | 2294 | [15 empty] | 319 | [17 empty] | 0.9 | [9 empty] | 5.25 | [32 empty] | 2025 |  |  | CHN | Tibet
| Lawu |  | Magmatic hydrothermal | Skarn | Cu-Pb-Zn skarn | Cu, Pb, Zn | In, Sn | Cu, Pb, Zn, In, Sn |  |  | BY2-6a(2)-3-1 | BY2-6a(2)-3-1 | underground mine |  |  |  |  | ore material | drill core | underground mining tunnels and drill cores | mineral separate | [5 empty] | mineralisation |  |  |  | sphalerite, chalcopyrite, pyrrhotite, pyrite, arsenopyrite |  |  | Sn-poor Skarn |  |  |  | galena, bismuthinite, marcasite, iron oxides, pyroxene, actinolite, quartz | thin sections and polished blocks examined using optical microscope, BSE detector, and EDS prior to analysis | EMPA, LA-ICPMS | JEOL JXA-8230 electron probe microanalyzer; RESOlution-LR 193 nm ArF excimer laser ablation system coupled to an Agilent 7700x ICP-MS | Laboratory of Mineral Resources Research Center, Fuzhou University; Adelaide Microscopy, the University of Adelaide | EPMA point analysis: accelerating voltage 15 kV, beam current 20 nA, beam diameter ~5 μm; EPMA mapping: accelerating voltage 20 kV, working current 50 nA, dwell time ~10 ms; BSE imaging: accelerating voltage 20 kV, beam current 10 nA; LA-ICP-MS: energy density 3~3.5 J/cm2, spot sizes 29 to 51 μm, repetition rates 5 Hz (polished thin-section) and 10 Hz (polished blocks), ~30 s background acquisition, ~40 s sample data acquisition | STDGL3 (Danyushevsky et al. 2011) and GSD-1G (USGS) | 7.22 | [19 empty] | 2756 | [5 empty] | 0.32 | [5 empty] | 8.54 | [9 empty] | 9402.5708 |  | 0.13 |  |  |  | 0.27 | [7 empty] | 15.1 | [13 empty] | 2002 | [15 empty] | 510 | [17 empty] | 0.6 | [9 empty] | 2.78 | [32 empty] | 2025 |  |  | CHN | Tibet
| Lawu |  | Magmatic hydrothermal | Skarn | Cu-Pb-Zn skarn | Cu, Pb, Zn | In, Sn | Cu, Pb, Zn, In, Sn |  |  | BY2-7a(1)-1-1 | BY2-7a(1)-1-1 | underground mine |  |  |  |  | ore material | drill core | underground mining tunnels and drill cores | mineral separate | [5 empty] | mineralisation |  |  |  | sphalerite, chalcopyrite, pyrrhotite, pyrite, arsenopyrite |  |  | Sn-poor Skarn |  |  |  | galena, bismuthinite, marcasite, iron oxides, pyroxene, actinolite, quartz | thin sections and polished blocks examined using optical microscope, BSE detector, and EDS prior to analysis | EMPA, LA-ICPMS | JEOL JXA-8230 electron probe microanalyzer; RESOlution-LR 193 nm ArF excimer laser ablation system coupled to an Agilent 7700x ICP-MS | Laboratory of Mineral Resources Research Center, Fuzhou University; Adelaide Microscopy, the University of Adelaide | EPMA point analysis: accelerating voltage 15 kV, beam current 20 nA, beam diameter ~5 μm; EPMA mapping: accelerating voltage 20 kV, working current 50 nA, dwell time ~10 ms; BSE imaging: accelerating voltage 20 kV, beam current 10 nA; LA-ICP-MS: energy density 3~3.5 J/cm2, spot sizes 29 to 51 μm, repetition rates 5 Hz (polished thin-section) and 10 Hz (polished blocks), ~30 s background acquisition, ~40 s sample data acquisition | STDGL3 (Danyushevsky et al. 2011) and GSD-1G (USGS) | 37.7 | [19 empty] | 2716 | [5 empty] | 23.8 | [5 empty] | 6406 | [9 empty] | 77507.6783 |  | 0.72 |  |  |  | 0.36 | [7 empty] | 21.2 | [13 empty] | 3553 | [15 empty] | 6.66 | [17 empty] | 0.22 | [9 empty] | 0.93 | [32 empty] | 2025 |  |  | CHN | Tibet
| Lawu |  | Magmatic hydrothermal | Skarn | Cu-Pb-Zn skarn | Cu, Pb, Zn | In, Sn | Cu, Pb, Zn, In, Sn |  |  | BY2-7a(1)-2-1 | BY2-7a(1)-2-1 | underground mine |  |  |  |  | ore material | drill core | underground mining tunnels and drill cores | mineral separate | [5 empty] | mineralisation |  |  |  | sphalerite, chalcopyrite, pyrrhotite, pyrite, arsenopyrite |  |  | Sn-poor Skarn |  |  |  | galena, bismuthinite, marcasite, iron oxides, pyroxene, actinolite, quartz | thin sections and polished blocks examined using optical microscope, BSE detector, and EDS prior to analysis | EMPA, LA-ICPMS | JEOL JXA-8230 electron probe microanalyzer; RESOlution-LR 193 nm ArF excimer laser ablation system coupled to an Agilent 7700x ICP-MS | Laboratory of Mineral Resources Research Center, Fuzhou University; Adelaide Microscopy, the University of Adelaide | EPMA point analysis: accelerating voltage 15 kV, beam current 20 nA, beam diameter ~5 μm; EPMA mapping: accelerating voltage 20 kV, working current 50 nA, dwell time ~10 ms; BSE imaging: accelerating voltage 20 kV, beam current 10 nA; LA-ICP-MS: energy density 3~3.5 J/cm2, spot sizes 29 to 51 μm, repetition rates 5 Hz (polished thin-section) and 10 Hz (polished blocks), ~30 s background acquisition, ~40 s sample data acquisition | STDGL3 (Danyushevsky et al. 2011) and GSD-1G (USGS) | 26.9 | [19 empty] | 2679 | [5 empty] | 30.4 | [5 empty] | 5025 | [9 empty] | 78778.296 |  | 1.37 |  |  |  | 0.66 | [7 empty] | 21.4 | [13 empty] | 4114 | [15 empty] | 1.39 | [17 empty] | 0.01 | [9 empty] | 0.85 | [32 empty] | 2025 |  |  | CHN | Tibet
| Lawu |  | Magmatic hydrothermal | Skarn | Cu-Pb-Zn skarn | Cu, Pb, Zn | In, Sn | Cu, Pb, Zn, In, Sn |  |  | BY2-7a(1)-3-1 | BY2-7a(1)-3-1 | underground mine |  |  |  |  | ore material | drill core | underground mining tunnels and drill cores | mineral separate | [5 empty] | mineralisation |  |  |  | sphalerite, chalcopyrite, pyrrhotite, pyrite, arsenopyrite |  |  | Sn-poor Skarn |  |  |  | galena, bismuthinite, marcasite, iron oxides, pyroxene, actinolite, quartz | thin sections and polished blocks examined using optical microscope, BSE detector, and EDS prior to analysis | EMPA, LA-ICPMS | JEOL JXA-8230 electron probe microanalyzer; RESOlution-LR 193 nm ArF excimer laser ablation system coupled to an Agilent 7700x ICP-MS | Laboratory of Mineral Resources Research Center, Fuzhou University; Adelaide Microscopy, the University of Adelaide | EPMA point analysis: accelerating voltage 15 kV, beam current 20 nA, beam diameter ~5 μm; EPMA mapping: accelerating voltage 20 kV, working current 50 nA, dwell time ~10 ms; BSE imaging: accelerating voltage 20 kV, beam current 10 nA; LA-ICP-MS: energy density 3~3.5 J/cm2, spot sizes 29 to 51 μm, repetition rates 5 Hz (polished thin-section) and 10 Hz (polished blocks), ~30 s background acquisition, ~40 s sample data acquisition | STDGL3 (Danyushevsky et al. 2011) and GSD-1G (USGS) | 15.1 | [19 empty] | 2466 | [5 empty] | 42.6 | [5 empty] | 1106 | [9 empty] | 108002.5026 |  | 0.77 |  |  |  | 1.03 | [7 empty] | 21.6 | [13 empty] | 3753 | [15 empty] | 15.3 | [17 empty] | 0.47 | [9 empty] | 0.69 | [32 empty] | 2025 |  |  | CHN | Tibet
| Lawu |  | Magmatic hydrothermal | Skarn | Cu-Pb-Zn skarn | Cu, Pb, Zn | In, Sn | Cu, Pb, Zn, In, Sn |  |  | BY2-7a(2)-1-1 | BY2-7a(2)-1-1 | underground mine |  |  |  |  | ore material | drill core | underground mining tunnels and drill cores | mineral separate | [5 empty] | mineralisation |  |  |  | sphalerite, chalcopyrite, pyrrhotite, pyrite, arsenopyrite |  |  | Sn-poor Skarn |  |  |  | galena, bismuthinite, marcasite, iron oxides, pyroxene, actinolite, quartz | thin sections and polished blocks examined using optical microscope, BSE detector, and EDS prior to analysis | EMPA, LA-ICPMS | JEOL JXA-8230 electron probe microanalyzer; RESOlution-LR 193 nm ArF excimer laser ablation system coupled to an Agilent 7700x ICP-MS | Laboratory of Mineral Resources Research Center, Fuzhou University; Adelaide Microscopy, the University of Adelaide | EPMA point analysis: accelerating voltage 15 kV, beam current 20 nA, beam diameter ~5 μm; EPMA mapping: accelerating voltage 20 kV, working current 50 nA, dwell time ~10 ms; BSE imaging: accelerating voltage 20 kV, beam current 10 nA; LA-ICP-MS: energy density 3~3.5 J/cm2, spot sizes 29 to 51 μm, repetition rates 5 Hz (polished thin-section) and 10 Hz (polished blocks), ~30 s background acquisition, ~40 s sample data acquisition | STDGL3 (Danyushevsky et al. 2011) and GSD-1G (USGS) | 31.8 | [19 empty] | 1824 | [5 empty] | 22 | [5 empty] | 5238 | [9 empty] | 73695.8253 |  | 5.75 |  |  |  | 3.12 | [7 empty] | 29.1 | [13 empty] | 3924 | [15 empty] | 20.4 | [17 empty] | 0.23 | [9 empty] | 57.3 | [32 empty] | 2025 |  |  | CHN | Tibet
| Lawu |  | Magmatic hydrothermal | Skarn | Cu-Pb-Zn skarn | Cu, Pb, Zn | In, Sn | Cu, Pb, Zn, In, Sn |  |  | BY2-7a(2)-3-1 | BY2-7a(2)-3-1 | underground mine |  |  |  |  | ore material | drill core | underground mining tunnels and drill cores | mineral separate | [5 empty] | mineralisation |  |  |  | sphalerite, chalcopyrite, pyrrhotite, pyrite, arsenopyrite |  |  | Sn-poor Skarn |  |  |  | galena, bismuthinite, marcasite, iron oxides, pyroxene, actinolite, quartz | thin sections and polished blocks examined using optical microscope, BSE detector, and EDS prior to analysis | EMPA, LA-ICPMS | JEOL JXA-8230 electron probe microanalyzer; RESOlution-LR 193 nm ArF excimer laser ablation system coupled to an Agilent 7700x ICP-MS | Laboratory of Mineral Resources Research Center, Fuzhou University; Adelaide Microscopy, the University of Adelaide | EPMA point analysis: accelerating voltage 15 kV, beam current 20 nA, beam diameter ~5 μm; EPMA mapping: accelerating voltage 20 kV, working current 50 nA, dwell time ~10 ms; BSE imaging: accelerating voltage 20 kV, beam current 10 nA; LA-ICP-MS: energy density 3~3.5 J/cm2, spot sizes 29 to 51 μm, repetition rates 5 Hz (polished thin-section) and 10 Hz (polished blocks), ~30 s background acquisition, ~40 s sample data acquisition | STDGL3 (Danyushevsky et al. 2011) and GSD-1G (USGS) | 53.6 | [19 empty] | 2392 | [5 empty] | 25.8 | [5 empty] | 6435 | [9 empty] | 80048.9137 |  | 0.68 |  |  |  | 0.69 | [7 empty] | 35.7 | [13 empty] | 3663 | [15 empty] | 99.2 | [17 empty] | 0.62 | [9 empty] | 5.41 | [32 empty] | 2025 |  |  | CHN | Tibet
| Lawu |  | Magmatic hydrothermal | Skarn | Cu-Pb-Zn skarn | Cu, Pb, Zn | In, Sn | Cu, Pb, Zn, In, Sn |  |  | 724-5-1@2-1 | 724-5-1@2-1 | underground mine |  |  |  |  | ore material | drill core | underground mining tunnels and drill cores | mineral separate | [5 empty] | mineralisation |  |  |  | sphalerite, chalcopyrite, pyrrhotite, pyrite, arsenopyrite |  |  | Sn-poor Skarn |  |  |  | galena, bismuthinite, marcasite, iron oxides, pyroxene, actinolite, quartz | thin sections and polished blocks examined using optical microscope, BSE detector, and EDS prior to analysis | EMPA, LA-ICPMS | JEOL JXA-8230 electron probe microanalyzer; RESOlution-LR 193 nm ArF excimer laser ablation system coupled to an Agilent 7700x ICP-MS | Laboratory of Mineral Resources Research Center, Fuzhou University; Adelaide Microscopy, the University of Adelaide | EPMA point analysis: accelerating voltage 15 kV, beam current 20 nA, beam diameter ~5 μm; EPMA mapping: accelerating voltage 20 kV, working current 50 nA, dwell time ~10 ms; BSE imaging: accelerating voltage 20 kV, beam current 10 nA; LA-ICP-MS: energy density 3~3.5 J/cm2, spot sizes 29 to 51 μm, repetition rates 5 Hz (polished thin-section) and 10 Hz (polished blocks), ~30 s background acquisition, ~40 s sample data acquisition | STDGL3 (Danyushevsky et al. 2011) and GSD-1G (USGS) | 121.1 | [19 empty] | 5341 | [5 empty] | 0.10489 | [5 empty] | 2054 | [9 empty] | 51583 |  | 19.45 |  |  |  | 0.3 | [7 empty] | 5.5 | [13 empty] | 1770 | [15 empty] | 50.93 | [17 empty] | 87.33 | [9 empty] | 32.3 | [32 empty] | 2025 |  |  | CHN | Tibet
| Lawu |  | Magmatic hydrothermal | Skarn | Cu-Pb-Zn skarn | Cu, Pb, Zn | In, Sn | Cu, Pb, Zn, In, Sn |  |  | 724-5-1@3-1 | 724-5-1@3-1 | underground mine |  |  |  |  | ore material | drill core | underground mining tunnels and drill cores | mineral separate | [5 empty] | mineralisation |  |  |  | sphalerite, chalcopyrite, pyrrhotite, pyrite, arsenopyrite |  |  | Sn-poor Skarn |  |  |  | galena, bismuthinite, marcasite, iron oxides, pyroxene, actinolite, quartz | thin sections and polished blocks examined using optical microscope, BSE detector, and EDS prior to analysis | EMPA, LA-ICPMS | JEOL JXA-8230 electron probe microanalyzer; RESOlution-LR 193 nm ArF excimer laser ablation system coupled to an Agilent 7700x ICP-MS | Laboratory of Mineral Resources Research Center, Fuzhou University; Adelaide Microscopy, the University of Adelaide | EPMA point analysis: accelerating voltage 15 kV, beam current 20 nA, beam diameter ~5 μm; EPMA mapping: accelerating voltage 20 kV, working current 50 nA, dwell time ~10 ms; BSE imaging: accelerating voltage 20 kV, beam current 10 nA; LA-ICP-MS: energy density 3~3.5 J/cm2, spot sizes 29 to 51 μm, repetition rates 5 Hz (polished thin-section) and 10 Hz (polished blocks), ~30 s background acquisition, ~40 s sample data acquisition | STDGL3 (Danyushevsky et al. 2011) and GSD-1G (USGS) | 136.8 | [19 empty] | 4357 | [5 empty] | 0.11251 | [5 empty] | 4032 | [9 empty] | 37516 |  | 23.32 |  |  |  | 0.3 | [7 empty] | 3.6 | [13 empty] | 1394 | [15 empty] | 80.78 | [17 empty] | 94.24 | [9 empty] | 38.2 | [32 empty] | 2025 |  |  | CHN | Tibet
| Lawu |  | Magmatic hydrothermal | Skarn | Cu-Pb-Zn skarn | Cu, Pb, Zn | In, Sn | Cu, Pb, Zn, In, Sn |  |  | 724-5-1@5-1 | 724-5-1@5-1 | underground mine |  |  |  |  | ore material | drill core | underground mining tunnels and drill cores | mineral separate | [5 empty] | mineralisation |  |  |  | sphalerite, chalcopyrite, pyrrhotite, pyrite, arsenopyrite |  |  | Sn-poor Skarn |  |  |  | galena, bismuthinite, marcasite, iron oxides, pyroxene, actinolite, quartz | thin sections and polished blocks examined using optical microscope, BSE detector, and EDS prior to analysis | EMPA, LA-ICPMS | JEOL JXA-8230 electron probe microanalyzer; RESOlution-LR 193 nm ArF excimer laser ablation system coupled to an Agilent 7700x ICP-MS | Laboratory of Mineral Resources Research Center, Fuzhou University; Adelaide Microscopy, the University of Adelaide | EPMA point analysis: accelerating voltage 15 kV, beam current 20 nA, beam diameter ~5 μm; EPMA mapping: accelerating voltage 20 kV, working current 50 nA, dwell time ~10 ms; BSE imaging: accelerating voltage 20 kV, beam current 10 nA; LA-ICP-MS: energy density 3~3.5 J/cm2, spot sizes 29 to 51 μm, repetition rates 5 Hz (polished thin-section) and 10 Hz (polished blocks), ~30 s background acquisition, ~40 s sample data acquisition | STDGL3 (Danyushevsky et al. 2011) and GSD-1G (USGS) | 209.2 | [19 empty] | 4823 | [5 empty] | 0.10599 | [5 empty] | 3112 | [9 empty] | 41066 |  | 21.18 |  |  |  | 0.2 | [7 empty] | 10.7 | [13 empty] | 1640 | [15 empty] | 154.86 | [17 empty] | 257.37 | [9 empty] | 83.8 | [32 empty] | 2025 |  |  | CHN | Tibet
| Lawu |  | Magmatic hydrothermal | Skarn | Cu-Pb-Zn skarn | Cu, Pb, Zn | In, Sn | Cu, Pb, Zn, In, Sn |  |  | 724-5-1@6-1 | 724-5-1@6-1 | underground mine |  |  |  |  | ore material | drill core | underground mining tunnels and drill cores | mineral separate | [5 empty] | mineralisation |  |  |  | sphalerite, chalcopyrite, pyrrhotite, pyrite, arsenopyrite |  |  | Sn-poor Skarn |  |  |  | galena, bismuthinite, marcasite, iron oxides, pyroxene, actinolite, quartz | thin sections and polished blocks examined using optical microscope, BSE detector, and EDS prior to analysis | EMPA, LA-ICPMS | JEOL JXA-8230 electron probe microanalyzer; RESOlution-LR 193 nm ArF excimer laser ablation system coupled to an Agilent 7700x ICP-MS | Laboratory of Mineral Resources Research Center, Fuzhou University; Adelaide Microscopy, the University of Adelaide | EPMA point analysis: accelerating voltage 15 kV, beam current 20 nA, beam diameter ~5 μm; EPMA mapping: accelerating voltage 20 kV, working current 50 nA, dwell time ~10 ms; BSE imaging: accelerating voltage 20 kV, beam current 10 nA; LA-ICP-MS: energy density 3~3.5 J/cm2, spot sizes 29 to 51 μm, repetition rates 5 Hz (polished thin-section) and 10 Hz (polished blocks), ~30 s background acquisition, ~40 s sample data acquisition | STDGL3 (Danyushevsky et al. 2011) and GSD-1G (USGS) | 244.3 | [19 empty] | 4294 | [5 empty] | 0.11521 | [5 empty] | 5711 | [9 empty] | 40961 |  | 20.34 |  |  |  | 0.3 | [7 empty] | 26.2 | [13 empty] | 1593 | [15 empty] | 4097.37 | [17 empty] | 184.25 | [9 empty] | 40.2 | [32 empty] | 2025 |  |  | CHN | Tibet
| Lawu |  | Magmatic hydrothermal | Skarn | Cu-Pb-Zn skarn | Cu, Pb, Zn | In, Sn | Cu, Pb, Zn, In, Sn |  |  | 724-5-1@8-1 | 724-5-1@8-1 | underground mine |  |  |  |  | ore material | drill core | underground mining tunnels and drill cores | mineral separate | [5 empty] | mineralisation |  |  |  | sphalerite, chalcopyrite, pyrrhotite, pyrite, arsenopyrite |  |  | Sn-poor Skarn |  |  |  | galena, bismuthinite, marcasite, iron oxides, pyroxene, actinolite, quartz | thin sections and polished blocks examined using optical microscope, BSE detector, and EDS prior to analysis | EMPA, LA-ICPMS | JEOL JXA-8230 electron probe microanalyzer; RESOlution-LR 193 nm ArF excimer laser ablation system coupled to an Agilent 7700x ICP-MS | Laboratory of Mineral Resources Research Center, Fuzhou University; Adelaide Microscopy, the University of Adelaide | EPMA point analysis: accelerating voltage 15 kV, beam current 20 nA, beam diameter ~5 μm; EPMA mapping: accelerating voltage 20 kV, working current 50 nA, dwell time ~10 ms; BSE imaging: accelerating voltage 20 kV, beam current 10 nA; LA-ICP-MS: energy density 3~3.5 J/cm2, spot sizes 29 to 51 μm, repetition rates 5 Hz (polished thin-section) and 10 Hz (polished blocks), ~30 s background acquisition, ~40 s sample data acquisition | STDGL3 (Danyushevsky et al. 2011) and GSD-1G (USGS) | 181.7 | [19 empty] | 4529 | [5 empty] | 0.10487 | [5 empty] | 3644 | [9 empty] | 44347 |  | 41.78 |  |  |  | 0.1 | [7 empty] | 16.2 | [13 empty] | 2117 | [15 empty] | 148.84 | [17 empty] | 144.84 | [9 empty] | 55.9 | [32 empty] | 2025 |  |  | CHN | Tibet
| Lawu |  | Magmatic hydrothermal | Skarn | Cu-Pb-Zn skarn | Cu, Pb, Zn | In, Sn | Cu, Pb, Zn, In, Sn |  |  | 724-5-2@1-1 | 724-5-2@1-1 | underground mine |  |  |  |  | ore material | drill core | underground mining tunnels and drill cores | mineral separate | [5 empty] | mineralisation |  |  |  | sphalerite, chalcopyrite, pyrrhotite, pyrite, arsenopyrite |  |  | Sn-poor Skarn |  |  |  | galena, bismuthinite, marcasite, iron oxides, pyroxene, actinolite, quartz | thin sections and polished blocks examined using optical microscope, BSE detector, and EDS prior to analysis | EMPA, LA-ICPMS | JEOL JXA-8230 electron probe microanalyzer; RESOlution-LR 193 nm ArF excimer laser ablation system coupled to an Agilent 7700x ICP-MS | Laboratory of Mineral Resources Research Center, Fuzhou University; Adelaide Microscopy, the University of Adelaide | EPMA point analysis: accelerating voltage 15 kV, beam current 20 nA, beam diameter ~5 μm; EPMA mapping: accelerating voltage 20 kV, working current 50 nA, dwell time ~10 ms; BSE imaging: accelerating voltage 20 kV, beam current 10 nA; LA-ICP-MS: energy density 3~3.5 J/cm2, spot sizes 29 to 51 μm, repetition rates 5 Hz (polished thin-section) and 10 Hz (polished blocks), ~30 s background acquisition, ~40 s sample data acquisition | STDGL3 (Danyushevsky et al. 2011) and GSD-1G (USGS) | 225.8 | [19 empty] | 4164 | [5 empty] | 0.10541 | [5 empty] | 536 | [9 empty] | 38992 |  | 48.68 |  |  |  | 0.2 | [7 empty] | 29.4 | [13 empty] | 1822 | [15 empty] | 156.91 | [17 empty] | 169.55 | [9 empty] | 16.5 | [32 empty] | 2025 |  |  | CHN | Tibet
| Lawu |  | Magmatic hydrothermal | Skarn | Cu-Pb-Zn skarn | Cu, Pb, Zn | In, Sn | Cu, Pb, Zn, In, Sn |  |  | 724-5-2@2-1 | 724-5-2@2-1 | underground mine |  |  |  |  | ore material | drill core | underground mining tunnels and drill cores | mineral separate | [5 empty] | mineralisation |  |  |  | sphalerite, chalcopyrite, pyrrhotite, pyrite, arsenopyrite |  |  | Sn-poor Skarn |  |  |  | galena, bismuthinite, marcasite, iron oxides, pyroxene, actinolite, quartz | thin sections and polished blocks examined using optical microscope, BSE detector, and EDS prior to analysis | EMPA, LA-ICPMS | JEOL JXA-8230 electron probe microanalyzer; RESOlution-LR 193 nm ArF excimer laser ablation system coupled to an Agilent 7700x ICP-MS | Laboratory of Mineral Resources Research Center, Fuzhou University; Adelaide Microscopy, the University of Adelaide | EPMA point analysis: accelerating voltage 15 kV, beam current 20 nA, beam diameter ~5 μm; EPMA mapping: accelerating voltage 20 kV, working current 50 nA, dwell time ~10 ms; BSE imaging: accelerating voltage 20 kV, beam current 10 nA; LA-ICP-MS: energy density 3~3.5 J/cm2, spot sizes 29 to 51 μm, repetition rates 5 Hz (polished thin-section) and 10 Hz (polished blocks), ~30 s background acquisition, ~40 s sample data acquisition | STDGL3 (Danyushevsky et al. 2011) and GSD-1G (USGS) | 73.5 | [19 empty] | 4642 | [5 empty] | 0.10839 | [5 empty] | 173 | [9 empty] | 47801 |  | 42.03 |  |  |  | 0.2 | [7 empty] | 21.5 | [13 empty] | 2349 | [15 empty] | 28.22 | [17 empty] | 32.15 | [9 empty] | 12.5 | [32 empty] | 2025 |  |  | CHN | Tibet
| Lawu |  | Magmatic hydrothermal | Skarn | Cu-Pb-Zn skarn | Cu, Pb, Zn | In, Sn | Cu, Pb, Zn, In, Sn |  |  | 724-5-2@3-1 | 724-5-2@3-1 | underground mine |  |  |  |  | ore material | drill core | underground mining tunnels and drill cores | mineral separate | [5 empty] | mineralisation |  |  |  | sphalerite, chalcopyrite, pyrrhotite, pyrite, arsenopyrite |  |  | Sn-poor Skarn |  |  |  | galena, bismuthinite, marcasite, iron oxides, pyroxene, actinolite, quartz | thin sections and polished blocks examined using optical microscope, BSE detector, and EDS prior to analysis | EMPA, LA-ICPMS | JEOL JXA-8230 electron probe microanalyzer; RESOlution-LR 193 nm ArF excimer laser ablation system coupled to an Agilent 7700x ICP-MS | Laboratory of Mineral Resources Research Center, Fuzhou University; Adelaide Microscopy, the University of Adelaide | EPMA point analysis: accelerating voltage 15 kV, beam current 20 nA, beam diameter ~5 μm; EPMA mapping: accelerating voltage 20 kV, working current 50 nA, dwell time ~10 ms; BSE imaging: accelerating voltage 20 kV, beam current 10 nA; LA-ICP-MS: energy density 3~3.5 J/cm2, spot sizes 29 to 51 μm, repetition rates 5 Hz (polished thin-section) and 10 Hz (polished blocks), ~30 s background acquisition, ~40 s sample data acquisition | STDGL3 (Danyushevsky et al. 2011) and GSD-1G (USGS) | 390.2 | [19 empty] | 4438 | [5 empty] | 0.11664 | [5 empty] | 1511 | [9 empty] | 38510 |  | 32.02 |  |  |  | 0.2 | [7 empty] | 22.4 | [13 empty] | 1840 | [15 empty] | 352.88 | [17 empty] | 232.3 | [9 empty] | 43.1 | [32 empty] | 2025 |  |  | CHN | Tibet
| Lawu |  | Magmatic hydrothermal | Skarn | Cu-Pb-Zn skarn | Cu, Pb, Zn | In, Sn | Cu, Pb, Zn, In, Sn |  |  | 724-5-2@4-1 | 724-5-2@4-1 | underground mine |  |  |  |  | ore material | drill core | underground mining tunnels and drill cores | mineral separate | [5 empty] | mineralisation |  |  |  | sphalerite, chalcopyrite, pyrrhotite, pyrite, arsenopyrite |  |  | Sn-poor Skarn |  |  |  | galena, bismuthinite, marcasite, iron oxides, pyroxene, actinolite, quartz | thin sections and polished blocks examined using optical microscope, BSE detector, and EDS prior to analysis | EMPA, LA-ICPMS | JEOL JXA-8230 electron probe microanalyzer; RESOlution-LR 193 nm ArF excimer laser ablation system coupled to an Agilent 7700x ICP-MS | Laboratory of Mineral Resources Research Center, Fuzhou University; Adelaide Microscopy, the University of Adelaide | EPMA point analysis: accelerating voltage 15 kV, beam current 20 nA, beam diameter ~5 μm; EPMA mapping: accelerating voltage 20 kV, working current 50 nA, dwell time ~10 ms; BSE imaging: accelerating voltage 20 kV, beam current 10 nA; LA-ICP-MS: energy density 3~3.5 J/cm2, spot sizes 29 to 51 μm, repetition rates 5 Hz (polished thin-section) and 10 Hz (polished blocks), ~30 s background acquisition, ~40 s sample data acquisition | STDGL3 (Danyushevsky et al. 2011) and GSD-1G (USGS) | 60.7 | [19 empty] | 4491 | [5 empty] | 0.11797 | [5 empty] | 462 | [9 empty] | 41949 |  | 29.32 |  |  |  | 0.3 | [7 empty] | 25.9 | [13 empty] | 1861 | [15 empty] | 53.26 | [17 empty] | 49.39 | [9 empty] | 12.7 | [32 empty] | 2025 |  |  | CHN | Tibet
| Lawu |  | Magmatic hydrothermal | Skarn | Cu-Pb-Zn skarn | Cu, Pb, Zn | In, Sn | Cu, Pb, Zn, In, Sn |  |  | 724-5-2@6-1 | 724-5-2@6-1 | underground mine |  |  |  |  | ore material | drill core | underground mining tunnels and drill cores | mineral separate | [5 empty] | mineralisation |  |  |  | sphalerite, chalcopyrite, pyrrhotite, pyrite, arsenopyrite |  |  | Sn-poor Skarn |  |  |  | galena, bismuthinite, marcasite, iron oxides, pyroxene, actinolite, quartz | thin sections and polished blocks examined using optical microscope, BSE detector, and EDS prior to analysis | EMPA, LA-ICPMS | JEOL JXA-8230 electron probe microanalyzer; RESOlution-LR 193 nm ArF excimer laser ablation system coupled to an Agilent 7700x ICP-MS | Laboratory of Mineral Resources Research Center, Fuzhou University; Adelaide Microscopy, the University of Adelaide | EPMA point analysis: accelerating voltage 15 kV, beam current 20 nA, beam diameter ~5 μm; EPMA mapping: accelerating voltage 20 kV, working current 50 nA, dwell time ~10 ms; BSE imaging: accelerating voltage 20 kV, beam current 10 nA; LA-ICP-MS: energy density 3~3.5 J/cm2, spot sizes 29 to 51 μm, repetition rates 5 Hz (polished thin-section) and 10 Hz (polished blocks), ~30 s background acquisition, ~40 s sample data acquisition | STDGL3 (Danyushevsky et al. 2011) and GSD-1G (USGS) | 110.2 | [19 empty] | 5155 | [5 empty] | 0.12997 | [5 empty] | 1492 | [9 empty] | 47749 |  | 45.77 |  |  |  | 0.2 | [7 empty] | 27.9 | [13 empty] | 2016 | [15 empty] | 160.12 | [17 empty] | 58.22 | [9 empty] | 31.2 | [32 empty] | 2025 |  |  | CHN | Tibet
| Lawu |  | Magmatic hydrothermal | Skarn | Cu-Pb-Zn skarn | Cu, Pb, Zn | In, Sn | Cu, Pb, Zn, In, Sn |  |  | 724-5-2@8-1 | 724-5-2@8-1 | underground mine |  |  |  |  | ore material | drill core | underground mining tunnels and drill cores | mineral separate | [5 empty] | mineralisation |  |  |  | sphalerite, chalcopyrite, pyrrhotite, pyrite, arsenopyrite |  |  | Sn-poor Skarn |  |  |  | galena, bismuthinite, marcasite, iron oxides, pyroxene, actinolite, quartz | thin sections and polished blocks examined using optical microscope, BSE detector, and EDS prior to analysis | EMPA, LA-ICPMS | JEOL JXA-8230 electron probe microanalyzer; RESOlution-LR 193 nm ArF excimer laser ablation system coupled to an Agilent 7700x ICP-MS | Laboratory of Mineral Resources Research Center, Fuzhou University; Adelaide Microscopy, the University of Adelaide | EPMA point analysis: accelerating voltage 15 kV, beam current 20 nA, beam diameter ~5 μm; EPMA mapping: accelerating voltage 20 kV, working current 50 nA, dwell time ~10 ms; BSE imaging: accelerating voltage 20 kV, beam current 10 nA; LA-ICP-MS: energy density 3~3.5 J/cm2, spot sizes 29 to 51 μm, repetition rates 5 Hz (polished thin-section) and 10 Hz (polished blocks), ~30 s background acquisition, ~40 s sample data acquisition | STDGL3 (Danyushevsky et al. 2011) and GSD-1G (USGS) | 74.3 | [19 empty] | 5541 | [5 empty] | 0.13015 | [5 empty] | 653 | [9 empty] | 51867 |  | 23.56 |  |  |  | 0.2 | [7 empty] | 20.8 | [13 empty] | 2174 | [15 empty] | 32.71 | [17 empty] | 33.4 | [9 empty] | 13.8 | [32 empty] | 2025 |  |  | CHN | Tibet
| Lawu |  | Magmatic hydrothermal | Skarn | Cu-Pb-Zn skarn | Cu, Pb, Zn | In, Sn | Cu, Pb, Zn, In, Sn |  |  | 724-5-2@10-1 | 724-5-2@10-1 | underground mine |  |  |  |  | ore material | drill core | underground mining tunnels and drill cores | mineral separate | [5 empty] | mineralisation |  |  |  | sphalerite, chalcopyrite, pyrrhotite, pyrite, arsenopyrite |  |  | Sn-poor Skarn |  |  |  | galena, bismuthinite, marcasite, iron oxides, pyroxene, actinolite, quartz | thin sections and polished blocks examined using optical microscope, BSE detector, and EDS prior to analysis | EMPA, LA-ICPMS | JEOL JXA-8230 electron probe microanalyzer; RESOlution-LR 193 nm ArF excimer laser ablation system coupled to an Agilent 7700x ICP-MS | Laboratory of Mineral Resources Research Center, Fuzhou University; Adelaide Microscopy, the University of Adelaide | EPMA point analysis: accelerating voltage 15 kV, beam current 20 nA, beam diameter ~5 μm; EPMA mapping: accelerating voltage 20 kV, working current 50 nA, dwell time ~10 ms; BSE imaging: accelerating voltage 20 kV, beam current 10 nA; LA-ICP-MS: energy density 3~3.5 J/cm2, spot sizes 29 to 51 μm, repetition rates 5 Hz (polished thin-section) and 10 Hz (polished blocks), ~30 s background acquisition, ~40 s sample data acquisition | STDGL3 (Danyushevsky et al. 2011) and GSD-1G (USGS) | 78.5 | [19 empty] | 4739 | [5 empty] | 0.1068 | [5 empty] | 616 | [9 empty] | 41399 |  | 56.38 |  |  |  | 0.3 | [7 empty] | 22.6 | [13 empty] | 1712 | [15 empty] | 70.29 | [17 empty] | 100.64 | [9 empty] | 22 | [32 empty] | 2025 |  |  | CHN | Tibet
| Lawu |  | Magmatic hydrothermal | Skarn | Cu-Pb-Zn skarn | Cu, Pb, Zn | In, Sn | Cu, Pb, Zn, In, Sn |  |  | 724-5-2@11-1 | 724-5-2@11-1 | underground mine |  |  |  |  | ore material | drill core | underground mining tunnels and drill cores | mineral separate | [5 empty] | mineralisation |  |  |  | sphalerite, chalcopyrite, pyrrhotite, pyrite, arsenopyrite |  |  | Sn-poor Skarn |  |  |  | galena, bismuthinite, marcasite, iron oxides, pyroxene, actinolite, quartz | thin sections and polished blocks examined using optical microscope, BSE detector, and EDS prior to analysis | EMPA, LA-ICPMS | JEOL JXA-8230 electron probe microanalyzer; RESOlution-LR 193 nm ArF excimer laser ablation system coupled to an Agilent 7700x ICP-MS | Laboratory of Mineral Resources Research Center, Fuzhou University; Adelaide Microscopy, the University of Adelaide | EPMA point analysis: accelerating voltage 15 kV, beam current 20 nA, beam diameter ~5 μm; EPMA mapping: accelerating voltage 20 kV, working current 50 nA, dwell time ~10 ms; BSE imaging: accelerating voltage 20 kV, beam current 10 nA; LA-ICP-MS: energy density 3~3.5 J/cm2, spot sizes 29 to 51 μm, repetition rates 5 Hz (polished thin-section) and 10 Hz (polished blocks), ~30 s background acquisition, ~40 s sample data acquisition | STDGL3 (Danyushevsky et al. 2011) and GSD-1G (USGS) | 114.9 | [19 empty] | 4647 | [5 empty] | 0.10454 | [5 empty] | 584 | [9 empty] | 41847 |  | 54.77 |  |  |  | 0.2 | [7 empty] | 12.5 | [13 empty] | 1680 | [15 empty] | 150.74 | [17 empty] | 113.6 | [9 empty] | 18.3 | [32 empty] | 2025 |  |  | CHN | Tibet
| Lawu |  | Magmatic hydrothermal | Skarn | Cu-Pb-Zn skarn | Cu, Pb, Zn | In, Sn | Cu, Pb, Zn, In, Sn |  |  | 724-5-2@12-1 | 724-5-2@12-1 | underground mine |  |  |  |  | ore material | drill core | underground mining tunnels and drill cores | mineral separate | [5 empty] | mineralisation |  |  |  | sphalerite, chalcopyrite, pyrrhotite, pyrite, arsenopyrite |  |  | Sn-poor Skarn |  |  |  | galena, bismuthinite, marcasite, iron oxides, pyroxene, actinolite, quartz | thin sections and polished blocks examined using optical microscope, BSE detector, and EDS prior to analysis | EMPA, LA-ICPMS | JEOL JXA-8230 electron probe microanalyzer; RESOlution-LR 193 nm ArF excimer laser ablation system coupled to an Agilent 7700x ICP-MS | Laboratory of Mineral Resources Research Center, Fuzhou University; Adelaide Microscopy, the University of Adelaide | EPMA point analysis: accelerating voltage 15 kV, beam current 20 nA, beam diameter ~5 μm; EPMA mapping: accelerating voltage 20 kV, working current 50 nA, dwell time ~10 ms; BSE imaging: accelerating voltage 20 kV, beam current 10 nA; LA-ICP-MS: energy density 3~3.5 J/cm2, spot sizes 29 to 51 μm, repetition rates 5 Hz (polished thin-section) and 10 Hz (polished blocks), ~30 s background acquisition, ~40 s sample data acquisition | STDGL3 (Danyushevsky et al. 2011) and GSD-1G (USGS) | 132.8 | [19 empty] | 4446 | [5 empty] | 0.10056 | [5 empty] | 633 | [9 empty] | 38210 |  | 40.35 |  |  |  | 0.1 | [7 empty] | 28.8 | [13 empty] | 1498 | [15 empty] | 91.07 | [17 empty] | 123.19 | [9 empty] | 10.7 | [32 empty] | 2025 |  |  | CHN | Tibet
| Lawu |  | Magmatic hydrothermal | Skarn | Cu-Pb-Zn skarn | Cu, Pb, Zn | In, Sn | Cu, Pb, Zn, In, Sn |  |  | 724-5-2@13-1 | 724-5-2@13-1 | underground mine |  |  |  |  | ore material | drill core | underground mining tunnels and drill cores | mineral separate | [5 empty] | mineralisation |  |  |  | sphalerite, chalcopyrite, pyrrhotite, pyrite, arsenopyrite |  |  | Sn-poor Skarn |  |  |  | galena, bismuthinite, marcasite, iron oxides, pyroxene, actinolite, quartz | thin sections and polished blocks examined using optical microscope, BSE detector, and EDS prior to analysis | EMPA, LA-ICPMS | JEOL JXA-8230 electron probe microanalyzer; RESOlution-LR 193 nm ArF excimer laser ablation system coupled to an Agilent 7700x ICP-MS | Laboratory of Mineral Resources Research Center, Fuzhou University; Adelaide Microscopy, the University of Adelaide | EPMA point analysis: accelerating voltage 15 kV, beam current 20 nA, beam diameter ~5 μm; EPMA mapping: accelerating voltage 20 kV, working current 50 nA, dwell time ~10 ms; BSE imaging: accelerating voltage 20 kV, beam current 10 nA; LA-ICP-MS: energy density 3~3.5 J/cm2, spot sizes 29 to 51 μm, repetition rates 5 Hz (polished thin-section) and 10 Hz (polished blocks), ~30 s background acquisition, ~40 s sample data acquisition | STDGL3 (Danyushevsky et al. 2011) and GSD-1G (USGS) | 243.9 | [19 empty] | 5230 | [5 empty] | 0.105 | [5 empty] | 2010 | [9 empty] | 44049 |  | 38.37 |  |  |  | 0.1 | [7 empty] | 21.1 | [13 empty] | 1709 | [15 empty] | 188.7 | [17 empty] | 220.97 | [9 empty] | 44.8 | [32 empty] | 2025 |  |  | CHN | Tibet
| Lawu |  | Magmatic hydrothermal | Skarn | Cu-Pb-Zn skarn | Cu, Pb, Zn | In, Sn | Cu, Pb, Zn, In, Sn |  |  | 724-5-2@14-1 | 724-5-2@14-1 | underground mine |  |  |  |  | ore material | drill core | underground mining tunnels and drill cores | mineral separate | [5 empty] | mineralisation |  |  |  | sphalerite, chalcopyrite, pyrrhotite, pyrite, arsenopyrite |  |  | Sn-poor Skarn |  |  |  | galena, bismuthinite, marcasite, iron oxides, pyroxene, actinolite, quartz | thin sections and polished blocks examined using optical microscope, BSE detector, and EDS prior to analysis | EMPA, LA-ICPMS | JEOL JXA-8230 electron probe microanalyzer; RESOlution-LR 193 nm ArF excimer laser ablation system coupled to an Agilent 7700x ICP-MS | Laboratory of Mineral Resources Research Center, Fuzhou University; Adelaide Microscopy, the University of Adelaide | EPMA point analysis: accelerating voltage 15 kV, beam current 20 nA, beam diameter ~5 μm; EPMA mapping: accelerating voltage 20 kV, working current 50 nA, dwell time ~10 ms; BSE imaging: accelerating voltage 20 kV, beam current 10 nA; LA-ICP-MS: energy density 3~3.5 J/cm2, spot sizes 29 to 51 μm, repetition rates 5 Hz (polished thin-section) and 10 Hz (polished blocks), ~30 s background acquisition, ~40 s sample data acquisition | STDGL3 (Danyushevsky et al. 2011) and GSD-1G (USGS) | 200.2 | [19 empty] | 4580 | [5 empty] | 0.095655 | [5 empty] | 2044 | [9 empty] | 40450 |  | 29.39 |  |  |  | 0.3 | [7 empty] | 23.9 | [13 empty] | 1675 | [15 empty] | 635.11 | [17 empty] | 152.23 | [9 empty] | 29.5 | [32 empty] | 2025 |  |  | CHN | Tibet
| Lawu |  | Magmatic hydrothermal | Skarn | Cu-Pb-Zn skarn | Cu, Pb, Zn | In, Sn | Cu, Pb, Zn, In, Sn |  |  | 724-5-2@15-1 | 724-5-2@15-1 | underground mine |  |  |  |  | ore material | drill core | underground mining tunnels and drill cores | mineral separate | [5 empty] | mineralisation |  |  |  | sphalerite, chalcopyrite, pyrrhotite, pyrite, arsenopyrite |  |  | Sn-poor Skarn |  |  |  | galena, bismuthinite, marcasite, iron oxides, pyroxene, actinolite, quartz | thin sections and polished blocks examined using optical microscope, BSE detector, and EDS prior to analysis | EMPA, LA-ICPMS | JEOL JXA-8230 electron probe microanalyzer; RESOlution-LR 193 nm ArF excimer laser ablation system coupled to an Agilent 7700x ICP-MS | Laboratory of Mineral Resources Research Center, Fuzhou University; Adelaide Microscopy, the University of Adelaide | EPMA point analysis: accelerating voltage 15 kV, beam current 20 nA, beam diameter ~5 μm; EPMA mapping: accelerating voltage 20 kV, working current 50 nA, dwell time ~10 ms; BSE imaging: accelerating voltage 20 kV, beam current 10 nA; LA-ICP-MS: energy density 3~3.5 J/cm2, spot sizes 29 to 51 μm, repetition rates 5 Hz (polished thin-section) and 10 Hz (polished blocks), ~30 s background acquisition, ~40 s sample data acquisition | STDGL3 (Danyushevsky et al. 2011) and GSD-1G (USGS) | 138.8 | [19 empty] | 5729 | [5 empty] | 0.091296 | [5 empty] | 598 | [9 empty] | 54652 |  | 43.15 |  |  |  | 0.1 | [7 empty] | 18.1 | [13 empty] | 2212 | [15 empty] | 70.32 | [17 empty] | 86.78 | [9 empty] | 11.5 | [32 empty] | 2025 |  |  | CHN | Tibet
| Lawu |  | Magmatic hydrothermal | Skarn | Cu-Pb-Zn skarn | Cu, Pb, Zn | In, Sn | Cu, Pb, Zn, In, Sn |  |  | 724-5-2@17-1 | 724-5-2@17-1 | underground mine |  |  |  |  | ore material | drill core | underground mining tunnels and drill cores | mineral separate | [5 empty] | mineralisation |  |  |  | sphalerite, chalcopyrite, pyrrhotite, pyrite, arsenopyrite |  |  | Sn-poor Skarn |  |  |  | galena, bismuthinite, marcasite, iron oxides, pyroxene, actinolite, quartz | thin sections and polished blocks examined using optical microscope, BSE detector, and EDS prior to analysis | EMPA, LA-ICPMS | JEOL JXA-8230 electron probe microanalyzer; RESOlution-LR 193 nm ArF excimer laser ablation system coupled to an Agilent 7700x ICP-MS | Laboratory of Mineral Resources Research Center, Fuzhou University; Adelaide Microscopy, the University of Adelaide | EPMA point analysis: accelerating voltage 15 kV, beam current 20 nA, beam diameter ~5 μm; EPMA mapping: accelerating voltage 20 kV, working current 50 nA, dwell time ~10 ms; BSE imaging: accelerating voltage 20 kV, beam current 10 nA; LA-ICP-MS: energy density 3~3.5 J/cm2, spot sizes 29 to 51 μm, repetition rates 5 Hz (polished thin-section) and 10 Hz (polished blocks), ~30 s background acquisition, ~40 s sample data acquisition | STDGL3 (Danyushevsky et al. 2011) and GSD-1G (USGS) | 153.4 | [19 empty] | 5605 | [5 empty] | 0.10051 | [5 empty] | 1348 | [9 empty] | 49565 |  | 17.38 |  |  |  | 0.1 | [7 empty] | 56.1 | [13 empty] | 1963 | [15 empty] | 117.89 | [17 empty] | 148.27 | [9 empty] | 31.9 | [32 empty] | 2025 |  |  | CHN | Tibet
| Lawu |  | Magmatic hydrothermal | Skarn | Cu-Pb-Zn skarn | Cu, Pb, Zn | In, Sn | Cu, Pb, Zn, In, Sn |  |  | 724-5-2@18-1 | 724-5-2@18-1 | underground mine |  |  |  |  | ore material | drill core | underground mining tunnels and drill cores | mineral separate | [5 empty] | mineralisation |  |  |  | sphalerite, chalcopyrite, pyrrhotite, pyrite, arsenopyrite |  |  | Sn-poor Skarn |  |  |  | galena, bismuthinite, marcasite, iron oxides, pyroxene, actinolite, quartz | thin sections and polished blocks examined using optical microscope, BSE detector, and EDS prior to analysis | EMPA, LA-ICPMS | JEOL JXA-8230 electron probe microanalyzer; RESOlution-LR 193 nm ArF excimer laser ablation system coupled to an Agilent 7700x ICP-MS | Laboratory of Mineral Resources Research Center, Fuzhou University; Adelaide Microscopy, the University of Adelaide | EPMA point analysis: accelerating voltage 15 kV, beam current 20 nA, beam diameter ~5 μm; EPMA mapping: accelerating voltage 20 kV, working current 50 nA, dwell time ~10 ms; BSE imaging: accelerating voltage 20 kV, beam current 10 nA; LA-ICP-MS: energy density 3~3.5 J/cm2, spot sizes 29 to 51 μm, repetition rates 5 Hz (polished thin-section) and 10 Hz (polished blocks), ~30 s background acquisition, ~40 s sample data acquisition | STDGL3 (Danyushevsky et al. 2011) and GSD-1G (USGS) | 79.3 | [19 empty] | 5326 | [5 empty] | 0.10066 | [5 empty] | 742 | [9 empty] | 52980 |  | 38.83 |  |  |  | 0.1 | [7 empty] | 28 | [13 empty] | 2195 | [15 empty] | 72.15 | [17 empty] | 38.69 | [9 empty] | 8.2 | [32 empty] | 2025 |  |  | CHN | Tibet
| Lawu |  | Magmatic hydrothermal | Skarn | Cu-Pb-Zn skarn | Cu, Pb, Zn | In, Sn | Cu, Pb, Zn, In, Sn |  |  | 724-6-5@1-1 | 724-6-5@1-1 | underground mine |  |  |  |  | ore material | drill core | underground mining tunnels and drill cores | mineral separate | [5 empty] | mineralisation |  |  |  | sphalerite, chalcopyrite, pyrrhotite, pyrite, arsenopyrite |  |  | Sn-poor Skarn |  |  |  | galena, bismuthinite, marcasite, iron oxides, pyroxene, actinolite, quartz | thin sections and polished blocks examined using optical microscope, BSE detector, and EDS prior to analysis | EMPA, LA-ICPMS | JEOL JXA-8230 electron probe microanalyzer; RESOlution-LR 193 nm ArF excimer laser ablation system coupled to an Agilent 7700x ICP-MS | Laboratory of Mineral Resources Research Center, Fuzhou University; Adelaide Microscopy, the University of Adelaide | EPMA point analysis: accelerating voltage 15 kV, beam current 20 nA, beam diameter ~5 μm; EPMA mapping: accelerating voltage 20 kV, working current 50 nA, dwell time ~10 ms; BSE imaging: accelerating voltage 20 kV, beam current 10 nA; LA-ICP-MS: energy density 3~3.5 J/cm2, spot sizes 29 to 51 μm, repetition rates 5 Hz (polished thin-section) and 10 Hz (polished blocks), ~30 s background acquisition, ~40 s sample data acquisition | STDGL3 (Danyushevsky et al. 2011) and GSD-1G (USGS) | 32.2 | [19 empty] | 9664 | [5 empty] | 0.10058 | [5 empty] | 1543 | [9 empty] | 29313 |  | 62.67 |  |  |  | 1.3 | [7 empty] | 11.3 | [13 empty] | 5026 | [15 empty] | 25.61 | [17 empty] | 59.48 | [9 empty] | 975.4 | [32 empty] | 2025 |  |  | CHN | Tibet
| Lawu |  | Magmatic hydrothermal | Skarn | Cu-Pb-Zn skarn | Cu, Pb, Zn | In, Sn | Cu, Pb, Zn, In, Sn |  |  | 724-6-5@2-1 | 724-6-5@2-1 | underground mine |  |  |  |  | ore material | drill core | underground mining tunnels and drill cores | mineral separate | [5 empty] | mineralisation |  |  |  | sphalerite, chalcopyrite, pyrrhotite, pyrite, arsenopyrite |  |  | Sn-poor Skarn |  |  |  | galena, bismuthinite, marcasite, iron oxides, pyroxene, actinolite, quartz | thin sections and polished blocks examined using optical microscope, BSE detector, and EDS prior to analysis | EMPA, LA-ICPMS | JEOL JXA-8230 electron probe microanalyzer; RESOlution-LR 193 nm ArF excimer laser ablation system coupled to an Agilent 7700x ICP-MS | Laboratory of Mineral Resources Research Center, Fuzhou University; Adelaide Microscopy, the University of Adelaide | EPMA point analysis: accelerating voltage 15 kV, beam current 20 nA, beam diameter ~5 μm; EPMA mapping: accelerating voltage 20 kV, working current 50 nA, dwell time ~10 ms; BSE imaging: accelerating voltage 20 kV, beam current 10 nA; LA-ICP-MS: energy density 3~3.5 J/cm2, spot sizes 29 to 51 μm, repetition rates 5 Hz (polished thin-section) and 10 Hz (polished blocks), ~30 s background acquisition, ~40 s sample data acquisition | STDGL3 (Danyushevsky et al. 2011) and GSD-1G (USGS) | 39 | [19 empty] | 8851 | [5 empty] | 0.11852 | [5 empty] | 2130 | [9 empty] | 27641 |  | 69.61 |  |  |  | 0.1 | [7 empty] | 11.5 | [13 empty] | 4741 | [15 empty] | 14.9 | [17 empty] | 66.88 | [9 empty] | 1208.4 | [32 empty] | 2025 |  |  | CHN | Tibet
| Lawu |  | Magmatic hydrothermal | Skarn | Cu-Pb-Zn skarn | Cu, Pb, Zn | In, Sn | Cu, Pb, Zn, In, Sn |  |  | 724-6-5@3-1 | 724-6-5@3-1 | underground mine |  |  |  |  | ore material | drill core | underground mining tunnels and drill cores | mineral separate | [5 empty] | mineralisation |  |  |  | sphalerite, chalcopyrite, pyrrhotite, pyrite, arsenopyrite |  |  | Sn-poor Skarn |  |  |  | galena, bismuthinite, marcasite, iron oxides, pyroxene, actinolite, quartz | thin sections and polished blocks examined using optical microscope, BSE detector, and EDS prior to analysis | EMPA, LA-ICPMS | JEOL JXA-8230 electron probe microanalyzer; RESOlution-LR 193 nm ArF excimer laser ablation system coupled to an Agilent 7700x ICP-MS | Laboratory of Mineral Resources Research Center, Fuzhou University; Adelaide Microscopy, the University of Adelaide | EPMA point analysis: accelerating voltage 15 kV, beam current 20 nA, beam diameter ~5 μm; EPMA mapping: accelerating voltage 20 kV, working current 50 nA, dwell time ~10 ms; BSE imaging: accelerating voltage 20 kV, beam current 10 nA; LA-ICP-MS: energy density 3~3.5 J/cm2, spot sizes 29 to 51 μm, repetition rates 5 Hz (polished thin-section) and 10 Hz (polished blocks), ~30 s background acquisition, ~40 s sample data acquisition | STDGL3 (Danyushevsky et al. 2011) and GSD-1G (USGS) | 10.3 | [19 empty] | 9126 | [5 empty] | 0.10289 | [5 empty] | 1551 | [9 empty] | 28339 |  | 64.01 |  |  |  | 1.3 | [7 empty] | 10.9 | [13 empty] | 5757 | [15 empty] | 8.53 | [17 empty] | 2.44 | [9 empty] | 1258 | [32 empty] | 2025 |  |  | CHN | Tibet
| Lawu |  | Magmatic hydrothermal | Skarn | Cu-Pb-Zn skarn | Cu, Pb, Zn | In, Sn | Cu, Pb, Zn, In, Sn |  |  | 724-6-5@4-1 | 724-6-5@4-1 | underground mine |  |  |  |  | ore material | drill core | underground mining tunnels and drill cores | mineral separate | [5 empty] | mineralisation |  |  |  | sphalerite, chalcopyrite, pyrrhotite, pyrite, arsenopyrite |  |  | Sn-poor Skarn |  |  |  | galena, bismuthinite, marcasite, iron oxides, pyroxene, actinolite, quartz | thin sections and polished blocks examined using optical microscope, BSE detector, and EDS prior to analysis | EMPA, LA-ICPMS | JEOL JXA-8230 electron probe microanalyzer; RESOlution-LR 193 nm ArF excimer laser ablation system coupled to an Agilent 7700x ICP-MS | Laboratory of Mineral Resources Research Center, Fuzhou University; Adelaide Microscopy, the University of Adelaide | EPMA point analysis: accelerating voltage 15 kV, beam current 20 nA, beam diameter ~5 μm; EPMA mapping: accelerating voltage 20 kV, working current 50 nA, dwell time ~10 ms; BSE imaging: accelerating voltage 20 kV, beam current 10 nA; LA-ICP-MS: energy density 3~3.5 J/cm2, spot sizes 29 to 51 μm, repetition rates 5 Hz (polished thin-section) and 10 Hz (polished blocks), ~30 s background acquisition, ~40 s sample data acquisition | STDGL3 (Danyushevsky et al. 2011) and GSD-1G (USGS) | 16.1 | [19 empty] | 8677 | [5 empty] | 0.113 | [5 empty] | 1768 | [9 empty] | 26974 |  | 66.25 |  |  |  | 0.5 | [7 empty] | 8 | [13 empty] | 6320 | [15 empty] | 12.6 | [17 empty] | 25.03 | [9 empty] | 1276.6 | [32 empty] | 2025 |  |  | CHN | Tibet
| Lawu |  | Magmatic hydrothermal | Skarn | Cu-Pb-Zn skarn | Cu, Pb, Zn | In, Sn | Cu, Pb, Zn, In, Sn |  |  | 724-6-5@5-1 | 724-6-5@5-1 | underground mine |  |  |  |  | ore material | drill core | underground mining tunnels and drill cores | mineral separate | [5 empty] | mineralisation |  |  |  | sphalerite, chalcopyrite, pyrrhotite, pyrite, arsenopyrite |  |  | Sn-poor Skarn |  |  |  | galena, bismuthinite, marcasite, iron oxides, pyroxene, actinolite, quartz | thin sections and polished blocks examined using optical microscope, BSE detector, and EDS prior to analysis | EMPA, LA-ICPMS | JEOL JXA-8230 electron probe microanalyzer; RESOlution-LR 193 nm ArF excimer laser ablation system coupled to an Agilent 7700x ICP-MS | Laboratory of Mineral Resources Research Center, Fuzhou University; Adelaide Microscopy, the University of Adelaide | EPMA point analysis: accelerating voltage 15 kV, beam current 20 nA, beam diameter ~5 μm; EPMA mapping: accelerating voltage 20 kV, working current 50 nA, dwell time ~10 ms; BSE imaging: accelerating voltage 20 kV, beam current 10 nA; LA-ICP-MS: energy density 3~3.5 J/cm2, spot sizes 29 to 51 μm, repetition rates 5 Hz (polished thin-section) and 10 Hz (polished blocks), ~30 s background acquisition, ~40 s sample data acquisition | STDGL3 (Danyushevsky et al. 2011) and GSD-1G (USGS) | 11.7 | [19 empty] | 9093 | [5 empty] | 0.10609 | [5 empty] | 1717 | [9 empty] | 28055 |  | 62.27 |  |  |  | 3.2 | [7 empty] | 19.2 | [13 empty] | 6181 | [15 empty] | 5.25 | [17 empty] | 8.02 | [9 empty] | 1246.3 | [32 empty] | 2025 |  |  | CHN | Tibet
| Lawu |  | Magmatic hydrothermal | Skarn | Cu-Pb-Zn skarn | Cu, Pb, Zn | In, Sn | Cu, Pb, Zn, In, Sn |  |  | 724-6-5@6-1 | 724-6-5@6-1 | underground mine |  |  |  |  | ore material | drill core | underground mining tunnels and drill cores | mineral separate | [5 empty] | mineralisation |  |  |  | sphalerite, chalcopyrite, pyrrhotite, pyrite, arsenopyrite |  |  | Sn-poor Skarn |  |  |  | galena, bismuthinite, marcasite, iron oxides, pyroxene, actinolite, quartz | thin sections and polished blocks examined using optical microscope, BSE detector, and EDS prior to analysis | EMPA, LA-ICPMS | JEOL JXA-8230 electron probe microanalyzer; RESOlution-LR 193 nm ArF excimer laser ablation system coupled to an Agilent 7700x ICP-MS | Laboratory of Mineral Resources Research Center, Fuzhou University; Adelaide Microscopy, the University of Adelaide | EPMA point analysis: accelerating voltage 15 kV, beam current 20 nA, beam diameter ~5 μm; EPMA mapping: accelerating voltage 20 kV, working current 50 nA, dwell time ~10 ms; BSE imaging: accelerating voltage 20 kV, beam current 10 nA; LA-ICP-MS: energy density 3~3.5 J/cm2, spot sizes 29 to 51 μm, repetition rates 5 Hz (polished thin-section) and 10 Hz (polished blocks), ~30 s background acquisition, ~40 s sample data acquisition | STDGL3 (Danyushevsky et al. 2011) and GSD-1G (USGS) | 27.1 | [19 empty] | 9075 | [5 empty] | 0.1122 | [5 empty] | 1837 | [9 empty] | 27115 |  | 58.59 |  |  |  | 1.9 | [7 empty] | 10 | [13 empty] | 4204 | [15 empty] | 19.84 | [17 empty] | 49.64 | [9 empty] | 1044.5 | [32 empty] | 2025 |  |  | CHN | Tibet
| Lawu |  | Magmatic hydrothermal | Skarn | Cu-Pb-Zn skarn | Cu, Pb, Zn | In, Sn | Cu, Pb, Zn, In, Sn |  |  | 724-6-5@7-1 | 724-6-5@7-1 | underground mine |  |  |  |  | ore material | drill core | underground mining tunnels and drill cores | mineral separate | [5 empty] | mineralisation |  |  |  | sphalerite, chalcopyrite, pyrrhotite, pyrite, arsenopyrite |  |  | Sn-poor Skarn |  |  |  | galena, bismuthinite, marcasite, iron oxides, pyroxene, actinolite, quartz | thin sections and polished blocks examined using optical microscope, BSE detector, and EDS prior to analysis | EMPA, LA-ICPMS | JEOL JXA-8230 electron probe microanalyzer; RESOlution-LR 193 nm ArF excimer laser ablation system coupled to an Agilent 7700x ICP-MS | Laboratory of Mineral Resources Research Center, Fuzhou University; Adelaide Microscopy, the University of Adelaide | EPMA point analysis: accelerating voltage 15 kV, beam current 20 nA, beam diameter ~5 μm; EPMA mapping: accelerating voltage 20 kV, working current 50 nA, dwell time ~10 ms; BSE imaging: accelerating voltage 20 kV, beam current 10 nA; LA-ICP-MS: energy density 3~3.5 J/cm2, spot sizes 29 to 51 μm, repetition rates 5 Hz (polished thin-section) and 10 Hz (polished blocks), ~30 s background acquisition, ~40 s sample data acquisition | STDGL3 (Danyushevsky et al. 2011) and GSD-1G (USGS) | 25.7 | [19 empty] | 8231 | [5 empty] | 0.11444 | [5 empty] | 1654 | [9 empty] | 25571 |  | 59.38 |  |  |  | 0.1 | [7 empty] | 12.8 | [13 empty] | 5849 | [15 empty] | 16.74 | [17 empty] | 53.58 | [9 empty] | 1053.3 | [32 empty] | 2025 |  |  | CHN | Tibet
| Lawu |  | Magmatic hydrothermal | Skarn | Cu-Pb-Zn skarn | Cu, Pb, Zn | In, Sn | Cu, Pb, Zn, In, Sn |  |  | 724-6-5@8-1 | 724-6-5@8-1 | underground mine |  |  |  |  | ore material | drill core | underground mining tunnels and drill cores | mineral separate | [5 empty] | mineralisation |  |  |  | sphalerite, chalcopyrite, pyrrhotite, pyrite, arsenopyrite |  |  | Sn-poor Skarn |  |  |  | galena, bismuthinite, marcasite, iron oxides, pyroxene, actinolite, quartz | thin sections and polished blocks examined using optical microscope, BSE detector, and EDS prior to analysis | EMPA, LA-ICPMS | JEOL JXA-8230 electron probe microanalyzer; RESOlution-LR 193 nm ArF excimer laser ablation system coupled to an Agilent 7700x ICP-MS | Laboratory of Mineral Resources Research Center, Fuzhou University; Adelaide Microscopy, the University of Adelaide | EPMA point analysis: accelerating voltage 15 kV, beam current 20 nA, beam diameter ~5 μm; EPMA mapping: accelerating voltage 20 kV, working current 50 nA, dwell time ~10 ms; BSE imaging: accelerating voltage 20 kV, beam current 10 nA; LA-ICP-MS: energy density 3~3.5 J/cm2, spot sizes 29 to 51 μm, repetition rates 5 Hz (polished thin-section) and 10 Hz (polished blocks), ~30 s background acquisition, ~40 s sample data acquisition | STDGL3 (Danyushevsky et al. 2011) and GSD-1G (USGS) | 12.1 | [19 empty] | 8008 | [5 empty] | 0.12057 | [5 empty] | 773 | [9 empty] | 23979 |  | 29.89 |  |  |  | 0.1 | [7 empty] | 7.2 | [13 empty] | 5789 | [15 empty] | 8.22 | [17 empty] | 8.47 | [9 empty] | 371.1 | [32 empty] | 2025 |  |  | CHN | Tibet
| Lawu |  | Magmatic hydrothermal | Skarn | Cu-Pb-Zn skarn | Cu, Pb, Zn | In, Sn | Cu, Pb, Zn, In, Sn |  |  | 724-6-6@1-1 | 724-6-6@1-1 | underground mine |  |  |  |  | ore material | drill core | underground mining tunnels and drill cores | mineral separate | [5 empty] | mineralisation |  |  |  | sphalerite, chalcopyrite, pyrrhotite, pyrite, arsenopyrite |  |  | Sn-poor Skarn |  |  |  | galena, bismuthinite, marcasite, iron oxides, pyroxene, actinolite, quartz | thin sections and polished blocks examined using optical microscope, BSE detector, and EDS prior to analysis | EMPA, LA-ICPMS | JEOL JXA-8230 electron probe microanalyzer; RESOlution-LR 193 nm ArF excimer laser ablation system coupled to an Agilent 7700x ICP-MS | Laboratory of Mineral Resources Research Center, Fuzhou University; Adelaide Microscopy, the University of Adelaide | EPMA point analysis: accelerating voltage 15 kV, beam current 20 nA, beam diameter ~5 μm; EPMA mapping: accelerating voltage 20 kV, working current 50 nA, dwell time ~10 ms; BSE imaging: accelerating voltage 20 kV, beam current 10 nA; LA-ICP-MS: energy density 3~3.5 J/cm2, spot sizes 29 to 51 μm, repetition rates 5 Hz (polished thin-section) and 10 Hz (polished blocks), ~30 s background acquisition, ~40 s sample data acquisition | STDGL3 (Danyushevsky et al. 2011) and GSD-1G (USGS) | 25.1 | [19 empty] | 11205 | [5 empty] | 0.11591 | [5 empty] | 3152 | [9 empty] | 35933 |  | 67.06 |  |  |  | 0.1 | [7 empty] | 18.7 | [13 empty] | 4242 | [15 empty] | 13.5 | [17 empty] | 32.36 | [9 empty] | 1754.4 | [32 empty] | 2025 |  |  | CHN | Tibet
| Lawu |  | Magmatic hydrothermal | Skarn | Cu-Pb-Zn skarn | Cu, Pb, Zn | In, Sn | Cu, Pb, Zn, In, Sn |  |  | 724-6-6@2-1 | 724-6-6@2-1 | underground mine |  |  |  |  | ore material | drill core | underground mining tunnels and drill cores | mineral separate | [5 empty] | mineralisation |  |  |  | sphalerite, chalcopyrite, pyrrhotite, pyrite, arsenopyrite |  |  | Sn-poor Skarn |  |  |  | galena, bismuthinite, marcasite, iron oxides, pyroxene, actinolite, quartz | thin sections and polished blocks examined using optical microscope, BSE detector, and EDS prior to analysis | EMPA, LA-ICPMS | JEOL JXA-8230 electron probe microanalyzer; RESOlution-LR 193 nm ArF excimer laser ablation system coupled to an Agilent 7700x ICP-MS | Laboratory of Mineral Resources Research Center, Fuzhou University; Adelaide Microscopy, the University of Adelaide | EPMA point analysis: accelerating voltage 15 kV, beam current 20 nA, beam diameter ~5 μm; EPMA mapping: accelerating voltage 20 kV, working current 50 nA, dwell time ~10 ms; BSE imaging: accelerating voltage 20 kV, beam current 10 nA; LA-ICP-MS: energy density 3~3.5 J/cm2, spot sizes 29 to 51 μm, repetition rates 5 Hz (polished thin-section) and 10 Hz (polished blocks), ~30 s background acquisition, ~40 s sample data acquisition | STDGL3 (Danyushevsky et al. 2011) and GSD-1G (USGS) | 19.2 | [19 empty] | 10187 | [5 empty] | 0.11936 | [5 empty] | 2056 | [9 empty] | 31551 |  | 55.89 |  |  |  | 0.1 | [7 empty] | 16.5 | [13 empty] | 3319 | [15 empty] | 31.9 | [17 empty] | 22.66 | [9 empty] | 1238.2 | [32 empty] | 2025 |  |  | CHN | Tibet
| Lawu |  | Magmatic hydrothermal | Skarn | Cu-Pb-Zn skarn | Cu, Pb, Zn | In, Sn | Cu, Pb, Zn, In, Sn |  |  | 724-6-6@3-1 | 724-6-6@3-1 | underground mine |  |  |  |  | ore material | drill core | underground mining tunnels and drill cores | mineral separate | [5 empty] | mineralisation |  |  |  | sphalerite, chalcopyrite, pyrrhotite, pyrite, arsenopyrite |  |  | Sn-poor Skarn |  |  |  | galena, bismuthinite, marcasite, iron oxides, pyroxene, actinolite, quartz | thin sections and polished blocks examined using optical microscope, BSE detector, and EDS prior to analysis | EMPA, LA-ICPMS | JEOL JXA-8230 electron probe microanalyzer; RESOlution-LR 193 nm ArF excimer laser ablation system coupled to an Agilent 7700x ICP-MS | Laboratory of Mineral Resources Research Center, Fuzhou University; Adelaide Microscopy, the University of Adelaide | EPMA point analysis: accelerating voltage 15 kV, beam current 20 nA, beam diameter ~5 μm; EPMA mapping: accelerating voltage 20 kV, working current 50 nA, dwell time ~10 ms; BSE imaging: accelerating voltage 20 kV, beam current 10 nA; LA-ICP-MS: energy density 3~3.5 J/cm2, spot sizes 29 to 51 μm, repetition rates 5 Hz (polished thin-section) and 10 Hz (polished blocks), ~30 s background acquisition, ~40 s sample data acquisition | STDGL3 (Danyushevsky et al. 2011) and GSD-1G (USGS) | 16 | [19 empty] | 11014 | [5 empty] | 0.11877 | [5 empty] | 2647 | [9 empty] | 33877 |  | 57.11 |  |  |  | 0.3 | [7 empty] | 20.7 | [13 empty] | 4155 | [15 empty] | 15.32 | [17 empty] | 10.19 | [9 empty] | 2042.7 | [32 empty] | 2025 |  |  | CHN | Tibet
| Lawu |  | Magmatic hydrothermal | Skarn | Cu-Pb-Zn skarn | Cu, Pb, Zn | In, Sn | Cu, Pb, Zn, In, Sn |  |  | 724-6-6@4-1 | 724-6-6@4-1 | underground mine |  |  |  |  | ore material | drill core | underground mining tunnels and drill cores | mineral separate | [5 empty] | mineralisation |  |  |  | sphalerite, chalcopyrite, pyrrhotite, pyrite, arsenopyrite |  |  | Sn-poor Skarn |  |  |  | galena, bismuthinite, marcasite, iron oxides, pyroxene, actinolite, quartz | thin sections and polished blocks examined using optical microscope, BSE detector, and EDS prior to analysis | EMPA, LA-ICPMS | JEOL JXA-8230 electron probe microanalyzer; RESOlution-LR 193 nm ArF excimer laser ablation system coupled to an Agilent 7700x ICP-MS | Laboratory of Mineral Resources Research Center, Fuzhou University; Adelaide Microscopy, the University of Adelaide | EPMA point analysis: accelerating voltage 15 kV, beam current 20 nA, beam diameter ~5 μm; EPMA mapping: accelerating voltage 20 kV, working current 50 nA, dwell time ~10 ms; BSE imaging: accelerating voltage 20 kV, beam current 10 nA; LA-ICP-MS: energy density 3~3.5 J/cm2, spot sizes 29 to 51 μm, repetition rates 5 Hz (polished thin-section) and 10 Hz (polished blocks), ~30 s background acquisition, ~40 s sample data acquisition | STDGL3 (Danyushevsky et al. 2011) and GSD-1G (USGS) | 17.9 | [19 empty] | 10729 | [5 empty] | 0.1198 | [5 empty] | 3474 | [9 empty] | 32204 |  | 61.26 |  |  |  | 0.2 | [7 empty] | 29.1 | [13 empty] | 4007 | [15 empty] | 128.68 | [17 empty] | 13.91 | [9 empty] | 2272.5 | [32 empty] | 2025 |  |  | CHN | Tibet
| Lawu |  | Magmatic hydrothermal | Skarn | Cu-Pb-Zn skarn | Cu, Pb, Zn | In, Sn | Cu, Pb, Zn, In, Sn |  |  | 724-6-6@5-1 | 724-6-6@5-1 | underground mine |  |  |  |  | ore material | drill core | underground mining tunnels and drill cores | mineral separate | [5 empty] | mineralisation |  |  |  | sphalerite, chalcopyrite, pyrrhotite, pyrite, arsenopyrite |  |  | Sn-poor Skarn |  |  |  | galena, bismuthinite, marcasite, iron oxides, pyroxene, actinolite, quartz | thin sections and polished blocks examined using optical microscope, BSE detector, and EDS prior to analysis | EMPA, LA-ICPMS | JEOL JXA-8230 electron probe microanalyzer; RESOlution-LR 193 nm ArF excimer laser ablation system coupled to an Agilent 7700x ICP-MS | Laboratory of Mineral Resources Research Center, Fuzhou University; Adelaide Microscopy, the University of Adelaide | EPMA point analysis: accelerating voltage 15 kV, beam current 20 nA, beam diameter ~5 μm; EPMA mapping: accelerating voltage 20 kV, working current 50 nA, dwell time ~10 ms; BSE imaging: accelerating voltage 20 kV, beam current 10 nA; LA-ICP-MS: energy density 3~3.5 J/cm2, spot sizes 29 to 51 μm, repetition rates 5 Hz (polished thin-section) and 10 Hz (polished blocks), ~30 s background acquisition, ~40 s sample data acquisition | STDGL3 (Danyushevsky et al. 2011) and GSD-1G (USGS) | 12.7 | [19 empty] | 10976 | [5 empty] | 0.12095 | [5 empty] | 4876 | [9 empty] | 35496 |  | 60.03 |  |  |  | 0.6 | [7 empty] | 24.8 | [13 empty] | 4486 | [15 empty] | 6.29 | [17 empty] | 2.22 | [9 empty] | 1815.7 | [32 empty] | 2025 |  |  | CHN | Tibet
| Lawu |  | Magmatic hydrothermal | Skarn | Cu-Pb-Zn skarn | Cu, Pb, Zn | In, Sn | Cu, Pb, Zn, In, Sn |  |  | 724-6-6@6-1 | 724-6-6@6-1 | underground mine |  |  |  |  | ore material | drill core | underground mining tunnels and drill cores | mineral separate | [5 empty] | mineralisation |  |  |  | sphalerite, chalcopyrite, pyrrhotite, pyrite, arsenopyrite |  |  | Sn-poor Skarn |  |  |  | galena, bismuthinite, marcasite, iron oxides, pyroxene, actinolite, quartz | thin sections and polished blocks examined using optical microscope, BSE detector, and EDS prior to analysis | EMPA, LA-ICPMS | JEOL JXA-8230 electron probe microanalyzer; RESOlution-LR 193 nm ArF excimer laser ablation system coupled to an Agilent 7700x ICP-MS | Laboratory of Mineral Resources Research Center, Fuzhou University; Adelaide Microscopy, the University of Adelaide | EPMA point analysis: accelerating voltage 15 kV, beam current 20 nA, beam diameter ~5 μm; EPMA mapping: accelerating voltage 20 kV, working current 50 nA, dwell time ~10 ms; BSE imaging: accelerating voltage 20 kV, beam current 10 nA; LA-ICP-MS: energy density 3~3.5 J/cm2, spot sizes 29 to 51 μm, repetition rates 5 Hz (polished thin-section) and 10 Hz (polished blocks), ~30 s background acquisition, ~40 s sample data acquisition | STDGL3 (Danyushevsky et al. 2011) and GSD-1G (USGS) | 7.9 | [19 empty] | 10454 | [5 empty] | 0.10939 | [5 empty] | 1214 | [9 empty] | 33195 |  | 70.22 |  |  |  | 2.4 | [7 empty] | 28.3 | [13 empty] | 3962 | [15 empty] | 1.98 | [17 empty] | 6.37 | [9 empty] | 944.8 | [32 empty] | 2025 |  |  | CHN | Tibet
| Lawu |  | Magmatic hydrothermal | Skarn | Cu-Pb-Zn skarn | Cu, Pb, Zn | In, Sn | Cu, Pb, Zn, In, Sn |  |  | 724-6-6@7-1 | 724-6-6@7-1 | underground mine |  |  |  |  | ore material | drill core | underground mining tunnels and drill cores | mineral separate | [5 empty] | mineralisation |  |  |  | sphalerite, chalcopyrite, pyrrhotite, pyrite, arsenopyrite |  |  | Sn-poor Skarn |  |  |  | galena, bismuthinite, marcasite, iron oxides, pyroxene, actinolite, quartz | thin sections and polished blocks examined using optical microscope, BSE detector, and EDS prior to analysis | EMPA, LA-ICPMS | JEOL JXA-8230 electron probe microanalyzer; RESOlution-LR 193 nm ArF excimer laser ablation system coupled to an Agilent 7700x ICP-MS | Laboratory of Mineral Resources Research Center, Fuzhou University; Adelaide Microscopy, the University of Adelaide | EPMA point analysis: accelerating voltage 15 kV, beam current 20 nA, beam diameter ~5 μm; EPMA mapping: accelerating voltage 20 kV, working current 50 nA, dwell time ~10 ms; BSE imaging: accelerating voltage 20 kV, beam current 10 nA; LA-ICP-MS: energy density 3~3.5 J/cm2, spot sizes 29 to 51 μm, repetition rates 5 Hz (polished thin-section) and 10 Hz (polished blocks), ~30 s background acquisition, ~40 s sample data acquisition | STDGL3 (Danyushevsky et al. 2011) and GSD-1G (USGS) | 565.8 | [19 empty] | 11039 | [5 empty] | 0.11167 | [5 empty] | 5595 | [9 empty] | 35173 |  | 58.83 |  |  |  | 0.1 | [7 empty] | 29.8 | [13 empty] | 4120 | [15 empty] | 34.71 | [17 empty] | 2133.97 | [9 empty] | 1693 | [32 empty] | 2025 |  |  | CHN | Tibet
| Lawu |  | Magmatic hydrothermal | Skarn | Cu-Pb-Zn skarn | Cu, Pb, Zn | In, Sn | Cu, Pb, Zn, In, Sn |  |  | 724-6-6@8-1 | 724-6-6@8-1 | underground mine |  |  |  |  | ore material | drill core | underground mining tunnels and drill cores | mineral separate | [5 empty] | mineralisation |  |  |  | sphalerite, chalcopyrite, pyrrhotite, pyrite, arsenopyrite |  |  | Sn-poor Skarn |  |  |  | galena, bismuthinite, marcasite, iron oxides, pyroxene, actinolite, quartz | thin sections and polished blocks examined using optical microscope, BSE detector, and EDS prior to analysis | EMPA, LA-ICPMS | JEOL JXA-8230 electron probe microanalyzer; RESOlution-LR 193 nm ArF excimer laser ablation system coupled to an Agilent 7700x ICP-MS | Laboratory of Mineral Resources Research Center, Fuzhou University; Adelaide Microscopy, the University of Adelaide | EPMA point analysis: accelerating voltage 15 kV, beam current 20 nA, beam diameter ~5 μm; EPMA mapping: accelerating voltage 20 kV, working current 50 nA, dwell time ~10 ms; BSE imaging: accelerating voltage 20 kV, beam current 10 nA; LA-ICP-MS: energy density 3~3.5 J/cm2, spot sizes 29 to 51 μm, repetition rates 5 Hz (polished thin-section) and 10 Hz (polished blocks), ~30 s background acquisition, ~40 s sample data acquisition | STDGL3 (Danyushevsky et al. 2011) and GSD-1G (USGS) | 38.4 | [19 empty] | 10895 | [5 empty] | 0.11905 | [5 empty] | 696 | [9 empty] | 48229 |  | 17.04 |  |  |  | 0.7 | [7 empty] | 4.2 | [13 empty] | 4514 | [15 empty] | 203.7 | [17 empty] | 48.11 | [9 empty] | 222.6 | [32 empty] | 2025 |  |  | CHN | Tibet
| Lawu |  | Magmatic hydrothermal | Skarn | Cu-Pb-Zn skarn | Cu, Pb, Zn | In, Sn | Cu, Pb, Zn, In, Sn |  |  | 724-6-6@9-1 | 724-6-6@9-1 | underground mine |  |  |  |  | ore material | drill core | underground mining tunnels and drill cores | mineral separate | [5 empty] | mineralisation |  |  |  | sphalerite, chalcopyrite, pyrrhotite, pyrite, arsenopyrite |  |  | Sn-poor Skarn |  |  |  | galena, bismuthinite, marcasite, iron oxides, pyroxene, actinolite, quartz | thin sections and polished blocks examined using optical microscope, BSE detector, and EDS prior to analysis | EMPA, LA-ICPMS | JEOL JXA-8230 electron probe microanalyzer; RESOlution-LR 193 nm ArF excimer laser ablation system coupled to an Agilent 7700x ICP-MS | Laboratory of Mineral Resources Research Center, Fuzhou University; Adelaide Microscopy, the University of Adelaide | EPMA point analysis: accelerating voltage 15 kV, beam current 20 nA, beam diameter ~5 μm; EPMA mapping: accelerating voltage 20 kV, working current 50 nA, dwell time ~10 ms; BSE imaging: accelerating voltage 20 kV, beam current 10 nA; LA-ICP-MS: energy density 3~3.5 J/cm2, spot sizes 29 to 51 μm, repetition rates 5 Hz (polished thin-section) and 10 Hz (polished blocks), ~30 s background acquisition, ~40 s sample data acquisition | STDGL3 (Danyushevsky et al. 2011) and GSD-1G (USGS) | 22.4 | [19 empty] | 11252 | [5 empty] | 0.12015 | [5 empty] | 3771 | [9 empty] | 36481 |  | 69.26 |  |  |  | 0.5 | [7 empty] | 36.1 | [13 empty] | 4555 | [15 empty] | 7.87 | [17 empty] | 18.06 | [9 empty] | 2630.8 | [32 empty] | 2025 |  |  | CHN | Tibet
| Lawu |  | Magmatic hydrothermal | Skarn | Cu-Pb-Zn skarn | Cu, Pb, Zn | In, Sn | Cu, Pb, Zn, In, Sn |  |  | 724-6-6@10-1 | 724-6-6@10-1 | underground mine |  |  |  |  | ore material | drill core | underground mining tunnels and drill cores | mineral separate | [5 empty] | mineralisation |  |  |  | sphalerite, chalcopyrite, pyrrhotite, pyrite, arsenopyrite |  |  | Sn-poor Skarn |  |  |  | galena, bismuthinite, marcasite, iron oxides, pyroxene, actinolite, quartz | thin sections and polished blocks examined using optical microscope, BSE detector, and EDS prior to analysis | EMPA, LA-ICPMS | JEOL JXA-8230 electron probe microanalyzer; RESOlution-LR 193 nm ArF excimer laser ablation system coupled to an Agilent 7700x ICP-MS | Laboratory of Mineral Resources Research Center, Fuzhou University; Adelaide Microscopy, the University of Adelaide | EPMA point analysis: accelerating voltage 15 kV, beam current 20 nA, beam diameter ~5 μm; EPMA mapping: accelerating voltage 20 kV, working current 50 nA, dwell time ~10 ms; BSE imaging: accelerating voltage 20 kV, beam current 10 nA; LA-ICP-MS: energy density 3~3.5 J/cm2, spot sizes 29 to 51 μm, repetition rates 5 Hz (polished thin-section) and 10 Hz (polished blocks), ~30 s background acquisition, ~40 s sample data acquisition | STDGL3 (Danyushevsky et al. 2011) and GSD-1G (USGS) | 9.4 | [19 empty] | 11216 | [5 empty] | 0.12415 | [5 empty] | 2833 | [9 empty] | 39193 |  | 23.23 |  |  |  | 0.9 | [7 empty] | 2 | [13 empty] | 5139 | [15 empty] | 26.61 | [17 empty] | 3.14 | [9 empty] | 65.2 | [32 empty] | 2025 |  |  | CHN | Tibet
| Lawu |  | Magmatic hydrothermal | Skarn | Cu-Pb-Zn skarn | Cu, Pb, Zn | In, Sn | Cu, Pb, Zn, In, Sn |  |  | 729-1-1@2-1 | 729-1-1@2-1 | underground mine |  |  |  |  | ore material | drill core | underground mining tunnels and drill cores | mineral separate | [5 empty] | mineralisation |  |  |  | sphalerite, chalcopyrite, pyrrhotite, pyrite, arsenopyrite |  |  | Sn-poor Skarn |  |  |  | galena, bismuthinite, marcasite, iron oxides, pyroxene, actinolite, quartz | thin sections and polished blocks examined using optical microscope, BSE detector, and EDS prior to analysis | EMPA, LA-ICPMS | JEOL JXA-8230 electron probe microanalyzer; RESOlution-LR 193 nm ArF excimer laser ablation system coupled to an Agilent 7700x ICP-MS | Laboratory of Mineral Resources Research Center, Fuzhou University; Adelaide Microscopy, the University of Adelaide | EPMA point analysis: accelerating voltage 15 kV, beam current 20 nA, beam diameter ~5 μm; EPMA mapping: accelerating voltage 20 kV, working current 50 nA, dwell time ~10 ms; BSE imaging: accelerating voltage 20 kV, beam current 10 nA; LA-ICP-MS: energy density 3~3.5 J/cm2, spot sizes 29 to 51 μm, repetition rates 5 Hz (polished thin-section) and 10 Hz (polished blocks), ~30 s background acquisition, ~40 s sample data acquisition | STDGL3 (Danyushevsky et al. 2011) and GSD-1G (USGS) | 2.9 | [19 empty] | 4385 | [5 empty] | 0.12768 | [5 empty] | 30 | [9 empty] | 24724 |  | 3.6 |  |  |  | 0.3 | [7 empty] | 0.4 | [13 empty] | 1139 | [15 empty] | 4.28 | [17 empty] | 14.89 | [9 empty] | 8.6 | [32 empty] | 2025 |  |  | CHN | Tibet
| Lawu |  | Magmatic hydrothermal | Skarn | Cu-Pb-Zn skarn | Cu, Pb, Zn | In, Sn | Cu, Pb, Zn, In, Sn |  |  | 729-1-1@3-1 | 729-1-1@3-1 | underground mine |  |  |  |  | ore material | drill core | underground mining tunnels and drill cores | mineral separate | [5 empty] | mineralisation |  |  |  | sphalerite, chalcopyrite, pyrrhotite, pyrite, arsenopyrite |  |  | Sn-poor Skarn |  |  |  | galena, bismuthinite, marcasite, iron oxides, pyroxene, actinolite, quartz | thin sections and polished blocks examined using optical microscope, BSE detector, and EDS prior to analysis | EMPA, LA-ICPMS | JEOL JXA-8230 electron probe microanalyzer; RESOlution-LR 193 nm ArF excimer laser ablation system coupled to an Agilent 7700x ICP-MS | Laboratory of Mineral Resources Research Center, Fuzhou University; Adelaide Microscopy, the University of Adelaide | EPMA point analysis: accelerating voltage 15 kV, beam current 20 nA, beam diameter ~5 μm; EPMA mapping: accelerating voltage 20 kV, working current 50 nA, dwell time ~10 ms; BSE imaging: accelerating voltage 20 kV, beam current 10 nA; LA-ICP-MS: energy density 3~3.5 J/cm2, spot sizes 29 to 51 μm, repetition rates 5 Hz (polished thin-section) and 10 Hz (polished blocks), ~30 s background acquisition, ~40 s sample data acquisition | STDGL3 (Danyushevsky et al. 2011) and GSD-1G (USGS) | 0.8 | [19 empty] | 3319 | [5 empty] | 0.13226 | [5 empty] | 44 | [9 empty] | 12023 |  | 9.91 |  |  |  | 0.5 | [7 empty] | 2.5 | [13 empty] | 1341 | [15 empty] | 0.54 | [17 empty] | 1.11 | [9 empty] | 25.5 | [32 empty] | 2025 |  |  | CHN | Tibet
| Lawu |  | Magmatic hydrothermal | Skarn | Cu-Pb-Zn skarn | Cu, Pb, Zn | In, Sn | Cu, Pb, Zn, In, Sn |  |  | 729-1-1@4-1 | 729-1-1@4-1 | underground mine |  |  |  |  | ore material | drill core | underground mining tunnels and drill cores | mineral separate | [5 empty] | mineralisation |  |  |  | sphalerite, chalcopyrite, pyrrhotite, pyrite, arsenopyrite |  |  | Sn-poor Skarn |  |  |  | galena, bismuthinite, marcasite, iron oxides, pyroxene, actinolite, quartz | thin sections and polished blocks examined using optical microscope, BSE detector, and EDS prior to analysis | EMPA, LA-ICPMS | JEOL JXA-8230 electron probe microanalyzer; RESOlution-LR 193 nm ArF excimer laser ablation system coupled to an Agilent 7700x ICP-MS | Laboratory of Mineral Resources Research Center, Fuzhou University; Adelaide Microscopy, the University of Adelaide | EPMA point analysis: accelerating voltage 15 kV, beam current 20 nA, beam diameter ~5 μm; EPMA mapping: accelerating voltage 20 kV, working current 50 nA, dwell time ~10 ms; BSE imaging: accelerating voltage 20 kV, beam current 10 nA; LA-ICP-MS: energy density 3~3.5 J/cm2, spot sizes 29 to 51 μm, repetition rates 5 Hz (polished thin-section) and 10 Hz (polished blocks), ~30 s background acquisition, ~40 s sample data acquisition | STDGL3 (Danyushevsky et al. 2011) and GSD-1G (USGS) | 0.7 | [19 empty] | 5120 | [5 empty] | 0.13212 | [5 empty] | 12 | [9 empty] | 27652 |  | 3.57 |  |  |  | 0.3 | [7 empty] | 0.7 | [13 empty] | 1170 | [15 empty] | 1.18 | [17 empty] | 1.03 | [9 empty] | 2.1 | [32 empty] | 2025 |  |  | CHN | Tibet
| Lawu |  | Magmatic hydrothermal | Skarn | Cu-Pb-Zn skarn | Cu, Pb, Zn | In, Sn | Cu, Pb, Zn, In, Sn |  |  | 729-1-1@5-1 | 729-1-1@5-1 | underground mine |  |  |  |  | ore material | drill core | underground mining tunnels and drill cores | mineral separate | [5 empty] | mineralisation |  |  |  | sphalerite, chalcopyrite, pyrrhotite, pyrite, arsenopyrite |  |  | Sn-poor Skarn |  |  |  | galena, bismuthinite, marcasite, iron oxides, pyroxene, actinolite, quartz | thin sections and polished blocks examined using optical microscope, BSE detector, and EDS prior to analysis | EMPA, LA-ICPMS | JEOL JXA-8230 electron probe microanalyzer; RESOlution-LR 193 nm ArF excimer laser ablation system coupled to an Agilent 7700x ICP-MS | Laboratory of Mineral Resources Research Center, Fuzhou University; Adelaide Microscopy, the University of Adelaide | EPMA point analysis: accelerating voltage 15 kV, beam current 20 nA, beam diameter ~5 μm; EPMA mapping: accelerating voltage 20 kV, working current 50 nA, dwell time ~10 ms; BSE imaging: accelerating voltage 20 kV, beam current 10 nA; LA-ICP-MS: energy density 3~3.5 J/cm2, spot sizes 29 to 51 μm, repetition rates 5 Hz (polished thin-section) and 10 Hz (polished blocks), ~30 s background acquisition, ~40 s sample data acquisition | STDGL3 (Danyushevsky et al. 2011) and GSD-1G (USGS) | 1.5 | [19 empty] | 5028 | [5 empty] | 0.13545 | [5 empty] | 25 | [9 empty] | 27299 |  | 4.61 |  |  |  | 0.4 | [7 empty] | 1.1 | [13 empty] | 1182 | [15 empty] | 1.81 | [17 empty] | 3.56 | [9 empty] | 8.8 | [32 empty] | 2025 |  |  | CHN | Tibet
| Lawu |  | Magmatic hydrothermal | Skarn | Cu-Pb-Zn skarn | Cu, Pb, Zn | In, Sn | Cu, Pb, Zn, In, Sn |  |  | 729-1-1@6-1 | 729-1-1@6-1 | underground mine |  |  |  |  | ore material | drill core | underground mining tunnels and drill cores | mineral separate | [5 empty] | mineralisation |  |  |  | sphalerite, chalcopyrite, pyrrhotite, pyrite, arsenopyrite |  |  | Sn-poor Skarn |  |  |  | galena, bismuthinite, marcasite, iron oxides, pyroxene, actinolite, quartz | thin sections and polished blocks examined using optical microscope, BSE detector, and EDS prior to analysis | EMPA, LA-ICPMS | JEOL JXA-8230 electron probe microanalyzer; RESOlution-LR 193 nm ArF excimer laser ablation system coupled to an Agilent 7700x ICP-MS | Laboratory of Mineral Resources Research Center, Fuzhou University; Adelaide Microscopy, the University of Adelaide | EPMA point analysis: accelerating voltage 15 kV, beam current 20 nA, beam diameter ~5 μm; EPMA mapping: accelerating voltage 20 kV, working current 50 nA, dwell time ~10 ms; BSE imaging: accelerating voltage 20 kV, beam current 10 nA; LA-ICP-MS: energy density 3~3.5 J/cm2, spot sizes 29 to 51 μm, repetition rates 5 Hz (polished thin-section) and 10 Hz (polished blocks), ~30 s background acquisition, ~40 s sample data acquisition | STDGL3 (Danyushevsky et al. 2011) and GSD-1G (USGS) | 5.2 | [19 empty] | 3931 | [5 empty] | 0.17061 | [5 empty] | 243 | [9 empty] | 21755 |  | 23.01 |  |  |  | 4.7 | [7 empty] | 2.3 | [13 empty] | 961 | [15 empty] | 4.63 | [17 empty] | 22.73 | [9 empty] | 123.6 | [32 empty] | 2025 |  |  | CHN | Tibet
| Lawu |  | Magmatic hydrothermal | Skarn | Cu-Pb-Zn skarn | Cu, Pb, Zn | In, Sn | Cu, Pb, Zn, In, Sn |  |  | 729-1-1@7-1 | 729-1-1@7-1 | underground mine |  |  |  |  | ore material | drill core | underground mining tunnels and drill cores | mineral separate | [5 empty] | mineralisation |  |  |  | sphalerite, chalcopyrite, pyrrhotite, pyrite, arsenopyrite |  |  | Sn-poor Skarn |  |  |  | galena, bismuthinite, marcasite, iron oxides, pyroxene, actinolite, quartz | thin sections and polished blocks examined using optical microscope, BSE detector, and EDS prior to analysis | EMPA, LA-ICPMS | JEOL JXA-8230 electron probe microanalyzer; RESOlution-LR 193 nm ArF excimer laser ablation system coupled to an Agilent 7700x ICP-MS | Laboratory of Mineral Resources Research Center, Fuzhou University; Adelaide Microscopy, the University of Adelaide | EPMA point analysis: accelerating voltage 15 kV, beam current 20 nA, beam diameter ~5 μm; EPMA mapping: accelerating voltage 20 kV, working current 50 nA, dwell time ~10 ms; BSE imaging: accelerating voltage 20 kV, beam current 10 nA; LA-ICP-MS: energy density 3~3.5 J/cm2, spot sizes 29 to 51 μm, repetition rates 5 Hz (polished thin-section) and 10 Hz (polished blocks), ~30 s background acquisition, ~40 s sample data acquisition | STDGL3 (Danyushevsky et al. 2011) and GSD-1G (USGS) | 6.9 | [19 empty] | 7225 | [5 empty] | 0.12122 | [5 empty] | 601 | [9 empty] | 41509 |  | 17.8 |  |  |  | 0.4 | [7 empty] | 5.2 | [13 empty] | 4791 | [15 empty] | 14.13 | [17 empty] | 19.34 | [9 empty] | 444.8 | [32 empty] | 2025 |  |  | CHN | Tibet
| Lawu |  | Magmatic hydrothermal | Skarn | Cu-Pb-Zn skarn | Cu, Pb, Zn | In, Sn | Cu, Pb, Zn, In, Sn |  |  | 729-1-1@8-1 | 729-1-1@8-1 | underground mine |  |  |  |  | ore material | drill core | underground mining tunnels and drill cores | mineral separate | [5 empty] | mineralisation |  |  |  | sphalerite, chalcopyrite, pyrrhotite, pyrite, arsenopyrite |  |  | Sn-poor Skarn |  |  |  | galena, bismuthinite, marcasite, iron oxides, pyroxene, actinolite, quartz | thin sections and polished blocks examined using optical microscope, BSE detector, and EDS prior to analysis | EMPA, LA-ICPMS | JEOL JXA-8230 electron probe microanalyzer; RESOlution-LR 193 nm ArF excimer laser ablation system coupled to an Agilent 7700x ICP-MS | Laboratory of Mineral Resources Research Center, Fuzhou University; Adelaide Microscopy, the University of Adelaide | EPMA point analysis: accelerating voltage 15 kV, beam current 20 nA, beam diameter ~5 μm; EPMA mapping: accelerating voltage 20 kV, working current 50 nA, dwell time ~10 ms; BSE imaging: accelerating voltage 20 kV, beam current 10 nA; LA-ICP-MS: energy density 3~3.5 J/cm2, spot sizes 29 to 51 μm, repetition rates 5 Hz (polished thin-section) and 10 Hz (polished blocks), ~30 s background acquisition, ~40 s sample data acquisition | STDGL3 (Danyushevsky et al. 2011) and GSD-1G (USGS) | 7.3 | [19 empty] | 7188 | [5 empty] | 0.12111 | [5 empty] | 80 | [9 empty] | 53296 |  | 13.19 |  |  |  | 2 | [7 empty] | 0.2 | [13 empty] | 4222 | [15 empty] | 5.31 | [17 empty] | 21.39 | [9 empty] | 14.3 | [32 empty] | 2025 |  |  | CHN | Tibet
| Lawu |  | Magmatic hydrothermal | Skarn | Cu-Pb-Zn skarn | Cu, Pb, Zn | In, Sn | Cu, Pb, Zn, In, Sn |  |  | 729-1-1@9-1 | 729-1-1@9-1 | underground mine |  |  |  |  | ore material | drill core | underground mining tunnels and drill cores | mineral separate | [5 empty] | mineralisation |  |  |  | sphalerite, chalcopyrite, pyrrhotite, pyrite, arsenopyrite |  |  | Sn-poor Skarn |  |  |  | galena, bismuthinite, marcasite, iron oxides, pyroxene, actinolite, quartz | thin sections and polished blocks examined using optical microscope, BSE detector, and EDS prior to analysis | EMPA, LA-ICPMS | JEOL JXA-8230 electron probe microanalyzer; RESOlution-LR 193 nm ArF excimer laser ablation system coupled to an Agilent 7700x ICP-MS | Laboratory of Mineral Resources Research Center, Fuzhou University; Adelaide Microscopy, the University of Adelaide | EPMA point analysis: accelerating voltage 15 kV, beam current 20 nA, beam diameter ~5 μm; EPMA mapping: accelerating voltage 20 kV, working current 50 nA, dwell time ~10 ms; BSE imaging: accelerating voltage 20 kV, beam current 10 nA; LA-ICP-MS: energy density 3~3.5 J/cm2, spot sizes 29 to 51 μm, repetition rates 5 Hz (polished thin-section) and 10 Hz (polished blocks), ~30 s background acquisition, ~40 s sample data acquisition | STDGL3 (Danyushevsky et al. 2011) and GSD-1G (USGS) | 7.2 | [19 empty] | 5736 | [5 empty] | 0.12388 | [5 empty] | 169 | [9 empty] | 46247 |  | 10.55 |  |  |  | 3.5 | [7 empty] | 0.1 | [13 empty] | 2758 | [15 empty] | 4.92 | [17 empty] | 32.95 | [9 empty] | 12.7 | [32 empty] | 2025 |  |  | CHN | Tibet
| Lawu |  | Magmatic hydrothermal | Skarn | Cu-Pb-Zn skarn | Cu, Pb, Zn | In, Sn | Cu, Pb, Zn, In, Sn |  |  | 729-1-1@10-1 | 729-1-1@10-1 | underground mine |  |  |  |  | ore material | drill core | underground mining tunnels and drill cores | mineral separate | [5 empty] | mineralisation |  |  |  | sphalerite, chalcopyrite, pyrrhotite, pyrite, arsenopyrite |  |  | Sn-poor Skarn |  |  |  | galena, bismuthinite, marcasite, iron oxides, pyroxene, actinolite, quartz | thin sections and polished blocks examined using optical microscope, BSE detector, and EDS prior to analysis | EMPA, LA-ICPMS | JEOL JXA-8230 electron probe microanalyzer; RESOlution-LR 193 nm ArF excimer laser ablation system coupled to an Agilent 7700x ICP-MS | Laboratory of Mineral Resources Research Center, Fuzhou University; Adelaide Microscopy, the University of Adelaide | EPMA point analysis: accelerating voltage 15 kV, beam current 20 nA, beam diameter ~5 μm; EPMA mapping: accelerating voltage 20 kV, working current 50 nA, dwell time ~10 ms; BSE imaging: accelerating voltage 20 kV, beam current 10 nA; LA-ICP-MS: energy density 3~3.5 J/cm2, spot sizes 29 to 51 μm, repetition rates 5 Hz (polished thin-section) and 10 Hz (polished blocks), ~30 s background acquisition, ~40 s sample data acquisition | STDGL3 (Danyushevsky et al. 2011) and GSD-1G (USGS) | 5.6 | [19 empty] | 4290 | [5 empty] | 0.11185 | [5 empty] | 2530 | [9 empty] | 40299 |  | 28.04 |  |  |  | 19.5 | [7 empty] | 0.1 | [13 empty] | 2200 | [15 empty] | 22.13 | [17 empty] | 36.85 | [9 empty] | 7.5 | [32 empty] | 2025 |  |  | CHN | Tibet
| Lawu |  | Magmatic hydrothermal | Skarn | Cu-Pb-Zn skarn | Cu, Pb, Zn | In, Sn | Cu, Pb, Zn, In, Sn |  |  | 729-1-1@11-1 | 729-1-1@11-1 | underground mine |  |  |  |  | ore material | drill core | underground mining tunnels and drill cores | mineral separate | [5 empty] | mineralisation |  |  |  | sphalerite, chalcopyrite, pyrrhotite, pyrite, arsenopyrite |  |  | Sn-poor Skarn |  |  |  | galena, bismuthinite, marcasite, iron oxides, pyroxene, actinolite, quartz | thin sections and polished blocks examined using optical microscope, BSE detector, and EDS prior to analysis | EMPA, LA-ICPMS | JEOL JXA-8230 electron probe microanalyzer; RESOlution-LR 193 nm ArF excimer laser ablation system coupled to an Agilent 7700x ICP-MS | Laboratory of Mineral Resources Research Center, Fuzhou University; Adelaide Microscopy, the University of Adelaide | EPMA point analysis: accelerating voltage 15 kV, beam current 20 nA, beam diameter ~5 μm; EPMA mapping: accelerating voltage 20 kV, working current 50 nA, dwell time ~10 ms; BSE imaging: accelerating voltage 20 kV, beam current 10 nA; LA-ICP-MS: energy density 3~3.5 J/cm2, spot sizes 29 to 51 μm, repetition rates 5 Hz (polished thin-section) and 10 Hz (polished blocks), ~30 s background acquisition, ~40 s sample data acquisition | STDGL3 (Danyushevsky et al. 2011) and GSD-1G (USGS) | 17.4 | [19 empty] | 5080 | [5 empty] | 0.11846 | [5 empty] | 309 | [9 empty] | 38265 |  | 15.98 |  |  |  | 5.5 | [7 empty] | 0.4 | [13 empty] | 2792 | [15 empty] | 54.96 | [17 empty] | 43.67 | [9 empty] | 18.7 | [32 empty] | 2025 |  |  | CHN | Tibet
| Lawu |  | Magmatic hydrothermal | Skarn | Cu-Pb-Zn skarn | Cu, Pb, Zn | In, Sn | Cu, Pb, Zn, In, Sn |  |  | 729-1-1@13-1 | 729-1-1@13-1 | underground mine |  |  |  |  | ore material | drill core | underground mining tunnels and drill cores | mineral separate | [5 empty] | mineralisation |  |  |  | sphalerite, chalcopyrite, pyrrhotite, pyrite, arsenopyrite |  |  | Sn-poor Skarn |  |  |  | galena, bismuthinite, marcasite, iron oxides, pyroxene, actinolite, quartz | thin sections and polished blocks examined using optical microscope, BSE detector, and EDS prior to analysis | EMPA, LA-ICPMS | JEOL JXA-8230 electron probe microanalyzer; RESOlution-LR 193 nm ArF excimer laser ablation system coupled to an Agilent 7700x ICP-MS | Laboratory of Mineral Resources Research Center, Fuzhou University; Adelaide Microscopy, the University of Adelaide | EPMA point analysis: accelerating voltage 15 kV, beam current 20 nA, beam diameter ~5 μm; EPMA mapping: accelerating voltage 20 kV, working current 50 nA, dwell time ~10 ms; BSE imaging: accelerating voltage 20 kV, beam current 10 nA; LA-ICP-MS: energy density 3~3.5 J/cm2, spot sizes 29 to 51 μm, repetition rates 5 Hz (polished thin-section) and 10 Hz (polished blocks), ~30 s background acquisition, ~40 s sample data acquisition | STDGL3 (Danyushevsky et al. 2011) and GSD-1G (USGS) | 155.7 | [19 empty] | 4603 | [5 empty] | 0.12434 | [5 empty] | 2429 | [9 empty] | 51721 |  | 6.1 |  |  |  | 4.4 | [7 empty] | 4.4 | [13 empty] | 2571 | [15 empty] | 1272.38 | [17 empty] | 98.62 | [9 empty] | 19.1 | [32 empty] | 2025 |  |  | CHN | Tibet
| Lawu |  | Magmatic hydrothermal | Skarn | Cu-Pb-Zn skarn | Cu, Pb, Zn | In, Sn | Cu, Pb, Zn, In, Sn |  |  | 729-1-1@14-1 | 729-1-1@14-1 | underground mine |  |  |  |  | ore material | drill core | underground mining tunnels and drill cores | mineral separate | [5 empty] | mineralisation |  |  |  | sphalerite, chalcopyrite, pyrrhotite, pyrite, arsenopyrite |  |  | Sn-poor Skarn |  |  |  | galena, bismuthinite, marcasite, iron oxides, pyroxene, actinolite, quartz | thin sections and polished blocks examined using optical microscope, BSE detector, and EDS prior to analysis | EMPA, LA-ICPMS | JEOL JXA-8230 electron probe microanalyzer; RESOlution-LR 193 nm ArF excimer laser ablation system coupled to an Agilent 7700x ICP-MS | Laboratory of Mineral Resources Research Center, Fuzhou University; Adelaide Microscopy, the University of Adelaide | EPMA point analysis: accelerating voltage 15 kV, beam current 20 nA, beam diameter ~5 μm; EPMA mapping: accelerating voltage 20 kV, working current 50 nA, dwell time ~10 ms; BSE imaging: accelerating voltage 20 kV, beam current 10 nA; LA-ICP-MS: energy density 3~3.5 J/cm2, spot sizes 29 to 51 μm, repetition rates 5 Hz (polished thin-section) and 10 Hz (polished blocks), ~30 s background acquisition, ~40 s sample data acquisition | STDGL3 (Danyushevsky et al. 2011) and GSD-1G (USGS) | 49.6 | [19 empty] | 5407 | [5 empty] | 0.11967 | [5 empty] | 2888 | [9 empty] | 93956 |  | 10.33 |  |  |  | 7.6 | [7 empty] | 20.2 | [13 empty] | 4270 | [15 empty] | 2951.49 | [17 empty] | 289.28 | [9 empty] | 19.6 | [32 empty] | 2025 |  |  | CHN | Tibet
| Lawu |  | Magmatic hydrothermal | Skarn | Cu-Pb-Zn skarn | Cu, Pb, Zn | In, Sn | Cu, Pb, Zn, In, Sn |  |  | 729-1-1@15-1 | 729-1-1@15-1 | underground mine |  |  |  |  | ore material | drill core | underground mining tunnels and drill cores | mineral separate | [5 empty] | mineralisation |  |  |  | sphalerite, chalcopyrite, pyrrhotite, pyrite, arsenopyrite |  |  | Sn-poor Skarn |  |  |  | galena, bismuthinite, marcasite, iron oxides, pyroxene, actinolite, quartz | thin sections and polished blocks examined using optical microscope, BSE detector, and EDS prior to analysis | EMPA, LA-ICPMS | JEOL JXA-8230 electron probe microanalyzer; RESOlution-LR 193 nm ArF excimer laser ablation system coupled to an Agilent 7700x ICP-MS | Laboratory of Mineral Resources Research Center, Fuzhou University; Adelaide Microscopy, the University of Adelaide | EPMA point analysis: accelerating voltage 15 kV, beam current 20 nA, beam diameter ~5 μm; EPMA mapping: accelerating voltage 20 kV, working current 50 nA, dwell time ~10 ms; BSE imaging: accelerating voltage 20 kV, beam current 10 nA; LA-ICP-MS: energy density 3~3.5 J/cm2, spot sizes 29 to 51 μm, repetition rates 5 Hz (polished thin-section) and 10 Hz (polished blocks), ~30 s background acquisition, ~40 s sample data acquisition | STDGL3 (Danyushevsky et al. 2011) and GSD-1G (USGS) | 27.7 | [19 empty] | 5749 | [5 empty] | 0.11507 | [5 empty] | 4476 | [9 empty] | 43987 |  | 8.72 |  |  |  | 4.6 | [7 empty] | 6.9 | [13 empty] | 2460 | [15 empty] | 976.57 | [17 empty] | 87.16 | [9 empty] | 25 | [32 empty] | 2025 |  |  | CHN | Tibet
| Lawu |  | Magmatic hydrothermal | Skarn | Cu-Pb-Zn skarn | Cu, Pb, Zn | In, Sn | Cu, Pb, Zn, In, Sn |  |  | 729-1-1@16-1 | 729-1-1@16-1 | underground mine |  |  |  |  | ore material | drill core | underground mining tunnels and drill cores | mineral separate | [5 empty] | mineralisation |  |  |  | sphalerite, chalcopyrite, pyrrhotite, pyrite, arsenopyrite |  |  | Sn-poor Skarn |  |  |  | galena, bismuthinite, marcasite, iron oxides, pyroxene, actinolite, quartz | thin sections and polished blocks examined using optical microscope, BSE detector, and EDS prior to analysis | EMPA, LA-ICPMS | JEOL JXA-8230 electron probe microanalyzer; RESOlution-LR 193 nm ArF excimer laser ablation system coupled to an Agilent 7700x ICP-MS | Laboratory of Mineral Resources Research Center, Fuzhou University; Adelaide Microscopy, the University of Adelaide | EPMA point analysis: accelerating voltage 15 kV, beam current 20 nA, beam diameter ~5 μm; EPMA mapping: accelerating voltage 20 kV, working current 50 nA, dwell time ~10 ms; BSE imaging: accelerating voltage 20 kV, beam current 10 nA; LA-ICP-MS: energy density 3~3.5 J/cm2, spot sizes 29 to 51 μm, repetition rates 5 Hz (polished thin-section) and 10 Hz (polished blocks), ~30 s background acquisition, ~40 s sample data acquisition | STDGL3 (Danyushevsky et al. 2011) and GSD-1G (USGS) | 2.5 | [19 empty] | 5824 | [5 empty] | 0.13173 | [5 empty] | 1268 | [9 empty] | 32353 |  | 34.62 |  |  |  | 0.7 | [7 empty] | 11.1 | [13 empty] | 3557 | [15 empty] | 1.21 | [17 empty] | 5.1 | [9 empty] | 998.7 | [32 empty] | 2025 |  |  | CHN | Tibet
| Lawu |  | Magmatic hydrothermal | Skarn | Cu-Pb-Zn skarn | Cu, Pb, Zn | In, Sn | Cu, Pb, Zn, In, Sn |  |  | 729-1-1@17-1 | 729-1-1@17-1 | underground mine |  |  |  |  | ore material | drill core | underground mining tunnels and drill cores | mineral separate | [5 empty] | mineralisation |  |  |  | sphalerite, chalcopyrite, pyrrhotite, pyrite, arsenopyrite |  |  | Sn-poor Skarn |  |  |  | galena, bismuthinite, marcasite, iron oxides, pyroxene, actinolite, quartz | thin sections and polished blocks examined using optical microscope, BSE detector, and EDS prior to analysis | EMPA, LA-ICPMS | JEOL JXA-8230 electron probe microanalyzer; RESOlution-LR 193 nm ArF excimer laser ablation system coupled to an Agilent 7700x ICP-MS | Laboratory of Mineral Resources Research Center, Fuzhou University; Adelaide Microscopy, the University of Adelaide | EPMA point analysis: accelerating voltage 15 kV, beam current 20 nA, beam diameter ~5 μm; EPMA mapping: accelerating voltage 20 kV, working current 50 nA, dwell time ~10 ms; BSE imaging: accelerating voltage 20 kV, beam current 10 nA; LA-ICP-MS: energy density 3~3.5 J/cm2, spot sizes 29 to 51 μm, repetition rates 5 Hz (polished thin-section) and 10 Hz (polished blocks), ~30 s background acquisition, ~40 s sample data acquisition | STDGL3 (Danyushevsky et al. 2011) and GSD-1G (USGS) | 22.9 | [19 empty] | 6408 | [5 empty] | 0.11008 | [5 empty] | 1464 | [9 empty] | 79434 |  | 6.08 |  |  |  | 2.8 | [7 empty] | 8.2 | [13 empty] | 3842 | [15 empty] | 644.02 | [17 empty] | 89.5 | [9 empty] | 21.7 | [32 empty] | 2025 |  |  | CHN | Tibet
| Lawu |  | Magmatic hydrothermal | Skarn | Cu-Pb-Zn skarn | Cu, Pb, Zn | In, Sn | Cu, Pb, Zn, In, Sn |  |  | 729-1-1@19-1 | 729-1-1@19-1 | underground mine |  |  |  |  | ore material | drill core | underground mining tunnels and drill cores | mineral separate | [5 empty] | mineralisation |  |  |  | sphalerite, chalcopyrite, pyrrhotite, pyrite, arsenopyrite |  |  | Sn-poor Skarn |  |  |  | galena, bismuthinite, marcasite, iron oxides, pyroxene, actinolite, quartz | thin sections and polished blocks examined using optical microscope, BSE detector, and EDS prior to analysis | EMPA, LA-ICPMS | JEOL JXA-8230 electron probe microanalyzer; RESOlution-LR 193 nm ArF excimer laser ablation system coupled to an Agilent 7700x ICP-MS | Laboratory of Mineral Resources Research Center, Fuzhou University; Adelaide Microscopy, the University of Adelaide | EPMA point analysis: accelerating voltage 15 kV, beam current 20 nA, beam diameter ~5 μm; EPMA mapping: accelerating voltage 20 kV, working current 50 nA, dwell time ~10 ms; BSE imaging: accelerating voltage 20 kV, beam current 10 nA; LA-ICP-MS: energy density 3~3.5 J/cm2, spot sizes 29 to 51 μm, repetition rates 5 Hz (polished thin-section) and 10 Hz (polished blocks), ~30 s background acquisition, ~40 s sample data acquisition | STDGL3 (Danyushevsky et al. 2011) and GSD-1G (USGS) | 16.4 | [19 empty] | 5435 | [5 empty] | 0.11867 | [5 empty] | 3156 | [9 empty] | 40965 |  | 8.89 |  |  |  | 7.8 | [7 empty] | 0.4 | [13 empty] | 1930 | [15 empty] | 1562.87 | [17 empty] | 62.04 | [9 empty] | 12.7 | [32 empty] | 2025 |  |  | CHN | Tibet
| Lawu |  | Magmatic hydrothermal | Skarn | Cu-Pb-Zn skarn | Cu, Pb, Zn | In, Sn | Cu, Pb, Zn, In, Sn |  |  | 729-1-1@20-1 | 729-1-1@20-1 | underground mine |  |  |  |  | ore material | drill core | underground mining tunnels and drill cores | mineral separate | [5 empty] | mineralisation |  |  |  | sphalerite, chalcopyrite, pyrrhotite, pyrite, arsenopyrite |  |  | Sn-poor Skarn |  |  |  | galena, bismuthinite, marcasite, iron oxides, pyroxene, actinolite, quartz | thin sections and polished blocks examined using optical microscope, BSE detector, and EDS prior to analysis | EMPA, LA-ICPMS | JEOL JXA-8230 electron probe microanalyzer; RESOlution-LR 193 nm ArF excimer laser ablation system coupled to an Agilent 7700x ICP-MS | Laboratory of Mineral Resources Research Center, Fuzhou University; Adelaide Microscopy, the University of Adelaide | EPMA point analysis: accelerating voltage 15 kV, beam current 20 nA, beam diameter ~5 μm; EPMA mapping: accelerating voltage 20 kV, working current 50 nA, dwell time ~10 ms; BSE imaging: accelerating voltage 20 kV, beam current 10 nA; LA-ICP-MS: energy density 3~3.5 J/cm2, spot sizes 29 to 51 μm, repetition rates 5 Hz (polished thin-section) and 10 Hz (polished blocks), ~30 s background acquisition, ~40 s sample data acquisition | STDGL3 (Danyushevsky et al. 2011) and GSD-1G (USGS) | 18.2 | [19 empty] | 5316 | [5 empty] | 0.11202 | [5 empty] | 4362 | [9 empty] | 39454 |  | 9.15 |  |  |  | 8.1 | [7 empty] | 4.4 | [13 empty] | 2258 | [15 empty] | 2556.31 | [17 empty] | 97.99 | [9 empty] | 25.1 | [32 empty] | 2025 |  |  | CHN | Tibet
| Lawu |  | Magmatic hydrothermal | Skarn | Cu-Pb-Zn skarn | Cu, Pb, Zn | In, Sn | Cu, Pb, Zn, In, Sn |  |  | 729-1-2@1-1 | 729-1-2@1-1 | underground mine |  |  |  |  | ore material | drill core | underground mining tunnels and drill cores | mineral separate | [5 empty] | mineralisation |  |  |  | sphalerite, chalcopyrite, pyrrhotite, pyrite, arsenopyrite |  |  | Sn-poor Skarn |  |  |  | galena, bismuthinite, marcasite, iron oxides, pyroxene, actinolite, quartz | thin sections and polished blocks examined using optical microscope, BSE detector, and EDS prior to analysis | EMPA, LA-ICPMS | JEOL JXA-8230 electron probe microanalyzer; RESOlution-LR 193 nm ArF excimer laser ablation system coupled to an Agilent 7700x ICP-MS | Laboratory of Mineral Resources Research Center, Fuzhou University; Adelaide Microscopy, the University of Adelaide | EPMA point analysis: accelerating voltage 15 kV, beam current 20 nA, beam diameter ~5 μm; EPMA mapping: accelerating voltage 20 kV, working current 50 nA, dwell time ~10 ms; BSE imaging: accelerating voltage 20 kV, beam current 10 nA; LA-ICP-MS: energy density 3~3.5 J/cm2, spot sizes 29 to 51 μm, repetition rates 5 Hz (polished thin-section) and 10 Hz (polished blocks), ~30 s background acquisition, ~40 s sample data acquisition | STDGL3 (Danyushevsky et al. 2011) and GSD-1G (USGS) | 4.2 | [19 empty] | 6669 | [5 empty] | 0.12166 | [5 empty] | 72 | [9 empty] | 47829 |  | 11.72 |  |  |  | 3.8 | [7 empty] | 0.1 | [13 empty] | 1973 | [15 empty] | 6.77 | [17 empty] | 12.92 | [9 empty] | 10.9 | [32 empty] | 2025 |  |  | CHN | Tibet
| Lawu |  | Magmatic hydrothermal | Skarn | Cu-Pb-Zn skarn | Cu, Pb, Zn | In, Sn | Cu, Pb, Zn, In, Sn |  |  | 729-1-2@2-1 | 729-1-2@2-1 | underground mine |  |  |  |  | ore material | drill core | underground mining tunnels and drill cores | mineral separate | [5 empty] | mineralisation |  |  |  | sphalerite, chalcopyrite, pyrrhotite, pyrite, arsenopyrite |  |  | Sn-poor Skarn |  |  |  | galena, bismuthinite, marcasite, iron oxides, pyroxene, actinolite, quartz | thin sections and polished blocks examined using optical microscope, BSE detector, and EDS prior to analysis | EMPA, LA-ICPMS | JEOL JXA-8230 electron probe microanalyzer; RESOlution-LR 193 nm ArF excimer laser ablation system coupled to an Agilent 7700x ICP-MS | Laboratory of Mineral Resources Research Center, Fuzhou University; Adelaide Microscopy, the University of Adelaide | EPMA point analysis: accelerating voltage 15 kV, beam current 20 nA, beam diameter ~5 μm; EPMA mapping: accelerating voltage 20 kV, working current 50 nA, dwell time ~10 ms; BSE imaging: accelerating voltage 20 kV, beam current 10 nA; LA-ICP-MS: energy density 3~3.5 J/cm2, spot sizes 29 to 51 μm, repetition rates 5 Hz (polished thin-section) and 10 Hz (polished blocks), ~30 s background acquisition, ~40 s sample data acquisition | STDGL3 (Danyushevsky et al. 2011) and GSD-1G (USGS) | 5.9 | [19 empty] | 5780 | [5 empty] | 0.096172 | [5 empty] | 123 | [9 empty] | 43965 |  | 10.81 |  |  |  | 3.2 | [7 empty] | 0.1 | [13 empty] | 1845 | [15 empty] | 7.68 | [17 empty] | 3.57 | [9 empty] | 9.7 | [32 empty] | 2025 |  |  | CHN | Tibet
| Lawu |  | Magmatic hydrothermal | Skarn | Cu-Pb-Zn skarn | Cu, Pb, Zn | In, Sn | Cu, Pb, Zn, In, Sn |  |  | 729-1-2@3-1 | 729-1-2@3-1 | underground mine |  |  |  |  | ore material | drill core | underground mining tunnels and drill cores | mineral separate | [5 empty] | mineralisation |  |  |  | sphalerite, chalcopyrite, pyrrhotite, pyrite, arsenopyrite |  |  | Sn-poor Skarn |  |  |  | galena, bismuthinite, marcasite, iron oxides, pyroxene, actinolite, quartz | thin sections and polished blocks examined using optical microscope, BSE detector, and EDS prior to analysis | EMPA, LA-ICPMS | JEOL JXA-8230 electron probe microanalyzer; RESOlution-LR 193 nm ArF excimer laser ablation system coupled to an Agilent 7700x ICP-MS | Laboratory of Mineral Resources Research Center, Fuzhou University; Adelaide Microscopy, the University of Adelaide | EPMA point analysis: accelerating voltage 15 kV, beam current 20 nA, beam diameter ~5 μm; EPMA mapping: accelerating voltage 20 kV, working current 50 nA, dwell time ~10 ms; BSE imaging: accelerating voltage 20 kV, beam current 10 nA; LA-ICP-MS: energy density 3~3.5 J/cm2, spot sizes 29 to 51 μm, repetition rates 5 Hz (polished thin-section) and 10 Hz (polished blocks), ~30 s background acquisition, ~40 s sample data acquisition | STDGL3 (Danyushevsky et al. 2011) and GSD-1G (USGS) | 2.7 | [19 empty] | 5649 | [5 empty] | 0.1136 | [5 empty] | 41 | [9 empty] | 41271 |  | 5.71 |  |  |  | 1.4 | [7 empty] | 0.1 | [13 empty] | 1637 | [15 empty] | 2.97 | [17 empty] | 12.08 | [9 empty] | 9.2 | [32 empty] | 2025 |  |  | CHN | Tibet
| Lawu |  | Magmatic hydrothermal | Skarn | Cu-Pb-Zn skarn | Cu, Pb, Zn | In, Sn | Cu, Pb, Zn, In, Sn |  |  | 729-1-2@4-1 | 729-1-2@4-1 | underground mine |  |  |  |  | ore material | drill core | underground mining tunnels and drill cores | mineral separate | [5 empty] | mineralisation |  |  |  | sphalerite, chalcopyrite, pyrrhotite, pyrite, arsenopyrite |  |  | Sn-poor Skarn |  |  |  | galena, bismuthinite, marcasite, iron oxides, pyroxene, actinolite, quartz | thin sections and polished blocks examined using optical microscope, BSE detector, and EDS prior to analysis | EMPA, LA-ICPMS | JEOL JXA-8230 electron probe microanalyzer; RESOlution-LR 193 nm ArF excimer laser ablation system coupled to an Agilent 7700x ICP-MS | Laboratory of Mineral Resources Research Center, Fuzhou University; Adelaide Microscopy, the University of Adelaide | EPMA point analysis: accelerating voltage 15 kV, beam current 20 nA, beam diameter ~5 μm; EPMA mapping: accelerating voltage 20 kV, working current 50 nA, dwell time ~10 ms; BSE imaging: accelerating voltage 20 kV, beam current 10 nA; LA-ICP-MS: energy density 3~3.5 J/cm2, spot sizes 29 to 51 μm, repetition rates 5 Hz (polished thin-section) and 10 Hz (polished blocks), ~30 s background acquisition, ~40 s sample data acquisition | STDGL3 (Danyushevsky et al. 2011) and GSD-1G (USGS) | 1.4 | [19 empty] | 5138 | [5 empty] | 0.10134 | [5 empty] | 33 | [9 empty] | 40891 |  | 6.86 |  |  |  | 1.6 | [7 empty] | 0.1 | [13 empty] | 1659 | [15 empty] | 5.8 | [17 empty] | 3.66 | [9 empty] | 5 | [32 empty] | 2025 |  |  | CHN | Tibet
| Lawu |  | Magmatic hydrothermal | Skarn | Cu-Pb-Zn skarn | Cu, Pb, Zn | In, Sn | Cu, Pb, Zn, In, Sn |  |  | 729-1-2@5-1 | 729-1-2@5-1 | underground mine |  |  |  |  | ore material | drill core | underground mining tunnels and drill cores | mineral separate | [5 empty] | mineralisation |  |  |  | sphalerite, chalcopyrite, pyrrhotite, pyrite, arsenopyrite |  |  | Sn-poor Skarn |  |  |  | galena, bismuthinite, marcasite, iron oxides, pyroxene, actinolite, quartz | thin sections and polished blocks examined using optical microscope, BSE detector, and EDS prior to analysis | EMPA, LA-ICPMS | JEOL JXA-8230 electron probe microanalyzer; RESOlution-LR 193 nm ArF excimer laser ablation system coupled to an Agilent 7700x ICP-MS | Laboratory of Mineral Resources Research Center, Fuzhou University; Adelaide Microscopy, the University of Adelaide | EPMA point analysis: accelerating voltage 15 kV, beam current 20 nA, beam diameter ~5 μm; EPMA mapping: accelerating voltage 20 kV, working current 50 nA, dwell time ~10 ms; BSE imaging: accelerating voltage 20 kV, beam current 10 nA; LA-ICP-MS: energy density 3~3.5 J/cm2, spot sizes 29 to 51 μm, repetition rates 5 Hz (polished thin-section) and 10 Hz (polished blocks), ~30 s background acquisition, ~40 s sample data acquisition | STDGL3 (Danyushevsky et al. 2011) and GSD-1G (USGS) | 6.3 | [19 empty] | 5477 | [5 empty] | 0.10929 | [5 empty] | 77 | [9 empty] | 38679 |  | 9.45 |  |  |  | 3 | [7 empty] | 0.2 | [13 empty] | 1618 | [15 empty] | 27 | [17 empty] | 25.47 | [9 empty] | 17.1 | [32 empty] | 2025 |  |  | CHN | Tibet
| Lawu |  | Magmatic hydrothermal | Skarn | Cu-Pb-Zn skarn | Cu, Pb, Zn | In, Sn | Cu, Pb, Zn, In, Sn |  |  | 729-1-2@6-1 | 729-1-2@6-1 | underground mine |  |  |  |  | ore material | drill core | underground mining tunnels and drill cores | mineral separate | [5 empty] | mineralisation |  |  |  | sphalerite, chalcopyrite, pyrrhotite, pyrite, arsenopyrite |  |  | Sn-poor Skarn |  |  |  | galena, bismuthinite, marcasite, iron oxides, pyroxene, actinolite, quartz | thin sections and polished blocks examined using optical microscope, BSE detector, and EDS prior to analysis | EMPA, LA-ICPMS | JEOL JXA-8230 electron probe microanalyzer; RESOlution-LR 193 nm ArF excimer laser ablation system coupled to an Agilent 7700x ICP-MS | Laboratory of Mineral Resources Research Center, Fuzhou University; Adelaide Microscopy, the University of Adelaide | EPMA point analysis: accelerating voltage 15 kV, beam current 20 nA, beam diameter ~5 μm; EPMA mapping: accelerating voltage 20 kV, working current 50 nA, dwell time ~10 ms; BSE imaging: accelerating voltage 20 kV, beam current 10 nA; LA-ICP-MS: energy density 3~3.5 J/cm2, spot sizes 29 to 51 μm, repetition rates 5 Hz (polished thin-section) and 10 Hz (polished blocks), ~30 s background acquisition, ~40 s sample data acquisition | STDGL3 (Danyushevsky et al. 2011) and GSD-1G (USGS) | 17.2 | [19 empty] | 4520 | [5 empty] | 0.14538 | [5 empty] | 184 | [9 empty] | 34466 |  | 8.17 |  |  |  | 0.5 | [7 empty] | 0.9 | [13 empty] | 2182 | [15 empty] | 74.3 | [17 empty] | 16.78 | [9 empty] | 51.2 | [32 empty] | 2025 |  |  | CHN | Tibet
| Lawu |  | Magmatic hydrothermal | Skarn | Cu-Pb-Zn skarn | Cu, Pb, Zn | In, Sn | Cu, Pb, Zn, In, Sn |  |  | 729-1-2@7-1 | 729-1-2@7-1 | underground mine |  |  |  |  | ore material | drill core | underground mining tunnels and drill cores | mineral separate | [5 empty] | mineralisation |  |  |  | sphalerite, chalcopyrite, pyrrhotite, pyrite, arsenopyrite |  |  | Sn-poor Skarn |  |  |  | galena, bismuthinite, marcasite, iron oxides, pyroxene, actinolite, quartz | thin sections and polished blocks examined using optical microscope, BSE detector, and EDS prior to analysis | EMPA, LA-ICPMS | JEOL JXA-8230 electron probe microanalyzer; RESOlution-LR 193 nm ArF excimer laser ablation system coupled to an Agilent 7700x ICP-MS | Laboratory of Mineral Resources Research Center, Fuzhou University; Adelaide Microscopy, the University of Adelaide | EPMA point analysis: accelerating voltage 15 kV, beam current 20 nA, beam diameter ~5 μm; EPMA mapping: accelerating voltage 20 kV, working current 50 nA, dwell time ~10 ms; BSE imaging: accelerating voltage 20 kV, beam current 10 nA; LA-ICP-MS: energy density 3~3.5 J/cm2, spot sizes 29 to 51 μm, repetition rates 5 Hz (polished thin-section) and 10 Hz (polished blocks), ~30 s background acquisition, ~40 s sample data acquisition | STDGL3 (Danyushevsky et al. 2011) and GSD-1G (USGS) | 15.3 | [19 empty] | 4749 | [5 empty] | 0.12835 | [5 empty] | 389 | [9 empty] | 35466 |  | 18.29 |  |  |  | 0.7 | [7 empty] | 3.9 | [13 empty] | 2674 | [15 empty] | 64 | [17 empty] | 27.52 | [9 empty] | 213.8 | [32 empty] | 2025 |  |  | CHN | Tibet
| Lawu |  | Magmatic hydrothermal | Skarn | Cu-Pb-Zn skarn | Cu, Pb, Zn | In, Sn | Cu, Pb, Zn, In, Sn |  |  | 729-1-3@2-1 | 729-1-3@2-1 | underground mine |  |  |  |  | ore material | drill core | underground mining tunnels and drill cores | mineral separate | [5 empty] | mineralisation |  |  |  | sphalerite, chalcopyrite, pyrrhotite, pyrite, arsenopyrite |  |  | Sn-poor Skarn |  |  |  | galena, bismuthinite, marcasite, iron oxides, pyroxene, actinolite, quartz | thin sections and polished blocks examined using optical microscope, BSE detector, and EDS prior to analysis | EMPA, LA-ICPMS | JEOL JXA-8230 electron probe microanalyzer; RESOlution-LR 193 nm ArF excimer laser ablation system coupled to an Agilent 7700x ICP-MS | Laboratory of Mineral Resources Research Center, Fuzhou University; Adelaide Microscopy, the University of Adelaide | EPMA point analysis: accelerating voltage 15 kV, beam current 20 nA, beam diameter ~5 μm; EPMA mapping: accelerating voltage 20 kV, working current 50 nA, dwell time ~10 ms; BSE imaging: accelerating voltage 20 kV, beam current 10 nA; LA-ICP-MS: energy density 3~3.5 J/cm2, spot sizes 29 to 51 μm, repetition rates 5 Hz (polished thin-section) and 10 Hz (polished blocks), ~30 s background acquisition, ~40 s sample data acquisition | STDGL3 (Danyushevsky et al. 2011) and GSD-1G (USGS) | 0.8 | [19 empty] | 6676 | [5 empty] | 0.10362 | [5 empty] | 90 | [9 empty] | 30068 |  | 2.77 |  |  |  | 0.3 | [7 empty] | 0.3 | [13 empty] | 1316 | [15 empty] | 0.2 | [17 empty] | 0 | [9 empty] | 0.9 | [32 empty] | 2025 |  |  | CHN | Tibet
| Lawu |  | Magmatic hydrothermal | Skarn | Cu-Pb-Zn skarn | Cu, Pb, Zn | In, Sn | Cu, Pb, Zn, In, Sn |  |  | 729-1-3@3-1 | 729-1-3@3-1 | underground mine |  |  |  |  | ore material | drill core | underground mining tunnels and drill cores | mineral separate | [5 empty] | mineralisation |  |  |  | sphalerite, chalcopyrite, pyrrhotite, pyrite, arsenopyrite |  |  | Sn-poor Skarn |  |  |  | galena, bismuthinite, marcasite, iron oxides, pyroxene, actinolite, quartz | thin sections and polished blocks examined using optical microscope, BSE detector, and EDS prior to analysis | EMPA, LA-ICPMS | JEOL JXA-8230 electron probe microanalyzer; RESOlution-LR 193 nm ArF excimer laser ablation system coupled to an Agilent 7700x ICP-MS | Laboratory of Mineral Resources Research Center, Fuzhou University; Adelaide Microscopy, the University of Adelaide | EPMA point analysis: accelerating voltage 15 kV, beam current 20 nA, beam diameter ~5 μm; EPMA mapping: accelerating voltage 20 kV, working current 50 nA, dwell time ~10 ms; BSE imaging: accelerating voltage 20 kV, beam current 10 nA; LA-ICP-MS: energy density 3~3.5 J/cm2, spot sizes 29 to 51 μm, repetition rates 5 Hz (polished thin-section) and 10 Hz (polished blocks), ~30 s background acquisition, ~40 s sample data acquisition | STDGL3 (Danyushevsky et al. 2011) and GSD-1G (USGS) | 7.4 | [19 empty] | 4749 | [5 empty] | 0.10356 | [5 empty] | 228 | [9 empty] | 24895 |  | 15.46 |  |  |  | 4.7 | [7 empty] | 0.1 | [13 empty] | 1004 | [15 empty] | 5.09 | [17 empty] | 105.33 | [9 empty] | 13.7 | [32 empty] | 2025 |  |  | CHN | Tibet
| Lawu |  | Magmatic hydrothermal | Skarn | Cu-Pb-Zn skarn | Cu, Pb, Zn | In, Sn | Cu, Pb, Zn, In, Sn |  |  | 729-1-3@4-1 | 729-1-3@4-1 | underground mine |  |  |  |  | ore material | drill core | underground mining tunnels and drill cores | mineral separate | [5 empty] | mineralisation |  |  |  | sphalerite, chalcopyrite, pyrrhotite, pyrite, arsenopyrite |  |  | Sn-poor Skarn |  |  |  | galena, bismuthinite, marcasite, iron oxides, pyroxene, actinolite, quartz | thin sections and polished blocks examined using optical microscope, BSE detector, and EDS prior to analysis | EMPA, LA-ICPMS | JEOL JXA-8230 electron probe microanalyzer; RESOlution-LR 193 nm ArF excimer laser ablation system coupled to an Agilent 7700x ICP-MS | Laboratory of Mineral Resources Research Center, Fuzhou University; Adelaide Microscopy, the University of Adelaide | EPMA point analysis: accelerating voltage 15 kV, beam current 20 nA, beam diameter ~5 μm; EPMA mapping: accelerating voltage 20 kV, working current 50 nA, dwell time ~10 ms; BSE imaging: accelerating voltage 20 kV, beam current 10 nA; LA-ICP-MS: energy density 3~3.5 J/cm2, spot sizes 29 to 51 μm, repetition rates 5 Hz (polished thin-section) and 10 Hz (polished blocks), ~30 s background acquisition, ~40 s sample data acquisition | STDGL3 (Danyushevsky et al. 2011) and GSD-1G (USGS) | 14.6 | [19 empty] | 5799 | [5 empty] | 0.11715 | [5 empty] | 108 | [9 empty] | 29903 |  | 6.8 |  |  |  | 1.5 | [7 empty] | 3.8 | [13 empty] | 1516 | [15 empty] | 23.35 | [17 empty] | 45.15 | [9 empty] | 34 | [32 empty] | 2025 |  |  | CHN | Tibet
| Lawu |  | Magmatic hydrothermal | Skarn | Cu-Pb-Zn skarn | Cu, Pb, Zn | In, Sn | Cu, Pb, Zn, In, Sn |  |  | 729-1-3@5-1 | 729-1-3@5-1 | underground mine |  |  |  |  | ore material | drill core | underground mining tunnels and drill cores | mineral separate | [5 empty] | mineralisation |  |  |  | sphalerite, chalcopyrite, pyrrhotite, pyrite, arsenopyrite |  |  | Sn-poor Skarn |  |  |  | galena, bismuthinite, marcasite, iron oxides, pyroxene, actinolite, quartz | thin sections and polished blocks examined using optical microscope, BSE detector, and EDS prior to analysis | EMPA, LA-ICPMS | JEOL JXA-8230 electron probe microanalyzer; RESOlution-LR 193 nm ArF excimer laser ablation system coupled to an Agilent 7700x ICP-MS | Laboratory of Mineral Resources Research Center, Fuzhou University; Adelaide Microscopy, the University of Adelaide | EPMA point analysis: accelerating voltage 15 kV, beam current 20 nA, beam diameter ~5 μm; EPMA mapping: accelerating voltage 20 kV, working current 50 nA, dwell time ~10 ms; BSE imaging: accelerating voltage 20 kV, beam current 10 nA; LA-ICP-MS: energy density 3~3.5 J/cm2, spot sizes 29 to 51 μm, repetition rates 5 Hz (polished thin-section) and 10 Hz (polished blocks), ~30 s background acquisition, ~40 s sample data acquisition | STDGL3 (Danyushevsky et al. 2011) and GSD-1G (USGS) | 29.9 | [19 empty] | 4703 | [5 empty] | 0.11378 | [5 empty] | 823 | [9 empty] | 24566 |  | 46.94 |  |  |  | 16.5 | [7 empty] | 0.6 | [13 empty] | 1085 | [15 empty] | 26.03 | [17 empty] | 387.98 | [9 empty] | 53.7 | [32 empty] | 2025 |  |  | CHN | Tibet
| Lawu |  | Magmatic hydrothermal | Skarn | Cu-Pb-Zn skarn | Cu, Pb, Zn | In, Sn | Cu, Pb, Zn, In, Sn |  |  | 729-1-3@6-1 | 729-1-3@6-1 | underground mine |  |  |  |  | ore material | drill core | underground mining tunnels and drill cores | mineral separate | [5 empty] | mineralisation |  |  |  | sphalerite, chalcopyrite, pyrrhotite, pyrite, arsenopyrite |  |  | Sn-poor Skarn |  |  |  | galena, bismuthinite, marcasite, iron oxides, pyroxene, actinolite, quartz | thin sections and polished blocks examined using optical microscope, BSE detector, and EDS prior to analysis | EMPA, LA-ICPMS | JEOL JXA-8230 electron probe microanalyzer; RESOlution-LR 193 nm ArF excimer laser ablation system coupled to an Agilent 7700x ICP-MS | Laboratory of Mineral Resources Research Center, Fuzhou University; Adelaide Microscopy, the University of Adelaide | EPMA point analysis: accelerating voltage 15 kV, beam current 20 nA, beam diameter ~5 μm; EPMA mapping: accelerating voltage 20 kV, working current 50 nA, dwell time ~10 ms; BSE imaging: accelerating voltage 20 kV, beam current 10 nA; LA-ICP-MS: energy density 3~3.5 J/cm2, spot sizes 29 to 51 μm, repetition rates 5 Hz (polished thin-section) and 10 Hz (polished blocks), ~30 s background acquisition, ~40 s sample data acquisition | STDGL3 (Danyushevsky et al. 2011) and GSD-1G (USGS) | 15.4 | [19 empty] | 3943 | [5 empty] | 0.10208 | [5 empty] | 82 | [9 empty] | 11582 |  | 13.31 |  |  |  | 1.5 | [7 empty] | 3.3 | [13 empty] | 1285 | [15 empty] | 14.03 | [17 empty] | 33.1 | [9 empty] | 31.1 | [32 empty] | 2025 |  |  | CHN | Tibet
| Lawu |  | Magmatic hydrothermal | Skarn | Cu-Pb-Zn skarn | Cu, Pb, Zn | In, Sn | Cu, Pb, Zn, In, Sn |  |  | 729-1-3@7-1 | 729-1-3@7-1 | underground mine |  |  |  |  | ore material | drill core | underground mining tunnels and drill cores | mineral separate | [5 empty] | mineralisation |  |  |  | sphalerite, chalcopyrite, pyrrhotite, pyrite, arsenopyrite |  |  | Sn-poor Skarn |  |  |  | galena, bismuthinite, marcasite, iron oxides, pyroxene, actinolite, quartz | thin sections and polished blocks examined using optical microscope, BSE detector, and EDS prior to analysis | EMPA, LA-ICPMS | JEOL JXA-8230 electron probe microanalyzer; RESOlution-LR 193 nm ArF excimer laser ablation system coupled to an Agilent 7700x ICP-MS | Laboratory of Mineral Resources Research Center, Fuzhou University; Adelaide Microscopy, the University of Adelaide | EPMA point analysis: accelerating voltage 15 kV, beam current 20 nA, beam diameter ~5 μm; EPMA mapping: accelerating voltage 20 kV, working current 50 nA, dwell time ~10 ms; BSE imaging: accelerating voltage 20 kV, beam current 10 nA; LA-ICP-MS: energy density 3~3.5 J/cm2, spot sizes 29 to 51 μm, repetition rates 5 Hz (polished thin-section) and 10 Hz (polished blocks), ~30 s background acquisition, ~40 s sample data acquisition | STDGL3 (Danyushevsky et al. 2011) and GSD-1G (USGS) | 3.7 | [19 empty] | 3358 | [5 empty] | 0.10862 | [5 empty] | 47 | [9 empty] | 12688 |  | 4.17 |  |  |  | 1.8 | [7 empty] | 2.1 | [13 empty] | 866 | [15 empty] | 5.04 | [17 empty] | 2.35 | [9 empty] | 25.5 | [32 empty] | 2025 |  |  | CHN | Tibet
| Lawu |  | Magmatic hydrothermal | Skarn | Cu-Pb-Zn skarn | Cu, Pb, Zn | In, Sn | Cu, Pb, Zn, In, Sn |  |  | 729-1-3@8-1 | 729-1-3@8-1 | underground mine |  |  |  |  | ore material | drill core | underground mining tunnels and drill cores | mineral separate | [5 empty] | mineralisation |  |  |  | sphalerite, chalcopyrite, pyrrhotite, pyrite, arsenopyrite |  |  | Sn-poor Skarn |  |  |  | galena, bismuthinite, marcasite, iron oxides, pyroxene, actinolite, quartz | thin sections and polished blocks examined using optical microscope, BSE detector, and EDS prior to analysis | EMPA, LA-ICPMS | JEOL JXA-8230 electron probe microanalyzer; RESOlution-LR 193 nm ArF excimer laser ablation system coupled to an Agilent 7700x ICP-MS | Laboratory of Mineral Resources Research Center, Fuzhou University; Adelaide Microscopy, the University of Adelaide | EPMA point analysis: accelerating voltage 15 kV, beam current 20 nA, beam diameter ~5 μm; EPMA mapping: accelerating voltage 20 kV, working current 50 nA, dwell time ~10 ms; BSE imaging: accelerating voltage 20 kV, beam current 10 nA; LA-ICP-MS: energy density 3~3.5 J/cm2, spot sizes 29 to 51 μm, repetition rates 5 Hz (polished thin-section) and 10 Hz (polished blocks), ~30 s background acquisition, ~40 s sample data acquisition | STDGL3 (Danyushevsky et al. 2011) and GSD-1G (USGS) | 1.8 | [19 empty] | 3945 | [5 empty] | 0.11206 | [5 empty] | 216 | [9 empty] | 12872 |  | 18.79 |  |  |  | 1.2 | [7 empty] | 11 | [13 empty] | 1483 | [15 empty] | 2.68 | [17 empty] | 1.08 | [9 empty] | 139.7 | [32 empty] | 2025 |  |  | CHN | Tibet
| Lawu |  | Magmatic hydrothermal | Skarn | Cu-Pb-Zn skarn | Cu, Pb, Zn | In, Sn | Cu, Pb, Zn, In, Sn |  |  | 729-1-3@9-1 | 729-1-3@9-1 | underground mine |  |  |  |  | ore material | drill core | underground mining tunnels and drill cores | mineral separate | [5 empty] | mineralisation |  |  |  | sphalerite, chalcopyrite, pyrrhotite, pyrite, arsenopyrite |  |  | Sn-poor Skarn |  |  |  | galena, bismuthinite, marcasite, iron oxides, pyroxene, actinolite, quartz | thin sections and polished blocks examined using optical microscope, BSE detector, and EDS prior to analysis | EMPA, LA-ICPMS | JEOL JXA-8230 electron probe microanalyzer; RESOlution-LR 193 nm ArF excimer laser ablation system coupled to an Agilent 7700x ICP-MS | Laboratory of Mineral Resources Research Center, Fuzhou University; Adelaide Microscopy, the University of Adelaide | EPMA point analysis: accelerating voltage 15 kV, beam current 20 nA, beam diameter ~5 μm; EPMA mapping: accelerating voltage 20 kV, working current 50 nA, dwell time ~10 ms; BSE imaging: accelerating voltage 20 kV, beam current 10 nA; LA-ICP-MS: energy density 3~3.5 J/cm2, spot sizes 29 to 51 μm, repetition rates 5 Hz (polished thin-section) and 10 Hz (polished blocks), ~30 s background acquisition, ~40 s sample data acquisition | STDGL3 (Danyushevsky et al. 2011) and GSD-1G (USGS) | 0.7 | [19 empty] | 3968 | [5 empty] | 0.11151 | [5 empty] | 19 | [9 empty] | 10474 |  | 3.4 |  |  |  | 2 | [7 empty] | 1.9 | [13 empty] | 1049 | [15 empty] | 15.28 | [17 empty] | 2.5 | [9 empty] | 8.2 | [32 empty] | 2025 |  |  | CHN | Tibet
| Lawu |  | Magmatic hydrothermal | Skarn | Cu-Pb-Zn skarn | Cu, Pb, Zn | In, Sn | Cu, Pb, Zn, In, Sn |  |  | 729-1-3@10-1 | 729-1-3@10-1 | underground mine |  |  |  |  | ore material | drill core | underground mining tunnels and drill cores | mineral separate | [5 empty] | mineralisation |  |  |  | sphalerite, chalcopyrite, pyrrhotite, pyrite, arsenopyrite |  |  | Sn-poor Skarn |  |  |  | galena, bismuthinite, marcasite, iron oxides, pyroxene, actinolite, quartz | thin sections and polished blocks examined using optical microscope, BSE detector, and EDS prior to analysis | EMPA, LA-ICPMS | JEOL JXA-8230 electron probe microanalyzer; RESOlution-LR 193 nm ArF excimer laser ablation system coupled to an Agilent 7700x ICP-MS | Laboratory of Mineral Resources Research Center, Fuzhou University; Adelaide Microscopy, the University of Adelaide | EPMA point analysis: accelerating voltage 15 kV, beam current 20 nA, beam diameter ~5 μm; EPMA mapping: accelerating voltage 20 kV, working current 50 nA, dwell time ~10 ms; BSE imaging: accelerating voltage 20 kV, beam current 10 nA; LA-ICP-MS: energy density 3~3.5 J/cm2, spot sizes 29 to 51 μm, repetition rates 5 Hz (polished thin-section) and 10 Hz (polished blocks), ~30 s background acquisition, ~40 s sample data acquisition | STDGL3 (Danyushevsky et al. 2011) and GSD-1G (USGS) | 2 | [19 empty] | 3109 | [5 empty] | 0.11902 | [5 empty] | 40 | [9 empty] | 11761 |  | 5.72 |  |  |  | 2.1 | [7 empty] | 4 | [13 empty] | 996 | [15 empty] | 122.68 | [17 empty] | 2.77 | [9 empty] | 19.4 | [32 empty] | 2025 |  |  | CHN | Tibet
| Lawu |  | Magmatic hydrothermal | Skarn | Cu-Pb-Zn skarn | Cu, Pb, Zn | In, Sn | Cu, Pb, Zn, In, Sn |  |  | 729-1-3@11-1 | 729-1-3@11-1 | underground mine |  |  |  |  | ore material | drill core | underground mining tunnels and drill cores | mineral separate | [5 empty] | mineralisation |  |  |  | sphalerite, chalcopyrite, pyrrhotite, pyrite, arsenopyrite |  |  | Sn-poor Skarn |  |  |  | galena, bismuthinite, marcasite, iron oxides, pyroxene, actinolite, quartz | thin sections and polished blocks examined using optical microscope, BSE detector, and EDS prior to analysis | EMPA, LA-ICPMS | JEOL JXA-8230 electron probe microanalyzer; RESOlution-LR 193 nm ArF excimer laser ablation system coupled to an Agilent 7700x ICP-MS | Laboratory of Mineral Resources Research Center, Fuzhou University; Adelaide Microscopy, the University of Adelaide | EPMA point analysis: accelerating voltage 15 kV, beam current 20 nA, beam diameter ~5 μm; EPMA mapping: accelerating voltage 20 kV, working current 50 nA, dwell time ~10 ms; BSE imaging: accelerating voltage 20 kV, beam current 10 nA; LA-ICP-MS: energy density 3~3.5 J/cm2, spot sizes 29 to 51 μm, repetition rates 5 Hz (polished thin-section) and 10 Hz (polished blocks), ~30 s background acquisition, ~40 s sample data acquisition | STDGL3 (Danyushevsky et al. 2011) and GSD-1G (USGS) | 5.9 | [19 empty] | 4116 | [5 empty] | 0.13689 | [5 empty] | 820 | [9 empty] | 37366 |  | 10.68 |  |  |  | 7.1 | [7 empty] | 3.7 | [13 empty] | 2722 | [15 empty] | 20.42 | [17 empty] | 42.02 | [9 empty] | 429.3 | [32 empty] | 2025 |  |  | CHN | Tibet
| Lawu |  | Magmatic hydrothermal | Skarn | Cu-Pb-Zn skarn | Cu, Pb, Zn | In, Sn | Cu, Pb, Zn, In, Sn |  |  | 729-1-3@12-1 | 729-1-3@12-1 | underground mine |  |  |  |  | ore material | drill core | underground mining tunnels and drill cores | mineral separate | [5 empty] | mineralisation |  |  |  | sphalerite, chalcopyrite, pyrrhotite, pyrite, arsenopyrite |  |  | Sn-poor Skarn |  |  |  | galena, bismuthinite, marcasite, iron oxides, pyroxene, actinolite, quartz | thin sections and polished blocks examined using optical microscope, BSE detector, and EDS prior to analysis | EMPA, LA-ICPMS | JEOL JXA-8230 electron probe microanalyzer; RESOlution-LR 193 nm ArF excimer laser ablation system coupled to an Agilent 7700x ICP-MS | Laboratory of Mineral Resources Research Center, Fuzhou University; Adelaide Microscopy, the University of Adelaide | EPMA point analysis: accelerating voltage 15 kV, beam current 20 nA, beam diameter ~5 μm; EPMA mapping: accelerating voltage 20 kV, working current 50 nA, dwell time ~10 ms; BSE imaging: accelerating voltage 20 kV, beam current 10 nA; LA-ICP-MS: energy density 3~3.5 J/cm2, spot sizes 29 to 51 μm, repetition rates 5 Hz (polished thin-section) and 10 Hz (polished blocks), ~30 s background acquisition, ~40 s sample data acquisition | STDGL3 (Danyushevsky et al. 2011) and GSD-1G (USGS) | 16 | [19 empty] | 3834 | [5 empty] | 0.11315 | [5 empty] | 225 | [9 empty] | 50388 |  | 18.61 |  |  |  | 0.2 | [7 empty] | 68.7 | [13 empty] | 1826 | [15 empty] | 201.88 | [17 empty] | 25.01 | [9 empty] | 110.3 | [32 empty] | 2025 |  |  | CHN | Tibet
| Lawu |  | Magmatic hydrothermal | Skarn | Cu-Pb-Zn skarn | Cu, Pb, Zn | In, Sn | Cu, Pb, Zn, In, Sn |  |  | 729-1-3@13-1 | 729-1-3@13-1 | underground mine |  |  |  |  | ore material | drill core | underground mining tunnels and drill cores | mineral separate | [5 empty] | mineralisation |  |  |  | sphalerite, chalcopyrite, pyrrhotite, pyrite, arsenopyrite |  |  | Sn-poor Skarn |  |  |  | galena, bismuthinite, marcasite, iron oxides, pyroxene, actinolite, quartz | thin sections and polished blocks examined using optical microscope, BSE detector, and EDS prior to analysis | EMPA, LA-ICPMS | JEOL JXA-8230 electron probe microanalyzer; RESOlution-LR 193 nm ArF excimer laser ablation system coupled to an Agilent 7700x ICP-MS | Laboratory of Mineral Resources Research Center, Fuzhou University; Adelaide Microscopy, the University of Adelaide | EPMA point analysis: accelerating voltage 15 kV, beam current 20 nA, beam diameter ~5 μm; EPMA mapping: accelerating voltage 20 kV, working current 50 nA, dwell time ~10 ms; BSE imaging: accelerating voltage 20 kV, beam current 10 nA; LA-ICP-MS: energy density 3~3.5 J/cm2, spot sizes 29 to 51 μm, repetition rates 5 Hz (polished thin-section) and 10 Hz (polished blocks), ~30 s background acquisition, ~40 s sample data acquisition | STDGL3 (Danyushevsky et al. 2011) and GSD-1G (USGS) | 2.7 | [19 empty] | 4050 | [5 empty] | 0.13797 | [5 empty] | 52 | [9 empty] | 21833 |  | 5.39 |  |  |  | 0.9 | [7 empty] | 1.8 | [13 empty] | 1186 | [15 empty] | 3.03 | [17 empty] | 7.61 | [9 empty] | 32.6 | [32 empty] | 2025 |  |  | CHN | Tibet
| Lawu |  | Magmatic hydrothermal | Skarn | Cu-Pb-Zn skarn | Cu, Pb, Zn | In, Sn | Cu, Pb, Zn, In, Sn |  |  | 729-1-3@14-1 | 729-1-3@14-1 | underground mine |  |  |  |  | ore material | drill core | underground mining tunnels and drill cores | mineral separate | [5 empty] | mineralisation |  |  |  | sphalerite, chalcopyrite, pyrrhotite, pyrite, arsenopyrite |  |  | Sn-poor Skarn |  |  |  | galena, bismuthinite, marcasite, iron oxides, pyroxene, actinolite, quartz | thin sections and polished blocks examined using optical microscope, BSE detector, and EDS prior to analysis | EMPA, LA-ICPMS | JEOL JXA-8230 electron probe microanalyzer; RESOlution-LR 193 nm ArF excimer laser ablation system coupled to an Agilent 7700x ICP-MS | Laboratory of Mineral Resources Research Center, Fuzhou University; Adelaide Microscopy, the University of Adelaide | EPMA point analysis: accelerating voltage 15 kV, beam current 20 nA, beam diameter ~5 μm; EPMA mapping: accelerating voltage 20 kV, working current 50 nA, dwell time ~10 ms; BSE imaging: accelerating voltage 20 kV, beam current 10 nA; LA-ICP-MS: energy density 3~3.5 J/cm2, spot sizes 29 to 51 μm, repetition rates 5 Hz (polished thin-section) and 10 Hz (polished blocks), ~30 s background acquisition, ~40 s sample data acquisition | STDGL3 (Danyushevsky et al. 2011) and GSD-1G (USGS) | 4.3 | [19 empty] | 2458 | [5 empty] | 0.12255 | [5 empty] | 77 | [9 empty] | 9039 |  | 8.88 |  |  |  | 0.1 | [7 empty] | 2.3 | [13 empty] | 762 | [15 empty] | 4.34 | [17 empty] | 8.35 | [9 empty] | 37.5 | [32 empty] | 2025 |  |  | CHN | Tibet
| Lawu |  | Magmatic hydrothermal | Skarn | Cu-Pb-Zn skarn | Cu, Pb, Zn | In, Sn | Cu, Pb, Zn, In, Sn |  |  | 729-1-7@1-1 | 729-1-7@1-1 | underground mine |  |  |  |  | ore material | drill core | underground mining tunnels and drill cores | mineral separate | [5 empty] | mineralisation |  |  |  | sphalerite, chalcopyrite, pyrrhotite, pyrite, arsenopyrite |  |  | Sn-poor Skarn |  |  |  | galena, bismuthinite, marcasite, iron oxides, pyroxene, actinolite, quartz | thin sections and polished blocks examined using optical microscope, BSE detector, and EDS prior to analysis | EMPA, LA-ICPMS | JEOL JXA-8230 electron probe microanalyzer; RESOlution-LR 193 nm ArF excimer laser ablation system coupled to an Agilent 7700x ICP-MS | Laboratory of Mineral Resources Research Center, Fuzhou University; Adelaide Microscopy, the University of Adelaide | EPMA point analysis: accelerating voltage 15 kV, beam current 20 nA, beam diameter ~5 μm; EPMA mapping: accelerating voltage 20 kV, working current 50 nA, dwell time ~10 ms; BSE imaging: accelerating voltage 20 kV, beam current 10 nA; LA-ICP-MS: energy density 3~3.5 J/cm2, spot sizes 29 to 51 μm, repetition rates 5 Hz (polished thin-section) and 10 Hz (polished blocks), ~30 s background acquisition, ~40 s sample data acquisition | STDGL3 (Danyushevsky et al. 2011) and GSD-1G (USGS) | 5.5 | [19 empty] | 4114 | [5 empty] | 0.12917 | [5 empty] | 282 | [9 empty] | 17149 |  | 14.38 |  |  |  | 0.3 | [7 empty] | 8.5 | [13 empty] | 2397 | [15 empty] | 5.85 | [17 empty] | 20.31 | [9 empty] | 201.8 | [32 empty] | 2025 |  |  | CHN | Tibet
| Lawu |  | Magmatic hydrothermal | Skarn | Cu-Pb-Zn skarn | Cu, Pb, Zn | In, Sn | Cu, Pb, Zn, In, Sn |  |  | 729-1-7@2-1 | 729-1-7@2-1 | underground mine |  |  |  |  | ore material | drill core | underground mining tunnels and drill cores | mineral separate | [5 empty] | mineralisation |  |  |  | sphalerite, chalcopyrite, pyrrhotite, pyrite, arsenopyrite |  |  | Sn-poor Skarn |  |  |  | galena, bismuthinite, marcasite, iron oxides, pyroxene, actinolite, quartz | thin sections and polished blocks examined using optical microscope, BSE detector, and EDS prior to analysis | EMPA, LA-ICPMS | JEOL JXA-8230 electron probe microanalyzer; RESOlution-LR 193 nm ArF excimer laser ablation system coupled to an Agilent 7700x ICP-MS | Laboratory of Mineral Resources Research Center, Fuzhou University; Adelaide Microscopy, the University of Adelaide | EPMA point analysis: accelerating voltage 15 kV, beam current 20 nA, beam diameter ~5 μm; EPMA mapping: accelerating voltage 20 kV, working current 50 nA, dwell time ~10 ms; BSE imaging: accelerating voltage 20 kV, beam current 10 nA; LA-ICP-MS: energy density 3~3.5 J/cm2, spot sizes 29 to 51 μm, repetition rates 5 Hz (polished thin-section) and 10 Hz (polished blocks), ~30 s background acquisition, ~40 s sample data acquisition | STDGL3 (Danyushevsky et al. 2011) and GSD-1G (USGS) | 7.6 | [19 empty] | 3486 | [5 empty] | 0.11631 | [5 empty] | 226 | [9 empty] | 12574 |  | 31.45 |  |  |  | 2.2 | [7 empty] | 6.2 | [13 empty] | 1208 | [15 empty] | 18.08 | [17 empty] | 20.46 | [9 empty] | 91 | [32 empty] | 2025 |  |  | CHN | Tibet
| Lawu |  | Magmatic hydrothermal | Skarn | Cu-Pb-Zn skarn | Cu, Pb, Zn | In, Sn | Cu, Pb, Zn, In, Sn |  |  | 729-1-7@3-1 | 729-1-7@3-1 | underground mine |  |  |  |  | ore material | drill core | underground mining tunnels and drill cores | mineral separate | [5 empty] | mineralisation |  |  |  | sphalerite, chalcopyrite, pyrrhotite, pyrite, arsenopyrite |  |  | Sn-poor Skarn |  |  |  | galena, bismuthinite, marcasite, iron oxides, pyroxene, actinolite, quartz | thin sections and polished blocks examined using optical microscope, BSE detector, and EDS prior to analysis | EMPA, LA-ICPMS | JEOL JXA-8230 electron probe microanalyzer; RESOlution-LR 193 nm ArF excimer laser ablation system coupled to an Agilent 7700x ICP-MS | Laboratory of Mineral Resources Research Center, Fuzhou University; Adelaide Microscopy, the University of Adelaide | EPMA point analysis: accelerating voltage 15 kV, beam current 20 nA, beam diameter ~5 μm; EPMA mapping: accelerating voltage 20 kV, working current 50 nA, dwell time ~10 ms; BSE imaging: accelerating voltage 20 kV, beam current 10 nA; LA-ICP-MS: energy density 3~3.5 J/cm2, spot sizes 29 to 51 μm, repetition rates 5 Hz (polished thin-section) and 10 Hz (polished blocks), ~30 s background acquisition, ~40 s sample data acquisition | STDGL3 (Danyushevsky et al. 2011) and GSD-1G (USGS) | 9 | [19 empty] | 3498 | [5 empty] | 0.11388 | [5 empty] | 283 | [9 empty] | 10702 |  | 30.44 |  |  |  | 1.6 | [7 empty] | 4.9 | [13 empty] | 1273 | [15 empty] | 16.19 | [17 empty] | 30.7 | [9 empty] | 150 | [32 empty] | 2025 |  |  | CHN | Tibet
| Lawu |  | Magmatic hydrothermal | Skarn | Cu-Pb-Zn skarn | Cu, Pb, Zn | In, Sn | Cu, Pb, Zn, In, Sn |  |  | 731-4-5@1-1 | 731-4-5@1-1 | underground mine |  |  |  |  | ore material | drill core | underground mining tunnels and drill cores | mineral separate | [5 empty] | mineralisation |  |  |  | sphalerite, chalcopyrite, pyrrhotite, pyrite, arsenopyrite |  |  | Sn-poor Skarn |  |  |  | galena, bismuthinite, marcasite, iron oxides, pyroxene, actinolite, quartz | thin sections and polished blocks examined using optical microscope, BSE detector, and EDS prior to analysis | EMPA, LA-ICPMS | JEOL JXA-8230 electron probe microanalyzer; RESOlution-LR 193 nm ArF excimer laser ablation system coupled to an Agilent 7700x ICP-MS | Laboratory of Mineral Resources Research Center, Fuzhou University; Adelaide Microscopy, the University of Adelaide | EPMA point analysis: accelerating voltage 15 kV, beam current 20 nA, beam diameter ~5 μm; EPMA mapping: accelerating voltage 20 kV, working current 50 nA, dwell time ~10 ms; BSE imaging: accelerating voltage 20 kV, beam current 10 nA; LA-ICP-MS: energy density 3~3.5 J/cm2, spot sizes 29 to 51 μm, repetition rates 5 Hz (polished thin-section) and 10 Hz (polished blocks), ~30 s background acquisition, ~40 s sample data acquisition | STDGL3 (Danyushevsky et al. 2011) and GSD-1G (USGS) | 33.5 | [19 empty] | 6093 | [5 empty] | 0.11072 | [5 empty] | 312 | [9 empty] | 2780 |  | 9.4 |  |  |  | 10.7 | [7 empty] | 4 | [13 empty] | 2285 | [15 empty] | 9.83 | [17 empty] | 51.03 | [9 empty] | 81.4 | [32 empty] | 2025 |  |  | CHN | Tibet
| Lawu |  | Magmatic hydrothermal | Skarn | Cu-Pb-Zn skarn | Cu, Pb, Zn | In, Sn | Cu, Pb, Zn, In, Sn |  |  | 731-4-5@2-1 | 731-4-5@2-1 | underground mine |  |  |  |  | ore material | drill core | underground mining tunnels and drill cores | mineral separate | [5 empty] | mineralisation |  |  |  | sphalerite, chalcopyrite, pyrrhotite, pyrite, arsenopyrite |  |  | Sn-poor Skarn |  |  |  | galena, bismuthinite, marcasite, iron oxides, pyroxene, actinolite, quartz | thin sections and polished blocks examined using optical microscope, BSE detector, and EDS prior to analysis | EMPA, LA-ICPMS | JEOL JXA-8230 electron probe microanalyzer; RESOlution-LR 193 nm ArF excimer laser ablation system coupled to an Agilent 7700x ICP-MS | Laboratory of Mineral Resources Research Center, Fuzhou University; Adelaide Microscopy, the University of Adelaide | EPMA point analysis: accelerating voltage 15 kV, beam current 20 nA, beam diameter ~5 μm; EPMA mapping: accelerating voltage 20 kV, working current 50 nA, dwell time ~10 ms; BSE imaging: accelerating voltage 20 kV, beam current 10 nA; LA-ICP-MS: energy density 3~3.5 J/cm2, spot sizes 29 to 51 μm, repetition rates 5 Hz (polished thin-section) and 10 Hz (polished blocks), ~30 s background acquisition, ~40 s sample data acquisition | STDGL3 (Danyushevsky et al. 2011) and GSD-1G (USGS) | 60.7 | [19 empty] | 6098 | [5 empty] | 0.1097 | [5 empty] | 826 | [9 empty] | 2604 |  | 3.98 |  |  |  | 9.5 | [7 empty] | 8.9 | [13 empty] | 2007 | [15 empty] | 26.81 | [17 empty] | 118.01 | [9 empty] | 199.3 | [32 empty] | 2025 |  |  | CHN | Tibet
| Lawu |  | Magmatic hydrothermal | Skarn | Cu-Pb-Zn skarn | Cu, Pb, Zn | In, Sn | Cu, Pb, Zn, In, Sn |  |  | 731-4-5@3-1 | 731-4-5@3-1 | underground mine |  |  |  |  | ore material | drill core | underground mining tunnels and drill cores | mineral separate | [5 empty] | mineralisation |  |  |  | sphalerite, chalcopyrite, pyrrhotite, pyrite, arsenopyrite |  |  | Sn-poor Skarn |  |  |  | galena, bismuthinite, marcasite, iron oxides, pyroxene, actinolite, quartz | thin sections and polished blocks examined using optical microscope, BSE detector, and EDS prior to analysis | EMPA, LA-ICPMS | JEOL JXA-8230 electron probe microanalyzer; RESOlution-LR 193 nm ArF excimer laser ablation system coupled to an Agilent 7700x ICP-MS | Laboratory of Mineral Resources Research Center, Fuzhou University; Adelaide Microscopy, the University of Adelaide | EPMA point analysis: accelerating voltage 15 kV, beam current 20 nA, beam diameter ~5 μm; EPMA mapping: accelerating voltage 20 kV, working current 50 nA, dwell time ~10 ms; BSE imaging: accelerating voltage 20 kV, beam current 10 nA; LA-ICP-MS: energy density 3~3.5 J/cm2, spot sizes 29 to 51 μm, repetition rates 5 Hz (polished thin-section) and 10 Hz (polished blocks), ~30 s background acquisition, ~40 s sample data acquisition | STDGL3 (Danyushevsky et al. 2011) and GSD-1G (USGS) | 182.7 | [19 empty] | 7687 | [5 empty] | 0.12179 | [5 empty] | 3115 | [9 empty] | 2404 |  | 15.03 |  |  |  | 21.8 | [7 empty] | 56.1 | [13 empty] | 2275 | [15 empty] | 78.69 | [17 empty] | 429.24 | [9 empty] | 907.3 | [32 empty] | 2025 |  |  | CHN | Tibet
| Lawu |  | Magmatic hydrothermal | Skarn | Cu-Pb-Zn skarn | Cu, Pb, Zn | In, Sn | Cu, Pb, Zn, In, Sn |  |  | 731-4-5@4-1 | 731-4-5@4-1 | underground mine |  |  |  |  | ore material | drill core | underground mining tunnels and drill cores | mineral separate | [5 empty] | mineralisation |  |  |  | sphalerite, chalcopyrite, pyrrhotite, pyrite, arsenopyrite |  |  | Sn-poor Skarn |  |  |  | galena, bismuthinite, marcasite, iron oxides, pyroxene, actinolite, quartz | thin sections and polished blocks examined using optical microscope, BSE detector, and EDS prior to analysis | EMPA, LA-ICPMS | JEOL JXA-8230 electron probe microanalyzer; RESOlution-LR 193 nm ArF excimer laser ablation system coupled to an Agilent 7700x ICP-MS | Laboratory of Mineral Resources Research Center, Fuzhou University; Adelaide Microscopy, the University of Adelaide | EPMA point analysis: accelerating voltage 15 kV, beam current 20 nA, beam diameter ~5 μm; EPMA mapping: accelerating voltage 20 kV, working current 50 nA, dwell time ~10 ms; BSE imaging: accelerating voltage 20 kV, beam current 10 nA; LA-ICP-MS: energy density 3~3.5 J/cm2, spot sizes 29 to 51 μm, repetition rates 5 Hz (polished thin-section) and 10 Hz (polished blocks), ~30 s background acquisition, ~40 s sample data acquisition | STDGL3 (Danyushevsky et al. 2011) and GSD-1G (USGS) | 135 | [19 empty] | 10069 | [5 empty] | 0.12446 | [5 empty] | 1693 | [9 empty] | 1191 |  | 5.67 |  |  |  | 10.9 | [7 empty] | 15.2 | [13 empty] | 2228 | [15 empty] | 87.11 | [17 empty] | 111.28 | [9 empty] | 478.5 | [32 empty] | 2025 |  |  | CHN | Tibet
| Lawu |  | Magmatic hydrothermal | Skarn | Cu-Pb-Zn skarn | Cu, Pb, Zn | In, Sn | Cu, Pb, Zn, In, Sn |  |  | 731-4-5@5-1 | 731-4-5@5-1 | underground mine |  |  |  |  | ore material | drill core | underground mining tunnels and drill cores | mineral separate | [5 empty] | mineralisation |  |  |  | sphalerite, chalcopyrite, pyrrhotite, pyrite, arsenopyrite |  |  | Sn-poor Skarn |  |  |  | galena, bismuthinite, marcasite, iron oxides, pyroxene, actinolite, quartz | thin sections and polished blocks examined using optical microscope, BSE detector, and EDS prior to analysis | EMPA, LA-ICPMS | JEOL JXA-8230 electron probe microanalyzer; RESOlution-LR 193 nm ArF excimer laser ablation system coupled to an Agilent 7700x ICP-MS | Laboratory of Mineral Resources Research Center, Fuzhou University; Adelaide Microscopy, the University of Adelaide | EPMA point analysis: accelerating voltage 15 kV, beam current 20 nA, beam diameter ~5 μm; EPMA mapping: accelerating voltage 20 kV, working current 50 nA, dwell time ~10 ms; BSE imaging: accelerating voltage 20 kV, beam current 10 nA; LA-ICP-MS: energy density 3~3.5 J/cm2, spot sizes 29 to 51 μm, repetition rates 5 Hz (polished thin-section) and 10 Hz (polished blocks), ~30 s background acquisition, ~40 s sample data acquisition | STDGL3 (Danyushevsky et al. 2011) and GSD-1G (USGS) | 45.2 | [19 empty] | 8480 | [5 empty] | 0.12155 | [5 empty] | 613 | [9 empty] | 947 |  | 23.98 |  |  |  | 19 | [7 empty] | 1.6 | [13 empty] | 2406 | [15 empty] | 15.43 | [17 empty] | 130.45 | [9 empty] | 35.6 | [32 empty] | 2025 |  |  | CHN | Tibet
| Lawu |  | Magmatic hydrothermal | Skarn | Cu-Pb-Zn skarn | Cu, Pb, Zn | In, Sn | Cu, Pb, Zn, In, Sn |  |  | 731-4-5@6-1 | 731-4-5@6-1 | underground mine |  |  |  |  | ore material | drill core | underground mining tunnels and drill cores | mineral separate | [5 empty] | mineralisation |  |  |  | sphalerite, chalcopyrite, pyrrhotite, pyrite, arsenopyrite |  |  | Sn-poor Skarn |  |  |  | galena, bismuthinite, marcasite, iron oxides, pyroxene, actinolite, quartz | thin sections and polished blocks examined using optical microscope, BSE detector, and EDS prior to analysis | EMPA, LA-ICPMS | JEOL JXA-8230 electron probe microanalyzer; RESOlution-LR 193 nm ArF excimer laser ablation system coupled to an Agilent 7700x ICP-MS | Laboratory of Mineral Resources Research Center, Fuzhou University; Adelaide Microscopy, the University of Adelaide | EPMA point analysis: accelerating voltage 15 kV, beam current 20 nA, beam diameter ~5 μm; EPMA mapping: accelerating voltage 20 kV, working current 50 nA, dwell time ~10 ms; BSE imaging: accelerating voltage 20 kV, beam current 10 nA; LA-ICP-MS: energy density 3~3.5 J/cm2, spot sizes 29 to 51 μm, repetition rates 5 Hz (polished thin-section) and 10 Hz (polished blocks), ~30 s background acquisition, ~40 s sample data acquisition | STDGL3 (Danyushevsky et al. 2011) and GSD-1G (USGS) | 90.4 | [19 empty] | 10907 | [5 empty] | 0.11296 | [5 empty] | 1178 | [9 empty] | 461 |  | 78.84 |  |  |  | 79.5 | [7 empty] | 2.8 | [13 empty] | 5532 | [15 empty] | 41.23 | [17 empty] | 181.34 | [9 empty] | 36.6 | [32 empty] | 2025 |  |  | CHN | Tibet
| Lawu |  | Magmatic hydrothermal | Skarn | Cu-Pb-Zn skarn | Cu, Pb, Zn | In, Sn | Cu, Pb, Zn, In, Sn |  |  | 731-4-5@7-1 | 731-4-5@7-1 | underground mine |  |  |  |  | ore material | drill core | underground mining tunnels and drill cores | mineral separate | [5 empty] | mineralisation |  |  |  | sphalerite, chalcopyrite, pyrrhotite, pyrite, arsenopyrite |  |  | Sn-poor Skarn |  |  |  | galena, bismuthinite, marcasite, iron oxides, pyroxene, actinolite, quartz | thin sections and polished blocks examined using optical microscope, BSE detector, and EDS prior to analysis | EMPA, LA-ICPMS | JEOL JXA-8230 electron probe microanalyzer; RESOlution-LR 193 nm ArF excimer laser ablation system coupled to an Agilent 7700x ICP-MS | Laboratory of Mineral Resources Research Center, Fuzhou University; Adelaide Microscopy, the University of Adelaide | EPMA point analysis: accelerating voltage 15 kV, beam current 20 nA, beam diameter ~5 μm; EPMA mapping: accelerating voltage 20 kV, working current 50 nA, dwell time ~10 ms; BSE imaging: accelerating voltage 20 kV, beam current 10 nA; LA-ICP-MS: energy density 3~3.5 J/cm2, spot sizes 29 to 51 μm, repetition rates 5 Hz (polished thin-section) and 10 Hz (polished blocks), ~30 s background acquisition, ~40 s sample data acquisition | STDGL3 (Danyushevsky et al. 2011) and GSD-1G (USGS) | 16.1 | [19 empty] | 11179 | [5 empty] | 0.134 | [5 empty] | 81 | [9 empty] | 393 |  | 19.02 |  |  |  | 0.6 | [7 empty] | 1.3 | [13 empty] | 4085 | [15 empty] | 8.12 | [17 empty] | 13.2 | [9 empty] | 15.3 | [32 empty] | 2025 |  |  | CHN | Tibet
| Lawu |  | Magmatic hydrothermal | Skarn | Cu-Pb-Zn skarn | Cu, Pb, Zn | In, Sn | Cu, Pb, Zn, In, Sn |  |  | 731-4-5@8-1 | 731-4-5@8-1 | underground mine |  |  |  |  | ore material | drill core | underground mining tunnels and drill cores | mineral separate | [5 empty] | mineralisation |  |  |  | sphalerite, chalcopyrite, pyrrhotite, pyrite, arsenopyrite |  |  | Sn-poor Skarn |  |  |  | galena, bismuthinite, marcasite, iron oxides, pyroxene, actinolite, quartz | thin sections and polished blocks examined using optical microscope, BSE detector, and EDS prior to analysis | EMPA, LA-ICPMS | JEOL JXA-8230 electron probe microanalyzer; RESOlution-LR 193 nm ArF excimer laser ablation system coupled to an Agilent 7700x ICP-MS | Laboratory of Mineral Resources Research Center, Fuzhou University; Adelaide Microscopy, the University of Adelaide | EPMA point analysis: accelerating voltage 15 kV, beam current 20 nA, beam diameter ~5 μm; EPMA mapping: accelerating voltage 20 kV, working current 50 nA, dwell time ~10 ms; BSE imaging: accelerating voltage 20 kV, beam current 10 nA; LA-ICP-MS: energy density 3~3.5 J/cm2, spot sizes 29 to 51 μm, repetition rates 5 Hz (polished thin-section) and 10 Hz (polished blocks), ~30 s background acquisition, ~40 s sample data acquisition | STDGL3 (Danyushevsky et al. 2011) and GSD-1G (USGS) | 51.7 | [19 empty] | 7164 | [5 empty] | 0.11393 | [5 empty] | 1143 | [9 empty] | 591 |  | 45.28 |  |  |  | 66.3 | [7 empty] | 4 | [13 empty] | 1248 | [15 empty] | 20.17 | [17 empty] | 145.97 | [9 empty] | 119.7 | [32 empty] | 2025 |  |  | CHN | Tibet
| Lawu |  | Magmatic hydrothermal | Skarn | Cu-Pb-Zn skarn | Cu, Pb, Zn | In, Sn | Cu, Pb, Zn, In, Sn |  |  | 731-4-5@10-1 | 731-4-5@10-1 | underground mine |  |  |  |  | ore material | drill core | underground mining tunnels and drill cores | mineral separate | [5 empty] | mineralisation |  |  |  | sphalerite, chalcopyrite, pyrrhotite, pyrite, arsenopyrite |  |  | Sn-poor Skarn |  |  |  | galena, bismuthinite, marcasite, iron oxides, pyroxene, actinolite, quartz | thin sections and polished blocks examined using optical microscope, BSE detector, and EDS prior to analysis | EMPA, LA-ICPMS | JEOL JXA-8230 electron probe microanalyzer; RESOlution-LR 193 nm ArF excimer laser ablation system coupled to an Agilent 7700x ICP-MS | Laboratory of Mineral Resources Research Center, Fuzhou University; Adelaide Microscopy, the University of Adelaide | EPMA point analysis: accelerating voltage 15 kV, beam current 20 nA, beam diameter ~5 μm; EPMA mapping: accelerating voltage 20 kV, working current 50 nA, dwell time ~10 ms; BSE imaging: accelerating voltage 20 kV, beam current 10 nA; LA-ICP-MS: energy density 3~3.5 J/cm2, spot sizes 29 to 51 μm, repetition rates 5 Hz (polished thin-section) and 10 Hz (polished blocks), ~30 s background acquisition, ~40 s sample data acquisition | STDGL3 (Danyushevsky et al. 2011) and GSD-1G (USGS) | 51.3 | [19 empty] | 7915 | [5 empty] | 0.11498 | [5 empty] | 3104 | [9 empty] | 8932 |  | 113.64 |  |  |  | 12 | [7 empty] | 23.3 | [13 empty] | 1693 | [15 empty] | 11.08 | [17 empty] | 85.48 | [9 empty] | 1749.6 | [32 empty] | 2025 |  |  | CHN | Tibet
| Lawu |  | Magmatic hydrothermal | Skarn | Cu-Pb-Zn skarn | Cu, Pb, Zn | In, Sn | Cu, Pb, Zn, In, Sn |  |  | 731-4-6@1-1 | 731-4-6@1-1 | underground mine |  |  |  |  | ore material | drill core | underground mining tunnels and drill cores | mineral separate | [5 empty] | mineralisation |  |  |  | sphalerite, chalcopyrite, pyrrhotite, pyrite, arsenopyrite |  |  | Sn-poor Skarn |  |  |  | galena, bismuthinite, marcasite, iron oxides, pyroxene, actinolite, quartz | thin sections and polished blocks examined using optical microscope, BSE detector, and EDS prior to analysis | EMPA, LA-ICPMS | JEOL JXA-8230 electron probe microanalyzer; RESOlution-LR 193 nm ArF excimer laser ablation system coupled to an Agilent 7700x ICP-MS | Laboratory of Mineral Resources Research Center, Fuzhou University; Adelaide Microscopy, the University of Adelaide | EPMA point analysis: accelerating voltage 15 kV, beam current 20 nA, beam diameter ~5 μm; EPMA mapping: accelerating voltage 20 kV, working current 50 nA, dwell time ~10 ms; BSE imaging: accelerating voltage 20 kV, beam current 10 nA; LA-ICP-MS: energy density 3~3.5 J/cm2, spot sizes 29 to 51 μm, repetition rates 5 Hz (polished thin-section) and 10 Hz (polished blocks), ~30 s background acquisition, ~40 s sample data acquisition | STDGL3 (Danyushevsky et al. 2011) and GSD-1G (USGS) | 147.5 | [19 empty] | 9437 | [5 empty] | 0.10714 | [5 empty] | 2279 | [9 empty] | 3553 |  | 5.71 |  |  |  | 6.9 | [7 empty] | 14.2 | [13 empty] | 1859 | [15 empty] | 76.14 | [17 empty] | 212.17 | [9 empty] | 580.3 | [32 empty] | 2025 |  |  | CHN | Tibet
| Lawu |  | Magmatic hydrothermal | Skarn | Cu-Pb-Zn skarn | Cu, Pb, Zn | In, Sn | Cu, Pb, Zn, In, Sn |  |  | 731-4-6@2-1 | 731-4-6@2-1 | underground mine |  |  |  |  | ore material | drill core | underground mining tunnels and drill cores | mineral separate | [5 empty] | mineralisation |  |  |  | sphalerite, chalcopyrite, pyrrhotite, pyrite, arsenopyrite |  |  | Sn-poor Skarn |  |  |  | galena, bismuthinite, marcasite, iron oxides, pyroxene, actinolite, quartz | thin sections and polished blocks examined using optical microscope, BSE detector, and EDS prior to analysis | EMPA, LA-ICPMS | JEOL JXA-8230 electron probe microanalyzer; RESOlution-LR 193 nm ArF excimer laser ablation system coupled to an Agilent 7700x ICP-MS | Laboratory of Mineral Resources Research Center, Fuzhou University; Adelaide Microscopy, the University of Adelaide | EPMA point analysis: accelerating voltage 15 kV, beam current 20 nA, beam diameter ~5 μm; EPMA mapping: accelerating voltage 20 kV, working current 50 nA, dwell time ~10 ms; BSE imaging: accelerating voltage 20 kV, beam current 10 nA; LA-ICP-MS: energy density 3~3.5 J/cm2, spot sizes 29 to 51 μm, repetition rates 5 Hz (polished thin-section) and 10 Hz (polished blocks), ~30 s background acquisition, ~40 s sample data acquisition | STDGL3 (Danyushevsky et al. 2011) and GSD-1G (USGS) | 159.5 | [19 empty] | 10793 | [5 empty] | 0.10167 | [5 empty] | 3173 | [9 empty] | 13879 |  | 32.62 |  |  |  | 40.2 | [7 empty] | 59.8 | [13 empty] | 2162 | [15 empty] | 103.1 | [17 empty] | 39.04 | [9 empty] | 420.6 | [32 empty] | 2025 |  |  | CHN | Tibet
| Lawu |  | Magmatic hydrothermal | Skarn | Cu-Pb-Zn skarn | Cu, Pb, Zn | In, Sn | Cu, Pb, Zn, In, Sn |  |  | 731-4-6@3-1 | 731-4-6@3-1 | underground mine |  |  |  |  | ore material | drill core | underground mining tunnels and drill cores | mineral separate | [5 empty] | mineralisation |  |  |  | sphalerite, chalcopyrite, pyrrhotite, pyrite, arsenopyrite |  |  | Sn-poor Skarn |  |  |  | galena, bismuthinite, marcasite, iron oxides, pyroxene, actinolite, quartz | thin sections and polished blocks examined using optical microscope, BSE detector, and EDS prior to analysis | EMPA, LA-ICPMS | JEOL JXA-8230 electron probe microanalyzer; RESOlution-LR 193 nm ArF excimer laser ablation system coupled to an Agilent 7700x ICP-MS | Laboratory of Mineral Resources Research Center, Fuzhou University; Adelaide Microscopy, the University of Adelaide | EPMA point analysis: accelerating voltage 15 kV, beam current 20 nA, beam diameter ~5 μm; EPMA mapping: accelerating voltage 20 kV, working current 50 nA, dwell time ~10 ms; BSE imaging: accelerating voltage 20 kV, beam current 10 nA; LA-ICP-MS: energy density 3~3.5 J/cm2, spot sizes 29 to 51 μm, repetition rates 5 Hz (polished thin-section) and 10 Hz (polished blocks), ~30 s background acquisition, ~40 s sample data acquisition | STDGL3 (Danyushevsky et al. 2011) and GSD-1G (USGS) | 90.1 | [19 empty] | 14028 | [5 empty] | 0.11029 | [5 empty] | 1582 | [9 empty] | 855 |  | 12.76 |  |  |  | 6.5 | [7 empty] | 10.7 | [13 empty] | 2086 | [15 empty] | 67.08 | [17 empty] | 153.72 | [9 empty] | 329.4 | [32 empty] | 2025 |  |  | CHN | Tibet
| Lawu |  | Magmatic hydrothermal | Skarn | Cu-Pb-Zn skarn | Cu, Pb, Zn | In, Sn | Cu, Pb, Zn, In, Sn |  |  | 731-4-6@4-1 | 731-4-6@4-1 | underground mine |  |  |  |  | ore material | drill core | underground mining tunnels and drill cores | mineral separate | [5 empty] | mineralisation |  |  |  | sphalerite, chalcopyrite, pyrrhotite, pyrite, arsenopyrite |  |  | Sn-poor Skarn |  |  |  | galena, bismuthinite, marcasite, iron oxides, pyroxene, actinolite, quartz | thin sections and polished blocks examined using optical microscope, BSE detector, and EDS prior to analysis | EMPA, LA-ICPMS | JEOL JXA-8230 electron probe microanalyzer; RESOlution-LR 193 nm ArF excimer laser ablation system coupled to an Agilent 7700x ICP-MS | Laboratory of Mineral Resources Research Center, Fuzhou University; Adelaide Microscopy, the University of Adelaide | EPMA point analysis: accelerating voltage 15 kV, beam current 20 nA, beam diameter ~5 μm; EPMA mapping: accelerating voltage 20 kV, working current 50 nA, dwell time ~10 ms; BSE imaging: accelerating voltage 20 kV, beam current 10 nA; LA-ICP-MS: energy density 3~3.5 J/cm2, spot sizes 29 to 51 μm, repetition rates 5 Hz (polished thin-section) and 10 Hz (polished blocks), ~30 s background acquisition, ~40 s sample data acquisition | STDGL3 (Danyushevsky et al. 2011) and GSD-1G (USGS) | 22.6 | [19 empty] | 7816 | [5 empty] | 0.11678 | [5 empty] | 814 | [9 empty] | 1271 |  | 20.3 |  |  |  | 8 | [7 empty] | 10.4 | [13 empty] | 1418 | [15 empty] | 10.12 | [17 empty] | 47.33 | [9 empty] | 474.8 | [32 empty] | 2025 |  |  | CHN | Tibet
| Lawu |  | Magmatic hydrothermal | Skarn | Cu-Pb-Zn skarn | Cu, Pb, Zn | In, Sn | Cu, Pb, Zn, In, Sn |  |  | 731-4-6@6-1 | 731-4-6@6-1 | underground mine |  |  |  |  | ore material | drill core | underground mining tunnels and drill cores | mineral separate | [5 empty] | mineralisation |  |  |  | sphalerite, chalcopyrite, pyrrhotite, pyrite, arsenopyrite |  |  | Sn-poor Skarn |  |  |  | galena, bismuthinite, marcasite, iron oxides, pyroxene, actinolite, quartz | thin sections and polished blocks examined using optical microscope, BSE detector, and EDS prior to analysis | EMPA, LA-ICPMS | JEOL JXA-8230 electron probe microanalyzer; RESOlution-LR 193 nm ArF excimer laser ablation system coupled to an Agilent 7700x ICP-MS | Laboratory of Mineral Resources Research Center, Fuzhou University; Adelaide Microscopy, the University of Adelaide | EPMA point analysis: accelerating voltage 15 kV, beam current 20 nA, beam diameter ~5 μm; EPMA mapping: accelerating voltage 20 kV, working current 50 nA, dwell time ~10 ms; BSE imaging: accelerating voltage 20 kV, beam current 10 nA; LA-ICP-MS: energy density 3~3.5 J/cm2, spot sizes 29 to 51 μm, repetition rates 5 Hz (polished thin-section) and 10 Hz (polished blocks), ~30 s background acquisition, ~40 s sample data acquisition | STDGL3 (Danyushevsky et al. 2011) and GSD-1G (USGS) | 6.8 | [19 empty] | 5094 | [5 empty] | 0.1103 | [5 empty] | 376 | [9 empty] | 1322 |  | 25.96 |  |  |  | 0.1 | [7 empty] | 74.7 | [13 empty] | 1008 | [15 empty] | 4.67 | [17 empty] | 6.77 | [9 empty] | 231.5 | [32 empty] | 2025 |  |  | CHN | Tibet
| Lawu |  | Magmatic hydrothermal | Skarn | Cu-Pb-Zn skarn | Cu, Pb, Zn | In, Sn | Cu, Pb, Zn, In, Sn |  |  | 731-4-6@7-1 | 731-4-6@7-1 | underground mine |  |  |  |  | ore material | drill core | underground mining tunnels and drill cores | mineral separate | [5 empty] | mineralisation |  |  |  | sphalerite, chalcopyrite, pyrrhotite, pyrite, arsenopyrite |  |  | Sn-poor Skarn |  |  |  | galena, bismuthinite, marcasite, iron oxides, pyroxene, actinolite, quartz | thin sections and polished blocks examined using optical microscope, BSE detector, and EDS prior to analysis | EMPA, LA-ICPMS | JEOL JXA-8230 electron probe microanalyzer; RESOlution-LR 193 nm ArF excimer laser ablation system coupled to an Agilent 7700x ICP-MS | Laboratory of Mineral Resources Research Center, Fuzhou University; Adelaide Microscopy, the University of Adelaide | EPMA point analysis: accelerating voltage 15 kV, beam current 20 nA, beam diameter ~5 μm; EPMA mapping: accelerating voltage 20 kV, working current 50 nA, dwell time ~10 ms; BSE imaging: accelerating voltage 20 kV, beam current 10 nA; LA-ICP-MS: energy density 3~3.5 J/cm2, spot sizes 29 to 51 μm, repetition rates 5 Hz (polished thin-section) and 10 Hz (polished blocks), ~30 s background acquisition, ~40 s sample data acquisition | STDGL3 (Danyushevsky et al. 2011) and GSD-1G (USGS) | 10.5 | [19 empty] | 4902 | [5 empty] | 0.11929 | [5 empty] | 761 | [9 empty] | 2656 |  | 8.28 |  |  |  | 0.1 | [7 empty] | 79.6 | [13 empty] | 1013 | [15 empty] | 1.17 | [17 empty] | 3.43 | [9 empty] | 552.8 | [32 empty] | 2025 |  |  | CHN | Tibet
| Lawu |  | Magmatic hydrothermal | Skarn | Cu-Pb-Zn skarn | Cu, Pb, Zn | In, Sn | Cu, Pb, Zn, In, Sn |  |  | 801-10-5@1-1 | 801-10-5@1-1 | underground mine |  |  |  |  | ore material | drill core | underground mining tunnels and drill cores | mineral separate | [5 empty] | mineralisation |  |  |  | sphalerite, chalcopyrite, pyrrhotite, pyrite, arsenopyrite |  |  | Sn-poor Skarn |  |  |  | galena, bismuthinite, marcasite, iron oxides, pyroxene, actinolite, quartz | thin sections and polished blocks examined using optical microscope, BSE detector, and EDS prior to analysis | EMPA, LA-ICPMS | JEOL JXA-8230 electron probe microanalyzer; RESOlution-LR 193 nm ArF excimer laser ablation system coupled to an Agilent 7700x ICP-MS | Laboratory of Mineral Resources Research Center, Fuzhou University; Adelaide Microscopy, the University of Adelaide | EPMA point analysis: accelerating voltage 15 kV, beam current 20 nA, beam diameter ~5 μm; EPMA mapping: accelerating voltage 20 kV, working current 50 nA, dwell time ~10 ms; BSE imaging: accelerating voltage 20 kV, beam current 10 nA; LA-ICP-MS: energy density 3~3.5 J/cm2, spot sizes 29 to 51 μm, repetition rates 5 Hz (polished thin-section) and 10 Hz (polished blocks), ~30 s background acquisition, ~40 s sample data acquisition | STDGL3 (Danyushevsky et al. 2011) and GSD-1G (USGS) | 3.2 | [19 empty] | 3861 | [5 empty] | 0.11883 | [5 empty] | 754 | [9 empty] | 48613 |  | 26.39 |  |  |  | 0.1 | [7 empty] | 436.4 | [13 empty] | 1635 | [15 empty] | 1.12 | [17 empty] | 6.89 | [9 empty] | 376.7 | [32 empty] | 2025 |  |  | CHN | Tibet
| Lawu |  | Magmatic hydrothermal | Skarn | Cu-Pb-Zn skarn | Cu, Pb, Zn | In, Sn | Cu, Pb, Zn, In, Sn |  |  | 801-10-5@2-1 | 801-10-5@2-1 | underground mine |  |  |  |  | ore material | drill core | underground mining tunnels and drill cores | mineral separate | [5 empty] | mineralisation |  |  |  | sphalerite, chalcopyrite, pyrrhotite, pyrite, arsenopyrite |  |  | Sn-poor Skarn |  |  |  | galena, bismuthinite, marcasite, iron oxides, pyroxene, actinolite, quartz | thin sections and polished blocks examined using optical microscope, BSE detector, and EDS prior to analysis | EMPA, LA-ICPMS | JEOL JXA-8230 electron probe microanalyzer; RESOlution-LR 193 nm ArF excimer laser ablation system coupled to an Agilent 7700x ICP-MS | Laboratory of Mineral Resources Research Center, Fuzhou University; Adelaide Microscopy, the University of Adelaide | EPMA point analysis: accelerating voltage 15 kV, beam current 20 nA, beam diameter ~5 μm; EPMA mapping: accelerating voltage 20 kV, working current 50 nA, dwell time ~10 ms; BSE imaging: accelerating voltage 20 kV, beam current 10 nA; LA-ICP-MS: energy density 3~3.5 J/cm2, spot sizes 29 to 51 μm, repetition rates 5 Hz (polished thin-section) and 10 Hz (polished blocks), ~30 s background acquisition, ~40 s sample data acquisition | STDGL3 (Danyushevsky et al. 2011) and GSD-1G (USGS) | 3.8 | [19 empty] | 2596 | [5 empty] | 0.1121 | [5 empty] | 597 | [9 empty] | 33980 |  | 20.36 |  |  |  | 0.3 | [7 empty] | 256 | [13 empty] | 1154 | [15 empty] | 14.15 | [17 empty] | 9.29 | [9 empty] | 132.6 | [32 empty] | 2025 |  |  | CHN | Tibet
| Lawu |  | Magmatic hydrothermal | Skarn | Cu-Pb-Zn skarn | Cu, Pb, Zn | In, Sn | Cu, Pb, Zn, In, Sn |  |  | 801-10-5@3-1 | 801-10-5@3-1 | underground mine |  |  |  |  | ore material | drill core | underground mining tunnels and drill cores | mineral separate | [5 empty] | mineralisation |  |  |  | sphalerite, chalcopyrite, pyrrhotite, pyrite, arsenopyrite |  |  | Sn-poor Skarn |  |  |  | galena, bismuthinite, marcasite, iron oxides, pyroxene, actinolite, quartz | thin sections and polished blocks examined using optical microscope, BSE detector, and EDS prior to analysis | EMPA, LA-ICPMS | JEOL JXA-8230 electron probe microanalyzer; RESOlution-LR 193 nm ArF excimer laser ablation system coupled to an Agilent 7700x ICP-MS | Laboratory of Mineral Resources Research Center, Fuzhou University; Adelaide Microscopy, the University of Adelaide | EPMA point analysis: accelerating voltage 15 kV, beam current 20 nA, beam diameter ~5 μm; EPMA mapping: accelerating voltage 20 kV, working current 50 nA, dwell time ~10 ms; BSE imaging: accelerating voltage 20 kV, beam current 10 nA; LA-ICP-MS: energy density 3~3.5 J/cm2, spot sizes 29 to 51 μm, repetition rates 5 Hz (polished thin-section) and 10 Hz (polished blocks), ~30 s background acquisition, ~40 s sample data acquisition | STDGL3 (Danyushevsky et al. 2011) and GSD-1G (USGS) | 2.6 | [19 empty] | 2733 | [5 empty] | 0.11055 | [5 empty] | 1034 | [9 empty] | 36061 |  | 21.67 |  |  |  | 0.3 | [7 empty] | 243.4 | [13 empty] | 1290 | [15 empty] | 45.43 | [17 empty] | 2.33 | [9 empty] | 90.3 | [32 empty] | 2025 |  |  | CHN | Tibet
| Lawu |  | Magmatic hydrothermal | Skarn | Cu-Pb-Zn skarn | Cu, Pb, Zn | In, Sn | Cu, Pb, Zn, In, Sn |  |  | 801-10-5@4-1 | 801-10-5@4-1 | underground mine |  |  |  |  | ore material | drill core | underground mining tunnels and drill cores | mineral separate | [5 empty] | mineralisation |  |  |  | sphalerite, chalcopyrite, pyrrhotite, pyrite, arsenopyrite |  |  | Sn-poor Skarn |  |  |  | galena, bismuthinite, marcasite, iron oxides, pyroxene, actinolite, quartz | thin sections and polished blocks examined using optical microscope, BSE detector, and EDS prior to analysis | EMPA, LA-ICPMS | JEOL JXA-8230 electron probe microanalyzer; RESOlution-LR 193 nm ArF excimer laser ablation system coupled to an Agilent 7700x ICP-MS | Laboratory of Mineral Resources Research Center, Fuzhou University; Adelaide Microscopy, the University of Adelaide | EPMA point analysis: accelerating voltage 15 kV, beam current 20 nA, beam diameter ~5 μm; EPMA mapping: accelerating voltage 20 kV, working current 50 nA, dwell time ~10 ms; BSE imaging: accelerating voltage 20 kV, beam current 10 nA; LA-ICP-MS: energy density 3~3.5 J/cm2, spot sizes 29 to 51 μm, repetition rates 5 Hz (polished thin-section) and 10 Hz (polished blocks), ~30 s background acquisition, ~40 s sample data acquisition | STDGL3 (Danyushevsky et al. 2011) and GSD-1G (USGS) | 2.3 | [19 empty] | 3092 | [5 empty] | 0.10766 | [5 empty] | 411 | [9 empty] | 41995 |  | 21.07 |  |  |  | 0.1 | [7 empty] | 307 | [13 empty] | 1343 | [15 empty] | 1.64 | [17 empty] | 6.01 | [9 empty] | 118 | [32 empty] | 2025 |  |  | CHN | Tibet
| Lawu |  | Magmatic hydrothermal | Skarn | Cu-Pb-Zn skarn | Cu, Pb, Zn | In, Sn | Cu, Pb, Zn, In, Sn |  |  | 801-10-5@5-1 | 801-10-5@5-1 | underground mine |  |  |  |  | ore material | drill core | underground mining tunnels and drill cores | mineral separate | [5 empty] | mineralisation |  |  |  | sphalerite, chalcopyrite, pyrrhotite, pyrite, arsenopyrite |  |  | Sn-poor Skarn |  |  |  | galena, bismuthinite, marcasite, iron oxides, pyroxene, actinolite, quartz | thin sections and polished blocks examined using optical microscope, BSE detector, and EDS prior to analysis | EMPA, LA-ICPMS | JEOL JXA-8230 electron probe microanalyzer; RESOlution-LR 193 nm ArF excimer laser ablation system coupled to an Agilent 7700x ICP-MS | Laboratory of Mineral Resources Research Center, Fuzhou University; Adelaide Microscopy, the University of Adelaide | EPMA point analysis: accelerating voltage 15 kV, beam current 20 nA, beam diameter ~5 μm; EPMA mapping: accelerating voltage 20 kV, working current 50 nA, dwell time ~10 ms; BSE imaging: accelerating voltage 20 kV, beam current 10 nA; LA-ICP-MS: energy density 3~3.5 J/cm2, spot sizes 29 to 51 μm, repetition rates 5 Hz (polished thin-section) and 10 Hz (polished blocks), ~30 s background acquisition, ~40 s sample data acquisition | STDGL3 (Danyushevsky et al. 2011) and GSD-1G (USGS) | 5.8 | [19 empty] | 3441 | [5 empty] | 0.11539 | [5 empty] | 619 | [9 empty] | 47256 |  | 20.86 |  |  |  | 0.3 | [7 empty] | 349.3 | [13 empty] | 1689 | [15 empty] | 19.64 | [17 empty] | 8.17 | [9 empty] | 114.6 | [32 empty] | 2025 |  |  | CHN | Tibet
| Lawu |  | Magmatic hydrothermal | Skarn | Cu-Pb-Zn skarn | Cu, Pb, Zn | In, Sn | Cu, Pb, Zn, In, Sn |  |  | 801-10-5@6-1 | 801-10-5@6-1 | underground mine |  |  |  |  | ore material | drill core | underground mining tunnels and drill cores | mineral separate | [5 empty] | mineralisation |  |  |  | sphalerite, chalcopyrite, pyrrhotite, pyrite, arsenopyrite |  |  | Sn-poor Skarn |  |  |  | galena, bismuthinite, marcasite, iron oxides, pyroxene, actinolite, quartz | thin sections and polished blocks examined using optical microscope, BSE detector, and EDS prior to analysis | EMPA, LA-ICPMS | JEOL JXA-8230 electron probe microanalyzer; RESOlution-LR 193 nm ArF excimer laser ablation system coupled to an Agilent 7700x ICP-MS | Laboratory of Mineral Resources Research Center, Fuzhou University; Adelaide Microscopy, the University of Adelaide | EPMA point analysis: accelerating voltage 15 kV, beam current 20 nA, beam diameter ~5 μm; EPMA mapping: accelerating voltage 20 kV, working current 50 nA, dwell time ~10 ms; BSE imaging: accelerating voltage 20 kV, beam current 10 nA; LA-ICP-MS: energy density 3~3.5 J/cm2, spot sizes 29 to 51 μm, repetition rates 5 Hz (polished thin-section) and 10 Hz (polished blocks), ~30 s background acquisition, ~40 s sample data acquisition | STDGL3 (Danyushevsky et al. 2011) and GSD-1G (USGS) | 2.5 | [19 empty] | 2597 | [5 empty] | 0.1446 | [5 empty] | 837 | [9 empty] | 36006 |  | 19.52 |  |  |  | 0.3 | [7 empty] | 338 | [13 empty] | 1190 | [15 empty] | 5.61 | [17 empty] | 2.55 | [9 empty] | 354.2 | [32 empty] | 2025 |  |  | CHN | Tibet
| Lawu |  | Magmatic hydrothermal | Skarn | Cu-Pb-Zn skarn | Cu, Pb, Zn | In, Sn | Cu, Pb, Zn, In, Sn |  |  | 801-10-5@7-1 | 801-10-5@7-1 | underground mine |  |  |  |  | ore material | drill core | underground mining tunnels and drill cores | mineral separate | [5 empty] | mineralisation |  |  |  | sphalerite, chalcopyrite, pyrrhotite, pyrite, arsenopyrite |  |  | Sn-poor Skarn |  |  |  | galena, bismuthinite, marcasite, iron oxides, pyroxene, actinolite, quartz | thin sections and polished blocks examined using optical microscope, BSE detector, and EDS prior to analysis | EMPA, LA-ICPMS | JEOL JXA-8230 electron probe microanalyzer; RESOlution-LR 193 nm ArF excimer laser ablation system coupled to an Agilent 7700x ICP-MS | Laboratory of Mineral Resources Research Center, Fuzhou University; Adelaide Microscopy, the University of Adelaide | EPMA point analysis: accelerating voltage 15 kV, beam current 20 nA, beam diameter ~5 μm; EPMA mapping: accelerating voltage 20 kV, working current 50 nA, dwell time ~10 ms; BSE imaging: accelerating voltage 20 kV, beam current 10 nA; LA-ICP-MS: energy density 3~3.5 J/cm2, spot sizes 29 to 51 μm, repetition rates 5 Hz (polished thin-section) and 10 Hz (polished blocks), ~30 s background acquisition, ~40 s sample data acquisition | STDGL3 (Danyushevsky et al. 2011) and GSD-1G (USGS) | 5.7 | [19 empty] | 3247 | [5 empty] | 0.12288 | [5 empty] | 629 | [9 empty] | 46410 |  | 26.25 |  |  |  | 0.4 | [7 empty] | 422.1 | [13 empty] | 1663 | [15 empty] | 29.57 | [17 empty] | 2.63 | [9 empty] | 108.4 | [32 empty] | 2025 |  |  | CHN | Tibet
| Lawu |  | Magmatic hydrothermal | Skarn | Cu-Pb-Zn skarn | Cu, Pb, Zn | In, Sn | Cu, Pb, Zn, In, Sn |  |  | 801-10-5@8-1 | 801-10-5@8-1 | underground mine |  |  |  |  | ore material | drill core | underground mining tunnels and drill cores | mineral separate | [5 empty] | mineralisation |  |  |  | sphalerite, chalcopyrite, pyrrhotite, pyrite, arsenopyrite |  |  | Sn-poor Skarn |  |  |  | galena, bismuthinite, marcasite, iron oxides, pyroxene, actinolite, quartz | thin sections and polished blocks examined using optical microscope, BSE detector, and EDS prior to analysis | EMPA, LA-ICPMS | JEOL JXA-8230 electron probe microanalyzer; RESOlution-LR 193 nm ArF excimer laser ablation system coupled to an Agilent 7700x ICP-MS | Laboratory of Mineral Resources Research Center, Fuzhou University; Adelaide Microscopy, the University of Adelaide | EPMA point analysis: accelerating voltage 15 kV, beam current 20 nA, beam diameter ~5 μm; EPMA mapping: accelerating voltage 20 kV, working current 50 nA, dwell time ~10 ms; BSE imaging: accelerating voltage 20 kV, beam current 10 nA; LA-ICP-MS: energy density 3~3.5 J/cm2, spot sizes 29 to 51 μm, repetition rates 5 Hz (polished thin-section) and 10 Hz (polished blocks), ~30 s background acquisition, ~40 s sample data acquisition | STDGL3 (Danyushevsky et al. 2011) and GSD-1G (USGS) | 1.7 | [19 empty] | 2754 | [5 empty] | 0.11048 | [5 empty] | 455 | [9 empty] | 40858 |  | 27.53 |  |  |  | 0.4 | [7 empty] | 389.7 | [13 empty] | 1339 | [15 empty] | 0.33 | [17 empty] | 3.35 | [9 empty] | 92.9 | [32 empty] | 2025 |  |  | CHN | Tibet
| Lawu |  | Magmatic hydrothermal | Skarn | Cu-Pb-Zn skarn | Cu, Pb, Zn | In, Sn | Cu, Pb, Zn, In, Sn |  |  | 801-10-5@9-1 | 801-10-5@9-1 | underground mine |  |  |  |  | ore material | drill core | underground mining tunnels and drill cores | mineral separate | [5 empty] | mineralisation |  |  |  | sphalerite, chalcopyrite, pyrrhotite, pyrite, arsenopyrite |  |  | Sn-poor Skarn |  |  |  | galena, bismuthinite, marcasite, iron oxides, pyroxene, actinolite, quartz | thin sections and polished blocks examined using optical microscope, BSE detector, and EDS prior to analysis | EMPA, LA-ICPMS | JEOL JXA-8230 electron probe microanalyzer; RESOlution-LR 193 nm ArF excimer laser ablation system coupled to an Agilent 7700x ICP-MS | Laboratory of Mineral Resources Research Center, Fuzhou University; Adelaide Microscopy, the University of Adelaide | EPMA point analysis: accelerating voltage 15 kV, beam current 20 nA, beam diameter ~5 μm; EPMA mapping: accelerating voltage 20 kV, working current 50 nA, dwell time ~10 ms; BSE imaging: accelerating voltage 20 kV, beam current 10 nA; LA-ICP-MS: energy density 3~3.5 J/cm2, spot sizes 29 to 51 μm, repetition rates 5 Hz (polished thin-section) and 10 Hz (polished blocks), ~30 s background acquisition, ~40 s sample data acquisition | STDGL3 (Danyushevsky et al. 2011) and GSD-1G (USGS) | 7.3 | [19 empty] | 3137 | [5 empty] | 0.11978 | [5 empty] | 1987 | [9 empty] | 46714 |  | 24.17 |  |  |  | 0.4 | [7 empty] | 433.4 | [13 empty] | 1559 | [15 empty] | 1.55 | [17 empty] | 2.23 | [9 empty] | 1384 | [32 empty] | 2025 |  |  | CHN | Tibet
| Lawu |  | Magmatic hydrothermal | Skarn | Cu-Pb-Zn skarn | Cu, Pb, Zn | In, Sn | Cu, Pb, Zn, In, Sn |  |  | 801-10-5@10-1 | 801-10-5@10-1 | underground mine |  |  |  |  | ore material | drill core | underground mining tunnels and drill cores | mineral separate | [5 empty] | mineralisation |  |  |  | sphalerite, chalcopyrite, pyrrhotite, pyrite, arsenopyrite |  |  | Sn-poor Skarn |  |  |  | galena, bismuthinite, marcasite, iron oxides, pyroxene, actinolite, quartz | thin sections and polished blocks examined using optical microscope, BSE detector, and EDS prior to analysis | EMPA, LA-ICPMS | JEOL JXA-8230 electron probe microanalyzer; RESOlution-LR 193 nm ArF excimer laser ablation system coupled to an Agilent 7700x ICP-MS | Laboratory of Mineral Resources Research Center, Fuzhou University; Adelaide Microscopy, the University of Adelaide | EPMA point analysis: accelerating voltage 15 kV, beam current 20 nA, beam diameter ~5 μm; EPMA mapping: accelerating voltage 20 kV, working current 50 nA, dwell time ~10 ms; BSE imaging: accelerating voltage 20 kV, beam current 10 nA; LA-ICP-MS: energy density 3~3.5 J/cm2, spot sizes 29 to 51 μm, repetition rates 5 Hz (polished thin-section) and 10 Hz (polished blocks), ~30 s background acquisition, ~40 s sample data acquisition | STDGL3 (Danyushevsky et al. 2011) and GSD-1G (USGS) | 2.9 | [19 empty] | 2836 | [5 empty] | 0.10872 | [5 empty] | 424 | [9 empty] | 41871 |  | 25.33 |  |  |  | 0.2 | [7 empty] | 268.1 | [13 empty] | 1434 | [15 empty] | 2.99 | [17 empty] | 4.49 | [9 empty] | 191.8 | [32 empty] | 2025 |  |  | CHN | Tibet
| Lawu |  | Magmatic hydrothermal | Skarn | Cu-Pb-Zn skarn | Cu, Pb, Zn | In, Sn | Cu, Pb, Zn, In, Sn |  |  | 801-10-5@11-1 | 801-10-5@11-1 | underground mine |  |  |  |  | ore material | drill core | underground mining tunnels and drill cores | mineral separate | [5 empty] | mineralisation |  |  |  | sphalerite, chalcopyrite, pyrrhotite, pyrite, arsenopyrite |  |  | Sn-poor Skarn |  |  |  | galena, bismuthinite, marcasite, iron oxides, pyroxene, actinolite, quartz | thin sections and polished blocks examined using optical microscope, BSE detector, and EDS prior to analysis | EMPA, LA-ICPMS | JEOL JXA-8230 electron probe microanalyzer; RESOlution-LR 193 nm ArF excimer laser ablation system coupled to an Agilent 7700x ICP-MS | Laboratory of Mineral Resources Research Center, Fuzhou University; Adelaide Microscopy, the University of Adelaide | EPMA point analysis: accelerating voltage 15 kV, beam current 20 nA, beam diameter ~5 μm; EPMA mapping: accelerating voltage 20 kV, working current 50 nA, dwell time ~10 ms; BSE imaging: accelerating voltage 20 kV, beam current 10 nA; LA-ICP-MS: energy density 3~3.5 J/cm2, spot sizes 29 to 51 μm, repetition rates 5 Hz (polished thin-section) and 10 Hz (polished blocks), ~30 s background acquisition, ~40 s sample data acquisition | STDGL3 (Danyushevsky et al. 2011) and GSD-1G (USGS) | 1.9 | [19 empty] | 2645 | [5 empty] | 0.10446 | [5 empty] | 600 | [9 empty] | 38800 |  | 18.83 |  |  |  | 0.3 | [7 empty] | 247 | [13 empty] | 1207 | [15 empty] | 0.58 | [17 empty] | 0 | [9 empty] | 264.4 | [32 empty] | 2025 |  |  | CHN | Tibet
| Lawu |  | Magmatic hydrothermal | Skarn | Cu-Pb-Zn skarn | Cu, Pb, Zn | In, Sn | Cu, Pb, Zn, In, Sn |  |  | 801-10-5@12-1 | 801-10-5@12-1 | underground mine |  |  |  |  | ore material | drill core | underground mining tunnels and drill cores | mineral separate | [5 empty] | mineralisation |  |  |  | sphalerite, chalcopyrite, pyrrhotite, pyrite, arsenopyrite |  |  | Sn-poor Skarn |  |  |  | galena, bismuthinite, marcasite, iron oxides, pyroxene, actinolite, quartz | thin sections and polished blocks examined using optical microscope, BSE detector, and EDS prior to analysis | EMPA, LA-ICPMS | JEOL JXA-8230 electron probe microanalyzer; RESOlution-LR 193 nm ArF excimer laser ablation system coupled to an Agilent 7700x ICP-MS | Laboratory of Mineral Resources Research Center, Fuzhou University; Adelaide Microscopy, the University of Adelaide | EPMA point analysis: accelerating voltage 15 kV, beam current 20 nA, beam diameter ~5 μm; EPMA mapping: accelerating voltage 20 kV, working current 50 nA, dwell time ~10 ms; BSE imaging: accelerating voltage 20 kV, beam current 10 nA; LA-ICP-MS: energy density 3~3.5 J/cm2, spot sizes 29 to 51 μm, repetition rates 5 Hz (polished thin-section) and 10 Hz (polished blocks), ~30 s background acquisition, ~40 s sample data acquisition | STDGL3 (Danyushevsky et al. 2011) and GSD-1G (USGS) | 2.1 | [19 empty] | 3388 | [5 empty] | 0.10788 | [5 empty] | 330 | [9 empty] | 51104 |  | 21.49 |  |  |  | 0.1 | [7 empty] | 282.8 | [13 empty] | 1698 | [15 empty] | 3.16 | [17 empty] | 1.11 | [9 empty] | 86.7 | [32 empty] | 2025 |  |  | CHN | Tibet
| Lawu |  | Magmatic hydrothermal | Skarn | Cu-Pb-Zn skarn | Cu, Pb, Zn | In, Sn | Cu, Pb, Zn, In, Sn |  |  | 801-10-5@13-1 | 801-10-5@13-1 | underground mine |  |  |  |  | ore material | drill core | underground mining tunnels and drill cores | mineral separate | [5 empty] | mineralisation |  |  |  | sphalerite, chalcopyrite, pyrrhotite, pyrite, arsenopyrite |  |  | Sn-poor Skarn |  |  |  | galena, bismuthinite, marcasite, iron oxides, pyroxene, actinolite, quartz | thin sections and polished blocks examined using optical microscope, BSE detector, and EDS prior to analysis | EMPA, LA-ICPMS | JEOL JXA-8230 electron probe microanalyzer; RESOlution-LR 193 nm ArF excimer laser ablation system coupled to an Agilent 7700x ICP-MS | Laboratory of Mineral Resources Research Center, Fuzhou University; Adelaide Microscopy, the University of Adelaide | EPMA point analysis: accelerating voltage 15 kV, beam current 20 nA, beam diameter ~5 μm; EPMA mapping: accelerating voltage 20 kV, working current 50 nA, dwell time ~10 ms; BSE imaging: accelerating voltage 20 kV, beam current 10 nA; LA-ICP-MS: energy density 3~3.5 J/cm2, spot sizes 29 to 51 μm, repetition rates 5 Hz (polished thin-section) and 10 Hz (polished blocks), ~30 s background acquisition, ~40 s sample data acquisition | STDGL3 (Danyushevsky et al. 2011) and GSD-1G (USGS) | 1.9 | [19 empty] | 3528 | [5 empty] | 0.10731 | [5 empty] | 280 | [9 empty] | 52597 |  | 18.29 |  |  |  | 0.2 | [7 empty] | 242.3 | [13 empty] | 1749 | [15 empty] | 2.03 | [17 empty] | 0.88 | [9 empty] | 87.4 | [32 empty] | 2025 |  |  | CHN | Tibet
| Lawu |  | Magmatic hydrothermal | Skarn | Cu-Pb-Zn skarn | Cu, Pb, Zn | In, Sn | Cu, Pb, Zn, In, Sn |  |  | 801-10-5@14-1 | 801-10-5@14-1 | underground mine |  |  |  |  | ore material | drill core | underground mining tunnels and drill cores | mineral separate | [5 empty] | mineralisation |  |  |  | sphalerite, chalcopyrite, pyrrhotite, pyrite, arsenopyrite |  |  | Sn-poor Skarn |  |  |  | galena, bismuthinite, marcasite, iron oxides, pyroxene, actinolite, quartz | thin sections and polished blocks examined using optical microscope, BSE detector, and EDS prior to analysis | EMPA, LA-ICPMS | JEOL JXA-8230 electron probe microanalyzer; RESOlution-LR 193 nm ArF excimer laser ablation system coupled to an Agilent 7700x ICP-MS | Laboratory of Mineral Resources Research Center, Fuzhou University; Adelaide Microscopy, the University of Adelaide | EPMA point analysis: accelerating voltage 15 kV, beam current 20 nA, beam diameter ~5 μm; EPMA mapping: accelerating voltage 20 kV, working current 50 nA, dwell time ~10 ms; BSE imaging: accelerating voltage 20 kV, beam current 10 nA; LA-ICP-MS: energy density 3~3.5 J/cm2, spot sizes 29 to 51 μm, repetition rates 5 Hz (polished thin-section) and 10 Hz (polished blocks), ~30 s background acquisition, ~40 s sample data acquisition | STDGL3 (Danyushevsky et al. 2011) and GSD-1G (USGS) | 3.7 | [19 empty] | 2939 | [5 empty] | 0.10399 | [5 empty] | 303 | [9 empty] | 43444 |  | 16.81 |  |  |  | 0.2 | [7 empty] | 210.7 | [13 empty] | 1475 | [15 empty] | 5.55 | [17 empty] | 8.35 | [9 empty] | 69.1 | [32 empty] | 2025 |  |  | CHN | Tibet
| Lawu |  | Magmatic hydrothermal | Skarn | Cu-Pb-Zn skarn | Cu, Pb, Zn | In, Sn | Cu, Pb, Zn, In, Sn |  |  | 801-10-5@15-1 | 801-10-5@15-1 | underground mine |  |  |  |  | ore material | drill core | underground mining tunnels and drill cores | mineral separate | [5 empty] | mineralisation |  |  |  | sphalerite, chalcopyrite, pyrrhotite, pyrite, arsenopyrite |  |  | Sn-poor Skarn |  |  |  | galena, bismuthinite, marcasite, iron oxides, pyroxene, actinolite, quartz | thin sections and polished blocks examined using optical microscope, BSE detector, and EDS prior to analysis | EMPA, LA-ICPMS | JEOL JXA-8230 electron probe microanalyzer; RESOlution-LR 193 nm ArF excimer laser ablation system coupled to an Agilent 7700x ICP-MS | Laboratory of Mineral Resources Research Center, Fuzhou University; Adelaide Microscopy, the University of Adelaide | EPMA point analysis: accelerating voltage 15 kV, beam current 20 nA, beam diameter ~5 μm; EPMA mapping: accelerating voltage 20 kV, working current 50 nA, dwell time ~10 ms; BSE imaging: accelerating voltage 20 kV, beam current 10 nA; LA-ICP-MS: energy density 3~3.5 J/cm2, spot sizes 29 to 51 μm, repetition rates 5 Hz (polished thin-section) and 10 Hz (polished blocks), ~30 s background acquisition, ~40 s sample data acquisition | STDGL3 (Danyushevsky et al. 2011) and GSD-1G (USGS) | 4.3 | [19 empty] | 3122 | [5 empty] | 0.10286 | [5 empty] | 697 | [9 empty] | 45444 |  | 26.85 |  |  |  | 0.2 | [7 empty] | 256.9 | [13 empty] | 1397 | [15 empty] | 3.06 | [17 empty] | 11.01 | [9 empty] | 307.1 | [32 empty] | 2025 |  |  | CHN | Tibet
| Lawu |  | Magmatic hydrothermal | Skarn | Cu-Pb-Zn skarn | Cu, Pb, Zn | In, Sn | Cu, Pb, Zn, In, Sn |  |  | 801-10-5@16-1 | 801-10-5@16-1 | underground mine |  |  |  |  | ore material | drill core | underground mining tunnels and drill cores | mineral separate | [5 empty] | mineralisation |  |  |  | sphalerite, chalcopyrite, pyrrhotite, pyrite, arsenopyrite |  |  | Sn-poor Skarn |  |  |  | galena, bismuthinite, marcasite, iron oxides, pyroxene, actinolite, quartz | thin sections and polished blocks examined using optical microscope, BSE detector, and EDS prior to analysis | EMPA, LA-ICPMS | JEOL JXA-8230 electron probe microanalyzer; RESOlution-LR 193 nm ArF excimer laser ablation system coupled to an Agilent 7700x ICP-MS | Laboratory of Mineral Resources Research Center, Fuzhou University; Adelaide Microscopy, the University of Adelaide | EPMA point analysis: accelerating voltage 15 kV, beam current 20 nA, beam diameter ~5 μm; EPMA mapping: accelerating voltage 20 kV, working current 50 nA, dwell time ~10 ms; BSE imaging: accelerating voltage 20 kV, beam current 10 nA; LA-ICP-MS: energy density 3~3.5 J/cm2, spot sizes 29 to 51 μm, repetition rates 5 Hz (polished thin-section) and 10 Hz (polished blocks), ~30 s background acquisition, ~40 s sample data acquisition | STDGL3 (Danyushevsky et al. 2011) and GSD-1G (USGS) | 2 | [19 empty] | 3055 | [5 empty] | 0.11463 | [5 empty] | 330 | [9 empty] | 45412 |  | 14.12 |  |  |  | 0.3 | [7 empty] | 248 | [13 empty] | 1518 | [15 empty] | 5.74 | [17 empty] | 1.81 | [9 empty] | 72.5 | [32 empty] | 2025 |  |  | CHN | Tibet
| Lawu |  | Magmatic hydrothermal | Skarn | Cu-Pb-Zn skarn | Cu, Pb, Zn | In, Sn | Cu, Pb, Zn, In, Sn |  |  | 801-10-5@17-1 | 801-10-5@17-1 | underground mine |  |  |  |  | ore material | drill core | underground mining tunnels and drill cores | mineral separate | [5 empty] | mineralisation |  |  |  | sphalerite, chalcopyrite, pyrrhotite, pyrite, arsenopyrite |  |  | Sn-poor Skarn |  |  |  | galena, bismuthinite, marcasite, iron oxides, pyroxene, actinolite, quartz | thin sections and polished blocks examined using optical microscope, BSE detector, and EDS prior to analysis | EMPA, LA-ICPMS | JEOL JXA-8230 electron probe microanalyzer; RESOlution-LR 193 nm ArF excimer laser ablation system coupled to an Agilent 7700x ICP-MS | Laboratory of Mineral Resources Research Center, Fuzhou University; Adelaide Microscopy, the University of Adelaide | EPMA point analysis: accelerating voltage 15 kV, beam current 20 nA, beam diameter ~5 μm; EPMA mapping: accelerating voltage 20 kV, working current 50 nA, dwell time ~10 ms; BSE imaging: accelerating voltage 20 kV, beam current 10 nA; LA-ICP-MS: energy density 3~3.5 J/cm2, spot sizes 29 to 51 μm, repetition rates 5 Hz (polished thin-section) and 10 Hz (polished blocks), ~30 s background acquisition, ~40 s sample data acquisition | STDGL3 (Danyushevsky et al. 2011) and GSD-1G (USGS) | 1.8 | [19 empty] | 3240 | [5 empty] | 0.095686 | [5 empty] | 411 | [9 empty] | 47134 |  | 22.16 |  |  |  | 0.2 | [7 empty] | 238.9 | [13 empty] | 1483 | [15 empty] | 0.32 | [17 empty] | 1.65 | [9 empty] | 103.6 | [32 empty] | 2025 |  |  | CHN | Tibet
| Lawu |  | Magmatic hydrothermal | Skarn | Cu-Pb-Zn skarn | Cu, Pb, Zn | In, Sn | Cu, Pb, Zn, In, Sn |  |  | 801-10-5@18-1 | 801-10-5@18-1 | underground mine |  |  |  |  | ore material | drill core | underground mining tunnels and drill cores | mineral separate | [5 empty] | mineralisation |  |  |  | sphalerite, chalcopyrite, pyrrhotite, pyrite, arsenopyrite |  |  | Sn-poor Skarn |  |  |  | galena, bismuthinite, marcasite, iron oxides, pyroxene, actinolite, quartz | thin sections and polished blocks examined using optical microscope, BSE detector, and EDS prior to analysis | EMPA, LA-ICPMS | JEOL JXA-8230 electron probe microanalyzer; RESOlution-LR 193 nm ArF excimer laser ablation system coupled to an Agilent 7700x ICP-MS | Laboratory of Mineral Resources Research Center, Fuzhou University; Adelaide Microscopy, the University of Adelaide | EPMA point analysis: accelerating voltage 15 kV, beam current 20 nA, beam diameter ~5 μm; EPMA mapping: accelerating voltage 20 kV, working current 50 nA, dwell time ~10 ms; BSE imaging: accelerating voltage 20 kV, beam current 10 nA; LA-ICP-MS: energy density 3~3.5 J/cm2, spot sizes 29 to 51 μm, repetition rates 5 Hz (polished thin-section) and 10 Hz (polished blocks), ~30 s background acquisition, ~40 s sample data acquisition | STDGL3 (Danyushevsky et al. 2011) and GSD-1G (USGS) | 2.3 | [19 empty] | 2933 | [5 empty] | 0.11235 | [5 empty] | 581 | [9 empty] | 42082 |  | 32.17 |  |  |  | 0.3 | [7 empty] | 289.1 | [13 empty] | 1403 | [15 empty] | 0.14 | [17 empty] | 0 | [9 empty] | 227 | [32 empty] | 2025 |  |  | CHN | Tibet
| Lawu |  | Magmatic hydrothermal | Skarn | Cu-Pb-Zn skarn | Cu, Pb, Zn | In, Sn | Cu, Pb, Zn, In, Sn |  |  | 801-10-5@19-1 | 801-10-5@19-1 | underground mine |  |  |  |  | ore material | drill core | underground mining tunnels and drill cores | mineral separate | [5 empty] | mineralisation |  |  |  | sphalerite, chalcopyrite, pyrrhotite, pyrite, arsenopyrite |  |  | Sn-poor Skarn |  |  |  | galena, bismuthinite, marcasite, iron oxides, pyroxene, actinolite, quartz | thin sections and polished blocks examined using optical microscope, BSE detector, and EDS prior to analysis | EMPA, LA-ICPMS | JEOL JXA-8230 electron probe microanalyzer; RESOlution-LR 193 nm ArF excimer laser ablation system coupled to an Agilent 7700x ICP-MS | Laboratory of Mineral Resources Research Center, Fuzhou University; Adelaide Microscopy, the University of Adelaide | EPMA point analysis: accelerating voltage 15 kV, beam current 20 nA, beam diameter ~5 μm; EPMA mapping: accelerating voltage 20 kV, working current 50 nA, dwell time ~10 ms; BSE imaging: accelerating voltage 20 kV, beam current 10 nA; LA-ICP-MS: energy density 3~3.5 J/cm2, spot sizes 29 to 51 μm, repetition rates 5 Hz (polished thin-section) and 10 Hz (polished blocks), ~30 s background acquisition, ~40 s sample data acquisition | STDGL3 (Danyushevsky et al. 2011) and GSD-1G (USGS) | 5.2 | [19 empty] | 2734 | [5 empty] | 0.094909 | [5 empty] | 3189 | [9 empty] | 39766 |  | 25.88 |  |  |  | 0.3 | [7 empty] | 367.8 | [13 empty] | 1227 | [15 empty] | 96.4 | [17 empty] | 10.58 | [9 empty] | 527.9 | [32 empty] | 2025 |  |  | CHN | Tibet
| Lawu |  | Magmatic hydrothermal | Skarn | Cu-Pb-Zn skarn | Cu, Pb, Zn | In, Sn | Cu, Pb, Zn, In, Sn |  |  | 801-10-5@20-1 | 801-10-5@20-1 | underground mine |  |  |  |  | ore material | drill core | underground mining tunnels and drill cores | mineral separate | [5 empty] | mineralisation |  |  |  | sphalerite, chalcopyrite, pyrrhotite, pyrite, arsenopyrite |  |  | Sn-poor Skarn |  |  |  | galena, bismuthinite, marcasite, iron oxides, pyroxene, actinolite, quartz | thin sections and polished blocks examined using optical microscope, BSE detector, and EDS prior to analysis | EMPA, LA-ICPMS | JEOL JXA-8230 electron probe microanalyzer; RESOlution-LR 193 nm ArF excimer laser ablation system coupled to an Agilent 7700x ICP-MS | Laboratory of Mineral Resources Research Center, Fuzhou University; Adelaide Microscopy, the University of Adelaide | EPMA point analysis: accelerating voltage 15 kV, beam current 20 nA, beam diameter ~5 μm; EPMA mapping: accelerating voltage 20 kV, working current 50 nA, dwell time ~10 ms; BSE imaging: accelerating voltage 20 kV, beam current 10 nA; LA-ICP-MS: energy density 3~3.5 J/cm2, spot sizes 29 to 51 μm, repetition rates 5 Hz (polished thin-section) and 10 Hz (polished blocks), ~30 s background acquisition, ~40 s sample data acquisition | STDGL3 (Danyushevsky et al. 2011) and GSD-1G (USGS) | 2.7 | [19 empty] | 3095 | [5 empty] | 0.105 | [5 empty] | 565 | [9 empty] | 44972 |  | 30.68 |  |  |  | 0.5 | [7 empty] | 444.8 | [13 empty] | 1532 | [15 empty] | 0.09 | [17 empty] | 0 | [9 empty] | 167.6 | [32 empty] | 2025 |  |  | CHN | Tibet
| Lawu |  | Magmatic hydrothermal | Skarn | Cu-Pb-Zn skarn | Cu, Pb, Zn | In, Sn | Cu, Pb, Zn, In, Sn |  |  | 801-10-5@21-1 | 801-10-5@21-1 | underground mine |  |  |  |  | ore material | drill core | underground mining tunnels and drill cores | mineral separate | [5 empty] | mineralisation |  |  |  | sphalerite, chalcopyrite, pyrrhotite, pyrite, arsenopyrite |  |  | Sn-poor Skarn |  |  |  | galena, bismuthinite, marcasite, iron oxides, pyroxene, actinolite, quartz | thin sections and polished blocks examined using optical microscope, BSE detector, and EDS prior to analysis | EMPA, LA-ICPMS | JEOL JXA-8230 electron probe microanalyzer; RESOlution-LR 193 nm ArF excimer laser ablation system coupled to an Agilent 7700x ICP-MS | Laboratory of Mineral Resources Research Center, Fuzhou University; Adelaide Microscopy, the University of Adelaide | EPMA point analysis: accelerating voltage 15 kV, beam current 20 nA, beam diameter ~5 μm; EPMA mapping: accelerating voltage 20 kV, working current 50 nA, dwell time ~10 ms; BSE imaging: accelerating voltage 20 kV, beam current 10 nA; LA-ICP-MS: energy density 3~3.5 J/cm2, spot sizes 29 to 51 μm, repetition rates 5 Hz (polished thin-section) and 10 Hz (polished blocks), ~30 s background acquisition, ~40 s sample data acquisition | STDGL3 (Danyushevsky et al. 2011) and GSD-1G (USGS) | 3.4 | [19 empty] | 2705 | [5 empty] | 0.10551 | [5 empty] | 802 | [9 empty] | 39996 |  | 21.12 |  |  |  | 0.4 | [7 empty] | 412.2 | [13 empty] | 1309 | [15 empty] | 9.89 | [17 empty] | 4.08 | [9 empty] | 174.2 | [32 empty] | 2025 |  |  | CHN | Tibet
| Lawu |  | Magmatic hydrothermal | Skarn | Cu-Pb-Zn skarn | Cu, Pb, Zn | In, Sn | Cu, Pb, Zn, In, Sn |  |  | 801-10-5@22-1 | 801-10-5@22-1 | underground mine |  |  |  |  | ore material | drill core | underground mining tunnels and drill cores | mineral separate | [5 empty] | mineralisation |  |  |  | sphalerite, chalcopyrite, pyrrhotite, pyrite, arsenopyrite |  |  | Sn-poor Skarn |  |  |  | galena, bismuthinite, marcasite, iron oxides, pyroxene, actinolite, quartz | thin sections and polished blocks examined using optical microscope, BSE detector, and EDS prior to analysis | EMPA, LA-ICPMS | JEOL JXA-8230 electron probe microanalyzer; RESOlution-LR 193 nm ArF excimer laser ablation system coupled to an Agilent 7700x ICP-MS | Laboratory of Mineral Resources Research Center, Fuzhou University; Adelaide Microscopy, the University of Adelaide | EPMA point analysis: accelerating voltage 15 kV, beam current 20 nA, beam diameter ~5 μm; EPMA mapping: accelerating voltage 20 kV, working current 50 nA, dwell time ~10 ms; BSE imaging: accelerating voltage 20 kV, beam current 10 nA; LA-ICP-MS: energy density 3~3.5 J/cm2, spot sizes 29 to 51 μm, repetition rates 5 Hz (polished thin-section) and 10 Hz (polished blocks), ~30 s background acquisition, ~40 s sample data acquisition | STDGL3 (Danyushevsky et al. 2011) and GSD-1G (USGS) | 2.4 | [19 empty] | 2913 | [5 empty] | 0.096642 | [5 empty] | 373 | [9 empty] | 41706 |  | 29.79 |  |  |  | 0.4 | [7 empty] | 221.4 | [13 empty] | 1408 | [15 empty] | 5.57 | [17 empty] | 4.47 | [9 empty] | 77.8 | [32 empty] | 2025 |  |  | CHN | Tibet
| Lawu |  | Magmatic hydrothermal | Skarn | Cu-Pb-Zn skarn | Cu, Pb, Zn | In, Sn | Cu, Pb, Zn, In, Sn |  |  | 801-10-5@23-1 | 801-10-5@23-1 | underground mine |  |  |  |  | ore material | drill core | underground mining tunnels and drill cores | mineral separate | [5 empty] | mineralisation |  |  |  | sphalerite, chalcopyrite, pyrrhotite, pyrite, arsenopyrite |  |  | Sn-poor Skarn |  |  |  | galena, bismuthinite, marcasite, iron oxides, pyroxene, actinolite, quartz | thin sections and polished blocks examined using optical microscope, BSE detector, and EDS prior to analysis | EMPA, LA-ICPMS | JEOL JXA-8230 electron probe microanalyzer; RESOlution-LR 193 nm ArF excimer laser ablation system coupled to an Agilent 7700x ICP-MS | Laboratory of Mineral Resources Research Center, Fuzhou University; Adelaide Microscopy, the University of Adelaide | EPMA point analysis: accelerating voltage 15 kV, beam current 20 nA, beam diameter ~5 μm; EPMA mapping: accelerating voltage 20 kV, working current 50 nA, dwell time ~10 ms; BSE imaging: accelerating voltage 20 kV, beam current 10 nA; LA-ICP-MS: energy density 3~3.5 J/cm2, spot sizes 29 to 51 μm, repetition rates 5 Hz (polished thin-section) and 10 Hz (polished blocks), ~30 s background acquisition, ~40 s sample data acquisition | STDGL3 (Danyushevsky et al. 2011) and GSD-1G (USGS) | 1.4 | [19 empty] | 3028 | [5 empty] | 0.11487 | [5 empty] | 323 | [9 empty] | 43858 |  | 13.73 |  |  |  | 0.1 | [7 empty] | 265.9 | [13 empty] | 1355 | [15 empty] | 0.13 | [17 empty] | 0 | [9 empty] | 79.1 | [32 empty] | 2025 |  |  | CHN | Tibet
| Lawu |  | Magmatic hydrothermal | Skarn | Cu-Pb-Zn skarn | Cu, Pb, Zn | In, Sn | Cu, Pb, Zn, In, Sn |  |  | 801-10-8@1-1 | 801-10-8@1-1 | underground mine |  |  |  |  | ore material | drill core | underground mining tunnels and drill cores | mineral separate | [5 empty] | mineralisation |  |  |  | sphalerite, chalcopyrite, pyrrhotite, pyrite, arsenopyrite |  |  | Sn-poor Skarn |  |  |  | galena, bismuthinite, marcasite, iron oxides, pyroxene, actinolite, quartz | thin sections and polished blocks examined using optical microscope, BSE detector, and EDS prior to analysis | EMPA, LA-ICPMS | JEOL JXA-8230 electron probe microanalyzer; RESOlution-LR 193 nm ArF excimer laser ablation system coupled to an Agilent 7700x ICP-MS | Laboratory of Mineral Resources Research Center, Fuzhou University; Adelaide Microscopy, the University of Adelaide | EPMA point analysis: accelerating voltage 15 kV, beam current 20 nA, beam diameter ~5 μm; EPMA mapping: accelerating voltage 20 kV, working current 50 nA, dwell time ~10 ms; BSE imaging: accelerating voltage 20 kV, beam current 10 nA; LA-ICP-MS: energy density 3~3.5 J/cm2, spot sizes 29 to 51 μm, repetition rates 5 Hz (polished thin-section) and 10 Hz (polished blocks), ~30 s background acquisition, ~40 s sample data acquisition | STDGL3 (Danyushevsky et al. 2011) and GSD-1G (USGS) | 4.2 | [19 empty] | 3301 | [5 empty] | 0.11625 | [5 empty] | 482 | [9 empty] | 49293 |  | 22.47 |  |  |  | 0.7 | [7 empty] | 383.9 | [13 empty] | 1400 | [15 empty] | 15.72 | [17 empty] | 5.81 | [9 empty] | 91.1 | [32 empty] | 2025 |  |  | CHN | Tibet
| Lawu |  | Magmatic hydrothermal | Skarn | Cu-Pb-Zn skarn | Cu, Pb, Zn | In, Sn | Cu, Pb, Zn, In, Sn |  |  | 801-10-8@2-1 | 801-10-8@2-1 | underground mine |  |  |  |  | ore material | drill core | underground mining tunnels and drill cores | mineral separate | [5 empty] | mineralisation |  |  |  | sphalerite, chalcopyrite, pyrrhotite, pyrite, arsenopyrite |  |  | Sn-poor Skarn |  |  |  | galena, bismuthinite, marcasite, iron oxides, pyroxene, actinolite, quartz | thin sections and polished blocks examined using optical microscope, BSE detector, and EDS prior to analysis | EMPA, LA-ICPMS | JEOL JXA-8230 electron probe microanalyzer; RESOlution-LR 193 nm ArF excimer laser ablation system coupled to an Agilent 7700x ICP-MS | Laboratory of Mineral Resources Research Center, Fuzhou University; Adelaide Microscopy, the University of Adelaide | EPMA point analysis: accelerating voltage 15 kV, beam current 20 nA, beam diameter ~5 μm; EPMA mapping: accelerating voltage 20 kV, working current 50 nA, dwell time ~10 ms; BSE imaging: accelerating voltage 20 kV, beam current 10 nA; LA-ICP-MS: energy density 3~3.5 J/cm2, spot sizes 29 to 51 μm, repetition rates 5 Hz (polished thin-section) and 10 Hz (polished blocks), ~30 s background acquisition, ~40 s sample data acquisition | STDGL3 (Danyushevsky et al. 2011) and GSD-1G (USGS) | 3.6 | [19 empty] | 3582 | [5 empty] | 0.11019 | [5 empty] | 827 | [9 empty] | 52970 |  | 27.94 |  |  |  | 0.8 | [7 empty] | 391.2 | [13 empty] | 1671 | [15 empty] | 4.36 | [17 empty] | 4.37 | [9 empty] | 414.8 | [32 empty] | 2025 |  |  | CHN | Tibet
| Lawu |  | Magmatic hydrothermal | Skarn | Cu-Pb-Zn skarn | Cu, Pb, Zn | In, Sn | Cu, Pb, Zn, In, Sn |  |  | 801-10-8@3-1 | 801-10-8@3-1 | underground mine |  |  |  |  | ore material | drill core | underground mining tunnels and drill cores | mineral separate | [5 empty] | mineralisation |  |  |  | sphalerite, chalcopyrite, pyrrhotite, pyrite, arsenopyrite |  |  | Sn-poor Skarn |  |  |  | galena, bismuthinite, marcasite, iron oxides, pyroxene, actinolite, quartz | thin sections and polished blocks examined using optical microscope, BSE detector, and EDS prior to analysis | EMPA, LA-ICPMS | JEOL JXA-8230 electron probe microanalyzer; RESOlution-LR 193 nm ArF excimer laser ablation system coupled to an Agilent 7700x ICP-MS | Laboratory of Mineral Resources Research Center, Fuzhou University; Adelaide Microscopy, the University of Adelaide | EPMA point analysis: accelerating voltage 15 kV, beam current 20 nA, beam diameter ~5 μm; EPMA mapping: accelerating voltage 20 kV, working current 50 nA, dwell time ~10 ms; BSE imaging: accelerating voltage 20 kV, beam current 10 nA; LA-ICP-MS: energy density 3~3.5 J/cm2, spot sizes 29 to 51 μm, repetition rates 5 Hz (polished thin-section) and 10 Hz (polished blocks), ~30 s background acquisition, ~40 s sample data acquisition | STDGL3 (Danyushevsky et al. 2011) and GSD-1G (USGS) | 2 | [19 empty] | 3459 | [5 empty] | 0.10432 | [5 empty] | 429 | [9 empty] | 51437 |  | 15.93 |  |  |  | 0.1 | [7 empty] | 424.7 | [13 empty] | 1618 | [15 empty] | 1.19 | [17 empty] | 2.77 | [9 empty] | 80.4 | [32 empty] | 2025 |  |  | CHN | Tibet
| Lawu |  | Magmatic hydrothermal | Skarn | Cu-Pb-Zn skarn | Cu, Pb, Zn | In, Sn | Cu, Pb, Zn, In, Sn |  |  | 801-10-8@4-1 | 801-10-8@4-1 | underground mine |  |  |  |  | ore material | drill core | underground mining tunnels and drill cores | mineral separate | [5 empty] | mineralisation |  |  |  | sphalerite, chalcopyrite, pyrrhotite, pyrite, arsenopyrite |  |  | Sn-poor Skarn |  |  |  | galena, bismuthinite, marcasite, iron oxides, pyroxene, actinolite, quartz | thin sections and polished blocks examined using optical microscope, BSE detector, and EDS prior to analysis | EMPA, LA-ICPMS | JEOL JXA-8230 electron probe microanalyzer; RESOlution-LR 193 nm ArF excimer laser ablation system coupled to an Agilent 7700x ICP-MS | Laboratory of Mineral Resources Research Center, Fuzhou University; Adelaide Microscopy, the University of Adelaide | EPMA point analysis: accelerating voltage 15 kV, beam current 20 nA, beam diameter ~5 μm; EPMA mapping: accelerating voltage 20 kV, working current 50 nA, dwell time ~10 ms; BSE imaging: accelerating voltage 20 kV, beam current 10 nA; LA-ICP-MS: energy density 3~3.5 J/cm2, spot sizes 29 to 51 μm, repetition rates 5 Hz (polished thin-section) and 10 Hz (polished blocks), ~30 s background acquisition, ~40 s sample data acquisition | STDGL3 (Danyushevsky et al. 2011) and GSD-1G (USGS) | 3.3 | [19 empty] | 3205 | [5 empty] | 0.10713 | [5 empty] | 1036 | [9 empty] | 46723 |  | 33.37 |  |  |  | 0.4 | [7 empty] | 393.3 | [13 empty] | 1524 | [15 empty] | 0.98 | [17 empty] | 0 | [9 empty] | 475.1 | [32 empty] | 2025 |  |  | CHN | Tibet
| Lawu |  | Magmatic hydrothermal | Skarn | Cu-Pb-Zn skarn | Cu, Pb, Zn | In, Sn | Cu, Pb, Zn, In, Sn |  |  | 801-10-8@5-1 | 801-10-8@5-1 | underground mine |  |  |  |  | ore material | drill core | underground mining tunnels and drill cores | mineral separate | [5 empty] | mineralisation |  |  |  | sphalerite, chalcopyrite, pyrrhotite, pyrite, arsenopyrite |  |  | Sn-poor Skarn |  |  |  | galena, bismuthinite, marcasite, iron oxides, pyroxene, actinolite, quartz | thin sections and polished blocks examined using optical microscope, BSE detector, and EDS prior to analysis | EMPA, LA-ICPMS | JEOL JXA-8230 electron probe microanalyzer; RESOlution-LR 193 nm ArF excimer laser ablation system coupled to an Agilent 7700x ICP-MS | Laboratory of Mineral Resources Research Center, Fuzhou University; Adelaide Microscopy, the University of Adelaide | EPMA point analysis: accelerating voltage 15 kV, beam current 20 nA, beam diameter ~5 μm; EPMA mapping: accelerating voltage 20 kV, working current 50 nA, dwell time ~10 ms; BSE imaging: accelerating voltage 20 kV, beam current 10 nA; LA-ICP-MS: energy density 3~3.5 J/cm2, spot sizes 29 to 51 μm, repetition rates 5 Hz (polished thin-section) and 10 Hz (polished blocks), ~30 s background acquisition, ~40 s sample data acquisition | STDGL3 (Danyushevsky et al. 2011) and GSD-1G (USGS) | 1.7 | [19 empty] | 2750 | [5 empty] | 0.10625 | [5 empty] | 574 | [9 empty] | 39751 |  | 28.93 |  |  |  | 0.1 | [7 empty] | 333.4 | [13 empty] | 1263 | [15 empty] | 1.25 | [17 empty] | 0 | [9 empty] | 201.4 | [32 empty] | 2025 |  |  | CHN | Tibet
| Lawu |  | Magmatic hydrothermal | Skarn | Cu-Pb-Zn skarn | Cu, Pb, Zn | In, Sn | Cu, Pb, Zn, In, Sn |  |  | 801-10-8@6-1 | 801-10-8@6-1 | underground mine |  |  |  |  | ore material | drill core | underground mining tunnels and drill cores | mineral separate | [5 empty] | mineralisation |  |  |  | sphalerite, chalcopyrite, pyrrhotite, pyrite, arsenopyrite |  |  | Sn-poor Skarn |  |  |  | galena, bismuthinite, marcasite, iron oxides, pyroxene, actinolite, quartz | thin sections and polished blocks examined using optical microscope, BSE detector, and EDS prior to analysis | EMPA, LA-ICPMS | JEOL JXA-8230 electron probe microanalyzer; RESOlution-LR 193 nm ArF excimer laser ablation system coupled to an Agilent 7700x ICP-MS | Laboratory of Mineral Resources Research Center, Fuzhou University; Adelaide Microscopy, the University of Adelaide | EPMA point analysis: accelerating voltage 15 kV, beam current 20 nA, beam diameter ~5 μm; EPMA mapping: accelerating voltage 20 kV, working current 50 nA, dwell time ~10 ms; BSE imaging: accelerating voltage 20 kV, beam current 10 nA; LA-ICP-MS: energy density 3~3.5 J/cm2, spot sizes 29 to 51 μm, repetition rates 5 Hz (polished thin-section) and 10 Hz (polished blocks), ~30 s background acquisition, ~40 s sample data acquisition | STDGL3 (Danyushevsky et al. 2011) and GSD-1G (USGS) | 2.5 | [19 empty] | 2592 | [5 empty] | 0.10627 | [5 empty] | 714 | [9 empty] | 37425 |  | 26.55 |  |  |  | 0.4 | [7 empty] | 330.3 | [13 empty] | 1074 | [15 empty] | 5.33 | [17 empty] | 1.86 | [9 empty] | 216 | [32 empty] | 2025 |  |  | CHN | Tibet
| Lawu |  | Magmatic hydrothermal | Skarn | Cu-Pb-Zn skarn | Cu, Pb, Zn | In, Sn | Cu, Pb, Zn, In, Sn |  |  | 801-10-9@1-1 | 801-10-9@1-1 | underground mine |  |  |  |  | ore material | drill core | underground mining tunnels and drill cores | mineral separate | [5 empty] | mineralisation |  |  |  | sphalerite, chalcopyrite, pyrrhotite, pyrite, arsenopyrite |  |  | Sn-poor Skarn |  |  |  | galena, bismuthinite, marcasite, iron oxides, pyroxene, actinolite, quartz | thin sections and polished blocks examined using optical microscope, BSE detector, and EDS prior to analysis | EMPA, LA-ICPMS | JEOL JXA-8230 electron probe microanalyzer; RESOlution-LR 193 nm ArF excimer laser ablation system coupled to an Agilent 7700x ICP-MS | Laboratory of Mineral Resources Research Center, Fuzhou University; Adelaide Microscopy, the University of Adelaide | EPMA point analysis: accelerating voltage 15 kV, beam current 20 nA, beam diameter ~5 μm; EPMA mapping: accelerating voltage 20 kV, working current 50 nA, dwell time ~10 ms; BSE imaging: accelerating voltage 20 kV, beam current 10 nA; LA-ICP-MS: energy density 3~3.5 J/cm2, spot sizes 29 to 51 μm, repetition rates 5 Hz (polished thin-section) and 10 Hz (polished blocks), ~30 s background acquisition, ~40 s sample data acquisition | STDGL3 (Danyushevsky et al. 2011) and GSD-1G (USGS) | 3.4 | [19 empty] | 2762 | [5 empty] | 0.10398 | [5 empty] | 694 | [9 empty] | 40663 |  | 27.56 |  |  |  | 0.3 | [7 empty] | 557.2 | [13 empty] | 1163 | [15 empty] | 4.92 | [17 empty] | 2.64 | [9 empty] | 56.5 | [32 empty] | 2025 |  |  | CHN | Tibet
| Lawu |  | Magmatic hydrothermal | Skarn | Cu-Pb-Zn skarn | Cu, Pb, Zn | In, Sn | Cu, Pb, Zn, In, Sn |  |  | 801-10-9@2-1 | 801-10-9@2-1 | underground mine |  |  |  |  | ore material | drill core | underground mining tunnels and drill cores | mineral separate | [5 empty] | mineralisation |  |  |  | sphalerite, chalcopyrite, pyrrhotite, pyrite, arsenopyrite |  |  | Sn-poor Skarn |  |  |  | galena, bismuthinite, marcasite, iron oxides, pyroxene, actinolite, quartz | thin sections and polished blocks examined using optical microscope, BSE detector, and EDS prior to analysis | EMPA, LA-ICPMS | JEOL JXA-8230 electron probe microanalyzer; RESOlution-LR 193 nm ArF excimer laser ablation system coupled to an Agilent 7700x ICP-MS | Laboratory of Mineral Resources Research Center, Fuzhou University; Adelaide Microscopy, the University of Adelaide | EPMA point analysis: accelerating voltage 15 kV, beam current 20 nA, beam diameter ~5 μm; EPMA mapping: accelerating voltage 20 kV, working current 50 nA, dwell time ~10 ms; BSE imaging: accelerating voltage 20 kV, beam current 10 nA; LA-ICP-MS: energy density 3~3.5 J/cm2, spot sizes 29 to 51 μm, repetition rates 5 Hz (polished thin-section) and 10 Hz (polished blocks), ~30 s background acquisition, ~40 s sample data acquisition | STDGL3 (Danyushevsky et al. 2011) and GSD-1G (USGS) | 3.2 | [19 empty] | 2969 | [5 empty] | 0.11355 | [5 empty] | 686 | [9 empty] | 42448 |  | 18.47 |  |  |  | 0.3 | [7 empty] | 594.4 | [13 empty] | 1163 | [15 empty] | 2.82 | [17 empty] | 6.7 | [9 empty] | 49.7 | [32 empty] | 2025 |  |  | CHN | Tibet
| Lawu |  | Magmatic hydrothermal | Skarn | Cu-Pb-Zn skarn | Cu, Pb, Zn | In, Sn | Cu, Pb, Zn, In, Sn |  |  | 801-10-9@3-1 | 801-10-9@3-1 | underground mine |  |  |  |  | ore material | drill core | underground mining tunnels and drill cores | mineral separate | [5 empty] | mineralisation |  |  |  | sphalerite, chalcopyrite, pyrrhotite, pyrite, arsenopyrite |  |  | Sn-poor Skarn |  |  |  | galena, bismuthinite, marcasite, iron oxides, pyroxene, actinolite, quartz | thin sections and polished blocks examined using optical microscope, BSE detector, and EDS prior to analysis | EMPA, LA-ICPMS | JEOL JXA-8230 electron probe microanalyzer; RESOlution-LR 193 nm ArF excimer laser ablation system coupled to an Agilent 7700x ICP-MS | Laboratory of Mineral Resources Research Center, Fuzhou University; Adelaide Microscopy, the University of Adelaide | EPMA point analysis: accelerating voltage 15 kV, beam current 20 nA, beam diameter ~5 μm; EPMA mapping: accelerating voltage 20 kV, working current 50 nA, dwell time ~10 ms; BSE imaging: accelerating voltage 20 kV, beam current 10 nA; LA-ICP-MS: energy density 3~3.5 J/cm2, spot sizes 29 to 51 μm, repetition rates 5 Hz (polished thin-section) and 10 Hz (polished blocks), ~30 s background acquisition, ~40 s sample data acquisition | STDGL3 (Danyushevsky et al. 2011) and GSD-1G (USGS) | 1.8 | [19 empty] | 2895 | [5 empty] | 0.10756 | [5 empty] | 556 | [9 empty] | 41907 |  | 29.09 |  |  |  | 0.5 | [7 empty] | 481.4 | [13 empty] | 1145 | [15 empty] | 1.42 | [17 empty] | 0 | [9 empty] | 64.8 | [32 empty] | 2025 |  |  | CHN | Tibet
| Lawu |  | Magmatic hydrothermal | Skarn | Cu-Pb-Zn skarn | Cu, Pb, Zn | In, Sn | Cu, Pb, Zn, In, Sn |  |  | 801-10-9@4-1 | 801-10-9@4-1 | underground mine |  |  |  |  | ore material | drill core | underground mining tunnels and drill cores | mineral separate | [5 empty] | mineralisation |  |  |  | sphalerite, chalcopyrite, pyrrhotite, pyrite, arsenopyrite |  |  | Sn-poor Skarn |  |  |  | galena, bismuthinite, marcasite, iron oxides, pyroxene, actinolite, quartz | thin sections and polished blocks examined using optical microscope, BSE detector, and EDS prior to analysis | EMPA, LA-ICPMS | JEOL JXA-8230 electron probe microanalyzer; RESOlution-LR 193 nm ArF excimer laser ablation system coupled to an Agilent 7700x ICP-MS | Laboratory of Mineral Resources Research Center, Fuzhou University; Adelaide Microscopy, the University of Adelaide | EPMA point analysis: accelerating voltage 15 kV, beam current 20 nA, beam diameter ~5 μm; EPMA mapping: accelerating voltage 20 kV, working current 50 nA, dwell time ~10 ms; BSE imaging: accelerating voltage 20 kV, beam current 10 nA; LA-ICP-MS: energy density 3~3.5 J/cm2, spot sizes 29 to 51 μm, repetition rates 5 Hz (polished thin-section) and 10 Hz (polished blocks), ~30 s background acquisition, ~40 s sample data acquisition | STDGL3 (Danyushevsky et al. 2011) and GSD-1G (USGS) | 4 | [19 empty] | 2528 | [5 empty] | 0.11185 | [5 empty] | 540 | [9 empty] | 37734 |  | 19.23 |  |  |  | 0.5 | [7 empty] | 449.4 | [13 empty] | 919 | [15 empty] | 9.88 | [17 empty] | 7.31 | [9 empty] | 54.6 | [32 empty] | 2025 |  |  | CHN | Tibet
| Lawu |  | Magmatic hydrothermal | Skarn | Cu-Pb-Zn skarn | Cu, Pb, Zn | In, Sn | Cu, Pb, Zn, In, Sn |  |  | 815-12-6@1-1 | 815-12-6@1-1 | underground mine |  |  |  |  | ore material | drill core | underground mining tunnels and drill cores | mineral separate | [5 empty] | mineralisation |  |  |  | sphalerite, chalcopyrite, pyrrhotite, pyrite, arsenopyrite |  |  | Sn-poor Skarn |  |  |  | galena, bismuthinite, marcasite, iron oxides, pyroxene, actinolite, quartz | thin sections and polished blocks examined using optical microscope, BSE detector, and EDS prior to analysis | EMPA, LA-ICPMS | JEOL JXA-8230 electron probe microanalyzer; RESOlution-LR 193 nm ArF excimer laser ablation system coupled to an Agilent 7700x ICP-MS | Laboratory of Mineral Resources Research Center, Fuzhou University; Adelaide Microscopy, the University of Adelaide | EPMA point analysis: accelerating voltage 15 kV, beam current 20 nA, beam diameter ~5 μm; EPMA mapping: accelerating voltage 20 kV, working current 50 nA, dwell time ~10 ms; BSE imaging: accelerating voltage 20 kV, beam current 10 nA; LA-ICP-MS: energy density 3~3.5 J/cm2, spot sizes 29 to 51 μm, repetition rates 5 Hz (polished thin-section) and 10 Hz (polished blocks), ~30 s background acquisition, ~40 s sample data acquisition | STDGL3 (Danyushevsky et al. 2011) and GSD-1G (USGS) | 131.4 | [19 empty] | 4986 | [5 empty] | 0.11072 | [5 empty] | 2364 | [9 empty] | 3006 |  | 157.05 |  |  |  | 13 | [7 empty] | 120.6 | [13 empty] | 2394 | [15 empty] | 354.63 | [17 empty] | 206.37 | [9 empty] | 993.4 | [32 empty] | 2025 |  |  | CHN | Tibet
| Lawu |  | Magmatic hydrothermal | Skarn | Cu-Pb-Zn skarn | Cu, Pb, Zn | In, Sn | Cu, Pb, Zn, In, Sn |  |  | 815-12-6@2-1 | 815-12-6@2-1 | underground mine |  |  |  |  | ore material | drill core | underground mining tunnels and drill cores | mineral separate | [5 empty] | mineralisation |  |  |  | sphalerite, chalcopyrite, pyrrhotite, pyrite, arsenopyrite |  |  | Sn-poor Skarn |  |  |  | galena, bismuthinite, marcasite, iron oxides, pyroxene, actinolite, quartz | thin sections and polished blocks examined using optical microscope, BSE detector, and EDS prior to analysis | EMPA, LA-ICPMS | JEOL JXA-8230 electron probe microanalyzer; RESOlution-LR 193 nm ArF excimer laser ablation system coupled to an Agilent 7700x ICP-MS | Laboratory of Mineral Resources Research Center, Fuzhou University; Adelaide Microscopy, the University of Adelaide | EPMA point analysis: accelerating voltage 15 kV, beam current 20 nA, beam diameter ~5 μm; EPMA mapping: accelerating voltage 20 kV, working current 50 nA, dwell time ~10 ms; BSE imaging: accelerating voltage 20 kV, beam current 10 nA; LA-ICP-MS: energy density 3~3.5 J/cm2, spot sizes 29 to 51 μm, repetition rates 5 Hz (polished thin-section) and 10 Hz (polished blocks), ~30 s background acquisition, ~40 s sample data acquisition | STDGL3 (Danyushevsky et al. 2011) and GSD-1G (USGS) | 59.6 | [19 empty] | 4853 | [5 empty] | 0.1067 | [5 empty] | 3480 | [9 empty] | 2534 |  | 60.33 |  |  |  | 4.2 | [7 empty] | 84.2 | [13 empty] | 2151 | [15 empty] | 17.8 | [17 empty] | 128.59 | [9 empty] | 2337.7 | [32 empty] | 2025 |  |  | CHN | Tibet
| Lawu |  | Magmatic hydrothermal | Skarn | Cu-Pb-Zn skarn | Cu, Pb, Zn | In, Sn | Cu, Pb, Zn, In, Sn |  |  | 815-12-6@3-1 | 815-12-6@3-1 | underground mine |  |  |  |  | ore material | drill core | underground mining tunnels and drill cores | mineral separate | [5 empty] | mineralisation |  |  |  | sphalerite, chalcopyrite, pyrrhotite, pyrite, arsenopyrite |  |  | Sn-poor Skarn |  |  |  | galena, bismuthinite, marcasite, iron oxides, pyroxene, actinolite, quartz | thin sections and polished blocks examined using optical microscope, BSE detector, and EDS prior to analysis | EMPA, LA-ICPMS | JEOL JXA-8230 electron probe microanalyzer; RESOlution-LR 193 nm ArF excimer laser ablation system coupled to an Agilent 7700x ICP-MS | Laboratory of Mineral Resources Research Center, Fuzhou University; Adelaide Microscopy, the University of Adelaide | EPMA point analysis: accelerating voltage 15 kV, beam current 20 nA, beam diameter ~5 μm; EPMA mapping: accelerating voltage 20 kV, working current 50 nA, dwell time ~10 ms; BSE imaging: accelerating voltage 20 kV, beam current 10 nA; LA-ICP-MS: energy density 3~3.5 J/cm2, spot sizes 29 to 51 μm, repetition rates 5 Hz (polished thin-section) and 10 Hz (polished blocks), ~30 s background acquisition, ~40 s sample data acquisition | STDGL3 (Danyushevsky et al. 2011) and GSD-1G (USGS) | 74 | [19 empty] | 6197 | [5 empty] | 0.13184 | [5 empty] | 982 | [9 empty] | 660 |  | 18.06 |  |  |  | 25.7 | [7 empty] | 4.4 | [13 empty] | 2577 | [15 empty] | 15.96 | [17 empty] | 178.3 | [9 empty] | 185.9 | [32 empty] | 2025 |  |  | CHN | Tibet
| Lawu |  | Magmatic hydrothermal | Skarn | Cu-Pb-Zn skarn | Cu, Pb, Zn | In, Sn | Cu, Pb, Zn, In, Sn |  |  | 815-12-6@4-1 | 815-12-6@4-1 | underground mine |  |  |  |  | ore material | drill core | underground mining tunnels and drill cores | mineral separate | [5 empty] | mineralisation |  |  |  | sphalerite, chalcopyrite, pyrrhotite, pyrite, arsenopyrite |  |  | Sn-poor Skarn |  |  |  | galena, bismuthinite, marcasite, iron oxides, pyroxene, actinolite, quartz | thin sections and polished blocks examined using optical microscope, BSE detector, and EDS prior to analysis | EMPA, LA-ICPMS | JEOL JXA-8230 electron probe microanalyzer; RESOlution-LR 193 nm ArF excimer laser ablation system coupled to an Agilent 7700x ICP-MS | Laboratory of Mineral Resources Research Center, Fuzhou University; Adelaide Microscopy, the University of Adelaide | EPMA point analysis: accelerating voltage 15 kV, beam current 20 nA, beam diameter ~5 μm; EPMA mapping: accelerating voltage 20 kV, working current 50 nA, dwell time ~10 ms; BSE imaging: accelerating voltage 20 kV, beam current 10 nA; LA-ICP-MS: energy density 3~3.5 J/cm2, spot sizes 29 to 51 μm, repetition rates 5 Hz (polished thin-section) and 10 Hz (polished blocks), ~30 s background acquisition, ~40 s sample data acquisition | STDGL3 (Danyushevsky et al. 2011) and GSD-1G (USGS) | 3.8 | [19 empty] | 4181 | [5 empty] | 0.12255 | [5 empty] | 690 | [9 empty] | 806 |  | 68.14 |  |  |  | 5.4 | [7 empty] | 92.3 | [13 empty] | 1398 | [15 empty] | 0.47 | [17 empty] | 4.49 | [9 empty] | 507.6 | [32 empty] | 2025 |  |  | CHN | Tibet
| Lawu |  | Magmatic hydrothermal | Skarn | Cu-Pb-Zn skarn | Cu, Pb, Zn | In, Sn | Cu, Pb, Zn, In, Sn |  |  | 815-12-6@5-1 | 815-12-6@5-1 | underground mine |  |  |  |  | ore material | drill core | underground mining tunnels and drill cores | mineral separate | [5 empty] | mineralisation |  |  |  | sphalerite, chalcopyrite, pyrrhotite, pyrite, arsenopyrite |  |  | Sn-poor Skarn |  |  |  | galena, bismuthinite, marcasite, iron oxides, pyroxene, actinolite, quartz | thin sections and polished blocks examined using optical microscope, BSE detector, and EDS prior to analysis | EMPA, LA-ICPMS | JEOL JXA-8230 electron probe microanalyzer; RESOlution-LR 193 nm ArF excimer laser ablation system coupled to an Agilent 7700x ICP-MS | Laboratory of Mineral Resources Research Center, Fuzhou University; Adelaide Microscopy, the University of Adelaide | EPMA point analysis: accelerating voltage 15 kV, beam current 20 nA, beam diameter ~5 μm; EPMA mapping: accelerating voltage 20 kV, working current 50 nA, dwell time ~10 ms; BSE imaging: accelerating voltage 20 kV, beam current 10 nA; LA-ICP-MS: energy density 3~3.5 J/cm2, spot sizes 29 to 51 μm, repetition rates 5 Hz (polished thin-section) and 10 Hz (polished blocks), ~30 s background acquisition, ~40 s sample data acquisition | STDGL3 (Danyushevsky et al. 2011) and GSD-1G (USGS) | 23.8 | [19 empty] | 5472 | [5 empty] | 0.11999 | [5 empty] | 1002 | [9 empty] | 351 |  | 168.62 |  |  |  | 4.9 | [7 empty] | 32.5 | [13 empty] | 2057 | [15 empty] | 19.97 | [17 empty] | 78.78 | [9 empty] | 171.4 | [32 empty] | 2025 |  |  | CHN | Tibet
| Lawu |  | Magmatic hydrothermal | Skarn | Cu-Pb-Zn skarn | Cu, Pb, Zn | In, Sn | Cu, Pb, Zn, In, Sn |  |  | 815-12-6@6-1 | 815-12-6@6-1 | underground mine |  |  |  |  | ore material | drill core | underground mining tunnels and drill cores | mineral separate | [5 empty] | mineralisation |  |  |  | sphalerite, chalcopyrite, pyrrhotite, pyrite, arsenopyrite |  |  | Sn-poor Skarn |  |  |  | galena, bismuthinite, marcasite, iron oxides, pyroxene, actinolite, quartz | thin sections and polished blocks examined using optical microscope, BSE detector, and EDS prior to analysis | EMPA, LA-ICPMS | JEOL JXA-8230 electron probe microanalyzer; RESOlution-LR 193 nm ArF excimer laser ablation system coupled to an Agilent 7700x ICP-MS | Laboratory of Mineral Resources Research Center, Fuzhou University; Adelaide Microscopy, the University of Adelaide | EPMA point analysis: accelerating voltage 15 kV, beam current 20 nA, beam diameter ~5 μm; EPMA mapping: accelerating voltage 20 kV, working current 50 nA, dwell time ~10 ms; BSE imaging: accelerating voltage 20 kV, beam current 10 nA; LA-ICP-MS: energy density 3~3.5 J/cm2, spot sizes 29 to 51 μm, repetition rates 5 Hz (polished thin-section) and 10 Hz (polished blocks), ~30 s background acquisition, ~40 s sample data acquisition | STDGL3 (Danyushevsky et al. 2011) and GSD-1G (USGS) | 17.2 | [19 empty] | 4435 | [5 empty] | 0.11382 | [5 empty] | 737 | [9 empty] | 1919 |  | 121.44 |  |  |  | 5.2 | [7 empty] | 12.6 | [13 empty] | 1427 | [15 empty] | 5.49 | [17 empty] | 38.89 | [9 empty] | 158 | [32 empty] | 2025 |  |  | CHN | Tibet
| Lawu |  | Magmatic hydrothermal | Skarn | Cu-Pb-Zn skarn | Cu, Pb, Zn | In, Sn | Cu, Pb, Zn, In, Sn |  |  | 815-12-6@7-1 | 815-12-6@7-1 | underground mine |  |  |  |  | ore material | drill core | underground mining tunnels and drill cores | mineral separate | [5 empty] | mineralisation |  |  |  | sphalerite, chalcopyrite, pyrrhotite, pyrite, arsenopyrite |  |  | Sn-poor Skarn |  |  |  | galena, bismuthinite, marcasite, iron oxides, pyroxene, actinolite, quartz | thin sections and polished blocks examined using optical microscope, BSE detector, and EDS prior to analysis | EMPA, LA-ICPMS | JEOL JXA-8230 electron probe microanalyzer; RESOlution-LR 193 nm ArF excimer laser ablation system coupled to an Agilent 7700x ICP-MS | Laboratory of Mineral Resources Research Center, Fuzhou University; Adelaide Microscopy, the University of Adelaide | EPMA point analysis: accelerating voltage 15 kV, beam current 20 nA, beam diameter ~5 μm; EPMA mapping: accelerating voltage 20 kV, working current 50 nA, dwell time ~10 ms; BSE imaging: accelerating voltage 20 kV, beam current 10 nA; LA-ICP-MS: energy density 3~3.5 J/cm2, spot sizes 29 to 51 μm, repetition rates 5 Hz (polished thin-section) and 10 Hz (polished blocks), ~30 s background acquisition, ~40 s sample data acquisition | STDGL3 (Danyushevsky et al. 2011) and GSD-1G (USGS) | 95.2 | [19 empty] | 4574 | [5 empty] | 0.10717 | [5 empty] | 3368 | [9 empty] | 6725 |  | 184.52 |  |  |  | 30.5 | [7 empty] | 80.6 | [13 empty] | 1635 | [15 empty] | 16.88 | [17 empty] | 309.5 | [9 empty] | 606.2 | [32 empty] | 2025 |  |  | CHN | Tibet
| Lawu |  | Magmatic hydrothermal | Skarn | Cu-Pb-Zn skarn | Cu, Pb, Zn | In, Sn | Cu, Pb, Zn, In, Sn |  |  | 815-12-6@8-1 | 815-12-6@8-1 | underground mine |  |  |  |  | ore material | drill core | underground mining tunnels and drill cores | mineral separate | [5 empty] | mineralisation |  |  |  | sphalerite, chalcopyrite, pyrrhotite, pyrite, arsenopyrite |  |  | Sn-poor Skarn |  |  |  | galena, bismuthinite, marcasite, iron oxides, pyroxene, actinolite, quartz | thin sections and polished blocks examined using optical microscope, BSE detector, and EDS prior to analysis | EMPA, LA-ICPMS | JEOL JXA-8230 electron probe microanalyzer; RESOlution-LR 193 nm ArF excimer laser ablation system coupled to an Agilent 7700x ICP-MS | Laboratory of Mineral Resources Research Center, Fuzhou University; Adelaide Microscopy, the University of Adelaide | EPMA point analysis: accelerating voltage 15 kV, beam current 20 nA, beam diameter ~5 μm; EPMA mapping: accelerating voltage 20 kV, working current 50 nA, dwell time ~10 ms; BSE imaging: accelerating voltage 20 kV, beam current 10 nA; LA-ICP-MS: energy density 3~3.5 J/cm2, spot sizes 29 to 51 μm, repetition rates 5 Hz (polished thin-section) and 10 Hz (polished blocks), ~30 s background acquisition, ~40 s sample data acquisition | STDGL3 (Danyushevsky et al. 2011) and GSD-1G (USGS) | 92.9 | [19 empty] | 3856 | [5 empty] | 0.10596 | [5 empty] | 2021 | [9 empty] | 290 |  | 27.95 |  |  |  | 41.5 | [7 empty] | 3.8 | [13 empty] | 2777 | [15 empty] | 58.53 | [17 empty] | 187.13 | [9 empty] | 32.9 | [32 empty] | 2025 |  |  | CHN | Tibet
| Lawu |  | Magmatic hydrothermal | Skarn | Cu-Pb-Zn skarn | Cu, Pb, Zn | In, Sn | Cu, Pb, Zn, In, Sn |  |  | 815-12-6@9-1 | 815-12-6@9-1 | underground mine |  |  |  |  | ore material | drill core | underground mining tunnels and drill cores | mineral separate | [5 empty] | mineralisation |  |  |  | sphalerite, chalcopyrite, pyrrhotite, pyrite, arsenopyrite |  |  | Sn-poor Skarn |  |  |  | galena, bismuthinite, marcasite, iron oxides, pyroxene, actinolite, quartz | thin sections and polished blocks examined using optical microscope, BSE detector, and EDS prior to analysis | EMPA, LA-ICPMS | JEOL JXA-8230 electron probe microanalyzer; RESOlution-LR 193 nm ArF excimer laser ablation system coupled to an Agilent 7700x ICP-MS | Laboratory of Mineral Resources Research Center, Fuzhou University; Adelaide Microscopy, the University of Adelaide | EPMA point analysis: accelerating voltage 15 kV, beam current 20 nA, beam diameter ~5 μm; EPMA mapping: accelerating voltage 20 kV, working current 50 nA, dwell time ~10 ms; BSE imaging: accelerating voltage 20 kV, beam current 10 nA; LA-ICP-MS: energy density 3~3.5 J/cm2, spot sizes 29 to 51 μm, repetition rates 5 Hz (polished thin-section) and 10 Hz (polished blocks), ~30 s background acquisition, ~40 s sample data acquisition | STDGL3 (Danyushevsky et al. 2011) and GSD-1G (USGS) | 60.1 | [19 empty] | 5289 | [5 empty] | 0.11634 | [5 empty] | 1004 | [9 empty] | 370 |  | 91.89 |  |  |  | 24.5 | [7 empty] | 7.2 | [13 empty] | 2568 | [15 empty] | 18.22 | [17 empty] | 232.52 | [9 empty] | 43.6 | [32 empty] | 2025 |  |  | CHN | Tibet
| Lawu |  | Magmatic hydrothermal | Skarn | Cu-Pb-Zn skarn | Cu, Pb, Zn | In, Sn | Cu, Pb, Zn, In, Sn |  |  | 815-12-6@10-1 | 815-12-6@10-1 | underground mine |  |  |  |  | ore material | drill core | underground mining tunnels and drill cores | mineral separate | [5 empty] | mineralisation |  |  |  | sphalerite, chalcopyrite, pyrrhotite, pyrite, arsenopyrite |  |  | Sn-poor Skarn |  |  |  | galena, bismuthinite, marcasite, iron oxides, pyroxene, actinolite, quartz | thin sections and polished blocks examined using optical microscope, BSE detector, and EDS prior to analysis | EMPA, LA-ICPMS | JEOL JXA-8230 electron probe microanalyzer; RESOlution-LR 193 nm ArF excimer laser ablation system coupled to an Agilent 7700x ICP-MS | Laboratory of Mineral Resources Research Center, Fuzhou University; Adelaide Microscopy, the University of Adelaide | EPMA point analysis: accelerating voltage 15 kV, beam current 20 nA, beam diameter ~5 μm; EPMA mapping: accelerating voltage 20 kV, working current 50 nA, dwell time ~10 ms; BSE imaging: accelerating voltage 20 kV, beam current 10 nA; LA-ICP-MS: energy density 3~3.5 J/cm2, spot sizes 29 to 51 μm, repetition rates 5 Hz (polished thin-section) and 10 Hz (polished blocks), ~30 s background acquisition, ~40 s sample data acquisition | STDGL3 (Danyushevsky et al. 2011) and GSD-1G (USGS) | 87.6 | [19 empty] | 5903 | [5 empty] | 0.096464 | [5 empty] | 1614 | [9 empty] | 330 |  | 133.14 |  |  |  | 34.6 | [7 empty] | 41.9 | [13 empty] | 1646 | [15 empty] | 37.79 | [17 empty] | 293 | [9 empty] | 134.6 | [32 empty] | 2025 |  |  | CHN | Tibet
| Lawu |  | Magmatic hydrothermal | Skarn | Cu-Pb-Zn skarn | Cu, Pb, Zn | In, Sn | Cu, Pb, Zn, In, Sn |  |  | 815-12-6@11-1 | 815-12-6@11-1 | underground mine |  |  |  |  | ore material | drill core | underground mining tunnels and drill cores | mineral separate | [5 empty] | mineralisation |  |  |  | sphalerite, chalcopyrite, pyrrhotite, pyrite, arsenopyrite |  |  | Sn-poor Skarn |  |  |  | galena, bismuthinite, marcasite, iron oxides, pyroxene, actinolite, quartz | thin sections and polished blocks examined using optical microscope, BSE detector, and EDS prior to analysis | EMPA, LA-ICPMS | JEOL JXA-8230 electron probe microanalyzer; RESOlution-LR 193 nm ArF excimer laser ablation system coupled to an Agilent 7700x ICP-MS | Laboratory of Mineral Resources Research Center, Fuzhou University; Adelaide Microscopy, the University of Adelaide | EPMA point analysis: accelerating voltage 15 kV, beam current 20 nA, beam diameter ~5 μm; EPMA mapping: accelerating voltage 20 kV, working current 50 nA, dwell time ~10 ms; BSE imaging: accelerating voltage 20 kV, beam current 10 nA; LA-ICP-MS: energy density 3~3.5 J/cm2, spot sizes 29 to 51 μm, repetition rates 5 Hz (polished thin-section) and 10 Hz (polished blocks), ~30 s background acquisition, ~40 s sample data acquisition | STDGL3 (Danyushevsky et al. 2011) and GSD-1G (USGS) | 64.6 | [19 empty] | 4988 | [5 empty] | 0.12369 | [5 empty] | 802 | [9 empty] | 447 |  | 70.86 |  |  |  | 8.6 | [7 empty] | 23.4 | [13 empty] | 1335 | [15 empty] | 14.77 | [17 empty] | 76.66 | [9 empty] | 215 | [32 empty] | 2025 |  |  | CHN | Tibet
| Lawu |  | Magmatic hydrothermal | Skarn | Cu-Pb-Zn skarn | Cu, Pb, Zn | In, Sn | Cu, Pb, Zn, In, Sn |  |  | 815-12-6@12-1 | 815-12-6@12-1 | underground mine |  |  |  |  | ore material | drill core | underground mining tunnels and drill cores | mineral separate | [5 empty] | mineralisation |  |  |  | sphalerite, chalcopyrite, pyrrhotite, pyrite, arsenopyrite |  |  | Sn-poor Skarn |  |  |  | galena, bismuthinite, marcasite, iron oxides, pyroxene, actinolite, quartz | thin sections and polished blocks examined using optical microscope, BSE detector, and EDS prior to analysis | EMPA, LA-ICPMS | JEOL JXA-8230 electron probe microanalyzer; RESOlution-LR 193 nm ArF excimer laser ablation system coupled to an Agilent 7700x ICP-MS | Laboratory of Mineral Resources Research Center, Fuzhou University; Adelaide Microscopy, the University of Adelaide | EPMA point analysis: accelerating voltage 15 kV, beam current 20 nA, beam diameter ~5 μm; EPMA mapping: accelerating voltage 20 kV, working current 50 nA, dwell time ~10 ms; BSE imaging: accelerating voltage 20 kV, beam current 10 nA; LA-ICP-MS: energy density 3~3.5 J/cm2, spot sizes 29 to 51 μm, repetition rates 5 Hz (polished thin-section) and 10 Hz (polished blocks), ~30 s background acquisition, ~40 s sample data acquisition | STDGL3 (Danyushevsky et al. 2011) and GSD-1G (USGS) | 35.7 | [19 empty] | 5627 | [5 empty] | 0.1124 | [5 empty] | 871 | [9 empty] | 7061 |  | 56.51 |  |  |  | 7.1 | [7 empty] | 60.8 | [13 empty] | 4896 | [15 empty] | 23.62 | [17 empty] | 62.29 | [9 empty] | 391.6 | [32 empty] | 2025 |  |  | CHN | Tibet
| Lawu |  | Magmatic hydrothermal | Skarn | Cu-Pb-Zn skarn | Cu, Pb, Zn | In, Sn | Cu, Pb, Zn, In, Sn |  |  | 815-12-6@13-1 | 815-12-6@13-1 | underground mine |  |  |  |  | ore material | drill core | underground mining tunnels and drill cores | mineral separate | [5 empty] | mineralisation |  |  |  | sphalerite, chalcopyrite, pyrrhotite, pyrite, arsenopyrite |  |  | Sn-poor Skarn |  |  |  | galena, bismuthinite, marcasite, iron oxides, pyroxene, actinolite, quartz | thin sections and polished blocks examined using optical microscope, BSE detector, and EDS prior to analysis | EMPA, LA-ICPMS | JEOL JXA-8230 electron probe microanalyzer; RESOlution-LR 193 nm ArF excimer laser ablation system coupled to an Agilent 7700x ICP-MS | Laboratory of Mineral Resources Research Center, Fuzhou University; Adelaide Microscopy, the University of Adelaide | EPMA point analysis: accelerating voltage 15 kV, beam current 20 nA, beam diameter ~5 μm; EPMA mapping: accelerating voltage 20 kV, working current 50 nA, dwell time ~10 ms; BSE imaging: accelerating voltage 20 kV, beam current 10 nA; LA-ICP-MS: energy density 3~3.5 J/cm2, spot sizes 29 to 51 μm, repetition rates 5 Hz (polished thin-section) and 10 Hz (polished blocks), ~30 s background acquisition, ~40 s sample data acquisition | STDGL3 (Danyushevsky et al. 2011) and GSD-1G (USGS) | 100.8 | [19 empty] | 6049 | [5 empty] | 0.1078 | [5 empty] | 5170 | [9 empty] | 17443 |  | 105.58 |  |  |  | 10.9 | [7 empty] | 51.8 | [13 empty] | 5412 | [15 empty] | 53.54 | [17 empty] | 88.68 | [9 empty] | 563.8 | [32 empty] | 2025 |  |  | CHN | Tibet
| Lawu |  | Magmatic hydrothermal | Skarn | Cu-Pb-Zn skarn | Cu, Pb, Zn | In, Sn | Cu, Pb, Zn, In, Sn |  |  | 815-12-6@14-1 | 815-12-6@14-1 | underground mine |  |  |  |  | ore material | drill core | underground mining tunnels and drill cores | mineral separate | [5 empty] | mineralisation |  |  |  | sphalerite, chalcopyrite, pyrrhotite, pyrite, arsenopyrite |  |  | Sn-poor Skarn |  |  |  | galena, bismuthinite, marcasite, iron oxides, pyroxene, actinolite, quartz | thin sections and polished blocks examined using optical microscope, BSE detector, and EDS prior to analysis | EMPA, LA-ICPMS | JEOL JXA-8230 electron probe microanalyzer; RESOlution-LR 193 nm ArF excimer laser ablation system coupled to an Agilent 7700x ICP-MS | Laboratory of Mineral Resources Research Center, Fuzhou University; Adelaide Microscopy, the University of Adelaide | EPMA point analysis: accelerating voltage 15 kV, beam current 20 nA, beam diameter ~5 μm; EPMA mapping: accelerating voltage 20 kV, working current 50 nA, dwell time ~10 ms; BSE imaging: accelerating voltage 20 kV, beam current 10 nA; LA-ICP-MS: energy density 3~3.5 J/cm2, spot sizes 29 to 51 μm, repetition rates 5 Hz (polished thin-section) and 10 Hz (polished blocks), ~30 s background acquisition, ~40 s sample data acquisition | STDGL3 (Danyushevsky et al. 2011) and GSD-1G (USGS) | 216.8 | [19 empty] | 5671 | [5 empty] | 0.12132 | [5 empty] | 3617 | [9 empty] | 2312 |  | 55.87 |  |  |  | 26.6 | [7 empty] | 19.8 | [13 empty] | 4668 | [15 empty] | 87.67 | [17 empty] | 253.24 | [9 empty] | 314.9 | [32 empty] | 2025 |  |  | CHN | Tibet
| Lawu |  | Magmatic hydrothermal | Skarn | Cu-Pb-Zn skarn | Cu, Pb, Zn | In, Sn | Cu, Pb, Zn, In, Sn |  |  | 472@3-1 | 472@3-1 | underground mine |  |  |  |  | ore material | drill core | underground mining tunnels and drill cores | mineral separate | [5 empty] | mineralisation |  |  |  | sphalerite, chalcopyrite, pyrrhotite, pyrite, arsenopyrite |  |  | Sn-poor Skarn |  |  |  | galena, bismuthinite, marcasite, iron oxides, pyroxene, actinolite, quartz | thin sections and polished blocks examined using optical microscope, BSE detector, and EDS prior to analysis | EMPA, LA-ICPMS | JEOL JXA-8230 electron probe microanalyzer; RESOlution-LR 193 nm ArF excimer laser ablation system coupled to an Agilent 7700x ICP-MS | Laboratory of Mineral Resources Research Center, Fuzhou University; Adelaide Microscopy, the University of Adelaide | EPMA point analysis: accelerating voltage 15 kV, beam current 20 nA, beam diameter ~5 μm; EPMA mapping: accelerating voltage 20 kV, working current 50 nA, dwell time ~10 ms; BSE imaging: accelerating voltage 20 kV, beam current 10 nA; LA-ICP-MS: energy density 3~3.5 J/cm2, spot sizes 29 to 51 μm, repetition rates 5 Hz (polished thin-section) and 10 Hz (polished blocks), ~30 s background acquisition, ~40 s sample data acquisition | STDGL3 (Danyushevsky et al. 2011) and GSD-1G (USGS) | 4 | [19 empty] | 2809 | [5 empty] | 327.91 | [5 empty] | 498 | [9 empty] | 40236 |  | 0.09 |  |  |  | 1.6 | [7 empty] | 365.6 | [13 empty] | 333 | [15 empty] | 1.01 | [17 empty] | 0.02 | [9 empty] | 1.1 | [32 empty] | 2025 |  |  | CHN | Tibet
| Lawu |  | Magmatic hydrothermal | Skarn | Cu-Pb-Zn skarn | Cu, Pb, Zn | In, Sn | Cu, Pb, Zn, In, Sn |  |  | 472@4-1 | 472@4-1 | underground mine |  |  |  |  | ore material | drill core | underground mining tunnels and drill cores | mineral separate | [5 empty] | mineralisation |  |  |  | sphalerite, chalcopyrite, pyrrhotite, pyrite, arsenopyrite |  |  | Sn-poor Skarn |  |  |  | galena, bismuthinite, marcasite, iron oxides, pyroxene, actinolite, quartz | thin sections and polished blocks examined using optical microscope, BSE detector, and EDS prior to analysis | EMPA, LA-ICPMS | JEOL JXA-8230 electron probe microanalyzer; RESOlution-LR 193 nm ArF excimer laser ablation system coupled to an Agilent 7700x ICP-MS | Laboratory of Mineral Resources Research Center, Fuzhou University; Adelaide Microscopy, the University of Adelaide | EPMA point analysis: accelerating voltage 15 kV, beam current 20 nA, beam diameter ~5 μm; EPMA mapping: accelerating voltage 20 kV, working current 50 nA, dwell time ~10 ms; BSE imaging: accelerating voltage 20 kV, beam current 10 nA; LA-ICP-MS: energy density 3~3.5 J/cm2, spot sizes 29 to 51 μm, repetition rates 5 Hz (polished thin-section) and 10 Hz (polished blocks), ~30 s background acquisition, ~40 s sample data acquisition | STDGL3 (Danyushevsky et al. 2011) and GSD-1G (USGS) | 7 | [19 empty] | 2849 | [5 empty] | 327.22 | [5 empty] | 850 | [9 empty] | 39800 |  | 0.09 |  |  |  | 1.7 | [7 empty] | 390.6 | [13 empty] | 284 | [15 empty] | 1.43 | [17 empty] | 0.13 | [9 empty] | 1 | [32 empty] | 2025 |  |  | CHN | Tibet
| Lawu |  | Magmatic hydrothermal | Skarn | Cu-Pb-Zn skarn | Cu, Pb, Zn | In, Sn | Cu, Pb, Zn, In, Sn |  |  | 472@5-1 | 472@5-1 | underground mine |  |  |  |  | ore material | drill core | underground mining tunnels and drill cores | mineral separate | [5 empty] | mineralisation |  |  |  | sphalerite, chalcopyrite, pyrrhotite, pyrite, arsenopyrite |  |  | Sn-poor Skarn |  |  |  | galena, bismuthinite, marcasite, iron oxides, pyroxene, actinolite, quartz | thin sections and polished blocks examined using optical microscope, BSE detector, and EDS prior to analysis | EMPA, LA-ICPMS | JEOL JXA-8230 electron probe microanalyzer; RESOlution-LR 193 nm ArF excimer laser ablation system coupled to an Agilent 7700x ICP-MS | Laboratory of Mineral Resources Research Center, Fuzhou University; Adelaide Microscopy, the University of Adelaide | EPMA point analysis: accelerating voltage 15 kV, beam current 20 nA, beam diameter ~5 μm; EPMA mapping: accelerating voltage 20 kV, working current 50 nA, dwell time ~10 ms; BSE imaging: accelerating voltage 20 kV, beam current 10 nA; LA-ICP-MS: energy density 3~3.5 J/cm2, spot sizes 29 to 51 μm, repetition rates 5 Hz (polished thin-section) and 10 Hz (polished blocks), ~30 s background acquisition, ~40 s sample data acquisition | STDGL3 (Danyushevsky et al. 2011) and GSD-1G (USGS) | 67.2 | [19 empty] | 2634 | [5 empty] | 315.18 | [5 empty] | 8407 | [9 empty] | 40549 |  | 0.22 |  |  |  | 1.8 | [7 empty] | 479.3 | [13 empty] | 338 | [15 empty] | 7.26 | [17 empty] | 3.49 | [9 empty] | 6.1 | [32 empty] | 2025 |  |  | CHN | Tibet
| Lawu |  | Magmatic hydrothermal | Skarn | Cu-Pb-Zn skarn | Cu, Pb, Zn | In, Sn | Cu, Pb, Zn, In, Sn |  |  | 472@6-1 | 472@6-1 | underground mine |  |  |  |  | ore material | drill core | underground mining tunnels and drill cores | mineral separate | [5 empty] | mineralisation |  |  |  | sphalerite, chalcopyrite, pyrrhotite, pyrite, arsenopyrite |  |  | Sn-poor Skarn |  |  |  | galena, bismuthinite, marcasite, iron oxides, pyroxene, actinolite, quartz | thin sections and polished blocks examined using optical microscope, BSE detector, and EDS prior to analysis | EMPA, LA-ICPMS | JEOL JXA-8230 electron probe microanalyzer; RESOlution-LR 193 nm ArF excimer laser ablation system coupled to an Agilent 7700x ICP-MS | Laboratory of Mineral Resources Research Center, Fuzhou University; Adelaide Microscopy, the University of Adelaide | EPMA point analysis: accelerating voltage 15 kV, beam current 20 nA, beam diameter ~5 μm; EPMA mapping: accelerating voltage 20 kV, working current 50 nA, dwell time ~10 ms; BSE imaging: accelerating voltage 20 kV, beam current 10 nA; LA-ICP-MS: energy density 3~3.5 J/cm2, spot sizes 29 to 51 μm, repetition rates 5 Hz (polished thin-section) and 10 Hz (polished blocks), ~30 s background acquisition, ~40 s sample data acquisition | STDGL3 (Danyushevsky et al. 2011) and GSD-1G (USGS) | 67 | [19 empty] | 2593 | [5 empty] | 320.92 | [5 empty] | 7408 | [9 empty] | 41476 |  | 0.19 |  |  |  | 1.3 | [7 empty] | 469.7 | [13 empty] | 355 | [15 empty] | 4.63 | [17 empty] | 5.9 | [9 empty] | 8.4 | [32 empty] | 2025 |  |  | CHN | Tibet
| Lawu |  | Magmatic hydrothermal | Skarn | Cu-Pb-Zn skarn | Cu, Pb, Zn | In, Sn | Cu, Pb, Zn, In, Sn |  |  | 472@7-1 | 472@7-1 | underground mine |  |  |  |  | ore material | drill core | underground mining tunnels and drill cores | mineral separate | [5 empty] | mineralisation |  |  |  | sphalerite, chalcopyrite, pyrrhotite, pyrite, arsenopyrite |  |  | Sn-poor Skarn |  |  |  | galena, bismuthinite, marcasite, iron oxides, pyroxene, actinolite, quartz | thin sections and polished blocks examined using optical microscope, BSE detector, and EDS prior to analysis | EMPA, LA-ICPMS | JEOL JXA-8230 electron probe microanalyzer; RESOlution-LR 193 nm ArF excimer laser ablation system coupled to an Agilent 7700x ICP-MS | Laboratory of Mineral Resources Research Center, Fuzhou University; Adelaide Microscopy, the University of Adelaide | EPMA point analysis: accelerating voltage 15 kV, beam current 20 nA, beam diameter ~5 μm; EPMA mapping: accelerating voltage 20 kV, working current 50 nA, dwell time ~10 ms; BSE imaging: accelerating voltage 20 kV, beam current 10 nA; LA-ICP-MS: energy density 3~3.5 J/cm2, spot sizes 29 to 51 μm, repetition rates 5 Hz (polished thin-section) and 10 Hz (polished blocks), ~30 s background acquisition, ~40 s sample data acquisition | STDGL3 (Danyushevsky et al. 2011) and GSD-1G (USGS) | 34.8 | [19 empty] | 2960 | [5 empty] | 898.34 | [5 empty] | 1917 | [9 empty] | 35338 |  | 0.14 |  |  |  | 1.5 | [7 empty] | 961.2 | [13 empty] | 258 | [15 empty] | 13.6 | [17 empty] | 9.56 | [9 empty] | 23.7 | [32 empty] | 2025 |  |  | CHN | Tibet
| Lawu |  | Magmatic hydrothermal | Skarn | Cu-Pb-Zn skarn | Cu, Pb, Zn | In, Sn | Cu, Pb, Zn, In, Sn |  |  | 472@8-1 | 472@8-1 | underground mine |  |  |  |  | ore material | drill core | underground mining tunnels and drill cores | mineral separate | [5 empty] | mineralisation |  |  |  | sphalerite, chalcopyrite, pyrrhotite, pyrite, arsenopyrite |  |  | Sn-poor Skarn |  |  |  | galena, bismuthinite, marcasite, iron oxides, pyroxene, actinolite, quartz | thin sections and polished blocks examined using optical microscope, BSE detector, and EDS prior to analysis | EMPA, LA-ICPMS | JEOL JXA-8230 electron probe microanalyzer; RESOlution-LR 193 nm ArF excimer laser ablation system coupled to an Agilent 7700x ICP-MS | Laboratory of Mineral Resources Research Center, Fuzhou University; Adelaide Microscopy, the University of Adelaide | EPMA point analysis: accelerating voltage 15 kV, beam current 20 nA, beam diameter ~5 μm; EPMA mapping: accelerating voltage 20 kV, working current 50 nA, dwell time ~10 ms; BSE imaging: accelerating voltage 20 kV, beam current 10 nA; LA-ICP-MS: energy density 3~3.5 J/cm2, spot sizes 29 to 51 μm, repetition rates 5 Hz (polished thin-section) and 10 Hz (polished blocks), ~30 s background acquisition, ~40 s sample data acquisition | STDGL3 (Danyushevsky et al. 2011) and GSD-1G (USGS) | 28.1 | [19 empty] | 2874 | [5 empty] | 907.71 | [5 empty] | 2922 | [9 empty] | 35815 |  | 0.07 |  |  |  | 1.9 | [7 empty] | 502.9 | [13 empty] | 277 | [15 empty] | 9.89 | [17 empty] | 3.93 | [9 empty] | 22.4 | [32 empty] | 2025 |  |  | CHN | Tibet
| Lawu |  | Magmatic hydrothermal | Skarn | Cu-Pb-Zn skarn | Cu, Pb, Zn | In, Sn | Cu, Pb, Zn, In, Sn |  |  | 472@10-1 | 472@10-1 | underground mine |  |  |  |  | ore material | drill core | underground mining tunnels and drill cores | mineral separate | [5 empty] | mineralisation |  |  |  | sphalerite, chalcopyrite, pyrrhotite, pyrite, arsenopyrite |  |  | Sn-poor Skarn |  |  |  | galena, bismuthinite, marcasite, iron oxides, pyroxene, actinolite, quartz | thin sections and polished blocks examined using optical microscope, BSE detector, and EDS prior to analysis | EMPA, LA-ICPMS | JEOL JXA-8230 electron probe microanalyzer; RESOlution-LR 193 nm ArF excimer laser ablation system coupled to an Agilent 7700x ICP-MS | Laboratory of Mineral Resources Research Center, Fuzhou University; Adelaide Microscopy, the University of Adelaide | EPMA point analysis: accelerating voltage 15 kV, beam current 20 nA, beam diameter ~5 μm; EPMA mapping: accelerating voltage 20 kV, working current 50 nA, dwell time ~10 ms; BSE imaging: accelerating voltage 20 kV, beam current 10 nA; LA-ICP-MS: energy density 3~3.5 J/cm2, spot sizes 29 to 51 μm, repetition rates 5 Hz (polished thin-section) and 10 Hz (polished blocks), ~30 s background acquisition, ~40 s sample data acquisition | STDGL3 (Danyushevsky et al. 2011) and GSD-1G (USGS) | 13.4 | [19 empty] | 2919 | [5 empty] | 820.66 | [5 empty] | 2525 | [9 empty] | 43932 |  | 0.14 |  |  |  | 1.7 | [7 empty] | 667 | [13 empty] | 271 | [15 empty] | 4.82 | [17 empty] | 1.48 | [9 empty] | 5.3 | [32 empty] | 2025 |  |  | CHN | Tibet
| Lawu |  | Magmatic hydrothermal | Skarn | Cu-Pb-Zn skarn | Cu, Pb, Zn | In, Sn | Cu, Pb, Zn, In, Sn |  |  | 472@11-1 | 472@11-1 | underground mine |  |  |  |  | ore material | drill core | underground mining tunnels and drill cores | mineral separate | [5 empty] | mineralisation |  |  |  | sphalerite, chalcopyrite, pyrrhotite, pyrite, arsenopyrite |  |  | Sn-poor Skarn |  |  |  | galena, bismuthinite, marcasite, iron oxides, pyroxene, actinolite, quartz | thin sections and polished blocks examined using optical microscope, BSE detector, and EDS prior to analysis | EMPA, LA-ICPMS | JEOL JXA-8230 electron probe microanalyzer; RESOlution-LR 193 nm ArF excimer laser ablation system coupled to an Agilent 7700x ICP-MS | Laboratory of Mineral Resources Research Center, Fuzhou University; Adelaide Microscopy, the University of Adelaide | EPMA point analysis: accelerating voltage 15 kV, beam current 20 nA, beam diameter ~5 μm; EPMA mapping: accelerating voltage 20 kV, working current 50 nA, dwell time ~10 ms; BSE imaging: accelerating voltage 20 kV, beam current 10 nA; LA-ICP-MS: energy density 3~3.5 J/cm2, spot sizes 29 to 51 μm, repetition rates 5 Hz (polished thin-section) and 10 Hz (polished blocks), ~30 s background acquisition, ~40 s sample data acquisition | STDGL3 (Danyushevsky et al. 2011) and GSD-1G (USGS) | 8.7 | [19 empty] | 3001 | [5 empty] | 821.86 | [5 empty] | 2061 | [9 empty] | 43462 |  | 0.28 |  |  |  | 2 | [7 empty] | 567.6 | [13 empty] | 277 | [15 empty] | 3.26 | [17 empty] | 5.83 | [9 empty] | 7.4 | [32 empty] | 2025 |  |  | CHN | Tibet
| Lawu |  | Magmatic hydrothermal | Skarn | Cu-Pb-Zn skarn | Cu, Pb, Zn | In, Sn | Cu, Pb, Zn, In, Sn |  |  | 472@12-1 | 472@12-1 | underground mine |  |  |  |  | ore material | drill core | underground mining tunnels and drill cores | mineral separate | [5 empty] | mineralisation |  |  |  | sphalerite, chalcopyrite, pyrrhotite, pyrite, arsenopyrite |  |  | Sn-poor Skarn |  |  |  | galena, bismuthinite, marcasite, iron oxides, pyroxene, actinolite, quartz | thin sections and polished blocks examined using optical microscope, BSE detector, and EDS prior to analysis | EMPA, LA-ICPMS | JEOL JXA-8230 electron probe microanalyzer; RESOlution-LR 193 nm ArF excimer laser ablation system coupled to an Agilent 7700x ICP-MS | Laboratory of Mineral Resources Research Center, Fuzhou University; Adelaide Microscopy, the University of Adelaide | EPMA point analysis: accelerating voltage 15 kV, beam current 20 nA, beam diameter ~5 μm; EPMA mapping: accelerating voltage 20 kV, working current 50 nA, dwell time ~10 ms; BSE imaging: accelerating voltage 20 kV, beam current 10 nA; LA-ICP-MS: energy density 3~3.5 J/cm2, spot sizes 29 to 51 μm, repetition rates 5 Hz (polished thin-section) and 10 Hz (polished blocks), ~30 s background acquisition, ~40 s sample data acquisition | STDGL3 (Danyushevsky et al. 2011) and GSD-1G (USGS) | 4.3 | [19 empty] | 3012 | [5 empty] | 840.09 | [5 empty] | 1084 | [9 empty] | 40161 |  | 0.23 |  |  |  | 1.5 | [7 empty] | 555.2 | [13 empty] | 265 | [15 empty] | 4.02 | [17 empty] | 0.03 | [9 empty] | 15.5 | [32 empty] | 2025 |  |  | CHN | Tibet
| Lawu |  | Magmatic hydrothermal | Skarn | Cu-Pb-Zn skarn | Cu, Pb, Zn | In, Sn | Cu, Pb, Zn, In, Sn |  |  | 472@13-1 | 472@13-1 | underground mine |  |  |  |  | ore material | drill core | underground mining tunnels and drill cores | mineral separate | [5 empty] | mineralisation |  |  |  | sphalerite, chalcopyrite, pyrrhotite, pyrite, arsenopyrite |  |  | Sn-poor Skarn |  |  |  | galena, bismuthinite, marcasite, iron oxides, pyroxene, actinolite, quartz | thin sections and polished blocks examined using optical microscope, BSE detector, and EDS prior to analysis | EMPA, LA-ICPMS | JEOL JXA-8230 electron probe microanalyzer; RESOlution-LR 193 nm ArF excimer laser ablation system coupled to an Agilent 7700x ICP-MS | Laboratory of Mineral Resources Research Center, Fuzhou University; Adelaide Microscopy, the University of Adelaide | EPMA point analysis: accelerating voltage 15 kV, beam current 20 nA, beam diameter ~5 μm; EPMA mapping: accelerating voltage 20 kV, working current 50 nA, dwell time ~10 ms; BSE imaging: accelerating voltage 20 kV, beam current 10 nA; LA-ICP-MS: energy density 3~3.5 J/cm2, spot sizes 29 to 51 μm, repetition rates 5 Hz (polished thin-section) and 10 Hz (polished blocks), ~30 s background acquisition, ~40 s sample data acquisition | STDGL3 (Danyushevsky et al. 2011) and GSD-1G (USGS) | 5.6 | [19 empty] | 3022 | [5 empty] | 811.82 | [5 empty] | 3593 | [9 empty] | 45721 |  | 0.19 |  |  |  | 1.2 | [7 empty] | 502.7 | [13 empty] | 293 | [15 empty] | 1.12 | [17 empty] | 0.25 | [9 empty] | 4 | [32 empty] | 2025 |  |  | CHN | Tibet
| Lawu |  | Magmatic hydrothermal | Skarn | Cu-Pb-Zn skarn | Cu, Pb, Zn | In, Sn | Cu, Pb, Zn, In, Sn |  |  | 472@14-1 | 472@14-1 | underground mine |  |  |  |  | ore material | drill core | underground mining tunnels and drill cores | mineral separate | [5 empty] | mineralisation |  |  |  | sphalerite, chalcopyrite, pyrrhotite, pyrite, arsenopyrite |  |  | Sn-poor Skarn |  |  |  | galena, bismuthinite, marcasite, iron oxides, pyroxene, actinolite, quartz | thin sections and polished blocks examined using optical microscope, BSE detector, and EDS prior to analysis | EMPA, LA-ICPMS | JEOL JXA-8230 electron probe microanalyzer; RESOlution-LR 193 nm ArF excimer laser ablation system coupled to an Agilent 7700x ICP-MS | Laboratory of Mineral Resources Research Center, Fuzhou University; Adelaide Microscopy, the University of Adelaide | EPMA point analysis: accelerating voltage 15 kV, beam current 20 nA, beam diameter ~5 μm; EPMA mapping: accelerating voltage 20 kV, working current 50 nA, dwell time ~10 ms; BSE imaging: accelerating voltage 20 kV, beam current 10 nA; LA-ICP-MS: energy density 3~3.5 J/cm2, spot sizes 29 to 51 μm, repetition rates 5 Hz (polished thin-section) and 10 Hz (polished blocks), ~30 s background acquisition, ~40 s sample data acquisition | STDGL3 (Danyushevsky et al. 2011) and GSD-1G (USGS) | 11.6 | [19 empty] | 3016 | [5 empty] | 872.06 | [5 empty] | 1917 | [9 empty] | 39907 |  | 0.22 |  |  |  | 2 | [7 empty] | 470.6 | [13 empty] | 259 | [15 empty] | 2.78 | [17 empty] | 0.25 | [9 empty] | 8.2 | [32 empty] | 2025 |  |  | CHN | Tibet
| Lawu |  | Magmatic hydrothermal | Skarn | Cu-Pb-Zn skarn | Cu, Pb, Zn | In, Sn | Cu, Pb, Zn, In, Sn |  |  | 472@16-1 | 472@16-1 | underground mine |  |  |  |  | ore material | drill core | underground mining tunnels and drill cores | mineral separate | [5 empty] | mineralisation |  |  |  | sphalerite, chalcopyrite, pyrrhotite, pyrite, arsenopyrite |  |  | Sn-poor Skarn |  |  |  | galena, bismuthinite, marcasite, iron oxides, pyroxene, actinolite, quartz | thin sections and polished blocks examined using optical microscope, BSE detector, and EDS prior to analysis | EMPA, LA-ICPMS | JEOL JXA-8230 electron probe microanalyzer; RESOlution-LR 193 nm ArF excimer laser ablation system coupled to an Agilent 7700x ICP-MS | Laboratory of Mineral Resources Research Center, Fuzhou University; Adelaide Microscopy, the University of Adelaide | EPMA point analysis: accelerating voltage 15 kV, beam current 20 nA, beam diameter ~5 μm; EPMA mapping: accelerating voltage 20 kV, working current 50 nA, dwell time ~10 ms; BSE imaging: accelerating voltage 20 kV, beam current 10 nA; LA-ICP-MS: energy density 3~3.5 J/cm2, spot sizes 29 to 51 μm, repetition rates 5 Hz (polished thin-section) and 10 Hz (polished blocks), ~30 s background acquisition, ~40 s sample data acquisition | STDGL3 (Danyushevsky et al. 2011) and GSD-1G (USGS) | 16.8 | [19 empty] | 2939 | [5 empty] | 916.87 | [5 empty] | 1512 | [9 empty] | 37507 |  | 0.09 |  |  |  | 1.5 | [7 empty] | 462 | [13 empty] | 226 | [15 empty] | 6.09 | [17 empty] | 5.94 | [9 empty] | 20.7 | [32 empty] | 2025 |  |  | CHN | Tibet
| Lawu |  | Magmatic hydrothermal | Skarn | Cu-Pb-Zn skarn | Cu, Pb, Zn | In, Sn | Cu, Pb, Zn, In, Sn |  |  | 19DJS-10-1 (Sp Ia)-1 | 19DJS-10-1 (Sp Ia)-1 | underground mine |  |  |  |  | ore material | drill core | underground mining tunnels and drill cores | mineral separate | [5 empty] | mineralisation |  |  |  | sphalerite, chalcopyrite, pyrrhotite, pyrite, arsenopyrite |  |  | Sn-poor Skarn |  |  |  | galena, bismuthinite, marcasite, iron oxides, pyroxene, actinolite, quartz | thin sections and polished blocks examined using optical microscope, BSE detector, and EDS prior to analysis | EMPA, LA-ICPMS | JEOL JXA-8230 electron probe microanalyzer; RESOlution-LR 193 nm ArF excimer laser ablation system coupled to an Agilent 7700x ICP-MS | Laboratory of Mineral Resources Research Center, Fuzhou University; Adelaide Microscopy, the University of Adelaide | EPMA point analysis: accelerating voltage 15 kV, beam current 20 nA, beam diameter ~5 μm; EPMA mapping: accelerating voltage 20 kV, working current 50 nA, dwell time ~10 ms; BSE imaging: accelerating voltage 20 kV, beam current 10 nA; LA-ICP-MS: energy density 3~3.5 J/cm2, spot sizes 29 to 51 μm, repetition rates 5 Hz (polished thin-section) and 10 Hz (polished blocks), ~30 s background acquisition, ~40 s sample data acquisition | STDGL3 (Danyushevsky et al. 2011) and GSD-1G (USGS) | 12.23 | [19 empty] | 3579 | [5 empty] | 117 | [5 empty] | 300 | [9 empty] | 69147 |  | 0.33 |  |  |  | 1.97 | [7 empty] | 436 | [13 empty] | 4457 | [15 empty] | 62.48 | [17 empty] | 0.11 | [9 empty] | 1.9 | [32 empty] | 2025 |  |  | CHN | Tibet
| Lawu |  | Magmatic hydrothermal | Skarn | Cu-Pb-Zn skarn | Cu, Pb, Zn | In, Sn | Cu, Pb, Zn, In, Sn |  |  | 19DJS-10-1 (Sp Ia)-2 | 19DJS-10-1 (Sp Ia)-2 | underground mine |  |  |  |  | ore material | drill core | underground mining tunnels and drill cores | mineral separate | [5 empty] | mineralisation |  |  |  | sphalerite, chalcopyrite, pyrrhotite, pyrite, arsenopyrite |  |  | Sn-poor Skarn |  |  |  | galena, bismuthinite, marcasite, iron oxides, pyroxene, actinolite, quartz | thin sections and polished blocks examined using optical microscope, BSE detector, and EDS prior to analysis | EMPA, LA-ICPMS | JEOL JXA-8230 electron probe microanalyzer; RESOlution-LR 193 nm ArF excimer laser ablation system coupled to an Agilent 7700x ICP-MS | Laboratory of Mineral Resources Research Center, Fuzhou University; Adelaide Microscopy, the University of Adelaide | EPMA point analysis: accelerating voltage 15 kV, beam current 20 nA, beam diameter ~5 μm; EPMA mapping: accelerating voltage 20 kV, working current 50 nA, dwell time ~10 ms; BSE imaging: accelerating voltage 20 kV, beam current 10 nA; LA-ICP-MS: energy density 3~3.5 J/cm2, spot sizes 29 to 51 μm, repetition rates 5 Hz (polished thin-section) and 10 Hz (polished blocks), ~30 s background acquisition, ~40 s sample data acquisition | STDGL3 (Danyushevsky et al. 2011) and GSD-1G (USGS) | 23.78 | [19 empty] | 3430 | [5 empty] | 118 | [5 empty] | 306 | [9 empty] | 70259 |  | 0.72 |  |  |  | 2 | [7 empty] | 417 | [13 empty] | 4315 | [15 empty] | 484.56 | [17 empty] | 0.14 | [9 empty] | 3.01 | [32 empty] | 2025 |  |  | CHN | Tibet
| Lawu |  | Magmatic hydrothermal | Skarn | Cu-Pb-Zn skarn | Cu, Pb, Zn | In, Sn | Cu, Pb, Zn, In, Sn |  |  | 19DJS-10-1 (Sp Ia)-3 | 19DJS-10-1 (Sp Ia)-3 | underground mine |  |  |  |  | ore material | drill core | underground mining tunnels and drill cores | mineral separate | [5 empty] | mineralisation |  |  |  | sphalerite, chalcopyrite, pyrrhotite, pyrite, arsenopyrite |  |  | Sn-poor Skarn |  |  |  | galena, bismuthinite, marcasite, iron oxides, pyroxene, actinolite, quartz | thin sections and polished blocks examined using optical microscope, BSE detector, and EDS prior to analysis | EMPA, LA-ICPMS | JEOL JXA-8230 electron probe microanalyzer; RESOlution-LR 193 nm ArF excimer laser ablation system coupled to an Agilent 7700x ICP-MS | Laboratory of Mineral Resources Research Center, Fuzhou University; Adelaide Microscopy, the University of Adelaide | EPMA point analysis: accelerating voltage 15 kV, beam current 20 nA, beam diameter ~5 μm; EPMA mapping: accelerating voltage 20 kV, working current 50 nA, dwell time ~10 ms; BSE imaging: accelerating voltage 20 kV, beam current 10 nA; LA-ICP-MS: energy density 3~3.5 J/cm2, spot sizes 29 to 51 μm, repetition rates 5 Hz (polished thin-section) and 10 Hz (polished blocks), ~30 s background acquisition, ~40 s sample data acquisition | STDGL3 (Danyushevsky et al. 2011) and GSD-1G (USGS) | 45.57 | [19 empty] | 3338 | [5 empty] | 118 | [5 empty] | 278 | [9 empty] | 74162 |  | 0.25 |  |  |  | 1.83 | [7 empty] | 308 | [13 empty] | 3380 | [15 empty] | 452.26 | [17 empty] | 0.16 | [9 empty] | 3.96 | [32 empty] | 2025 |  |  | CHN | Tibet
| Lawu |  | Magmatic hydrothermal | Skarn | Cu-Pb-Zn skarn | Cu, Pb, Zn | In, Sn | Cu, Pb, Zn, In, Sn |  |  | 19DJS-10-1 (Sp Ia)-4 | 19DJS-10-1 (Sp Ia)-4 | underground mine |  |  |  |  | ore material | drill core | underground mining tunnels and drill cores | mineral separate | [5 empty] | mineralisation |  |  |  | sphalerite, chalcopyrite, pyrrhotite, pyrite, arsenopyrite |  |  | Sn-poor Skarn |  |  |  | galena, bismuthinite, marcasite, iron oxides, pyroxene, actinolite, quartz | thin sections and polished blocks examined using optical microscope, BSE detector, and EDS prior to analysis | EMPA, LA-ICPMS | JEOL JXA-8230 electron probe microanalyzer; RESOlution-LR 193 nm ArF excimer laser ablation system coupled to an Agilent 7700x ICP-MS | Laboratory of Mineral Resources Research Center, Fuzhou University; Adelaide Microscopy, the University of Adelaide | EPMA point analysis: accelerating voltage 15 kV, beam current 20 nA, beam diameter ~5 μm; EPMA mapping: accelerating voltage 20 kV, working current 50 nA, dwell time ~10 ms; BSE imaging: accelerating voltage 20 kV, beam current 10 nA; LA-ICP-MS: energy density 3~3.5 J/cm2, spot sizes 29 to 51 μm, repetition rates 5 Hz (polished thin-section) and 10 Hz (polished blocks), ~30 s background acquisition, ~40 s sample data acquisition | STDGL3 (Danyushevsky et al. 2011) and GSD-1G (USGS) | 4.97 | [19 empty] | 3625 | [5 empty] | 101 | [5 empty] | 198 | [9 empty] | 63771 |  | 0.45 |  |  |  | 1.65 | [7 empty] | 298 | [13 empty] | 3792 | [15 empty] | 1.93 | [17 empty] | 0.14 | [9 empty] | 2.03 | [32 empty] | 2025 |  |  | CHN | Tibet
| Lawu |  | Magmatic hydrothermal | Skarn | Cu-Pb-Zn skarn | Cu, Pb, Zn | In, Sn | Cu, Pb, Zn, In, Sn |  |  | 19DJS-10-5 (Sp Ia)-1 | 19DJS-10-5 (Sp Ia)-1 | underground mine |  |  |  |  | ore material | drill core | underground mining tunnels and drill cores | mineral separate | [5 empty] | mineralisation |  |  |  | sphalerite, chalcopyrite, pyrrhotite, pyrite, arsenopyrite |  |  | Sn-poor Skarn |  |  |  | galena, bismuthinite, marcasite, iron oxides, pyroxene, actinolite, quartz | thin sections and polished blocks examined using optical microscope, BSE detector, and EDS prior to analysis | EMPA, LA-ICPMS | JEOL JXA-8230 electron probe microanalyzer; RESOlution-LR 193 nm ArF excimer laser ablation system coupled to an Agilent 7700x ICP-MS | Laboratory of Mineral Resources Research Center, Fuzhou University; Adelaide Microscopy, the University of Adelaide | EPMA point analysis: accelerating voltage 15 kV, beam current 20 nA, beam diameter ~5 μm; EPMA mapping: accelerating voltage 20 kV, working current 50 nA, dwell time ~10 ms; BSE imaging: accelerating voltage 20 kV, beam current 10 nA; LA-ICP-MS: energy density 3~3.5 J/cm2, spot sizes 29 to 51 μm, repetition rates 5 Hz (polished thin-section) and 10 Hz (polished blocks), ~30 s background acquisition, ~40 s sample data acquisition | STDGL3 (Danyushevsky et al. 2011) and GSD-1G (USGS) | 26.75 | [19 empty] | 3548 | [5 empty] | 127 | [5 empty] | 503 | [9 empty] | 86023 |  | 0.17 |  |  |  | 1.5 | [7 empty] | 350 | [13 empty] | 996 | [15 empty] | 37 | [17 empty] | 0.155 | [9 empty] | 2.15 | [32 empty] | 2025 |  |  | CHN | Tibet
| Lawu |  | Magmatic hydrothermal | Skarn | Cu-Pb-Zn skarn | Cu, Pb, Zn | In, Sn | Cu, Pb, Zn, In, Sn |  |  | 19DJS-10-5 (Sp Ia)-2 | 19DJS-10-5 (Sp Ia)-2 | underground mine |  |  |  |  | ore material | drill core | underground mining tunnels and drill cores | mineral separate | [5 empty] | mineralisation |  |  |  | sphalerite, chalcopyrite, pyrrhotite, pyrite, arsenopyrite |  |  | Sn-poor Skarn |  |  |  | galena, bismuthinite, marcasite, iron oxides, pyroxene, actinolite, quartz | thin sections and polished blocks examined using optical microscope, BSE detector, and EDS prior to analysis | EMPA, LA-ICPMS | JEOL JXA-8230 electron probe microanalyzer; RESOlution-LR 193 nm ArF excimer laser ablation system coupled to an Agilent 7700x ICP-MS | Laboratory of Mineral Resources Research Center, Fuzhou University; Adelaide Microscopy, the University of Adelaide | EPMA point analysis: accelerating voltage 15 kV, beam current 20 nA, beam diameter ~5 μm; EPMA mapping: accelerating voltage 20 kV, working current 50 nA, dwell time ~10 ms; BSE imaging: accelerating voltage 20 kV, beam current 10 nA; LA-ICP-MS: energy density 3~3.5 J/cm2, spot sizes 29 to 51 μm, repetition rates 5 Hz (polished thin-section) and 10 Hz (polished blocks), ~30 s background acquisition, ~40 s sample data acquisition | STDGL3 (Danyushevsky et al. 2011) and GSD-1G (USGS) | 16.35 | [19 empty] | 3683 | [5 empty] | 127 | [5 empty] | 494 | [9 empty] | 66343 |  | 0.07 |  |  |  | 1.71 | [7 empty] | 383 | [13 empty] | 851 | [15 empty] | 27.43 | [17 empty] | 0.145 | [9 empty] | 2.28 | [32 empty] | 2025 |  |  | CHN | Tibet
| Lawu |  | Magmatic hydrothermal | Skarn | Cu-Pb-Zn skarn | Cu, Pb, Zn | In, Sn | Cu, Pb, Zn, In, Sn |  |  | 19DJS-10-5 (Sp Ia)-3 | 19DJS-10-5 (Sp Ia)-3 | underground mine |  |  |  |  | ore material | drill core | underground mining tunnels and drill cores | mineral separate | [5 empty] | mineralisation |  |  |  | sphalerite, chalcopyrite, pyrrhotite, pyrite, arsenopyrite |  |  | Sn-poor Skarn |  |  |  | galena, bismuthinite, marcasite, iron oxides, pyroxene, actinolite, quartz | thin sections and polished blocks examined using optical microscope, BSE detector, and EDS prior to analysis | EMPA, LA-ICPMS | JEOL JXA-8230 electron probe microanalyzer; RESOlution-LR 193 nm ArF excimer laser ablation system coupled to an Agilent 7700x ICP-MS | Laboratory of Mineral Resources Research Center, Fuzhou University; Adelaide Microscopy, the University of Adelaide | EPMA point analysis: accelerating voltage 15 kV, beam current 20 nA, beam diameter ~5 μm; EPMA mapping: accelerating voltage 20 kV, working current 50 nA, dwell time ~10 ms; BSE imaging: accelerating voltage 20 kV, beam current 10 nA; LA-ICP-MS: energy density 3~3.5 J/cm2, spot sizes 29 to 51 μm, repetition rates 5 Hz (polished thin-section) and 10 Hz (polished blocks), ~30 s background acquisition, ~40 s sample data acquisition | STDGL3 (Danyushevsky et al. 2011) and GSD-1G (USGS) | 4.06 | [19 empty] | 3639 | [5 empty] | 118 | [5 empty] | 225 | [9 empty] | 66738 |  | 0.46 |  |  |  | 1.57 | [7 empty] | 329 | [13 empty] | 2705 | [15 empty] | 1.61 | [17 empty] | 0.125 | [9 empty] | 1.6 | [32 empty] | 2025 |  |  | CHN | Tibet
| Lawu |  | Magmatic hydrothermal | Skarn | Cu-Pb-Zn skarn | Cu, Pb, Zn | In, Sn | Cu, Pb, Zn, In, Sn |  |  | 19DJS-p10-2 (Sp Ia)-1 | 19DJS-p10-2 (Sp Ia)-1 | underground mine |  |  |  |  | ore material | drill core | underground mining tunnels and drill cores | mineral separate | [5 empty] | mineralisation |  |  |  | sphalerite, chalcopyrite, pyrrhotite, pyrite, arsenopyrite |  |  | Sn-poor Skarn |  |  |  | galena, bismuthinite, marcasite, iron oxides, pyroxene, actinolite, quartz | thin sections and polished blocks examined using optical microscope, BSE detector, and EDS prior to analysis | EMPA, LA-ICPMS | JEOL JXA-8230 electron probe microanalyzer; RESOlution-LR 193 nm ArF excimer laser ablation system coupled to an Agilent 7700x ICP-MS | Laboratory of Mineral Resources Research Center, Fuzhou University; Adelaide Microscopy, the University of Adelaide | EPMA point analysis: accelerating voltage 15 kV, beam current 20 nA, beam diameter ~5 μm; EPMA mapping: accelerating voltage 20 kV, working current 50 nA, dwell time ~10 ms; BSE imaging: accelerating voltage 20 kV, beam current 10 nA; LA-ICP-MS: energy density 3~3.5 J/cm2, spot sizes 29 to 51 μm, repetition rates 5 Hz (polished thin-section) and 10 Hz (polished blocks), ~30 s background acquisition, ~40 s sample data acquisition | STDGL3 (Danyushevsky et al. 2011) and GSD-1G (USGS) | 2.08 | [19 empty] | 3314 | [5 empty] | 181 | [5 empty] | 268 | [9 empty] | 84610 |  | 1.53 |  |  |  | 0.65 | [7 empty] | 387 | [13 empty] | 3064 | [15 empty] | 1.53 | [17 empty] | 0.27 | [9 empty] | 1.34 | [32 empty] | 2025 |  |  | CHN | Tibet
| Lawu |  | Magmatic hydrothermal | Skarn | Cu-Pb-Zn skarn | Cu, Pb, Zn | In, Sn | Cu, Pb, Zn, In, Sn |  |  | 19DJS-p10-2 (Sp Ia)-2 | 19DJS-p10-2 (Sp Ia)-2 | underground mine |  |  |  |  | ore material | drill core | underground mining tunnels and drill cores | mineral separate | [5 empty] | mineralisation |  |  |  | sphalerite, chalcopyrite, pyrrhotite, pyrite, arsenopyrite |  |  | Sn-poor Skarn |  |  |  | galena, bismuthinite, marcasite, iron oxides, pyroxene, actinolite, quartz | thin sections and polished blocks examined using optical microscope, BSE detector, and EDS prior to analysis | EMPA, LA-ICPMS | JEOL JXA-8230 electron probe microanalyzer; RESOlution-LR 193 nm ArF excimer laser ablation system coupled to an Agilent 7700x ICP-MS | Laboratory of Mineral Resources Research Center, Fuzhou University; Adelaide Microscopy, the University of Adelaide | EPMA point analysis: accelerating voltage 15 kV, beam current 20 nA, beam diameter ~5 μm; EPMA mapping: accelerating voltage 20 kV, working current 50 nA, dwell time ~10 ms; BSE imaging: accelerating voltage 20 kV, beam current 10 nA; LA-ICP-MS: energy density 3~3.5 J/cm2, spot sizes 29 to 51 μm, repetition rates 5 Hz (polished thin-section) and 10 Hz (polished blocks), ~30 s background acquisition, ~40 s sample data acquisition | STDGL3 (Danyushevsky et al. 2011) and GSD-1G (USGS) | 3.62 | [19 empty] | 3222 | [5 empty] | 177 | [5 empty] | 307 | [9 empty] | 80837 |  | 0.76 |  |  |  | 0.705 | [7 empty] | 418 | [13 empty] | 3040 | [15 empty] | 3.07 | [17 empty] | 0.31 | [9 empty] | 1.31 | [32 empty] | 2025 |  |  | CHN | Tibet
| Lawu |  | Magmatic hydrothermal | Skarn | Cu-Pb-Zn skarn | Cu, Pb, Zn | In, Sn | Cu, Pb, Zn, In, Sn |  |  | 19DJS-p10-2 (Sp Ia)-3 | 19DJS-p10-2 (Sp Ia)-3 | underground mine |  |  |  |  | ore material | drill core | underground mining tunnels and drill cores | mineral separate | [5 empty] | mineralisation |  |  |  | sphalerite, chalcopyrite, pyrrhotite, pyrite, arsenopyrite |  |  | Sn-poor Skarn |  |  |  | galena, bismuthinite, marcasite, iron oxides, pyroxene, actinolite, quartz | thin sections and polished blocks examined using optical microscope, BSE detector, and EDS prior to analysis | EMPA, LA-ICPMS | JEOL JXA-8230 electron probe microanalyzer; RESOlution-LR 193 nm ArF excimer laser ablation system coupled to an Agilent 7700x ICP-MS | Laboratory of Mineral Resources Research Center, Fuzhou University; Adelaide Microscopy, the University of Adelaide | EPMA point analysis: accelerating voltage 15 kV, beam current 20 nA, beam diameter ~5 μm; EPMA mapping: accelerating voltage 20 kV, working current 50 nA, dwell time ~10 ms; BSE imaging: accelerating voltage 20 kV, beam current 10 nA; LA-ICP-MS: energy density 3~3.5 J/cm2, spot sizes 29 to 51 μm, repetition rates 5 Hz (polished thin-section) and 10 Hz (polished blocks), ~30 s background acquisition, ~40 s sample data acquisition | STDGL3 (Danyushevsky et al. 2011) and GSD-1G (USGS) | 3.26 | [19 empty] | 3287 | [5 empty] | 182 | [5 empty] | 320 | [9 empty] | 88095 |  | 1.34 |  |  |  | 2.02 | [7 empty] | 379 | [13 empty] | 3492 | [15 empty] | 9.19 | [17 empty] | 0.415 | [9 empty] | 2.64 | [32 empty] | 2025 |  |  | CHN | Tibet
| Lawu |  | Magmatic hydrothermal | Skarn | Cu-Pb-Zn skarn | Cu, Pb, Zn | In, Sn | Cu, Pb, Zn, In, Sn |  |  | 19DJS-p10-2 (Sp Ia)-4 | 19DJS-p10-2 (Sp Ia)-4 | underground mine |  |  |  |  | ore material | drill core | underground mining tunnels and drill cores | mineral separate | [5 empty] | mineralisation |  |  |  | sphalerite, chalcopyrite, pyrrhotite, pyrite, arsenopyrite |  |  | Sn-poor Skarn |  |  |  | galena, bismuthinite, marcasite, iron oxides, pyroxene, actinolite, quartz | thin sections and polished blocks examined using optical microscope, BSE detector, and EDS prior to analysis | EMPA, LA-ICPMS | JEOL JXA-8230 electron probe microanalyzer; RESOlution-LR 193 nm ArF excimer laser ablation system coupled to an Agilent 7700x ICP-MS | Laboratory of Mineral Resources Research Center, Fuzhou University; Adelaide Microscopy, the University of Adelaide | EPMA point analysis: accelerating voltage 15 kV, beam current 20 nA, beam diameter ~5 μm; EPMA mapping: accelerating voltage 20 kV, working current 50 nA, dwell time ~10 ms; BSE imaging: accelerating voltage 20 kV, beam current 10 nA; LA-ICP-MS: energy density 3~3.5 J/cm2, spot sizes 29 to 51 μm, repetition rates 5 Hz (polished thin-section) and 10 Hz (polished blocks), ~30 s background acquisition, ~40 s sample data acquisition | STDGL3 (Danyushevsky et al. 2011) and GSD-1G (USGS) | 3.94 | [19 empty] | 3080 | [5 empty] | 175 | [5 empty] | 240 | [9 empty] | 76389 |  | 0.57 |  |  |  | 1.57 | [7 empty] | 371 | [13 empty] | 2659 | [15 empty] | 9.69 | [17 empty] | 0.275 | [9 empty] | 1.72 | [32 empty] | 2025 |  |  | CHN | Tibet
| Lawu |  | Magmatic hydrothermal | Skarn | Cu-Pb-Zn skarn | Cu, Pb, Zn | In, Sn | Cu, Pb, Zn, In, Sn |  |  | 19DJS-p10-2 (Sp Ia)-5 | 19DJS-p10-2 (Sp Ia)-5 | underground mine |  |  |  |  | ore material | drill core | underground mining tunnels and drill cores | mineral separate | [5 empty] | mineralisation |  |  |  | sphalerite, chalcopyrite, pyrrhotite, pyrite, arsenopyrite |  |  | Sn-poor Skarn |  |  |  | galena, bismuthinite, marcasite, iron oxides, pyroxene, actinolite, quartz | thin sections and polished blocks examined using optical microscope, BSE detector, and EDS prior to analysis | EMPA, LA-ICPMS | JEOL JXA-8230 electron probe microanalyzer; RESOlution-LR 193 nm ArF excimer laser ablation system coupled to an Agilent 7700x ICP-MS | Laboratory of Mineral Resources Research Center, Fuzhou University; Adelaide Microscopy, the University of Adelaide | EPMA point analysis: accelerating voltage 15 kV, beam current 20 nA, beam diameter ~5 μm; EPMA mapping: accelerating voltage 20 kV, working current 50 nA, dwell time ~10 ms; BSE imaging: accelerating voltage 20 kV, beam current 10 nA; LA-ICP-MS: energy density 3~3.5 J/cm2, spot sizes 29 to 51 μm, repetition rates 5 Hz (polished thin-section) and 10 Hz (polished blocks), ~30 s background acquisition, ~40 s sample data acquisition | STDGL3 (Danyushevsky et al. 2011) and GSD-1G (USGS) | 7.11 | [19 empty] | 3653 | [5 empty] | 181 | [5 empty] | 656 | [9 empty] | 78762 |  | 0.29 |  |  |  | 2 | [7 empty] | 421 | [13 empty] | 2580 | [15 empty] | 18.29 | [17 empty] | 0.305 | [9 empty] | 1.15 | [32 empty] | 2025 |  |  | CHN | Tibet
| Lawu |  | Magmatic hydrothermal | Skarn | Cu-Pb-Zn skarn | Cu, Pb, Zn | In, Sn | Cu, Pb, Zn, In, Sn |  |  | 19DJS-p10-2 (Sp Ia)-6 | 19DJS-p10-2 (Sp Ia)-6 | underground mine |  |  |  |  | ore material | drill core | underground mining tunnels and drill cores | mineral separate | [5 empty] | mineralisation |  |  |  | sphalerite, chalcopyrite, pyrrhotite, pyrite, arsenopyrite |  |  | Sn-poor Skarn |  |  |  | galena, bismuthinite, marcasite, iron oxides, pyroxene, actinolite, quartz | thin sections and polished blocks examined using optical microscope, BSE detector, and EDS prior to analysis | EMPA, LA-ICPMS | JEOL JXA-8230 electron probe microanalyzer; RESOlution-LR 193 nm ArF excimer laser ablation system coupled to an Agilent 7700x ICP-MS | Laboratory of Mineral Resources Research Center, Fuzhou University; Adelaide Microscopy, the University of Adelaide | EPMA point analysis: accelerating voltage 15 kV, beam current 20 nA, beam diameter ~5 μm; EPMA mapping: accelerating voltage 20 kV, working current 50 nA, dwell time ~10 ms; BSE imaging: accelerating voltage 20 kV, beam current 10 nA; LA-ICP-MS: energy density 3~3.5 J/cm2, spot sizes 29 to 51 μm, repetition rates 5 Hz (polished thin-section) and 10 Hz (polished blocks), ~30 s background acquisition, ~40 s sample data acquisition | STDGL3 (Danyushevsky et al. 2011) and GSD-1G (USGS) | 2.22 | [19 empty] | 3410 | [5 empty] | 178 | [5 empty] | 242 | [9 empty] | 75818 |  | 0.39 |  |  |  | 1.85 | [7 empty] | 373 | [13 empty] | 2600 | [15 empty] | 1.33 | [17 empty] | 0.285 | [9 empty] | 1.18 | [32 empty] | 2025 |  |  | CHN | Tibet
| Lawu |  | Magmatic hydrothermal | Skarn | Cu-Pb-Zn skarn | Cu, Pb, Zn | In, Sn | Cu, Pb, Zn, In, Sn |  |  | 19DJS-180-19 (Sp Ib)-1 | 19DJS-180-19 (Sp Ib)-1 | underground mine |  |  |  |  | ore material | drill core | underground mining tunnels and drill cores | mineral separate | [5 empty] | mineralisation |  |  |  | sphalerite, chalcopyrite, pyrrhotite, pyrite, arsenopyrite |  |  | Sn-poor Skarn |  |  |  | galena, bismuthinite, marcasite, iron oxides, pyroxene, actinolite, quartz | thin sections and polished blocks examined using optical microscope, BSE detector, and EDS prior to analysis | EMPA, LA-ICPMS | JEOL JXA-8230 electron probe microanalyzer; RESOlution-LR 193 nm ArF excimer laser ablation system coupled to an Agilent 7700x ICP-MS | Laboratory of Mineral Resources Research Center, Fuzhou University; Adelaide Microscopy, the University of Adelaide | EPMA point analysis: accelerating voltage 15 kV, beam current 20 nA, beam diameter ~5 μm; EPMA mapping: accelerating voltage 20 kV, working current 50 nA, dwell time ~10 ms; BSE imaging: accelerating voltage 20 kV, beam current 10 nA; LA-ICP-MS: energy density 3~3.5 J/cm2, spot sizes 29 to 51 μm, repetition rates 5 Hz (polished thin-section) and 10 Hz (polished blocks), ~30 s background acquisition, ~40 s sample data acquisition | STDGL3 (Danyushevsky et al. 2011) and GSD-1G (USGS) | 10.63 | [19 empty] | 3396 | [5 empty] | 21 | [5 empty] | 2771 | [9 empty] | 70123 |  | 3.14 |  |  |  | 2.59 | [7 empty] | 388 | [13 empty] | 6774 | [15 empty] | 81.52 | [17 empty] | 0.2 | [9 empty] | 6.19 | [32 empty] | 2025 |  |  | CHN | Tibet
| Lawu |  | Magmatic hydrothermal | Skarn | Cu-Pb-Zn skarn | Cu, Pb, Zn | In, Sn | Cu, Pb, Zn, In, Sn |  |  | 19DJS-180-19 (Sp Ib)-2 | 19DJS-180-19 (Sp Ib)-2 | underground mine |  |  |  |  | ore material | drill core | underground mining tunnels and drill cores | mineral separate | [5 empty] | mineralisation |  |  |  | sphalerite, chalcopyrite, pyrrhotite, pyrite, arsenopyrite |  |  | Sn-poor Skarn |  |  |  | galena, bismuthinite, marcasite, iron oxides, pyroxene, actinolite, quartz | thin sections and polished blocks examined using optical microscope, BSE detector, and EDS prior to analysis | EMPA, LA-ICPMS | JEOL JXA-8230 electron probe microanalyzer; RESOlution-LR 193 nm ArF excimer laser ablation system coupled to an Agilent 7700x ICP-MS | Laboratory of Mineral Resources Research Center, Fuzhou University; Adelaide Microscopy, the University of Adelaide | EPMA point analysis: accelerating voltage 15 kV, beam current 20 nA, beam diameter ~5 μm; EPMA mapping: accelerating voltage 20 kV, working current 50 nA, dwell time ~10 ms; BSE imaging: accelerating voltage 20 kV, beam current 10 nA; LA-ICP-MS: energy density 3~3.5 J/cm2, spot sizes 29 to 51 μm, repetition rates 5 Hz (polished thin-section) and 10 Hz (polished blocks), ~30 s background acquisition, ~40 s sample data acquisition | STDGL3 (Danyushevsky et al. 2011) and GSD-1G (USGS) | 4.96 | [19 empty] | 3386 | [5 empty] | 52 | [5 empty] | 1493 | [9 empty] | 71942 |  | 0.075 |  |  |  | 2.29 | [7 empty] | 401 | [13 empty] | 3803 | [15 empty] | 22.43 | [17 empty] | 0.275 | [9 empty] | 1.58 | [32 empty] | 2025 |  |  | CHN | Tibet
| Lawu |  | Magmatic hydrothermal | Skarn | Cu-Pb-Zn skarn | Cu, Pb, Zn | In, Sn | Cu, Pb, Zn, In, Sn |  |  | 19DJS-180-19 (Sp Ib)-3 | 19DJS-180-19 (Sp Ib)-3 | underground mine |  |  |  |  | ore material | drill core | underground mining tunnels and drill cores | mineral separate | [5 empty] | mineralisation |  |  |  | sphalerite, chalcopyrite, pyrrhotite, pyrite, arsenopyrite |  |  | Sn-poor Skarn |  |  |  | galena, bismuthinite, marcasite, iron oxides, pyroxene, actinolite, quartz | thin sections and polished blocks examined using optical microscope, BSE detector, and EDS prior to analysis | EMPA, LA-ICPMS | JEOL JXA-8230 electron probe microanalyzer; RESOlution-LR 193 nm ArF excimer laser ablation system coupled to an Agilent 7700x ICP-MS | Laboratory of Mineral Resources Research Center, Fuzhou University; Adelaide Microscopy, the University of Adelaide | EPMA point analysis: accelerating voltage 15 kV, beam current 20 nA, beam diameter ~5 μm; EPMA mapping: accelerating voltage 20 kV, working current 50 nA, dwell time ~10 ms; BSE imaging: accelerating voltage 20 kV, beam current 10 nA; LA-ICP-MS: energy density 3~3.5 J/cm2, spot sizes 29 to 51 μm, repetition rates 5 Hz (polished thin-section) and 10 Hz (polished blocks), ~30 s background acquisition, ~40 s sample data acquisition | STDGL3 (Danyushevsky et al. 2011) and GSD-1G (USGS) | 4.8 | [19 empty] | 2742 | [5 empty] | 47 | [5 empty] | 310 | [9 empty] | 76624 |  | 0.74 |  |  |  | 2.41 | [7 empty] | 342 | [13 empty] | 4436 | [15 empty] | 8.1 | [17 empty] | 0.185 | [9 empty] | 10.97 | [32 empty] | 2025 |  |  | CHN | Tibet
| Lawu |  | Magmatic hydrothermal | Skarn | Cu-Pb-Zn skarn | Cu, Pb, Zn | In, Sn | Cu, Pb, Zn, In, Sn |  |  | 19DJS-180-19 (Sp Ib)-4 | 19DJS-180-19 (Sp Ib)-4 | underground mine |  |  |  |  | ore material | drill core | underground mining tunnels and drill cores | mineral separate | [5 empty] | mineralisation |  |  |  | sphalerite, chalcopyrite, pyrrhotite, pyrite, arsenopyrite |  |  | Sn-poor Skarn |  |  |  | galena, bismuthinite, marcasite, iron oxides, pyroxene, actinolite, quartz | thin sections and polished blocks examined using optical microscope, BSE detector, and EDS prior to analysis | EMPA, LA-ICPMS | JEOL JXA-8230 electron probe microanalyzer; RESOlution-LR 193 nm ArF excimer laser ablation system coupled to an Agilent 7700x ICP-MS | Laboratory of Mineral Resources Research Center, Fuzhou University; Adelaide Microscopy, the University of Adelaide | EPMA point analysis: accelerating voltage 15 kV, beam current 20 nA, beam diameter ~5 μm; EPMA mapping: accelerating voltage 20 kV, working current 50 nA, dwell time ~10 ms; BSE imaging: accelerating voltage 20 kV, beam current 10 nA; LA-ICP-MS: energy density 3~3.5 J/cm2, spot sizes 29 to 51 μm, repetition rates 5 Hz (polished thin-section) and 10 Hz (polished blocks), ~30 s background acquisition, ~40 s sample data acquisition | STDGL3 (Danyushevsky et al. 2011) and GSD-1G (USGS) | 6.32 | [19 empty] | 3448 | [5 empty] | 54 | [5 empty] | 3620 | [9 empty] | 81324 |  | 0.47 |  |  |  | 2.12 | [7 empty] | 327 | [13 empty] | 6258 | [15 empty] | 1.56 | [17 empty] | 0.18 | [9 empty] | 1.36 | [32 empty] | 2025 |  |  | CHN | Tibet
| Lawu |  | Magmatic hydrothermal | Skarn | Cu-Pb-Zn skarn | Cu, Pb, Zn | In, Sn | Cu, Pb, Zn, In, Sn |  |  | 19DJS-180-19 (Sp Ib)-5 | 19DJS-180-19 (Sp Ib)-5 | underground mine |  |  |  |  | ore material | drill core | underground mining tunnels and drill cores | mineral separate | [5 empty] | mineralisation |  |  |  | sphalerite, chalcopyrite, pyrrhotite, pyrite, arsenopyrite |  |  | Sn-poor Skarn |  |  |  | galena, bismuthinite, marcasite, iron oxides, pyroxene, actinolite, quartz | thin sections and polished blocks examined using optical microscope, BSE detector, and EDS prior to analysis | EMPA, LA-ICPMS | JEOL JXA-8230 electron probe microanalyzer; RESOlution-LR 193 nm ArF excimer laser ablation system coupled to an Agilent 7700x ICP-MS | Laboratory of Mineral Resources Research Center, Fuzhou University; Adelaide Microscopy, the University of Adelaide | EPMA point analysis: accelerating voltage 15 kV, beam current 20 nA, beam diameter ~5 μm; EPMA mapping: accelerating voltage 20 kV, working current 50 nA, dwell time ~10 ms; BSE imaging: accelerating voltage 20 kV, beam current 10 nA; LA-ICP-MS: energy density 3~3.5 J/cm2, spot sizes 29 to 51 μm, repetition rates 5 Hz (polished thin-section) and 10 Hz (polished blocks), ~30 s background acquisition, ~40 s sample data acquisition | STDGL3 (Danyushevsky et al. 2011) and GSD-1G (USGS) | 3.75 | [19 empty] | 3236 | [5 empty] | 42 | [5 empty] | 529 | [9 empty] | 54317 |  | 0.38 |  |  |  | 1.17 | [7 empty] | 358 | [13 empty] | 5025 | [15 empty] | 1.44 | [17 empty] | 0.195 | [9 empty] | 3.37 | [32 empty] | 2025 |  |  | CHN | Tibet
| Lawu |  | Magmatic hydrothermal | Skarn | Cu-Pb-Zn skarn | Cu, Pb, Zn | In, Sn | Cu, Pb, Zn, In, Sn |  |  | 19DJS-p30-1 (Sp Ib)-1 | 19DJS-p30-1 (Sp Ib)-1 | underground mine |  |  |  |  | ore material | drill core | underground mining tunnels and drill cores | mineral separate | [5 empty] | mineralisation |  |  |  | sphalerite, chalcopyrite, pyrrhotite, pyrite, arsenopyrite |  |  | Sn-poor Skarn |  |  |  | galena, bismuthinite, marcasite, iron oxides, pyroxene, actinolite, quartz | thin sections and polished blocks examined using optical microscope, BSE detector, and EDS prior to analysis | EMPA, LA-ICPMS | JEOL JXA-8230 electron probe microanalyzer; RESOlution-LR 193 nm ArF excimer laser ablation system coupled to an Agilent 7700x ICP-MS | Laboratory of Mineral Resources Research Center, Fuzhou University; Adelaide Microscopy, the University of Adelaide | EPMA point analysis: accelerating voltage 15 kV, beam current 20 nA, beam diameter ~5 μm; EPMA mapping: accelerating voltage 20 kV, working current 50 nA, dwell time ~10 ms; BSE imaging: accelerating voltage 20 kV, beam current 10 nA; LA-ICP-MS: energy density 3~3.5 J/cm2, spot sizes 29 to 51 μm, repetition rates 5 Hz (polished thin-section) and 10 Hz (polished blocks), ~30 s background acquisition, ~40 s sample data acquisition | STDGL3 (Danyushevsky et al. 2011) and GSD-1G (USGS) | 1.74 | [19 empty] | 3282 | [5 empty] | 258 | [5 empty] | 332 | [9 empty] | 67318 |  | 0.51 |  |  |  | 1.63 | [7 empty] | 224 | [13 empty] | 3673 | [15 empty] | 1.75 | [17 empty] | 0.29 | [9 empty] | 1.07 | [32 empty] | 2025 |  |  | CHN | Tibet
| Lawu |  | Magmatic hydrothermal | Skarn | Cu-Pb-Zn skarn | Cu, Pb, Zn | In, Sn | Cu, Pb, Zn, In, Sn |  |  | 19DJS-p30-1 (Sp Ib)-2 | 19DJS-p30-1 (Sp Ib)-2 | underground mine |  |  |  |  | ore material | drill core | underground mining tunnels and drill cores | mineral separate | [5 empty] | mineralisation |  |  |  | sphalerite, chalcopyrite, pyrrhotite, pyrite, arsenopyrite |  |  | Sn-poor Skarn |  |  |  | galena, bismuthinite, marcasite, iron oxides, pyroxene, actinolite, quartz | thin sections and polished blocks examined using optical microscope, BSE detector, and EDS prior to analysis | EMPA, LA-ICPMS | JEOL JXA-8230 electron probe microanalyzer; RESOlution-LR 193 nm ArF excimer laser ablation system coupled to an Agilent 7700x ICP-MS | Laboratory of Mineral Resources Research Center, Fuzhou University; Adelaide Microscopy, the University of Adelaide | EPMA point analysis: accelerating voltage 15 kV, beam current 20 nA, beam diameter ~5 μm; EPMA mapping: accelerating voltage 20 kV, working current 50 nA, dwell time ~10 ms; BSE imaging: accelerating voltage 20 kV, beam current 10 nA; LA-ICP-MS: energy density 3~3.5 J/cm2, spot sizes 29 to 51 μm, repetition rates 5 Hz (polished thin-section) and 10 Hz (polished blocks), ~30 s background acquisition, ~40 s sample data acquisition | STDGL3 (Danyushevsky et al. 2011) and GSD-1G (USGS) | 2.45 | [19 empty] | 3358 | [5 empty] | 258 | [5 empty] | 152 | [9 empty] | 62803 |  | 0.68 |  |  |  | 1.42 | [7 empty] | 223 | [13 empty] | 4351 | [15 empty] | 2.77 | [17 empty] | 0.33 | [9 empty] | 1.73 | [32 empty] | 2025 |  |  | CHN | Tibet
| Lawu |  | Magmatic hydrothermal | Skarn | Cu-Pb-Zn skarn | Cu, Pb, Zn | In, Sn | Cu, Pb, Zn, In, Sn |  |  | 19DJS-p30-1 (Sp Ib)-3 | 19DJS-p30-1 (Sp Ib)-3 | underground mine |  |  |  |  | ore material | drill core | underground mining tunnels and drill cores | mineral separate | [5 empty] | mineralisation |  |  |  | sphalerite, chalcopyrite, pyrrhotite, pyrite, arsenopyrite |  |  | Sn-poor Skarn |  |  |  | galena, bismuthinite, marcasite, iron oxides, pyroxene, actinolite, quartz | thin sections and polished blocks examined using optical microscope, BSE detector, and EDS prior to analysis | EMPA, LA-ICPMS | JEOL JXA-8230 electron probe microanalyzer; RESOlution-LR 193 nm ArF excimer laser ablation system coupled to an Agilent 7700x ICP-MS | Laboratory of Mineral Resources Research Center, Fuzhou University; Adelaide Microscopy, the University of Adelaide | EPMA point analysis: accelerating voltage 15 kV, beam current 20 nA, beam diameter ~5 μm; EPMA mapping: accelerating voltage 20 kV, working current 50 nA, dwell time ~10 ms; BSE imaging: accelerating voltage 20 kV, beam current 10 nA; LA-ICP-MS: energy density 3~3.5 J/cm2, spot sizes 29 to 51 μm, repetition rates 5 Hz (polished thin-section) and 10 Hz (polished blocks), ~30 s background acquisition, ~40 s sample data acquisition | STDGL3 (Danyushevsky et al. 2011) and GSD-1G (USGS) | 2.05 | [19 empty] | 3442 | [5 empty] | 263 | [5 empty] | 148 | [9 empty] | 63863 |  | 0.31 |  |  |  | 1.74 | [7 empty] | 227 | [13 empty] | 4097 | [15 empty] | 7.28 | [17 empty] | 0.49 | [9 empty] | 1.61 | [32 empty] | 2025 |  |  | CHN | Tibet
| Lawu |  | Magmatic hydrothermal | Skarn | Cu-Pb-Zn skarn | Cu, Pb, Zn | In, Sn | Cu, Pb, Zn, In, Sn |  |  | 19DJS-p30-1 (Sp Ib)-4 | 19DJS-p30-1 (Sp Ib)-4 | underground mine |  |  |  |  | ore material | drill core | underground mining tunnels and drill cores | mineral separate | [5 empty] | mineralisation |  |  |  | sphalerite, chalcopyrite, pyrrhotite, pyrite, arsenopyrite |  |  | Sn-poor Skarn |  |  |  | galena, bismuthinite, marcasite, iron oxides, pyroxene, actinolite, quartz | thin sections and polished blocks examined using optical microscope, BSE detector, and EDS prior to analysis | EMPA, LA-ICPMS | JEOL JXA-8230 electron probe microanalyzer; RESOlution-LR 193 nm ArF excimer laser ablation system coupled to an Agilent 7700x ICP-MS | Laboratory of Mineral Resources Research Center, Fuzhou University; Adelaide Microscopy, the University of Adelaide | EPMA point analysis: accelerating voltage 15 kV, beam current 20 nA, beam diameter ~5 μm; EPMA mapping: accelerating voltage 20 kV, working current 50 nA, dwell time ~10 ms; BSE imaging: accelerating voltage 20 kV, beam current 10 nA; LA-ICP-MS: energy density 3~3.5 J/cm2, spot sizes 29 to 51 μm, repetition rates 5 Hz (polished thin-section) and 10 Hz (polished blocks), ~30 s background acquisition, ~40 s sample data acquisition | STDGL3 (Danyushevsky et al. 2011) and GSD-1G (USGS) | 6.97 | [19 empty] | 2476 | [5 empty] | 2 | [5 empty] | 40 | [9 empty] | 28191 |  | 0.28 |  |  |  | 0.77 | [7 empty] | 49 | [13 empty] | 3983 | [15 empty] | 15.35 | [17 empty] | 0.82 | [9 empty] | 0.95 | [32 empty] | 2025 |  |  | CHN | Tibet
| Lawu |  | Magmatic hydrothermal | Skarn | Cu-Pb-Zn skarn | Cu, Pb, Zn | In, Sn | Cu, Pb, Zn, In, Sn |  |  | 19DJS-90-9 (Sp IIa)-1 | 19DJS-90-9 (Sp IIa)-1 | underground mine |  |  |  |  | ore material | drill core | underground mining tunnels and drill cores | mineral separate | [5 empty] | mineralisation |  |  |  | sphalerite, chalcopyrite, pyrrhotite, pyrite, arsenopyrite |  |  | Sn-poor Skarn |  |  |  | galena, bismuthinite, marcasite, iron oxides, pyroxene, actinolite, quartz | thin sections and polished blocks examined using optical microscope, BSE detector, and EDS prior to analysis | EMPA, LA-ICPMS | JEOL JXA-8230 electron probe microanalyzer; RESOlution-LR 193 nm ArF excimer laser ablation system coupled to an Agilent 7700x ICP-MS | Laboratory of Mineral Resources Research Center, Fuzhou University; Adelaide Microscopy, the University of Adelaide | EPMA point analysis: accelerating voltage 15 kV, beam current 20 nA, beam diameter ~5 μm; EPMA mapping: accelerating voltage 20 kV, working current 50 nA, dwell time ~10 ms; BSE imaging: accelerating voltage 20 kV, beam current 10 nA; LA-ICP-MS: energy density 3~3.5 J/cm2, spot sizes 29 to 51 μm, repetition rates 5 Hz (polished thin-section) and 10 Hz (polished blocks), ~30 s background acquisition, ~40 s sample data acquisition | STDGL3 (Danyushevsky et al. 2011) and GSD-1G (USGS) | 1.4 | [19 empty] | 2659 | [5 empty] | 1 | [5 empty] | 74 | [9 empty] | 32192 |  | 0.24 |  |  |  | 0.97 | [7 empty] | 53 | [13 empty] | 4351 | [15 empty] | 3.47 | [17 empty] | 0.145 | [9 empty] | 1.06 | [32 empty] | 2025 |  |  | CHN | Tibet
| Lawu |  | Magmatic hydrothermal | Skarn | Cu-Pb-Zn skarn | Cu, Pb, Zn | In, Sn | Cu, Pb, Zn, In, Sn |  |  | 19DJS-90-9 (Sp IIa)-2 | 19DJS-90-9 (Sp IIa)-2 | underground mine |  |  |  |  | ore material | drill core | underground mining tunnels and drill cores | mineral separate | [5 empty] | mineralisation |  |  |  | sphalerite, chalcopyrite, pyrrhotite, pyrite, arsenopyrite |  |  | Sn-poor Skarn |  |  |  | galena, bismuthinite, marcasite, iron oxides, pyroxene, actinolite, quartz | thin sections and polished blocks examined using optical microscope, BSE detector, and EDS prior to analysis | EMPA, LA-ICPMS | JEOL JXA-8230 electron probe microanalyzer; RESOlution-LR 193 nm ArF excimer laser ablation system coupled to an Agilent 7700x ICP-MS | Laboratory of Mineral Resources Research Center, Fuzhou University; Adelaide Microscopy, the University of Adelaide | EPMA point analysis: accelerating voltage 15 kV, beam current 20 nA, beam diameter ~5 μm; EPMA mapping: accelerating voltage 20 kV, working current 50 nA, dwell time ~10 ms; BSE imaging: accelerating voltage 20 kV, beam current 10 nA; LA-ICP-MS: energy density 3~3.5 J/cm2, spot sizes 29 to 51 μm, repetition rates 5 Hz (polished thin-section) and 10 Hz (polished blocks), ~30 s background acquisition, ~40 s sample data acquisition | STDGL3 (Danyushevsky et al. 2011) and GSD-1G (USGS) | 1.26 | [19 empty] | 2524 | [5 empty] | 8 | [5 empty] | 36 | [9 empty] | 32940 |  | 0.12 |  |  |  | 0.87 | [7 empty] | 51 | [13 empty] | 4186 | [15 empty] | 0.75 | [17 empty] | 0.13 | [9 empty] | 1.4 | [32 empty] | 2025 |  |  | CHN | Tibet
| Lawu |  | Magmatic hydrothermal | Skarn | Cu-Pb-Zn skarn | Cu, Pb, Zn | In, Sn | Cu, Pb, Zn, In, Sn |  |  | 19DJS-90-9 (Sp IIa)-3 | 19DJS-90-9 (Sp IIa)-3 | underground mine |  |  |  |  | ore material | drill core | underground mining tunnels and drill cores | mineral separate | [5 empty] | mineralisation |  |  |  | sphalerite, chalcopyrite, pyrrhotite, pyrite, arsenopyrite |  |  | Sn-poor Skarn |  |  |  | galena, bismuthinite, marcasite, iron oxides, pyroxene, actinolite, quartz | thin sections and polished blocks examined using optical microscope, BSE detector, and EDS prior to analysis | EMPA, LA-ICPMS | JEOL JXA-8230 electron probe microanalyzer; RESOlution-LR 193 nm ArF excimer laser ablation system coupled to an Agilent 7700x ICP-MS | Laboratory of Mineral Resources Research Center, Fuzhou University; Adelaide Microscopy, the University of Adelaide | EPMA point analysis: accelerating voltage 15 kV, beam current 20 nA, beam diameter ~5 μm; EPMA mapping: accelerating voltage 20 kV, working current 50 nA, dwell time ~10 ms; BSE imaging: accelerating voltage 20 kV, beam current 10 nA; LA-ICP-MS: energy density 3~3.5 J/cm2, spot sizes 29 to 51 μm, repetition rates 5 Hz (polished thin-section) and 10 Hz (polished blocks), ~30 s background acquisition, ~40 s sample data acquisition | STDGL3 (Danyushevsky et al. 2011) and GSD-1G (USGS) | 2.75 | [19 empty] | 2416 | [5 empty] | 1 | [5 empty] | 857 | [9 empty] | 26264 |  | 0.17 |  |  |  | 0.98 | [7 empty] | 44 | [13 empty] | 3958 | [15 empty] | 14.79 | [17 empty] | 0.115 | [9 empty] | 0.8 | [32 empty] | 2025 |  |  | CHN | Tibet
| Lawu |  | Magmatic hydrothermal | Skarn | Cu-Pb-Zn skarn | Cu, Pb, Zn | In, Sn | Cu, Pb, Zn, In, Sn |  |  | 19DJS-90-9 (Sp IIa)-4 | 19DJS-90-9 (Sp IIa)-4 | underground mine |  |  |  |  | ore material | drill core | underground mining tunnels and drill cores | mineral separate | [5 empty] | mineralisation |  |  |  | sphalerite, chalcopyrite, pyrrhotite, pyrite, arsenopyrite |  |  | Sn-poor Skarn |  |  |  | galena, bismuthinite, marcasite, iron oxides, pyroxene, actinolite, quartz | thin sections and polished blocks examined using optical microscope, BSE detector, and EDS prior to analysis | EMPA, LA-ICPMS | JEOL JXA-8230 electron probe microanalyzer; RESOlution-LR 193 nm ArF excimer laser ablation system coupled to an Agilent 7700x ICP-MS | Laboratory of Mineral Resources Research Center, Fuzhou University; Adelaide Microscopy, the University of Adelaide | EPMA point analysis: accelerating voltage 15 kV, beam current 20 nA, beam diameter ~5 μm; EPMA mapping: accelerating voltage 20 kV, working current 50 nA, dwell time ~10 ms; BSE imaging: accelerating voltage 20 kV, beam current 10 nA; LA-ICP-MS: energy density 3~3.5 J/cm2, spot sizes 29 to 51 μm, repetition rates 5 Hz (polished thin-section) and 10 Hz (polished blocks), ~30 s background acquisition, ~40 s sample data acquisition | STDGL3 (Danyushevsky et al. 2011) and GSD-1G (USGS) | 0.99 | [19 empty] | 2547 | [5 empty] | 2 | [5 empty] | 31 | [9 empty] | 30564 |  | 0.37 |  |  |  | 0.39 | [7 empty] | 43 | [13 empty] | 4055 | [15 empty] | 0.63 | [17 empty] | 0.13 | [9 empty] | 1.17 | [32 empty] | 2025 |  |  | CHN | Tibet
| Lawu |  | Magmatic hydrothermal | Skarn | Cu-Pb-Zn skarn | Cu, Pb, Zn | In, Sn | Cu, Pb, Zn, In, Sn |  |  | 19DJS-90-9 (Sp IIa)-5 | 19DJS-90-9 (Sp IIa)-5 | underground mine |  |  |  |  | ore material | drill core | underground mining tunnels and drill cores | mineral separate | [5 empty] | mineralisation |  |  |  | sphalerite, chalcopyrite, pyrrhotite, pyrite, arsenopyrite |  |  | Sn-poor Skarn |  |  |  | galena, bismuthinite, marcasite, iron oxides, pyroxene, actinolite, quartz | thin sections and polished blocks examined using optical microscope, BSE detector, and EDS prior to analysis | EMPA, LA-ICPMS | JEOL JXA-8230 electron probe microanalyzer; RESOlution-LR 193 nm ArF excimer laser ablation system coupled to an Agilent 7700x ICP-MS | Laboratory of Mineral Resources Research Center, Fuzhou University; Adelaide Microscopy, the University of Adelaide | EPMA point analysis: accelerating voltage 15 kV, beam current 20 nA, beam diameter ~5 μm; EPMA mapping: accelerating voltage 20 kV, working current 50 nA, dwell time ~10 ms; BSE imaging: accelerating voltage 20 kV, beam current 10 nA; LA-ICP-MS: energy density 3~3.5 J/cm2, spot sizes 29 to 51 μm, repetition rates 5 Hz (polished thin-section) and 10 Hz (polished blocks), ~30 s background acquisition, ~40 s sample data acquisition | STDGL3 (Danyushevsky et al. 2011) and GSD-1G (USGS) | 2.39 | [19 empty] | 3078 | [5 empty] | 7 | [5 empty] | 35 | [9 empty] | 33360 |  | 0.13 |  |  |  | 1.04 | [7 empty] | 53 | [13 empty] | 5636 | [15 empty] | 4.25 | [17 empty] | 0.115 | [9 empty] | 1.06 | [32 empty] | 2025 |  |  | CHN | Tibet
| Lawu |  | Magmatic hydrothermal | Skarn | Cu-Pb-Zn skarn | Cu, Pb, Zn | In, Sn | Cu, Pb, Zn, In, Sn |  |  | 19DJS-50-8 (Sp IIa)-1 | 19DJS-50-8 (Sp IIa)-1 | underground mine |  |  |  |  | ore material | drill core | underground mining tunnels and drill cores | mineral separate | [5 empty] | mineralisation |  |  |  | sphalerite, chalcopyrite, pyrrhotite, pyrite, arsenopyrite |  |  | Sn-poor Skarn |  |  |  | galena, bismuthinite, marcasite, iron oxides, pyroxene, actinolite, quartz | thin sections and polished blocks examined using optical microscope, BSE detector, and EDS prior to analysis | EMPA, LA-ICPMS | JEOL JXA-8230 electron probe microanalyzer; RESOlution-LR 193 nm ArF excimer laser ablation system coupled to an Agilent 7700x ICP-MS | Laboratory of Mineral Resources Research Center, Fuzhou University; Adelaide Microscopy, the University of Adelaide | EPMA point analysis: accelerating voltage 15 kV, beam current 20 nA, beam diameter ~5 μm; EPMA mapping: accelerating voltage 20 kV, working current 50 nA, dwell time ~10 ms; BSE imaging: accelerating voltage 20 kV, beam current 10 nA; LA-ICP-MS: energy density 3~3.5 J/cm2, spot sizes 29 to 51 μm, repetition rates 5 Hz (polished thin-section) and 10 Hz (polished blocks), ~30 s background acquisition, ~40 s sample data acquisition | STDGL3 (Danyushevsky et al. 2011) and GSD-1G (USGS) | 2.37 | [19 empty] | 3176 | [5 empty] | 4 | [5 empty] | 49 | [9 empty] | 32421 |  | 0.26 |  |  |  | 1.46 | [7 empty] | 69 | [13 empty] | 5990 | [15 empty] | 4.05 | [17 empty] | 0.115 | [9 empty] | 0.99 | [32 empty] | 2025 |  |  | CHN | Tibet
| Lawu |  | Magmatic hydrothermal | Skarn | Cu-Pb-Zn skarn | Cu, Pb, Zn | In, Sn | Cu, Pb, Zn, In, Sn |  |  | 19DJS-50-8 (Sp IIa)-2 | 19DJS-50-8 (Sp IIa)-2 | underground mine |  |  |  |  | ore material | drill core | underground mining tunnels and drill cores | mineral separate | [5 empty] | mineralisation |  |  |  | sphalerite, chalcopyrite, pyrrhotite, pyrite, arsenopyrite |  |  | Sn-poor Skarn |  |  |  | galena, bismuthinite, marcasite, iron oxides, pyroxene, actinolite, quartz | thin sections and polished blocks examined using optical microscope, BSE detector, and EDS prior to analysis | EMPA, LA-ICPMS | JEOL JXA-8230 electron probe microanalyzer; RESOlution-LR 193 nm ArF excimer laser ablation system coupled to an Agilent 7700x ICP-MS | Laboratory of Mineral Resources Research Center, Fuzhou University; Adelaide Microscopy, the University of Adelaide | EPMA point analysis: accelerating voltage 15 kV, beam current 20 nA, beam diameter ~5 μm; EPMA mapping: accelerating voltage 20 kV, working current 50 nA, dwell time ~10 ms; BSE imaging: accelerating voltage 20 kV, beam current 10 nA; LA-ICP-MS: energy density 3~3.5 J/cm2, spot sizes 29 to 51 μm, repetition rates 5 Hz (polished thin-section) and 10 Hz (polished blocks), ~30 s background acquisition, ~40 s sample data acquisition | STDGL3 (Danyushevsky et al. 2011) and GSD-1G (USGS) | 1.59 | [19 empty] | 3186 | [5 empty] | 71 | [5 empty] | 648 | [9 empty] | 57572 |  | 0.31 |  |  |  | 1.53 | [7 empty] | 56 | [13 empty] | 8116 | [15 empty] | 2.95 | [17 empty] | 0.13 | [9 empty] | 1.11 | [32 empty] | 2025 |  |  | CHN | Tibet
| Lawu |  | Magmatic hydrothermal | Skarn | Cu-Pb-Zn skarn | Cu, Pb, Zn | In, Sn | Cu, Pb, Zn, In, Sn |  |  | 19DJS-50-8 (Sp IIa)-3 | 19DJS-50-8 (Sp IIa)-3 | underground mine |  |  |  |  | ore material | drill core | underground mining tunnels and drill cores | mineral separate | [5 empty] | mineralisation |  |  |  | sphalerite, chalcopyrite, pyrrhotite, pyrite, arsenopyrite |  |  | Sn-poor Skarn |  |  |  | galena, bismuthinite, marcasite, iron oxides, pyroxene, actinolite, quartz | thin sections and polished blocks examined using optical microscope, BSE detector, and EDS prior to analysis | EMPA, LA-ICPMS | JEOL JXA-8230 electron probe microanalyzer; RESOlution-LR 193 nm ArF excimer laser ablation system coupled to an Agilent 7700x ICP-MS | Laboratory of Mineral Resources Research Center, Fuzhou University; Adelaide Microscopy, the University of Adelaide | EPMA point analysis: accelerating voltage 15 kV, beam current 20 nA, beam diameter ~5 μm; EPMA mapping: accelerating voltage 20 kV, working current 50 nA, dwell time ~10 ms; BSE imaging: accelerating voltage 20 kV, beam current 10 nA; LA-ICP-MS: energy density 3~3.5 J/cm2, spot sizes 29 to 51 μm, repetition rates 5 Hz (polished thin-section) and 10 Hz (polished blocks), ~30 s background acquisition, ~40 s sample data acquisition | STDGL3 (Danyushevsky et al. 2011) and GSD-1G (USGS) | 0.63 | [19 empty] | 3275 | [5 empty] | 75 | [5 empty] | 73 | [9 empty] | 57917 |  | 0.2 |  |  |  | 2.13 | [7 empty] | 55 | [13 empty] | 8387 | [15 empty] | 9.79 | [17 empty] | 0.135 | [9 empty] | 1.23 | [32 empty] | 2025 |  |  | CHN | Tibet
| Lawu |  | Magmatic hydrothermal | Skarn | Cu-Pb-Zn skarn | Cu, Pb, Zn | In, Sn | Cu, Pb, Zn, In, Sn |  |  | 19DJS-110-11 (Sp IIa)-1 | 19DJS-110-11 (Sp IIa)-1 | underground mine |  |  |  |  | ore material | drill core | underground mining tunnels and drill cores | mineral separate | [5 empty] | mineralisation |  |  |  | sphalerite, chalcopyrite, pyrrhotite, pyrite, arsenopyrite |  |  | Sn-poor Skarn |  |  |  | galena, bismuthinite, marcasite, iron oxides, pyroxene, actinolite, quartz | thin sections and polished blocks examined using optical microscope, BSE detector, and EDS prior to analysis | EMPA, LA-ICPMS | JEOL JXA-8230 electron probe microanalyzer; RESOlution-LR 193 nm ArF excimer laser ablation system coupled to an Agilent 7700x ICP-MS | Laboratory of Mineral Resources Research Center, Fuzhou University; Adelaide Microscopy, the University of Adelaide | EPMA point analysis: accelerating voltage 15 kV, beam current 20 nA, beam diameter ~5 μm; EPMA mapping: accelerating voltage 20 kV, working current 50 nA, dwell time ~10 ms; BSE imaging: accelerating voltage 20 kV, beam current 10 nA; LA-ICP-MS: energy density 3~3.5 J/cm2, spot sizes 29 to 51 μm, repetition rates 5 Hz (polished thin-section) and 10 Hz (polished blocks), ~30 s background acquisition, ~40 s sample data acquisition | STDGL3 (Danyushevsky et al. 2011) and GSD-1G (USGS) | 3.99 | [19 empty] | 3072 | [5 empty] | 140 | [5 empty] | 3366 | [9 empty] | 12606 |  | 0.04 |  |  |  | 0.87 | [7 empty] | 78 | [13 empty] | 1584 | [15 empty] | 11.4 | [17 empty] | 0.145 | [9 empty] | 0.86 | [32 empty] | 2025 |  |  | CHN | Tibet
| Lawu |  | Magmatic hydrothermal | Skarn | Cu-Pb-Zn skarn | Cu, Pb, Zn | In, Sn | Cu, Pb, Zn, In, Sn |  |  | 19DJS-110-11 (Sp IIa)-2 | 19DJS-110-11 (Sp IIa)-2 | underground mine |  |  |  |  | ore material | drill core | underground mining tunnels and drill cores | mineral separate | [5 empty] | mineralisation |  |  |  | sphalerite, chalcopyrite, pyrrhotite, pyrite, arsenopyrite |  |  | Sn-poor Skarn |  |  |  | galena, bismuthinite, marcasite, iron oxides, pyroxene, actinolite, quartz | thin sections and polished blocks examined using optical microscope, BSE detector, and EDS prior to analysis | EMPA, LA-ICPMS | JEOL JXA-8230 electron probe microanalyzer; RESOlution-LR 193 nm ArF excimer laser ablation system coupled to an Agilent 7700x ICP-MS | Laboratory of Mineral Resources Research Center, Fuzhou University; Adelaide Microscopy, the University of Adelaide | EPMA point analysis: accelerating voltage 15 kV, beam current 20 nA, beam diameter ~5 μm; EPMA mapping: accelerating voltage 20 kV, working current 50 nA, dwell time ~10 ms; BSE imaging: accelerating voltage 20 kV, beam current 10 nA; LA-ICP-MS: energy density 3~3.5 J/cm2, spot sizes 29 to 51 μm, repetition rates 5 Hz (polished thin-section) and 10 Hz (polished blocks), ~30 s background acquisition, ~40 s sample data acquisition | STDGL3 (Danyushevsky et al. 2011) and GSD-1G (USGS) | 1.79 | [19 empty] | 3054 | [5 empty] | 136 | [5 empty] | 3461 | [9 empty] | 19139 |  | 0.12 |  |  |  | 1.3 | [7 empty] | 75 | [13 empty] | 2685 | [15 empty] | 3.48 | [17 empty] | 0.155 | [9 empty] | 1.12 | [32 empty] | 2025 |  |  | CHN | Tibet
| Lawu |  | Magmatic hydrothermal | Skarn | Cu-Pb-Zn skarn | Cu, Pb, Zn | In, Sn | Cu, Pb, Zn, In, Sn |  |  | 19DJS-110-11 (Sp IIa)-3 | 19DJS-110-11 (Sp IIa)-3 | underground mine |  |  |  |  | ore material | drill core | underground mining tunnels and drill cores | mineral separate | [5 empty] | mineralisation |  |  |  | sphalerite, chalcopyrite, pyrrhotite, pyrite, arsenopyrite |  |  | Sn-poor Skarn |  |  |  | galena, bismuthinite, marcasite, iron oxides, pyroxene, actinolite, quartz | thin sections and polished blocks examined using optical microscope, BSE detector, and EDS prior to analysis | EMPA, LA-ICPMS | JEOL JXA-8230 electron probe microanalyzer; RESOlution-LR 193 nm ArF excimer laser ablation system coupled to an Agilent 7700x ICP-MS | Laboratory of Mineral Resources Research Center, Fuzhou University; Adelaide Microscopy, the University of Adelaide | EPMA point analysis: accelerating voltage 15 kV, beam current 20 nA, beam diameter ~5 μm; EPMA mapping: accelerating voltage 20 kV, working current 50 nA, dwell time ~10 ms; BSE imaging: accelerating voltage 20 kV, beam current 10 nA; LA-ICP-MS: energy density 3~3.5 J/cm2, spot sizes 29 to 51 μm, repetition rates 5 Hz (polished thin-section) and 10 Hz (polished blocks), ~30 s background acquisition, ~40 s sample data acquisition | STDGL3 (Danyushevsky et al. 2011) and GSD-1G (USGS) | 3.49 | [19 empty] | 3058 | [5 empty] | 127 | [5 empty] | 3722 | [9 empty] | 13565 |  | 0.12 |  |  |  | 0.415 | [7 empty] | 76 | [13 empty] | 2165 | [15 empty] | 9.3 | [17 empty] | 0.145 | [9 empty] | 0.82 | [32 empty] | 2025 |  |  | CHN | Tibet
| Lawu |  | Magmatic hydrothermal | Skarn | Cu-Pb-Zn skarn | Cu, Pb, Zn | In, Sn | Cu, Pb, Zn, In, Sn |  |  | 19DJS-110-11 (Sp IIa)-4 | 19DJS-110-11 (Sp IIa)-4 | underground mine |  |  |  |  | ore material | drill core | underground mining tunnels and drill cores | mineral separate | [5 empty] | mineralisation |  |  |  | sphalerite, chalcopyrite, pyrrhotite, pyrite, arsenopyrite |  |  | Sn-poor Skarn |  |  |  | galena, bismuthinite, marcasite, iron oxides, pyroxene, actinolite, quartz | thin sections and polished blocks examined using optical microscope, BSE detector, and EDS prior to analysis | EMPA, LA-ICPMS | JEOL JXA-8230 electron probe microanalyzer; RESOlution-LR 193 nm ArF excimer laser ablation system coupled to an Agilent 7700x ICP-MS | Laboratory of Mineral Resources Research Center, Fuzhou University; Adelaide Microscopy, the University of Adelaide | EPMA point analysis: accelerating voltage 15 kV, beam current 20 nA, beam diameter ~5 μm; EPMA mapping: accelerating voltage 20 kV, working current 50 nA, dwell time ~10 ms; BSE imaging: accelerating voltage 20 kV, beam current 10 nA; LA-ICP-MS: energy density 3~3.5 J/cm2, spot sizes 29 to 51 μm, repetition rates 5 Hz (polished thin-section) and 10 Hz (polished blocks), ~30 s background acquisition, ~40 s sample data acquisition | STDGL3 (Danyushevsky et al. 2011) and GSD-1G (USGS) | 5.2 | [19 empty] | 3568 | [5 empty] | 112 | [5 empty] | 4275 | [9 empty] | 11745 |  | 0.04 |  |  |  | 0.9 | [7 empty] | 98 | [13 empty] | 1335 | [15 empty] | 43.41 | [17 empty] | 0.14 | [9 empty] | 0.81 | [32 empty] | 2025 |  |  | CHN | Tibet
| Lawu |  | Magmatic hydrothermal | Skarn | Cu-Pb-Zn skarn | Cu, Pb, Zn | In, Sn | Cu, Pb, Zn, In, Sn |  |  | 19DJS-150-4 (Sp IIb)-1 | 19DJS-150-4 (Sp IIb)-1 | underground mine |  |  |  |  | ore material | drill core | underground mining tunnels and drill cores | mineral separate | [5 empty] | mineralisation |  |  |  | sphalerite, chalcopyrite, pyrrhotite, pyrite, arsenopyrite |  |  | Sn-poor Skarn |  |  |  | galena, bismuthinite, marcasite, iron oxides, pyroxene, actinolite, quartz | thin sections and polished blocks examined using optical microscope, BSE detector, and EDS prior to analysis | EMPA, LA-ICPMS | JEOL JXA-8230 electron probe microanalyzer; RESOlution-LR 193 nm ArF excimer laser ablation system coupled to an Agilent 7700x ICP-MS | Laboratory of Mineral Resources Research Center, Fuzhou University; Adelaide Microscopy, the University of Adelaide | EPMA point analysis: accelerating voltage 15 kV, beam current 20 nA, beam diameter ~5 μm; EPMA mapping: accelerating voltage 20 kV, working current 50 nA, dwell time ~10 ms; BSE imaging: accelerating voltage 20 kV, beam current 10 nA; LA-ICP-MS: energy density 3~3.5 J/cm2, spot sizes 29 to 51 μm, repetition rates 5 Hz (polished thin-section) and 10 Hz (polished blocks), ~30 s background acquisition, ~40 s sample data acquisition | STDGL3 (Danyushevsky et al. 2011) and GSD-1G (USGS) | 5.07 | [19 empty] | 3445 | [5 empty] | 97 | [5 empty] | 3127 | [9 empty] | 10499 |  | 0.09 |  |  |  | 0.345 | [7 empty] | 78 | [13 empty] | 1735 | [15 empty] | 25.86 | [17 empty] | 0.12 | [9 empty] | 1.01 | [32 empty] | 2025 |  |  | CHN | Tibet
| Lawu |  | Magmatic hydrothermal | Skarn | Cu-Pb-Zn skarn | Cu, Pb, Zn | In, Sn | Cu, Pb, Zn, In, Sn |  |  | 19DJS-150-4 (Sp IIb)-2 | 19DJS-150-4 (Sp IIb)-2 | underground mine |  |  |  |  | ore material | drill core | underground mining tunnels and drill cores | mineral separate | [5 empty] | mineralisation |  |  |  | sphalerite, chalcopyrite, pyrrhotite, pyrite, arsenopyrite |  |  | Sn-poor Skarn |  |  |  | galena, bismuthinite, marcasite, iron oxides, pyroxene, actinolite, quartz | thin sections and polished blocks examined using optical microscope, BSE detector, and EDS prior to analysis | EMPA, LA-ICPMS | JEOL JXA-8230 electron probe microanalyzer; RESOlution-LR 193 nm ArF excimer laser ablation system coupled to an Agilent 7700x ICP-MS | Laboratory of Mineral Resources Research Center, Fuzhou University; Adelaide Microscopy, the University of Adelaide | EPMA point analysis: accelerating voltage 15 kV, beam current 20 nA, beam diameter ~5 μm; EPMA mapping: accelerating voltage 20 kV, working current 50 nA, dwell time ~10 ms; BSE imaging: accelerating voltage 20 kV, beam current 10 nA; LA-ICP-MS: energy density 3~3.5 J/cm2, spot sizes 29 to 51 μm, repetition rates 5 Hz (polished thin-section) and 10 Hz (polished blocks), ~30 s background acquisition, ~40 s sample data acquisition | STDGL3 (Danyushevsky et al. 2011) and GSD-1G (USGS) | 1.01 | [19 empty] | 3058 | [5 empty] | 191 | [5 empty] | 124 | [9 empty] | 28978 |  | 0.26 |  |  |  | 1.24 | [7 empty] | 75 | [13 empty] | 3948 | [15 empty] | 0.97 | [17 empty] | 0.125 | [9 empty] | 1.17 | [32 empty] | 2025 |  |  | CHN | Tibet
| Lawu |  | Magmatic hydrothermal | Skarn | Cu-Pb-Zn skarn | Cu, Pb, Zn | In, Sn | Cu, Pb, Zn, In, Sn |  |  | 19DJS-150-4 (Sp IIb)-3 | 19DJS-150-4 (Sp IIb)-3 | underground mine |  |  |  |  | ore material | drill core | underground mining tunnels and drill cores | mineral separate | [5 empty] | mineralisation |  |  |  | sphalerite, chalcopyrite, pyrrhotite, pyrite, arsenopyrite |  |  | Sn-poor Skarn |  |  |  | galena, bismuthinite, marcasite, iron oxides, pyroxene, actinolite, quartz | thin sections and polished blocks examined using optical microscope, BSE detector, and EDS prior to analysis | EMPA, LA-ICPMS | JEOL JXA-8230 electron probe microanalyzer; RESOlution-LR 193 nm ArF excimer laser ablation system coupled to an Agilent 7700x ICP-MS | Laboratory of Mineral Resources Research Center, Fuzhou University; Adelaide Microscopy, the University of Adelaide | EPMA point analysis: accelerating voltage 15 kV, beam current 20 nA, beam diameter ~5 μm; EPMA mapping: accelerating voltage 20 kV, working current 50 nA, dwell time ~10 ms; BSE imaging: accelerating voltage 20 kV, beam current 10 nA; LA-ICP-MS: energy density 3~3.5 J/cm2, spot sizes 29 to 51 μm, repetition rates 5 Hz (polished thin-section) and 10 Hz (polished blocks), ~30 s background acquisition, ~40 s sample data acquisition | STDGL3 (Danyushevsky et al. 2011) and GSD-1G (USGS) | 0.93 | [19 empty] | 3109 | [5 empty] | 191 | [5 empty] | 55 | [9 empty] | 28354 |  | 0.31 |  |  |  | 1.08 | [7 empty] | 75 | [13 empty] | 3996 | [15 empty] | 0.97 | [17 empty] | 0.125 | [9 empty] | 1.11 | [32 empty] | 2025 |  |  | CHN | Tibet
| Lawu |  | Magmatic hydrothermal | Skarn | Cu-Pb-Zn skarn | Cu, Pb, Zn | In, Sn | Cu, Pb, Zn, In, Sn |  |  | 19DJS-150-4 (Sp IIb)-4 | 19DJS-150-4 (Sp IIb)-4 | underground mine |  |  |  |  | ore material | drill core | underground mining tunnels and drill cores | mineral separate | [5 empty] | mineralisation |  |  |  | sphalerite, chalcopyrite, pyrrhotite, pyrite, arsenopyrite |  |  | Sn-poor Skarn |  |  |  | galena, bismuthinite, marcasite, iron oxides, pyroxene, actinolite, quartz | thin sections and polished blocks examined using optical microscope, BSE detector, and EDS prior to analysis | EMPA, LA-ICPMS | JEOL JXA-8230 electron probe microanalyzer; RESOlution-LR 193 nm ArF excimer laser ablation system coupled to an Agilent 7700x ICP-MS | Laboratory of Mineral Resources Research Center, Fuzhou University; Adelaide Microscopy, the University of Adelaide | EPMA point analysis: accelerating voltage 15 kV, beam current 20 nA, beam diameter ~5 μm; EPMA mapping: accelerating voltage 20 kV, working current 50 nA, dwell time ~10 ms; BSE imaging: accelerating voltage 20 kV, beam current 10 nA; LA-ICP-MS: energy density 3~3.5 J/cm2, spot sizes 29 to 51 μm, repetition rates 5 Hz (polished thin-section) and 10 Hz (polished blocks), ~30 s background acquisition, ~40 s sample data acquisition | STDGL3 (Danyushevsky et al. 2011) and GSD-1G (USGS) | 1.34 | [19 empty] | 2732 | [5 empty] | 240 | [5 empty] | 121 | [9 empty] | 20042 |  | 0.23 |  |  |  | 0.365 | [7 empty] | 96 | [13 empty] | 1962 | [15 empty] | 4.99 | [17 empty] | 0.135 | [9 empty] | 0.93 | [32 empty] | 2025 |  |  | CHN | Tibet
| Lawu |  | Magmatic hydrothermal | Skarn | Cu-Pb-Zn skarn | Cu, Pb, Zn | In, Sn | Cu, Pb, Zn, In, Sn |  |  | 19DJS-150-4 (Sp IIb)-5 | 19DJS-150-4 (Sp IIb)-5 | underground mine |  |  |  |  | ore material | drill core | underground mining tunnels and drill cores | mineral separate | [5 empty] | mineralisation |  |  |  | sphalerite, chalcopyrite, pyrrhotite, pyrite, arsenopyrite |  |  | Sn-poor Skarn |  |  |  | galena, bismuthinite, marcasite, iron oxides, pyroxene, actinolite, quartz | thin sections and polished blocks examined using optical microscope, BSE detector, and EDS prior to analysis | EMPA, LA-ICPMS | JEOL JXA-8230 electron probe microanalyzer; RESOlution-LR 193 nm ArF excimer laser ablation system coupled to an Agilent 7700x ICP-MS | Laboratory of Mineral Resources Research Center, Fuzhou University; Adelaide Microscopy, the University of Adelaide | EPMA point analysis: accelerating voltage 15 kV, beam current 20 nA, beam diameter ~5 μm; EPMA mapping: accelerating voltage 20 kV, working current 50 nA, dwell time ~10 ms; BSE imaging: accelerating voltage 20 kV, beam current 10 nA; LA-ICP-MS: energy density 3~3.5 J/cm2, spot sizes 29 to 51 μm, repetition rates 5 Hz (polished thin-section) and 10 Hz (polished blocks), ~30 s background acquisition, ~40 s sample data acquisition | STDGL3 (Danyushevsky et al. 2011) and GSD-1G (USGS) | 3.37 | [19 empty] | 2733 | [5 empty] | 245 | [5 empty] | 2654 | [9 empty] | 20533 |  | 0.21 |  |  |  | 0.365 | [7 empty] | 95 | [13 empty] | 1953 | [15 empty] | 21.63 | [17 empty] | 0.135 | [9 empty] | 0.86 | [32 empty] | 2025 |  |  | CHN | Tibet
| Lawu |  | Magmatic hydrothermal | Skarn | Cu-Pb-Zn skarn | Cu, Pb, Zn | In, Sn | Cu, Pb, Zn, In, Sn |  |  | 19DJS-110-9 (Sp IIb)-1 | 19DJS-110-9 (Sp IIb)-1 | underground mine |  |  |  |  | ore material | drill core | underground mining tunnels and drill cores | mineral separate | [5 empty] | mineralisation |  |  |  | sphalerite, chalcopyrite, pyrrhotite, pyrite, arsenopyrite |  |  | Sn-poor Skarn |  |  |  | galena, bismuthinite, marcasite, iron oxides, pyroxene, actinolite, quartz | thin sections and polished blocks examined using optical microscope, BSE detector, and EDS prior to analysis | EMPA, LA-ICPMS | JEOL JXA-8230 electron probe microanalyzer; RESOlution-LR 193 nm ArF excimer laser ablation system coupled to an Agilent 7700x ICP-MS | Laboratory of Mineral Resources Research Center, Fuzhou University; Adelaide Microscopy, the University of Adelaide | EPMA point analysis: accelerating voltage 15 kV, beam current 20 nA, beam diameter ~5 μm; EPMA mapping: accelerating voltage 20 kV, working current 50 nA, dwell time ~10 ms; BSE imaging: accelerating voltage 20 kV, beam current 10 nA; LA-ICP-MS: energy density 3~3.5 J/cm2, spot sizes 29 to 51 μm, repetition rates 5 Hz (polished thin-section) and 10 Hz (polished blocks), ~30 s background acquisition, ~40 s sample data acquisition | STDGL3 (Danyushevsky et al. 2011) and GSD-1G (USGS) | 1.32 | [19 empty] | 2760 | [5 empty] | 248 | [5 empty] | 296 | [9 empty] | 18688 |  | 0.2 |  |  |  | 0.73 | [7 empty] | 97 | [13 empty] | 1934 | [15 empty] | 7.19 | [17 empty] | 0.135 | [9 empty] | 1.39 | [32 empty] | 2025 |  |  | CHN | Tibet
| Lawu |  | Magmatic hydrothermal | Skarn | Cu-Pb-Zn skarn | Cu, Pb, Zn | In, Sn | Cu, Pb, Zn, In, Sn |  |  | 19DJS-110-9 (Sp IIb)-2 | 19DJS-110-9 (Sp IIb)-2 | underground mine |  |  |  |  | ore material | drill core | underground mining tunnels and drill cores | mineral separate | [5 empty] | mineralisation |  |  |  | sphalerite, chalcopyrite, pyrrhotite, pyrite, arsenopyrite |  |  | Sn-poor Skarn |  |  |  | galena, bismuthinite, marcasite, iron oxides, pyroxene, actinolite, quartz | thin sections and polished blocks examined using optical microscope, BSE detector, and EDS prior to analysis | EMPA, LA-ICPMS | JEOL JXA-8230 electron probe microanalyzer; RESOlution-LR 193 nm ArF excimer laser ablation system coupled to an Agilent 7700x ICP-MS | Laboratory of Mineral Resources Research Center, Fuzhou University; Adelaide Microscopy, the University of Adelaide | EPMA point analysis: accelerating voltage 15 kV, beam current 20 nA, beam diameter ~5 μm; EPMA mapping: accelerating voltage 20 kV, working current 50 nA, dwell time ~10 ms; BSE imaging: accelerating voltage 20 kV, beam current 10 nA; LA-ICP-MS: energy density 3~3.5 J/cm2, spot sizes 29 to 51 μm, repetition rates 5 Hz (polished thin-section) and 10 Hz (polished blocks), ~30 s background acquisition, ~40 s sample data acquisition | STDGL3 (Danyushevsky et al. 2011) and GSD-1G (USGS) | 5.51 | [19 empty] | 2661 | [5 empty] | 140 | [5 empty] | 246 | [9 empty] | 5453 |  | 0.26 |  |  |  | 0.38 | [7 empty] | 68 | [13 empty] | 357 | [15 empty] | 28.05 | [17 empty] | 0.145 | [9 empty] | 9.09 | [32 empty] | 2025 |  |  | CHN | Tibet
| Lawu |  | Magmatic hydrothermal | Skarn | Cu-Pb-Zn skarn | Cu, Pb, Zn | In, Sn | Cu, Pb, Zn, In, Sn |  |  | 19DJS-110-9 (Sp IIb)-3 | 19DJS-110-9 (Sp IIb)-3 | underground mine |  |  |  |  | ore material | drill core | underground mining tunnels and drill cores | mineral separate | [5 empty] | mineralisation |  |  |  | sphalerite, chalcopyrite, pyrrhotite, pyrite, arsenopyrite |  |  | Sn-poor Skarn |  |  |  | galena, bismuthinite, marcasite, iron oxides, pyroxene, actinolite, quartz | thin sections and polished blocks examined using optical microscope, BSE detector, and EDS prior to analysis | EMPA, LA-ICPMS | JEOL JXA-8230 electron probe microanalyzer; RESOlution-LR 193 nm ArF excimer laser ablation system coupled to an Agilent 7700x ICP-MS | Laboratory of Mineral Resources Research Center, Fuzhou University; Adelaide Microscopy, the University of Adelaide | EPMA point analysis: accelerating voltage 15 kV, beam current 20 nA, beam diameter ~5 μm; EPMA mapping: accelerating voltage 20 kV, working current 50 nA, dwell time ~10 ms; BSE imaging: accelerating voltage 20 kV, beam current 10 nA; LA-ICP-MS: energy density 3~3.5 J/cm2, spot sizes 29 to 51 μm, repetition rates 5 Hz (polished thin-section) and 10 Hz (polished blocks), ~30 s background acquisition, ~40 s sample data acquisition | STDGL3 (Danyushevsky et al. 2011) and GSD-1G (USGS) | 3.82 | [19 empty] | 2402 | [5 empty] | 111 | [5 empty] | 47 | [9 empty] | 7572 |  | 1.32 |  |  |  | 0.515 | [7 empty] | 69 | [13 empty] | 332 | [15 empty] | 18.78 | [17 empty] | 0.2 | [9 empty] | 23.64 | [32 empty] | 2025 |  |  | CHN | Tibet
| Lawu |  | Magmatic hydrothermal | Skarn | Cu-Pb-Zn skarn | Cu, Pb, Zn | In, Sn | Cu, Pb, Zn, In, Sn |  |  | 19DJS-110-9 (Sp IIb)-4 | 19DJS-110-9 (Sp IIb)-4 | underground mine |  |  |  |  | ore material | drill core | underground mining tunnels and drill cores | mineral separate | [5 empty] | mineralisation |  |  |  | sphalerite, chalcopyrite, pyrrhotite, pyrite, arsenopyrite |  |  | Sn-poor Skarn |  |  |  | galena, bismuthinite, marcasite, iron oxides, pyroxene, actinolite, quartz | thin sections and polished blocks examined using optical microscope, BSE detector, and EDS prior to analysis | EMPA, LA-ICPMS | JEOL JXA-8230 electron probe microanalyzer; RESOlution-LR 193 nm ArF excimer laser ablation system coupled to an Agilent 7700x ICP-MS | Laboratory of Mineral Resources Research Center, Fuzhou University; Adelaide Microscopy, the University of Adelaide | EPMA point analysis: accelerating voltage 15 kV, beam current 20 nA, beam diameter ~5 μm; EPMA mapping: accelerating voltage 20 kV, working current 50 nA, dwell time ~10 ms; BSE imaging: accelerating voltage 20 kV, beam current 10 nA; LA-ICP-MS: energy density 3~3.5 J/cm2, spot sizes 29 to 51 μm, repetition rates 5 Hz (polished thin-section) and 10 Hz (polished blocks), ~30 s background acquisition, ~40 s sample data acquisition | STDGL3 (Danyushevsky et al. 2011) and GSD-1G (USGS) | 4.12 | [19 empty] | 2495 | [5 empty] | 142 | [5 empty] | 128 | [9 empty] | 5432 |  | 0.1 |  |  |  | 0.99 | [7 empty] | 72 | [13 empty] | 626 | [15 empty] | 23.62 | [17 empty] | 0.16 | [9 empty] | 2.79 | [32 empty] | 2025 |  |  | CHN | Tibet
| Lawu |  | Magmatic hydrothermal | Skarn | Cu-Pb-Zn skarn | Cu, Pb, Zn | In, Sn | Cu, Pb, Zn, In, Sn |  |  | 19DJS-110-9 (Sp IIb)-5 | 19DJS-110-9 (Sp IIb)-5 | underground mine |  |  |  |  | ore material | drill core | underground mining tunnels and drill cores | mineral separate | [5 empty] | mineralisation |  |  |  | sphalerite, chalcopyrite, pyrrhotite, pyrite, arsenopyrite |  |  | Sn-poor Skarn |  |  |  | galena, bismuthinite, marcasite, iron oxides, pyroxene, actinolite, quartz | thin sections and polished blocks examined using optical microscope, BSE detector, and EDS prior to analysis | EMPA, LA-ICPMS | JEOL JXA-8230 electron probe microanalyzer; RESOlution-LR 193 nm ArF excimer laser ablation system coupled to an Agilent 7700x ICP-MS | Laboratory of Mineral Resources Research Center, Fuzhou University; Adelaide Microscopy, the University of Adelaide | EPMA point analysis: accelerating voltage 15 kV, beam current 20 nA, beam diameter ~5 μm; EPMA mapping: accelerating voltage 20 kV, working current 50 nA, dwell time ~10 ms; BSE imaging: accelerating voltage 20 kV, beam current 10 nA; LA-ICP-MS: energy density 3~3.5 J/cm2, spot sizes 29 to 51 μm, repetition rates 5 Hz (polished thin-section) and 10 Hz (polished blocks), ~30 s background acquisition, ~40 s sample data acquisition | STDGL3 (Danyushevsky et al. 2011) and GSD-1G (USGS) | 5.53 | [19 empty] | 2550 | [5 empty] | 113 | [5 empty] | 232 | [9 empty] | 5294 |  | 0.07 |  |  |  | 0.75 | [7 empty] | 66 | [13 empty] | 283 | [15 empty] | 20.64 | [17 empty] | 0.13 | [9 empty] | 1 | [32 empty] | 2025 |  |  | CHN | Tibet
| Lawu |  | Magmatic hydrothermal | Skarn | Cu-Pb-Zn skarn | Cu, Pb, Zn | In, Sn | Cu, Pb, Zn, In, Sn |  |  | 19DJS-90-3 (Sp IIb)-1 | 19DJS-90-3 (Sp IIb)-1 | underground mine |  |  |  |  | ore material | drill core | underground mining tunnels and drill cores | mineral separate | [5 empty] | mineralisation |  |  |  | sphalerite, chalcopyrite, pyrrhotite, pyrite, arsenopyrite |  |  | Sn-poor Skarn |  |  |  | galena, bismuthinite, marcasite, iron oxides, pyroxene, actinolite, quartz | thin sections and polished blocks examined using optical microscope, BSE detector, and EDS prior to analysis | EMPA, LA-ICPMS | JEOL JXA-8230 electron probe microanalyzer; RESOlution-LR 193 nm ArF excimer laser ablation system coupled to an Agilent 7700x ICP-MS | Laboratory of Mineral Resources Research Center, Fuzhou University; Adelaide Microscopy, the University of Adelaide | EPMA point analysis: accelerating voltage 15 kV, beam current 20 nA, beam diameter ~5 μm; EPMA mapping: accelerating voltage 20 kV, working current 50 nA, dwell time ~10 ms; BSE imaging: accelerating voltage 20 kV, beam current 10 nA; LA-ICP-MS: energy density 3~3.5 J/cm2, spot sizes 29 to 51 μm, repetition rates 5 Hz (polished thin-section) and 10 Hz (polished blocks), ~30 s background acquisition, ~40 s sample data acquisition | STDGL3 (Danyushevsky et al. 2011) and GSD-1G (USGS) | 3.7 | [19 empty] | 2595 | [5 empty] | 171 | [5 empty] | 6125 | [9 empty] | 10384 |  | 0.4 |  |  |  | 1.15 | [7 empty] | 73 | [13 empty] | 1291 | [15 empty] | 7.43 | [17 empty] | 0.17 | [9 empty] | 1.58 | [32 empty] | 2025 |  |  | CHN | Tibet
| Lawu |  | Magmatic hydrothermal | Skarn | Cu-Pb-Zn skarn | Cu, Pb, Zn | In, Sn | Cu, Pb, Zn, In, Sn |  |  | 19DJS-90-3 (Sp IIb)-2 | 19DJS-90-3 (Sp IIb)-2 | underground mine |  |  |  |  | ore material | drill core | underground mining tunnels and drill cores | mineral separate | [5 empty] | mineralisation |  |  |  | sphalerite, chalcopyrite, pyrrhotite, pyrite, arsenopyrite |  |  | Sn-poor Skarn |  |  |  | galena, bismuthinite, marcasite, iron oxides, pyroxene, actinolite, quartz | thin sections and polished blocks examined using optical microscope, BSE detector, and EDS prior to analysis | EMPA, LA-ICPMS | JEOL JXA-8230 electron probe microanalyzer; RESOlution-LR 193 nm ArF excimer laser ablation system coupled to an Agilent 7700x ICP-MS | Laboratory of Mineral Resources Research Center, Fuzhou University; Adelaide Microscopy, the University of Adelaide | EPMA point analysis: accelerating voltage 15 kV, beam current 20 nA, beam diameter ~5 μm; EPMA mapping: accelerating voltage 20 kV, working current 50 nA, dwell time ~10 ms; BSE imaging: accelerating voltage 20 kV, beam current 10 nA; LA-ICP-MS: energy density 3~3.5 J/cm2, spot sizes 29 to 51 μm, repetition rates 5 Hz (polished thin-section) and 10 Hz (polished blocks), ~30 s background acquisition, ~40 s sample data acquisition | STDGL3 (Danyushevsky et al. 2011) and GSD-1G (USGS) | 2.49 | [19 empty] | 2535 | [5 empty] | 138 | [5 empty] | 513 | [9 empty] | 6082 |  | 0.3 |  |  |  | 0.43 | [7 empty] | 69 | [13 empty] | 349 | [15 empty] | 12.5 | [17 empty] | 0.155 | [9 empty] | 0.94 | [32 empty] | 2025 |  |  | CHN | Tibet
| Lawu |  | Magmatic hydrothermal | Skarn | Cu-Pb-Zn skarn | Cu, Pb, Zn | In, Sn | Cu, Pb, Zn, In, Sn |  |  | 19DJS-90-3 (Sp IIb)-3 | 19DJS-90-3 (Sp IIb)-3 | underground mine |  |  |  |  | ore material | drill core | underground mining tunnels and drill cores | mineral separate | [5 empty] | mineralisation |  |  |  | sphalerite, chalcopyrite, pyrrhotite, pyrite, arsenopyrite |  |  | Sn-poor Skarn |  |  |  | galena, bismuthinite, marcasite, iron oxides, pyroxene, actinolite, quartz | thin sections and polished blocks examined using optical microscope, BSE detector, and EDS prior to analysis | EMPA, LA-ICPMS | JEOL JXA-8230 electron probe microanalyzer; RESOlution-LR 193 nm ArF excimer laser ablation system coupled to an Agilent 7700x ICP-MS | Laboratory of Mineral Resources Research Center, Fuzhou University; Adelaide Microscopy, the University of Adelaide | EPMA point analysis: accelerating voltage 15 kV, beam current 20 nA, beam diameter ~5 μm; EPMA mapping: accelerating voltage 20 kV, working current 50 nA, dwell time ~10 ms; BSE imaging: accelerating voltage 20 kV, beam current 10 nA; LA-ICP-MS: energy density 3~3.5 J/cm2, spot sizes 29 to 51 μm, repetition rates 5 Hz (polished thin-section) and 10 Hz (polished blocks), ~30 s background acquisition, ~40 s sample data acquisition | STDGL3 (Danyushevsky et al. 2011) and GSD-1G (USGS) | 3.6 | [19 empty] | 2703 | [5 empty] | 106 | [5 empty] | 154 | [9 empty] | 14208 |  | 0.49 |  |  |  | 0.6 | [7 empty] | 126 | [13 empty] | 581 | [15 empty] | 43.18 | [17 empty] | 0.195 | [9 empty] | 1.2 | [32 empty] | 2025 |  |  | CHN | Tibet
| Lawu |  | Magmatic hydrothermal | Skarn | Cu-Pb-Zn skarn | Cu, Pb, Zn | In, Sn | Cu, Pb, Zn, In, Sn |  |  | 19DJS-90-3 (Sp IIb)-4 | 19DJS-90-3 (Sp IIb)-4 | underground mine |  |  |  |  | ore material | drill core | underground mining tunnels and drill cores | mineral separate | [5 empty] | mineralisation |  |  |  | sphalerite, chalcopyrite, pyrrhotite, pyrite, arsenopyrite |  |  | Sn-poor Skarn |  |  |  | galena, bismuthinite, marcasite, iron oxides, pyroxene, actinolite, quartz | thin sections and polished blocks examined using optical microscope, BSE detector, and EDS prior to analysis | EMPA, LA-ICPMS | JEOL JXA-8230 electron probe microanalyzer; RESOlution-LR 193 nm ArF excimer laser ablation system coupled to an Agilent 7700x ICP-MS | Laboratory of Mineral Resources Research Center, Fuzhou University; Adelaide Microscopy, the University of Adelaide | EPMA point analysis: accelerating voltage 15 kV, beam current 20 nA, beam diameter ~5 μm; EPMA mapping: accelerating voltage 20 kV, working current 50 nA, dwell time ~10 ms; BSE imaging: accelerating voltage 20 kV, beam current 10 nA; LA-ICP-MS: energy density 3~3.5 J/cm2, spot sizes 29 to 51 μm, repetition rates 5 Hz (polished thin-section) and 10 Hz (polished blocks), ~30 s background acquisition, ~40 s sample data acquisition | STDGL3 (Danyushevsky et al. 2011) and GSD-1G (USGS) | 5.33 | [19 empty] | 3044 | [5 empty] | 134 | [5 empty] | 636 | [9 empty] | 16440 |  | 0.18 |  |  |  | 0.475 | [7 empty] | 128 | [13 empty] | 848 | [15 empty] | 6.56 | [17 empty] | 0.15 | [9 empty] | 1.16 | [32 empty] | 2025 |  |  | CHN | Tibet
| Lawu |  | Magmatic hydrothermal | Skarn | Cu-Pb-Zn skarn | Cu, Pb, Zn | In, Sn | Cu, Pb, Zn, In, Sn |  |  | 19FY-280-4-1 | 19FY-280-4-1 | underground mine |  |  |  |  | ore material | drill core | underground mining tunnels and drill cores | mineral separate | [5 empty] | mineralisation |  |  |  | sphalerite, chalcopyrite, pyrrhotite, pyrite, arsenopyrite |  |  | Sn-poor Skarn |  |  |  | galena, bismuthinite, marcasite, iron oxides, pyroxene, actinolite, quartz | thin sections and polished blocks examined using optical microscope, BSE detector, and EDS prior to analysis | EMPA, LA-ICPMS | JEOL JXA-8230 electron probe microanalyzer; RESOlution-LR 193 nm ArF excimer laser ablation system coupled to an Agilent 7700x ICP-MS | Laboratory of Mineral Resources Research Center, Fuzhou University; Adelaide Microscopy, the University of Adelaide | EPMA point analysis: accelerating voltage 15 kV, beam current 20 nA, beam diameter ~5 μm; EPMA mapping: accelerating voltage 20 kV, working current 50 nA, dwell time ~10 ms; BSE imaging: accelerating voltage 20 kV, beam current 10 nA; LA-ICP-MS: energy density 3~3.5 J/cm2, spot sizes 29 to 51 μm, repetition rates 5 Hz (polished thin-section) and 10 Hz (polished blocks), ~30 s background acquisition, ~40 s sample data acquisition | STDGL3 (Danyushevsky et al. 2011) and GSD-1G (USGS) | 1.5 | [19 empty] | 2011 | [5 empty] | 503 | [5 empty] | 87.34 | [9 empty] | 43506 |  | 0.19 |  |  |  | 1.06 | [7 empty] | 65.49 | [13 empty] | 3795 | [15 empty] | 3.49 | [17 empty] | 0.175 | [9 empty] | 1.55 | [32 empty] | 2025 |  |  | CHN | Tibet
| Lawu |  | Magmatic hydrothermal | Skarn | Cu-Pb-Zn skarn | Cu, Pb, Zn | In, Sn | Cu, Pb, Zn, In, Sn |  |  | 19FY-280-4-2 | 19FY-280-4-2 | underground mine |  |  |  |  | ore material | drill core | underground mining tunnels and drill cores | mineral separate | [5 empty] | mineralisation |  |  |  | sphalerite, chalcopyrite, pyrrhotite, pyrite, arsenopyrite |  |  | Sn-poor Skarn |  |  |  | galena, bismuthinite, marcasite, iron oxides, pyroxene, actinolite, quartz | thin sections and polished blocks examined using optical microscope, BSE detector, and EDS prior to analysis | EMPA, LA-ICPMS | JEOL JXA-8230 electron probe microanalyzer; RESOlution-LR 193 nm ArF excimer laser ablation system coupled to an Agilent 7700x ICP-MS | Laboratory of Mineral Resources Research Center, Fuzhou University; Adelaide Microscopy, the University of Adelaide | EPMA point analysis: accelerating voltage 15 kV, beam current 20 nA, beam diameter ~5 μm; EPMA mapping: accelerating voltage 20 kV, working current 50 nA, dwell time ~10 ms; BSE imaging: accelerating voltage 20 kV, beam current 10 nA; LA-ICP-MS: energy density 3~3.5 J/cm2, spot sizes 29 to 51 μm, repetition rates 5 Hz (polished thin-section) and 10 Hz (polished blocks), ~30 s background acquisition, ~40 s sample data acquisition | STDGL3 (Danyushevsky et al. 2011) and GSD-1G (USGS) | 1.28 | [19 empty] | 2066 | [5 empty] | 479 | [5 empty] | 109 | [9 empty] | 37773 |  | 0.06 |  |  |  | 0.94 | [7 empty] | 103.62 | [13 empty] | 4023 | [15 empty] | 1.23 | [17 empty] | 0.245 | [9 empty] | 1.3 | [32 empty] | 2025 |  |  | CHN | Tibet
| Lawu |  | Magmatic hydrothermal | Skarn | Cu-Pb-Zn skarn | Cu, Pb, Zn | In, Sn | Cu, Pb, Zn, In, Sn |  |  | 19FY-280-4-3 | 19FY-280-4-3 | underground mine |  |  |  |  | ore material | drill core | underground mining tunnels and drill cores | mineral separate | [5 empty] | mineralisation |  |  |  | sphalerite, chalcopyrite, pyrrhotite, pyrite, arsenopyrite |  |  | Sn-poor Skarn |  |  |  | galena, bismuthinite, marcasite, iron oxides, pyroxene, actinolite, quartz | thin sections and polished blocks examined using optical microscope, BSE detector, and EDS prior to analysis | EMPA, LA-ICPMS | JEOL JXA-8230 electron probe microanalyzer; RESOlution-LR 193 nm ArF excimer laser ablation system coupled to an Agilent 7700x ICP-MS | Laboratory of Mineral Resources Research Center, Fuzhou University; Adelaide Microscopy, the University of Adelaide | EPMA point analysis: accelerating voltage 15 kV, beam current 20 nA, beam diameter ~5 μm; EPMA mapping: accelerating voltage 20 kV, working current 50 nA, dwell time ~10 ms; BSE imaging: accelerating voltage 20 kV, beam current 10 nA; LA-ICP-MS: energy density 3~3.5 J/cm2, spot sizes 29 to 51 μm, repetition rates 5 Hz (polished thin-section) and 10 Hz (polished blocks), ~30 s background acquisition, ~40 s sample data acquisition | STDGL3 (Danyushevsky et al. 2011) and GSD-1G (USGS) | 1.73 | [19 empty] | 2032 | [5 empty] | 491 | [5 empty] | 87.95 | [9 empty] | 38565 |  | 0.34 |  |  |  | 1.08 | [7 empty] | 64.23 | [13 empty] | 4713 | [15 empty] | 9.89 | [17 empty] | 0.18 | [9 empty] | 1.94 | [32 empty] | 2025 |  |  | CHN | Tibet
| Lawu |  | Magmatic hydrothermal | Skarn | Cu-Pb-Zn skarn | Cu, Pb, Zn | In, Sn | Cu, Pb, Zn, In, Sn |  |  | 19FY-240-2-1 | 19FY-240-2-1 | underground mine |  |  |  |  | ore material | drill core | underground mining tunnels and drill cores | mineral separate | [5 empty] | mineralisation |  |  |  | sphalerite, chalcopyrite, pyrrhotite, pyrite, arsenopyrite |  |  | Sn-poor Skarn |  |  |  | galena, bismuthinite, marcasite, iron oxides, pyroxene, actinolite, quartz | thin sections and polished blocks examined using optical microscope, BSE detector, and EDS prior to analysis | EMPA, LA-ICPMS | JEOL JXA-8230 electron probe microanalyzer; RESOlution-LR 193 nm ArF excimer laser ablation system coupled to an Agilent 7700x ICP-MS | Laboratory of Mineral Resources Research Center, Fuzhou University; Adelaide Microscopy, the University of Adelaide | EPMA point analysis: accelerating voltage 15 kV, beam current 20 nA, beam diameter ~5 μm; EPMA mapping: accelerating voltage 20 kV, working current 50 nA, dwell time ~10 ms; BSE imaging: accelerating voltage 20 kV, beam current 10 nA; LA-ICP-MS: energy density 3~3.5 J/cm2, spot sizes 29 to 51 μm, repetition rates 5 Hz (polished thin-section) and 10 Hz (polished blocks), ~30 s background acquisition, ~40 s sample data acquisition | STDGL3 (Danyushevsky et al. 2011) and GSD-1G (USGS) | 3.28 | [19 empty] | 2116 | [5 empty] | 474 | [5 empty] | 102.9 | [9 empty] | 36758 |  | 0.49 |  |  |  | 0.91 | [7 empty] | 126 | [13 empty] | 3002 | [15 empty] | 3.56 | [17 empty] | 0.185 | [9 empty] | 1.27 | [32 empty] | 2025 |  |  | CHN | Tibet
| Lawu |  | Magmatic hydrothermal | Skarn | Cu-Pb-Zn skarn | Cu, Pb, Zn | In, Sn | Cu, Pb, Zn, In, Sn |  |  | 19FY-240-2-2 | 19FY-240-2-2 | underground mine |  |  |  |  | ore material | drill core | underground mining tunnels and drill cores | mineral separate | [5 empty] | mineralisation |  |  |  | sphalerite, chalcopyrite, pyrrhotite, pyrite, arsenopyrite |  |  | Sn-poor Skarn |  |  |  | galena, bismuthinite, marcasite, iron oxides, pyroxene, actinolite, quartz | thin sections and polished blocks examined using optical microscope, BSE detector, and EDS prior to analysis | EMPA, LA-ICPMS | JEOL JXA-8230 electron probe microanalyzer; RESOlution-LR 193 nm ArF excimer laser ablation system coupled to an Agilent 7700x ICP-MS | Laboratory of Mineral Resources Research Center, Fuzhou University; Adelaide Microscopy, the University of Adelaide | EPMA point analysis: accelerating voltage 15 kV, beam current 20 nA, beam diameter ~5 μm; EPMA mapping: accelerating voltage 20 kV, working current 50 nA, dwell time ~10 ms; BSE imaging: accelerating voltage 20 kV, beam current 10 nA; LA-ICP-MS: energy density 3~3.5 J/cm2, spot sizes 29 to 51 μm, repetition rates 5 Hz (polished thin-section) and 10 Hz (polished blocks), ~30 s background acquisition, ~40 s sample data acquisition | STDGL3 (Danyushevsky et al. 2011) and GSD-1G (USGS) | 1.48 | [19 empty] | 2108 | [5 empty] | 481 | [5 empty] | 100.8 | [9 empty] | 35953 |  | 0.04 |  |  |  | 1.23 | [7 empty] | 127.14 | [13 empty] | 2839 | [15 empty] | 0.51 | [17 empty] | 0.185 | [9 empty] | 1.52 | [32 empty] | 2025 |  |  | CHN | Tibet
| Lawu |  | Magmatic hydrothermal | Skarn | Cu-Pb-Zn skarn | Cu, Pb, Zn | In, Sn | Cu, Pb, Zn, In, Sn |  |  | 19FY-240-2-3 | 19FY-240-2-3 | underground mine |  |  |  |  | ore material | drill core | underground mining tunnels and drill cores | mineral separate | [5 empty] | mineralisation |  |  |  | sphalerite, chalcopyrite, pyrrhotite, pyrite, arsenopyrite |  |  | Sn-poor Skarn |  |  |  | galena, bismuthinite, marcasite, iron oxides, pyroxene, actinolite, quartz | thin sections and polished blocks examined using optical microscope, BSE detector, and EDS prior to analysis | EMPA, LA-ICPMS | JEOL JXA-8230 electron probe microanalyzer; RESOlution-LR 193 nm ArF excimer laser ablation system coupled to an Agilent 7700x ICP-MS | Laboratory of Mineral Resources Research Center, Fuzhou University; Adelaide Microscopy, the University of Adelaide | EPMA point analysis: accelerating voltage 15 kV, beam current 20 nA, beam diameter ~5 μm; EPMA mapping: accelerating voltage 20 kV, working current 50 nA, dwell time ~10 ms; BSE imaging: accelerating voltage 20 kV, beam current 10 nA; LA-ICP-MS: energy density 3~3.5 J/cm2, spot sizes 29 to 51 μm, repetition rates 5 Hz (polished thin-section) and 10 Hz (polished blocks), ~30 s background acquisition, ~40 s sample data acquisition | STDGL3 (Danyushevsky et al. 2011) and GSD-1G (USGS) | 1.63 | [19 empty] | 2081 | [5 empty] | 477 | [5 empty] | 81.11 | [9 empty] | 35768 |  | 0.76 |  |  |  | 0.96 | [7 empty] | 92.72 | [13 empty] | 2886 | [15 empty] | 0.91 | [17 empty] | 0.175 | [9 empty] | 1.99 | [32 empty] | 2025 |  |  | CHN | Tibet
| Lawu |  | Magmatic hydrothermal | Skarn | Cu-Pb-Zn skarn | Cu, Pb, Zn | In, Sn | Cu, Pb, Zn, In, Sn |  |  | 19FY-240-2-4 | 19FY-240-2-4 | underground mine |  |  |  |  | ore material | drill core | underground mining tunnels and drill cores | mineral separate | [5 empty] | mineralisation |  |  |  | sphalerite, chalcopyrite, pyrrhotite, pyrite, arsenopyrite |  |  | Sn-poor Skarn |  |  |  | galena, bismuthinite, marcasite, iron oxides, pyroxene, actinolite, quartz | thin sections and polished blocks examined using optical microscope, BSE detector, and EDS prior to analysis | EMPA, LA-ICPMS | JEOL JXA-8230 electron probe microanalyzer; RESOlution-LR 193 nm ArF excimer laser ablation system coupled to an Agilent 7700x ICP-MS | Laboratory of Mineral Resources Research Center, Fuzhou University; Adelaide Microscopy, the University of Adelaide | EPMA point analysis: accelerating voltage 15 kV, beam current 20 nA, beam diameter ~5 μm; EPMA mapping: accelerating voltage 20 kV, working current 50 nA, dwell time ~10 ms; BSE imaging: accelerating voltage 20 kV, beam current 10 nA; LA-ICP-MS: energy density 3~3.5 J/cm2, spot sizes 29 to 51 μm, repetition rates 5 Hz (polished thin-section) and 10 Hz (polished blocks), ~30 s background acquisition, ~40 s sample data acquisition | STDGL3 (Danyushevsky et al. 2011) and GSD-1G (USGS) | 1.65 | [19 empty] | 2270 | [5 empty] | 474 | [5 empty] | 91.25 | [9 empty] | 36437 |  | 0.58 |  |  |  | 0.93 | [7 empty] | 105.81 | [13 empty] | 3156 | [15 empty] | 0.79 | [17 empty] | 0.19 | [9 empty] | 1.3 | [32 empty] | 2025 |  |  | CHN | Tibet
| Lawu |  | Magmatic hydrothermal | Skarn | Cu-Pb-Zn skarn | Cu, Pb, Zn | In, Sn | Cu, Pb, Zn, In, Sn |  |  | 19FY-220-1-1 | 19FY-220-1-1 | underground mine |  |  |  |  | ore material | drill core | underground mining tunnels and drill cores | mineral separate | [5 empty] | mineralisation |  |  |  | sphalerite, chalcopyrite, pyrrhotite, pyrite, arsenopyrite |  |  | Sn-poor Skarn |  |  |  | galena, bismuthinite, marcasite, iron oxides, pyroxene, actinolite, quartz | thin sections and polished blocks examined using optical microscope, BSE detector, and EDS prior to analysis | EMPA, LA-ICPMS | JEOL JXA-8230 electron probe microanalyzer; RESOlution-LR 193 nm ArF excimer laser ablation system coupled to an Agilent 7700x ICP-MS | Laboratory of Mineral Resources Research Center, Fuzhou University; Adelaide Microscopy, the University of Adelaide | EPMA point analysis: accelerating voltage 15 kV, beam current 20 nA, beam diameter ~5 μm; EPMA mapping: accelerating voltage 20 kV, working current 50 nA, dwell time ~10 ms; BSE imaging: accelerating voltage 20 kV, beam current 10 nA; LA-ICP-MS: energy density 3~3.5 J/cm2, spot sizes 29 to 51 μm, repetition rates 5 Hz (polished thin-section) and 10 Hz (polished blocks), ~30 s background acquisition, ~40 s sample data acquisition | STDGL3 (Danyushevsky et al. 2011) and GSD-1G (USGS) | 0.91 | [19 empty] | 2192 | [5 empty] | 503 | [5 empty] | 137.1 | [9 empty] | 48975 |  | 0.32 |  |  |  | 1.51 | [7 empty] | 181.16 | [13 empty] | 3364 | [15 empty] | 0.06 | [17 empty] | 0.19 | [9 empty] | 1.28 | [32 empty] | 2025 |  |  | CHN | Tibet
| Lawu |  | Magmatic hydrothermal | Skarn | Cu-Pb-Zn skarn | Cu, Pb, Zn | In, Sn | Cu, Pb, Zn, In, Sn |  |  | 19FY-220-1-2 | 19FY-220-1-2 | underground mine |  |  |  |  | ore material | drill core | underground mining tunnels and drill cores | mineral separate | [5 empty] | mineralisation |  |  |  | sphalerite, chalcopyrite, pyrrhotite, pyrite, arsenopyrite |  |  | Sn-poor Skarn |  |  |  | galena, bismuthinite, marcasite, iron oxides, pyroxene, actinolite, quartz | thin sections and polished blocks examined using optical microscope, BSE detector, and EDS prior to analysis | EMPA, LA-ICPMS | JEOL JXA-8230 electron probe microanalyzer; RESOlution-LR 193 nm ArF excimer laser ablation system coupled to an Agilent 7700x ICP-MS | Laboratory of Mineral Resources Research Center, Fuzhou University; Adelaide Microscopy, the University of Adelaide | EPMA point analysis: accelerating voltage 15 kV, beam current 20 nA, beam diameter ~5 μm; EPMA mapping: accelerating voltage 20 kV, working current 50 nA, dwell time ~10 ms; BSE imaging: accelerating voltage 20 kV, beam current 10 nA; LA-ICP-MS: energy density 3~3.5 J/cm2, spot sizes 29 to 51 μm, repetition rates 5 Hz (polished thin-section) and 10 Hz (polished blocks), ~30 s background acquisition, ~40 s sample data acquisition | STDGL3 (Danyushevsky et al. 2011) and GSD-1G (USGS) | 2.55 | [19 empty] | 2103 | [5 empty] | 499 | [5 empty] | 125.1 | [9 empty] | 47837 |  | 0.22 |  |  |  | 0.93 | [7 empty] | 164.61 | [13 empty] | 3219 | [15 empty] | 4.63 | [17 empty] | 0.17 | [9 empty] | 1.03 | [32 empty] | 2025 |  |  | CHN | Tibet
| Lawu |  | Magmatic hydrothermal | Skarn | Cu-Pb-Zn skarn | Cu, Pb, Zn | In, Sn | Cu, Pb, Zn, In, Sn |  |  | 19FY-220-1-3 | 19FY-220-1-3 | underground mine |  |  |  |  | ore material | drill core | underground mining tunnels and drill cores | mineral separate | [5 empty] | mineralisation |  |  |  | sphalerite, chalcopyrite, pyrrhotite, pyrite, arsenopyrite |  |  | Sn-poor Skarn |  |  |  | galena, bismuthinite, marcasite, iron oxides, pyroxene, actinolite, quartz | thin sections and polished blocks examined using optical microscope, BSE detector, and EDS prior to analysis | EMPA, LA-ICPMS | JEOL JXA-8230 electron probe microanalyzer; RESOlution-LR 193 nm ArF excimer laser ablation system coupled to an Agilent 7700x ICP-MS | Laboratory of Mineral Resources Research Center, Fuzhou University; Adelaide Microscopy, the University of Adelaide | EPMA point analysis: accelerating voltage 15 kV, beam current 20 nA, beam diameter ~5 μm; EPMA mapping: accelerating voltage 20 kV, working current 50 nA, dwell time ~10 ms; BSE imaging: accelerating voltage 20 kV, beam current 10 nA; LA-ICP-MS: energy density 3~3.5 J/cm2, spot sizes 29 to 51 μm, repetition rates 5 Hz (polished thin-section) and 10 Hz (polished blocks), ~30 s background acquisition, ~40 s sample data acquisition | STDGL3 (Danyushevsky et al. 2011) and GSD-1G (USGS) | 3.78 | [19 empty] | 2144 | [5 empty] | 495 | [5 empty] | 112.4 | [9 empty] | 43494 |  | 0.31 |  |  |  | 0.99 | [7 empty] | 147.56 | [13 empty] | 2572 | [15 empty] | 9.73 | [17 empty] | 0.17 | [9 empty] | 1.53 | [32 empty] | 2025 |  |  | CHN | Tibet
| Lawu |  | Magmatic hydrothermal | Skarn | Cu-Pb-Zn skarn | Cu, Pb, Zn | In, Sn | Cu, Pb, Zn, In, Sn |  |  | 19FY-220-3-1 | 19FY-220-3-1 | underground mine |  |  |  |  | ore material | drill core | underground mining tunnels and drill cores | mineral separate | [5 empty] | mineralisation |  |  |  | sphalerite, chalcopyrite, pyrrhotite, pyrite, arsenopyrite |  |  | Sn-poor Skarn |  |  |  | galena, bismuthinite, marcasite, iron oxides, pyroxene, actinolite, quartz | thin sections and polished blocks examined using optical microscope, BSE detector, and EDS prior to analysis | EMPA, LA-ICPMS | JEOL JXA-8230 electron probe microanalyzer; RESOlution-LR 193 nm ArF excimer laser ablation system coupled to an Agilent 7700x ICP-MS | Laboratory of Mineral Resources Research Center, Fuzhou University; Adelaide Microscopy, the University of Adelaide | EPMA point analysis: accelerating voltage 15 kV, beam current 20 nA, beam diameter ~5 μm; EPMA mapping: accelerating voltage 20 kV, working current 50 nA, dwell time ~10 ms; BSE imaging: accelerating voltage 20 kV, beam current 10 nA; LA-ICP-MS: energy density 3~3.5 J/cm2, spot sizes 29 to 51 μm, repetition rates 5 Hz (polished thin-section) and 10 Hz (polished blocks), ~30 s background acquisition, ~40 s sample data acquisition | STDGL3 (Danyushevsky et al. 2011) and GSD-1G (USGS) | 2.18 | [19 empty] | 2380 | [5 empty] | 365 | [5 empty] | 87.45 | [9 empty] | 52403 |  | 0.28 |  |  |  | 1.38 | [7 empty] | 113.36 | [13 empty] | 3777 | [15 empty] | 2.43 | [17 empty] | 0.145 | [9 empty] | 1.23 | [32 empty] | 2025 |  |  | CHN | Tibet
| Lawu |  | Magmatic hydrothermal | Skarn | Cu-Pb-Zn skarn | Cu, Pb, Zn | In, Sn | Cu, Pb, Zn, In, Sn |  |  | 19FY-220-3-2 | 19FY-220-3-2 | underground mine |  |  |  |  | ore material | drill core | underground mining tunnels and drill cores | mineral separate | [5 empty] | mineralisation |  |  |  | sphalerite, chalcopyrite, pyrrhotite, pyrite, arsenopyrite |  |  | Sn-poor Skarn |  |  |  | galena, bismuthinite, marcasite, iron oxides, pyroxene, actinolite, quartz | thin sections and polished blocks examined using optical microscope, BSE detector, and EDS prior to analysis | EMPA, LA-ICPMS | JEOL JXA-8230 electron probe microanalyzer; RESOlution-LR 193 nm ArF excimer laser ablation system coupled to an Agilent 7700x ICP-MS | Laboratory of Mineral Resources Research Center, Fuzhou University; Adelaide Microscopy, the University of Adelaide | EPMA point analysis: accelerating voltage 15 kV, beam current 20 nA, beam diameter ~5 μm; EPMA mapping: accelerating voltage 20 kV, working current 50 nA, dwell time ~10 ms; BSE imaging: accelerating voltage 20 kV, beam current 10 nA; LA-ICP-MS: energy density 3~3.5 J/cm2, spot sizes 29 to 51 μm, repetition rates 5 Hz (polished thin-section) and 10 Hz (polished blocks), ~30 s background acquisition, ~40 s sample data acquisition | STDGL3 (Danyushevsky et al. 2011) and GSD-1G (USGS) | 1.06 | [19 empty] | 2319 | [5 empty] | 359 | [5 empty] | 93.65 | [9 empty] | 53747 |  | 0.21 |  |  |  | 1.8 | [7 empty] | 125.63 | [13 empty] | 4157 | [15 empty] | 1.16 | [17 empty] | 0.18 | [9 empty] | 0.99 | [32 empty] | 2025 |  |  | CHN | Tibet
| Lawu |  | Magmatic hydrothermal | Skarn | Cu-Pb-Zn skarn | Cu, Pb, Zn | In, Sn | Cu, Pb, Zn, In, Sn |  |  | 19FY-220-3-3 | 19FY-220-3-3 | underground mine |  |  |  |  | ore material | drill core | underground mining tunnels and drill cores | mineral separate | [5 empty] | mineralisation |  |  |  | sphalerite, chalcopyrite, pyrrhotite, pyrite, arsenopyrite |  |  | Sn-poor Skarn |  |  |  | galena, bismuthinite, marcasite, iron oxides, pyroxene, actinolite, quartz | thin sections and polished blocks examined using optical microscope, BSE detector, and EDS prior to analysis | EMPA, LA-ICPMS | JEOL JXA-8230 electron probe microanalyzer; RESOlution-LR 193 nm ArF excimer laser ablation system coupled to an Agilent 7700x ICP-MS | Laboratory of Mineral Resources Research Center, Fuzhou University; Adelaide Microscopy, the University of Adelaide | EPMA point analysis: accelerating voltage 15 kV, beam current 20 nA, beam diameter ~5 μm; EPMA mapping: accelerating voltage 20 kV, working current 50 nA, dwell time ~10 ms; BSE imaging: accelerating voltage 20 kV, beam current 10 nA; LA-ICP-MS: energy density 3~3.5 J/cm2, spot sizes 29 to 51 μm, repetition rates 5 Hz (polished thin-section) and 10 Hz (polished blocks), ~30 s background acquisition, ~40 s sample data acquisition | STDGL3 (Danyushevsky et al. 2011) and GSD-1G (USGS) | 1.99 | [19 empty] | 2244 | [5 empty] | 366 | [5 empty] | 86.95 | [9 empty] | 52777 |  | 0.11 |  |  |  | 1.55 | [7 empty] | 117.36 | [13 empty] | 3743 | [15 empty] | 5.48 | [17 empty] | 0.145 | [9 empty] | 1.08 | [32 empty] | 2025 |  |  | CHN | Tibet
| Lawu |  | Magmatic hydrothermal | Skarn | Cu-Pb-Zn skarn | Cu, Pb, Zn | In, Sn | Cu, Pb, Zn, In, Sn |  |  | 19FY-220-3-4 | 19FY-220-3-4 | underground mine |  |  |  |  | ore material | drill core | underground mining tunnels and drill cores | mineral separate | [5 empty] | mineralisation |  |  |  | sphalerite, chalcopyrite, pyrrhotite, pyrite, arsenopyrite |  |  | Sn-poor Skarn |  |  |  | galena, bismuthinite, marcasite, iron oxides, pyroxene, actinolite, quartz | thin sections and polished blocks examined using optical microscope, BSE detector, and EDS prior to analysis | EMPA, LA-ICPMS | JEOL JXA-8230 electron probe microanalyzer; RESOlution-LR 193 nm ArF excimer laser ablation system coupled to an Agilent 7700x ICP-MS | Laboratory of Mineral Resources Research Center, Fuzhou University; Adelaide Microscopy, the University of Adelaide | EPMA point analysis: accelerating voltage 15 kV, beam current 20 nA, beam diameter ~5 μm; EPMA mapping: accelerating voltage 20 kV, working current 50 nA, dwell time ~10 ms; BSE imaging: accelerating voltage 20 kV, beam current 10 nA; LA-ICP-MS: energy density 3~3.5 J/cm2, spot sizes 29 to 51 μm, repetition rates 5 Hz (polished thin-section) and 10 Hz (polished blocks), ~30 s background acquisition, ~40 s sample data acquisition | STDGL3 (Danyushevsky et al. 2011) and GSD-1G (USGS) | 0.85 | [19 empty] | 2365 | [5 empty] | 357 | [5 empty] | 85.87 | [9 empty] | 55706 |  | 0.33 |  |  |  | 1.57 | [7 empty] | 118.03 | [13 empty] | 4216 | [15 empty] | 0.34 | [17 empty] | 0.16 | [9 empty] | 1.29 | [32 empty] | 2025 |  |  | CHN | Tibet
| Lawu |  | Magmatic hydrothermal | Skarn | Cu-Pb-Zn skarn | Cu, Pb, Zn | In, Sn | Cu, Pb, Zn, In, Sn |  |  | 19FY-220-3-5 | 19FY-220-3-5 | underground mine |  |  |  |  | ore material | drill core | underground mining tunnels and drill cores | mineral separate | [5 empty] | mineralisation |  |  |  | sphalerite, chalcopyrite, pyrrhotite, pyrite, arsenopyrite |  |  | Sn-poor Skarn |  |  |  | galena, bismuthinite, marcasite, iron oxides, pyroxene, actinolite, quartz | thin sections and polished blocks examined using optical microscope, BSE detector, and EDS prior to analysis | EMPA, LA-ICPMS | JEOL JXA-8230 electron probe microanalyzer; RESOlution-LR 193 nm ArF excimer laser ablation system coupled to an Agilent 7700x ICP-MS | Laboratory of Mineral Resources Research Center, Fuzhou University; Adelaide Microscopy, the University of Adelaide | EPMA point analysis: accelerating voltage 15 kV, beam current 20 nA, beam diameter ~5 μm; EPMA mapping: accelerating voltage 20 kV, working current 50 nA, dwell time ~10 ms; BSE imaging: accelerating voltage 20 kV, beam current 10 nA; LA-ICP-MS: energy density 3~3.5 J/cm2, spot sizes 29 to 51 μm, repetition rates 5 Hz (polished thin-section) and 10 Hz (polished blocks), ~30 s background acquisition, ~40 s sample data acquisition | STDGL3 (Danyushevsky et al. 2011) and GSD-1G (USGS) | 0.99 | [19 empty] | 2612 | [5 empty] | 352 | [5 empty] | 31.75 | [9 empty] | 60955 |  | 0.63 |  |  |  | 1.56 | [7 empty] | 39.1 | [13 empty] | 4875 | [15 empty] | 0.62 | [17 empty] | 0.165 | [9 empty] | 1.42 | [32 empty] | 2025 |  |  | CHN | Tibet
| Lawu |  | Magmatic hydrothermal | Skarn | Cu-Pb-Zn skarn | Cu, Pb, Zn | In, Sn | Cu, Pb, Zn, In, Sn |  |  | 19FY-220-3-6 | 19FY-220-3-6 | underground mine |  |  |  |  | ore material | drill core | underground mining tunnels and drill cores | mineral separate | [5 empty] | mineralisation |  |  |  | sphalerite, chalcopyrite, pyrrhotite, pyrite, arsenopyrite |  |  | Sn-poor Skarn |  |  |  | galena, bismuthinite, marcasite, iron oxides, pyroxene, actinolite, quartz | thin sections and polished blocks examined using optical microscope, BSE detector, and EDS prior to analysis | EMPA, LA-ICPMS | JEOL JXA-8230 electron probe microanalyzer; RESOlution-LR 193 nm ArF excimer laser ablation system coupled to an Agilent 7700x ICP-MS | Laboratory of Mineral Resources Research Center, Fuzhou University; Adelaide Microscopy, the University of Adelaide | EPMA point analysis: accelerating voltage 15 kV, beam current 20 nA, beam diameter ~5 μm; EPMA mapping: accelerating voltage 20 kV, working current 50 nA, dwell time ~10 ms; BSE imaging: accelerating voltage 20 kV, beam current 10 nA; LA-ICP-MS: energy density 3~3.5 J/cm2, spot sizes 29 to 51 μm, repetition rates 5 Hz (polished thin-section) and 10 Hz (polished blocks), ~30 s background acquisition, ~40 s sample data acquisition | STDGL3 (Danyushevsky et al. 2011) and GSD-1G (USGS) | 1.8 | [19 empty] | 2350 | [5 empty] | 348 | [5 empty] | 84.67 | [9 empty] | 54090 |  | 0.2 |  |  |  | 1.17 | [7 empty] | 112.45 | [13 empty] | 3886 | [15 empty] | 2.71 | [17 empty] | 0.14 | [9 empty] | 1.08 | [32 empty] | 2025 |  |  | CHN | Tibet
| Lawu |  | Magmatic hydrothermal | Skarn | Cu-Pb-Zn skarn | Cu, Pb, Zn | In, Sn | Cu, Pb, Zn, In, Sn |  |  | 19FY-220-3-7 | 19FY-220-3-7 | underground mine |  |  |  |  | ore material | drill core | underground mining tunnels and drill cores | mineral separate | [5 empty] | mineralisation |  |  |  | sphalerite, chalcopyrite, pyrrhotite, pyrite, arsenopyrite |  |  | Sn-poor Skarn |  |  |  | galena, bismuthinite, marcasite, iron oxides, pyroxene, actinolite, quartz | thin sections and polished blocks examined using optical microscope, BSE detector, and EDS prior to analysis | EMPA, LA-ICPMS | JEOL JXA-8230 electron probe microanalyzer; RESOlution-LR 193 nm ArF excimer laser ablation system coupled to an Agilent 7700x ICP-MS | Laboratory of Mineral Resources Research Center, Fuzhou University; Adelaide Microscopy, the University of Adelaide | EPMA point analysis: accelerating voltage 15 kV, beam current 20 nA, beam diameter ~5 μm; EPMA mapping: accelerating voltage 20 kV, working current 50 nA, dwell time ~10 ms; BSE imaging: accelerating voltage 20 kV, beam current 10 nA; LA-ICP-MS: energy density 3~3.5 J/cm2, spot sizes 29 to 51 μm, repetition rates 5 Hz (polished thin-section) and 10 Hz (polished blocks), ~30 s background acquisition, ~40 s sample data acquisition | STDGL3 (Danyushevsky et al. 2011) and GSD-1G (USGS) | 1.77 | [19 empty] | 2427 | [5 empty] | 354 | [5 empty] | 85.49 | [9 empty] | 50685 |  | 0.29 |  |  |  | 1.37 | [7 empty] | 113.86 | [13 empty] | 3913 | [15 empty] | 2.05 | [17 empty] | 0.145 | [9 empty] | 1.4 | [32 empty] | 2025 |  |  | CHN | Tibet
| Lawu |  | Magmatic hydrothermal | Skarn | Cu-Pb-Zn skarn | Cu, Pb, Zn | In, Sn | Cu, Pb, Zn, In, Sn |  |  | 19FY-220-3-8 | 19FY-220-3-8 | underground mine |  |  |  |  | ore material | drill core | underground mining tunnels and drill cores | mineral separate | [5 empty] | mineralisation |  |  |  | sphalerite, chalcopyrite, pyrrhotite, pyrite, arsenopyrite |  |  | Sn-poor Skarn |  |  |  | galena, bismuthinite, marcasite, iron oxides, pyroxene, actinolite, quartz | thin sections and polished blocks examined using optical microscope, BSE detector, and EDS prior to analysis | EMPA, LA-ICPMS | JEOL JXA-8230 electron probe microanalyzer; RESOlution-LR 193 nm ArF excimer laser ablation system coupled to an Agilent 7700x ICP-MS | Laboratory of Mineral Resources Research Center, Fuzhou University; Adelaide Microscopy, the University of Adelaide | EPMA point analysis: accelerating voltage 15 kV, beam current 20 nA, beam diameter ~5 μm; EPMA mapping: accelerating voltage 20 kV, working current 50 nA, dwell time ~10 ms; BSE imaging: accelerating voltage 20 kV, beam current 10 nA; LA-ICP-MS: energy density 3~3.5 J/cm2, spot sizes 29 to 51 μm, repetition rates 5 Hz (polished thin-section) and 10 Hz (polished blocks), ~30 s background acquisition, ~40 s sample data acquisition | STDGL3 (Danyushevsky et al. 2011) and GSD-1G (USGS) | 1.2 | [19 empty] | 2182 | [5 empty] | 342 | [5 empty] | 82.23 | [9 empty] | 51898 |  | 0.42 |  |  |  | 1.35 | [7 empty] | 108.58 | [13 empty] | 3851 | [15 empty] | 1.81 | [17 empty] | 0.135 | [9 empty] | 1.1 | [32 empty] | 2025 |  |  | CHN | Tibet
| Lawu |  | Magmatic hydrothermal | Skarn | Cu-Pb-Zn skarn | Cu, Pb, Zn | In, Sn | Cu, Pb, Zn, In, Sn |  |  | 19FY-200-15-1 | 19FY-200-15-1 | underground mine |  |  |  |  | ore material | drill core | underground mining tunnels and drill cores | mineral separate | [5 empty] | mineralisation |  |  |  | sphalerite, chalcopyrite, pyrrhotite, pyrite, arsenopyrite |  |  | Sn-poor Skarn |  |  |  | galena, bismuthinite, marcasite, iron oxides, pyroxene, actinolite, quartz | thin sections and polished blocks examined using optical microscope, BSE detector, and EDS prior to analysis | EMPA, LA-ICPMS | JEOL JXA-8230 electron probe microanalyzer; RESOlution-LR 193 nm ArF excimer laser ablation system coupled to an Agilent 7700x ICP-MS | Laboratory of Mineral Resources Research Center, Fuzhou University; Adelaide Microscopy, the University of Adelaide | EPMA point analysis: accelerating voltage 15 kV, beam current 20 nA, beam diameter ~5 μm; EPMA mapping: accelerating voltage 20 kV, working current 50 nA, dwell time ~10 ms; BSE imaging: accelerating voltage 20 kV, beam current 10 nA; LA-ICP-MS: energy density 3~3.5 J/cm2, spot sizes 29 to 51 μm, repetition rates 5 Hz (polished thin-section) and 10 Hz (polished blocks), ~30 s background acquisition, ~40 s sample data acquisition | STDGL3 (Danyushevsky et al. 2011) and GSD-1G (USGS) | 1.26 | [19 empty] | 2259 | [5 empty] | 493 | [5 empty] | 135.4 | [9 empty] | 47134 |  | 1.48 |  |  |  | 1.42 | [7 empty] | 178.34 | [13 empty] | 3477 | [15 empty] | 0.4 | [17 empty] | 0.17 | [9 empty] | 1.2 | [32 empty] | 2025 |  |  | CHN | Tibet
| Lawu |  | Magmatic hydrothermal | Skarn | Cu-Pb-Zn skarn | Cu, Pb, Zn | In, Sn | Cu, Pb, Zn, In, Sn |  |  | 19FY-200-15-2 | 19FY-200-15-2 | underground mine |  |  |  |  | ore material | drill core | underground mining tunnels and drill cores | mineral separate | [5 empty] | mineralisation |  |  |  | sphalerite, chalcopyrite, pyrrhotite, pyrite, arsenopyrite |  |  | Sn-poor Skarn |  |  |  | galena, bismuthinite, marcasite, iron oxides, pyroxene, actinolite, quartz | thin sections and polished blocks examined using optical microscope, BSE detector, and EDS prior to analysis | EMPA, LA-ICPMS | JEOL JXA-8230 electron probe microanalyzer; RESOlution-LR 193 nm ArF excimer laser ablation system coupled to an Agilent 7700x ICP-MS | Laboratory of Mineral Resources Research Center, Fuzhou University; Adelaide Microscopy, the University of Adelaide | EPMA point analysis: accelerating voltage 15 kV, beam current 20 nA, beam diameter ~5 μm; EPMA mapping: accelerating voltage 20 kV, working current 50 nA, dwell time ~10 ms; BSE imaging: accelerating voltage 20 kV, beam current 10 nA; LA-ICP-MS: energy density 3~3.5 J/cm2, spot sizes 29 to 51 μm, repetition rates 5 Hz (polished thin-section) and 10 Hz (polished blocks), ~30 s background acquisition, ~40 s sample data acquisition | STDGL3 (Danyushevsky et al. 2011) and GSD-1G (USGS) | 0.85 | [19 empty] | 2279 | [5 empty] | 474 | [5 empty] | 127.5 | [9 empty] | 42314 |  | 0.45 |  |  |  | 1.04 | [7 empty] | 183.46 | [13 empty] | 3327 | [15 empty] | 1.09 | [17 empty] | 0.185 | [9 empty] | 1 | [32 empty] | 2025 |  |  | CHN | Tibet
| Lawu |  | Magmatic hydrothermal | Skarn | Cu-Pb-Zn skarn | Cu, Pb, Zn | In, Sn | Cu, Pb, Zn, In, Sn |  |  | 19FY-200-15-3 | 19FY-200-15-3 | underground mine |  |  |  |  | ore material | drill core | underground mining tunnels and drill cores | mineral separate | [5 empty] | mineralisation |  |  |  | sphalerite, chalcopyrite, pyrrhotite, pyrite, arsenopyrite |  |  | Sn-poor Skarn |  |  |  | galena, bismuthinite, marcasite, iron oxides, pyroxene, actinolite, quartz | thin sections and polished blocks examined using optical microscope, BSE detector, and EDS prior to analysis | EMPA, LA-ICPMS | JEOL JXA-8230 electron probe microanalyzer; RESOlution-LR 193 nm ArF excimer laser ablation system coupled to an Agilent 7700x ICP-MS | Laboratory of Mineral Resources Research Center, Fuzhou University; Adelaide Microscopy, the University of Adelaide | EPMA point analysis: accelerating voltage 15 kV, beam current 20 nA, beam diameter ~5 μm; EPMA mapping: accelerating voltage 20 kV, working current 50 nA, dwell time ~10 ms; BSE imaging: accelerating voltage 20 kV, beam current 10 nA; LA-ICP-MS: energy density 3~3.5 J/cm2, spot sizes 29 to 51 μm, repetition rates 5 Hz (polished thin-section) and 10 Hz (polished blocks), ~30 s background acquisition, ~40 s sample data acquisition | STDGL3 (Danyushevsky et al. 2011) and GSD-1G (USGS) | 0.83 | [19 empty] | 2253 | [5 empty] | 485 | [5 empty] | 131.8 | [9 empty] | 43530 |  | 0.2 |  |  |  | 0.33 | [7 empty] | 186.97 | [13 empty] | 3482 | [15 empty] | 0.32 | [17 empty] | 0.175 | [9 empty] | 0.68 | [32 empty] | 2025 |  |  | CHN | Tibet
| Lawu |  | Magmatic hydrothermal | Skarn | Cu-Pb-Zn skarn | Cu, Pb, Zn | In, Sn | Cu, Pb, Zn, In, Sn |  |  | 19FY-200-15-4 | 19FY-200-15-4 | underground mine |  |  |  |  | ore material | drill core | underground mining tunnels and drill cores | mineral separate | [5 empty] | mineralisation |  |  |  | sphalerite, chalcopyrite, pyrrhotite, pyrite, arsenopyrite |  |  | Sn-poor Skarn |  |  |  | galena, bismuthinite, marcasite, iron oxides, pyroxene, actinolite, quartz | thin sections and polished blocks examined using optical microscope, BSE detector, and EDS prior to analysis | EMPA, LA-ICPMS | JEOL JXA-8230 electron probe microanalyzer; RESOlution-LR 193 nm ArF excimer laser ablation system coupled to an Agilent 7700x ICP-MS | Laboratory of Mineral Resources Research Center, Fuzhou University; Adelaide Microscopy, the University of Adelaide | EPMA point analysis: accelerating voltage 15 kV, beam current 20 nA, beam diameter ~5 μm; EPMA mapping: accelerating voltage 20 kV, working current 50 nA, dwell time ~10 ms; BSE imaging: accelerating voltage 20 kV, beam current 10 nA; LA-ICP-MS: energy density 3~3.5 J/cm2, spot sizes 29 to 51 μm, repetition rates 5 Hz (polished thin-section) and 10 Hz (polished blocks), ~30 s background acquisition, ~40 s sample data acquisition | STDGL3 (Danyushevsky et al. 2011) and GSD-1G (USGS) | 0.94 | [19 empty] | 2202 | [5 empty] | 464 | [5 empty] | 126.7 | [9 empty] | 38312 |  | 0.44 |  |  |  | 0.34 | [7 empty] | 186.35 | [13 empty] | 3016 | [15 empty] | 0.71 | [17 empty] | 0.18 | [9 empty] | 0.77 | [32 empty] | 2025 |  |  | CHN | Tibet
| Lawu |  | Magmatic hydrothermal | Skarn | Cu-Pb-Zn skarn | Cu, Pb, Zn | In, Sn | Cu, Pb, Zn, In, Sn |  |  | 19FY-200-15-5 | 19FY-200-15-5 | underground mine |  |  |  |  | ore material | drill core | underground mining tunnels and drill cores | mineral separate | [5 empty] | mineralisation |  |  |  | sphalerite, chalcopyrite, pyrrhotite, pyrite, arsenopyrite |  |  | Sn-poor Skarn |  |  |  | galena, bismuthinite, marcasite, iron oxides, pyroxene, actinolite, quartz | thin sections and polished blocks examined using optical microscope, BSE detector, and EDS prior to analysis | EMPA, LA-ICPMS | JEOL JXA-8230 electron probe microanalyzer; RESOlution-LR 193 nm ArF excimer laser ablation system coupled to an Agilent 7700x ICP-MS | Laboratory of Mineral Resources Research Center, Fuzhou University; Adelaide Microscopy, the University of Adelaide | EPMA point analysis: accelerating voltage 15 kV, beam current 20 nA, beam diameter ~5 μm; EPMA mapping: accelerating voltage 20 kV, working current 50 nA, dwell time ~10 ms; BSE imaging: accelerating voltage 20 kV, beam current 10 nA; LA-ICP-MS: energy density 3~3.5 J/cm2, spot sizes 29 to 51 μm, repetition rates 5 Hz (polished thin-section) and 10 Hz (polished blocks), ~30 s background acquisition, ~40 s sample data acquisition | STDGL3 (Danyushevsky et al. 2011) and GSD-1G (USGS) | 1.1 | [19 empty] | 2262 | [5 empty] | 468 | [5 empty] | 131.9 | [9 empty] | 38497 |  | 0.64 |  |  |  | 0.9 | [7 empty] | 189.17 | [13 empty] | 3268 | [15 empty] | 1.43 | [17 empty] | 0.175 | [9 empty] | 0.68 | [32 empty] | 2025 |  |  | CHN | Tibet
| Lawu |  | Magmatic hydrothermal | Skarn | Cu-Pb-Zn skarn | Cu, Pb, Zn | In, Sn | Cu, Pb, Zn, In, Sn |  |  | 19FY-200-15-6 | 19FY-200-15-6 | underground mine |  |  |  |  | ore material | drill core | underground mining tunnels and drill cores | mineral separate | [5 empty] | mineralisation |  |  |  | sphalerite, chalcopyrite, pyrrhotite, pyrite, arsenopyrite |  |  | Sn-poor Skarn |  |  |  | galena, bismuthinite, marcasite, iron oxides, pyroxene, actinolite, quartz | thin sections and polished blocks examined using optical microscope, BSE detector, and EDS prior to analysis | EMPA, LA-ICPMS | JEOL JXA-8230 electron probe microanalyzer; RESOlution-LR 193 nm ArF excimer laser ablation system coupled to an Agilent 7700x ICP-MS | Laboratory of Mineral Resources Research Center, Fuzhou University; Adelaide Microscopy, the University of Adelaide | EPMA point analysis: accelerating voltage 15 kV, beam current 20 nA, beam diameter ~5 μm; EPMA mapping: accelerating voltage 20 kV, working current 50 nA, dwell time ~10 ms; BSE imaging: accelerating voltage 20 kV, beam current 10 nA; LA-ICP-MS: energy density 3~3.5 J/cm2, spot sizes 29 to 51 μm, repetition rates 5 Hz (polished thin-section) and 10 Hz (polished blocks), ~30 s background acquisition, ~40 s sample data acquisition | STDGL3 (Danyushevsky et al. 2011) and GSD-1G (USGS) | 2.54 | [19 empty] | 2170 | [5 empty] | 422 | [5 empty] | 132.2 | [9 empty] | 36122 |  | 0.4 |  |  |  | 0.79 | [7 empty] | 182.46 | [13 empty] | 2900 | [15 empty] | 6.42 | [17 empty] | 0.16 | [9 empty] | 0.86 | [32 empty] | 2025 |  |  | CHN | Tibet
| Lawu |  | Magmatic hydrothermal | Skarn | Cu-Pb-Zn skarn | Cu, Pb, Zn | In, Sn | Cu, Pb, Zn, In, Sn |  |  | 19FY-280-4-4 | 19FY-280-4-4 | underground mine |  |  |  |  | ore material | drill core | underground mining tunnels and drill cores | mineral separate | [5 empty] | mineralisation |  |  |  | sphalerite, chalcopyrite, pyrrhotite, pyrite, arsenopyrite |  |  | Sn-poor Skarn |  |  |  | galena, bismuthinite, marcasite, iron oxides, pyroxene, actinolite, quartz | thin sections and polished blocks examined using optical microscope, BSE detector, and EDS prior to analysis | EMPA, LA-ICPMS | JEOL JXA-8230 electron probe microanalyzer; RESOlution-LR 193 nm ArF excimer laser ablation system coupled to an Agilent 7700x ICP-MS | Laboratory of Mineral Resources Research Center, Fuzhou University; Adelaide Microscopy, the University of Adelaide | EPMA point analysis: accelerating voltage 15 kV, beam current 20 nA, beam diameter ~5 μm; EPMA mapping: accelerating voltage 20 kV, working current 50 nA, dwell time ~10 ms; BSE imaging: accelerating voltage 20 kV, beam current 10 nA; LA-ICP-MS: energy density 3~3.5 J/cm2, spot sizes 29 to 51 μm, repetition rates 5 Hz (polished thin-section) and 10 Hz (polished blocks), ~30 s background acquisition, ~40 s sample data acquisition | STDGL3 (Danyushevsky et al. 2011) and GSD-1G (USGS) | 1.04 | [19 empty] | 1877 | [5 empty] | 524 | [5 empty] | 94.72 | [9 empty] | 24259 |  | 0.06 |  |  |  | 0.99 | [7 empty] | 100.28 | [13 empty] | 2313 | [15 empty] | 1.67 | [17 empty] | 0.185 | [9 empty] | 1.17 | [32 empty] | 2025 |  |  | CHN | Tibet
| Lawu |  | Magmatic hydrothermal | Skarn | Cu-Pb-Zn skarn | Cu, Pb, Zn | In, Sn | Cu, Pb, Zn, In, Sn |  |  | 19FY-280-4-5 | 19FY-280-4-5 | underground mine |  |  |  |  | ore material | drill core | underground mining tunnels and drill cores | mineral separate | [5 empty] | mineralisation |  |  |  | sphalerite, chalcopyrite, pyrrhotite, pyrite, arsenopyrite |  |  | Sn-poor Skarn |  |  |  | galena, bismuthinite, marcasite, iron oxides, pyroxene, actinolite, quartz | thin sections and polished blocks examined using optical microscope, BSE detector, and EDS prior to analysis | EMPA, LA-ICPMS | JEOL JXA-8230 electron probe microanalyzer; RESOlution-LR 193 nm ArF excimer laser ablation system coupled to an Agilent 7700x ICP-MS | Laboratory of Mineral Resources Research Center, Fuzhou University; Adelaide Microscopy, the University of Adelaide | EPMA point analysis: accelerating voltage 15 kV, beam current 20 nA, beam diameter ~5 μm; EPMA mapping: accelerating voltage 20 kV, working current 50 nA, dwell time ~10 ms; BSE imaging: accelerating voltage 20 kV, beam current 10 nA; LA-ICP-MS: energy density 3~3.5 J/cm2, spot sizes 29 to 51 μm, repetition rates 5 Hz (polished thin-section) and 10 Hz (polished blocks), ~30 s background acquisition, ~40 s sample data acquisition | STDGL3 (Danyushevsky et al. 2011) and GSD-1G (USGS) | 1.25 | [19 empty] | 1829 | [5 empty] | 514 | [5 empty] | 94.85 | [9 empty] | 21021 |  | 0.05 |  |  |  | 0.9 | [7 empty] | 97.79 | [13 empty] | 2087 | [15 empty] | 2.12 | [17 empty] | 0.18 | [9 empty] | 1.47 | [32 empty] | 2025 |  |  | CHN | Tibet
| Lawu |  | Magmatic hydrothermal | Skarn | Cu-Pb-Zn skarn | Cu, Pb, Zn | In, Sn | Cu, Pb, Zn, In, Sn |  |  | 19FY-280-4-6 | 19FY-280-4-6 | underground mine |  |  |  |  | ore material | drill core | underground mining tunnels and drill cores | mineral separate | [5 empty] | mineralisation |  |  |  | sphalerite, chalcopyrite, pyrrhotite, pyrite, arsenopyrite |  |  | Sn-poor Skarn |  |  |  | galena, bismuthinite, marcasite, iron oxides, pyroxene, actinolite, quartz | thin sections and polished blocks examined using optical microscope, BSE detector, and EDS prior to analysis | EMPA, LA-ICPMS | JEOL JXA-8230 electron probe microanalyzer; RESOlution-LR 193 nm ArF excimer laser ablation system coupled to an Agilent 7700x ICP-MS | Laboratory of Mineral Resources Research Center, Fuzhou University; Adelaide Microscopy, the University of Adelaide | EPMA point analysis: accelerating voltage 15 kV, beam current 20 nA, beam diameter ~5 μm; EPMA mapping: accelerating voltage 20 kV, working current 50 nA, dwell time ~10 ms; BSE imaging: accelerating voltage 20 kV, beam current 10 nA; LA-ICP-MS: energy density 3~3.5 J/cm2, spot sizes 29 to 51 μm, repetition rates 5 Hz (polished thin-section) and 10 Hz (polished blocks), ~30 s background acquisition, ~40 s sample data acquisition | STDGL3 (Danyushevsky et al. 2011) and GSD-1G (USGS) | 2.68 | [19 empty] | 1832 | [5 empty] | 510 | [5 empty] | 84.52 | [9 empty] | 25127 |  | 0.07 |  |  |  | 0.79 | [7 empty] | 88.93 | [13 empty] | 2773 | [15 empty] | 44.43 | [17 empty] | 0.24 | [9 empty] | 1.49 | [32 empty] | 2025 |  |  | CHN | Tibet
| Lawu |  | Magmatic hydrothermal | Skarn | Cu-Pb-Zn skarn | Cu, Pb, Zn | In, Sn | Cu, Pb, Zn, In, Sn |  |  | 19FY-280-4-7 | 19FY-280-4-7 | underground mine |  |  |  |  | ore material | drill core | underground mining tunnels and drill cores | mineral separate | [5 empty] | mineralisation |  |  |  | sphalerite, chalcopyrite, pyrrhotite, pyrite, arsenopyrite |  |  | Sn-poor Skarn |  |  |  | galena, bismuthinite, marcasite, iron oxides, pyroxene, actinolite, quartz | thin sections and polished blocks examined using optical microscope, BSE detector, and EDS prior to analysis | EMPA, LA-ICPMS | JEOL JXA-8230 electron probe microanalyzer; RESOlution-LR 193 nm ArF excimer laser ablation system coupled to an Agilent 7700x ICP-MS | Laboratory of Mineral Resources Research Center, Fuzhou University; Adelaide Microscopy, the University of Adelaide | EPMA point analysis: accelerating voltage 15 kV, beam current 20 nA, beam diameter ~5 μm; EPMA mapping: accelerating voltage 20 kV, working current 50 nA, dwell time ~10 ms; BSE imaging: accelerating voltage 20 kV, beam current 10 nA; LA-ICP-MS: energy density 3~3.5 J/cm2, spot sizes 29 to 51 μm, repetition rates 5 Hz (polished thin-section) and 10 Hz (polished blocks), ~30 s background acquisition, ~40 s sample data acquisition | STDGL3 (Danyushevsky et al. 2011) and GSD-1G (USGS) | 1.92 | [19 empty] | 2066 | [5 empty] | 513 | [5 empty] | 80.49 | [9 empty] | 28474 |  | 0.29 |  |  |  | 1.11 | [7 empty] | 84.7 | [13 empty] | 2957 | [15 empty] | 7.07 | [17 empty] | 0.18 | [9 empty] | 1.47 | [32 empty] | 2025 |  |  | CHN | Tibet
| Lawu |  | Magmatic hydrothermal | Skarn | Cu-Pb-Zn skarn | Cu, Pb, Zn | In, Sn | Cu, Pb, Zn, In, Sn |  |  | 19FY-280-4-8 | 19FY-280-4-8 | underground mine |  |  |  |  | ore material | drill core | underground mining tunnels and drill cores | mineral separate | [5 empty] | mineralisation |  |  |  | sphalerite, chalcopyrite, pyrrhotite, pyrite, arsenopyrite |  |  | Sn-poor Skarn |  |  |  | galena, bismuthinite, marcasite, iron oxides, pyroxene, actinolite, quartz | thin sections and polished blocks examined using optical microscope, BSE detector, and EDS prior to analysis | EMPA, LA-ICPMS | JEOL JXA-8230 electron probe microanalyzer; RESOlution-LR 193 nm ArF excimer laser ablation system coupled to an Agilent 7700x ICP-MS | Laboratory of Mineral Resources Research Center, Fuzhou University; Adelaide Microscopy, the University of Adelaide | EPMA point analysis: accelerating voltage 15 kV, beam current 20 nA, beam diameter ~5 μm; EPMA mapping: accelerating voltage 20 kV, working current 50 nA, dwell time ~10 ms; BSE imaging: accelerating voltage 20 kV, beam current 10 nA; LA-ICP-MS: energy density 3~3.5 J/cm2, spot sizes 29 to 51 μm, repetition rates 5 Hz (polished thin-section) and 10 Hz (polished blocks), ~30 s background acquisition, ~40 s sample data acquisition | STDGL3 (Danyushevsky et al. 2011) and GSD-1G (USGS) | 2.55 | [19 empty] | 1952 | [5 empty] | 493 | [5 empty] | 80.63 | [9 empty] | 28713 |  | 0.59 |  |  |  | 0.89 | [7 empty] | 84.6 | [13 empty] | 2719 | [15 empty] | 7.46 | [17 empty] | 0.185 | [9 empty] | 2.17 | [32 empty] | 2025 |  |  | CHN | Tibet
| Lawu |  | Magmatic hydrothermal | Skarn | Cu-Pb-Zn skarn | Cu, Pb, Zn | In, Sn | Cu, Pb, Zn, In, Sn |  |  | 19FY-280-4-9 | 19FY-280-4-9 | underground mine |  |  |  |  | ore material | drill core | underground mining tunnels and drill cores | mineral separate | [5 empty] | mineralisation |  |  |  | sphalerite, chalcopyrite, pyrrhotite, pyrite, arsenopyrite |  |  | Sn-poor Skarn |  |  |  | galena, bismuthinite, marcasite, iron oxides, pyroxene, actinolite, quartz | thin sections and polished blocks examined using optical microscope, BSE detector, and EDS prior to analysis | EMPA, LA-ICPMS | JEOL JXA-8230 electron probe microanalyzer; RESOlution-LR 193 nm ArF excimer laser ablation system coupled to an Agilent 7700x ICP-MS | Laboratory of Mineral Resources Research Center, Fuzhou University; Adelaide Microscopy, the University of Adelaide | EPMA point analysis: accelerating voltage 15 kV, beam current 20 nA, beam diameter ~5 μm; EPMA mapping: accelerating voltage 20 kV, working current 50 nA, dwell time ~10 ms; BSE imaging: accelerating voltage 20 kV, beam current 10 nA; LA-ICP-MS: energy density 3~3.5 J/cm2, spot sizes 29 to 51 μm, repetition rates 5 Hz (polished thin-section) and 10 Hz (polished blocks), ~30 s background acquisition, ~40 s sample data acquisition | STDGL3 (Danyushevsky et al. 2011) and GSD-1G (USGS) | 2.23 | [19 empty] | 1820 | [5 empty] | 499 | [5 empty] | 78.83 | [9 empty] | 15534 |  | 0.23 |  |  |  | 0.63 | [7 empty] | 84.89 | [13 empty] | 1610 | [15 empty] | 5.02 | [17 empty] | 0.185 | [9 empty] | 2.94 | [32 empty] | 2025 |  |  | CHN | Tibet
| Lawu |  | Magmatic hydrothermal | Skarn | Cu-Pb-Zn skarn | Cu, Pb, Zn | In, Sn | Cu, Pb, Zn, In, Sn |  |  | 19FY-280-4-10 | 19FY-280-4-10 | underground mine |  |  |  |  | ore material | drill core | underground mining tunnels and drill cores | mineral separate | [5 empty] | mineralisation |  |  |  | sphalerite, chalcopyrite, pyrrhotite, pyrite, arsenopyrite |  |  | Sn-poor Skarn |  |  |  | galena, bismuthinite, marcasite, iron oxides, pyroxene, actinolite, quartz | thin sections and polished blocks examined using optical microscope, BSE detector, and EDS prior to analysis | EMPA, LA-ICPMS | JEOL JXA-8230 electron probe microanalyzer; RESOlution-LR 193 nm ArF excimer laser ablation system coupled to an Agilent 7700x ICP-MS | Laboratory of Mineral Resources Research Center, Fuzhou University; Adelaide Microscopy, the University of Adelaide | EPMA point analysis: accelerating voltage 15 kV, beam current 20 nA, beam diameter ~5 μm; EPMA mapping: accelerating voltage 20 kV, working current 50 nA, dwell time ~10 ms; BSE imaging: accelerating voltage 20 kV, beam current 10 nA; LA-ICP-MS: energy density 3~3.5 J/cm2, spot sizes 29 to 51 μm, repetition rates 5 Hz (polished thin-section) and 10 Hz (polished blocks), ~30 s background acquisition, ~40 s sample data acquisition | STDGL3 (Danyushevsky et al. 2011) and GSD-1G (USGS) | 1.43 | [19 empty] | 1819 | [5 empty] | 495 | [5 empty] | 84.11 | [9 empty] | 22915 |  | 1.03 |  |  |  | 1.01 | [7 empty] | 88.9 | [13 empty] | 2345 | [15 empty] | 8.22 | [17 empty] | 0.21 | [9 empty] | 1.15 | [32 empty] | 2025 |  |  | CHN | Tibet
| Lawu |  | Magmatic hydrothermal | Skarn | Cu-Pb-Zn skarn | Cu, Pb, Zn | In, Sn | Cu, Pb, Zn, In, Sn |  |  | 19FY-240-2-5 | 19FY-240-2-5 | underground mine |  |  |  |  | ore material | drill core | underground mining tunnels and drill cores | mineral separate | [5 empty] | mineralisation |  |  |  | sphalerite, chalcopyrite, pyrrhotite, pyrite, arsenopyrite |  |  | Sn-poor Skarn |  |  |  | galena, bismuthinite, marcasite, iron oxides, pyroxene, actinolite, quartz | thin sections and polished blocks examined using optical microscope, BSE detector, and EDS prior to analysis | EMPA, LA-ICPMS | JEOL JXA-8230 electron probe microanalyzer; RESOlution-LR 193 nm ArF excimer laser ablation system coupled to an Agilent 7700x ICP-MS | Laboratory of Mineral Resources Research Center, Fuzhou University; Adelaide Microscopy, the University of Adelaide | EPMA point analysis: accelerating voltage 15 kV, beam current 20 nA, beam diameter ~5 μm; EPMA mapping: accelerating voltage 20 kV, working current 50 nA, dwell time ~10 ms; BSE imaging: accelerating voltage 20 kV, beam current 10 nA; LA-ICP-MS: energy density 3~3.5 J/cm2, spot sizes 29 to 51 μm, repetition rates 5 Hz (polished thin-section) and 10 Hz (polished blocks), ~30 s background acquisition, ~40 s sample data acquisition | STDGL3 (Danyushevsky et al. 2011) and GSD-1G (USGS) | 4.08 | [19 empty] | 2025 | [5 empty] | 528 | [5 empty] | 131.8 | [9 empty] | 32787 |  | 0.04 |  |  |  | 0.77 | [7 empty] | 149.27 | [13 empty] | 2408 | [15 empty] | 5.42 | [17 empty] | 0.17 | [9 empty] | 1.27 | [32 empty] | 2025 |  |  | CHN | Tibet
| Lawu |  | Magmatic hydrothermal | Skarn | Cu-Pb-Zn skarn | Cu, Pb, Zn | In, Sn | Cu, Pb, Zn, In, Sn |  |  | 19FY-240-2-6 | 19FY-240-2-6 | underground mine |  |  |  |  | ore material | drill core | underground mining tunnels and drill cores | mineral separate | [5 empty] | mineralisation |  |  |  | sphalerite, chalcopyrite, pyrrhotite, pyrite, arsenopyrite |  |  | Sn-poor Skarn |  |  |  | galena, bismuthinite, marcasite, iron oxides, pyroxene, actinolite, quartz | thin sections and polished blocks examined using optical microscope, BSE detector, and EDS prior to analysis | EMPA, LA-ICPMS | JEOL JXA-8230 electron probe microanalyzer; RESOlution-LR 193 nm ArF excimer laser ablation system coupled to an Agilent 7700x ICP-MS | Laboratory of Mineral Resources Research Center, Fuzhou University; Adelaide Microscopy, the University of Adelaide | EPMA point analysis: accelerating voltage 15 kV, beam current 20 nA, beam diameter ~5 μm; EPMA mapping: accelerating voltage 20 kV, working current 50 nA, dwell time ~10 ms; BSE imaging: accelerating voltage 20 kV, beam current 10 nA; LA-ICP-MS: energy density 3~3.5 J/cm2, spot sizes 29 to 51 μm, repetition rates 5 Hz (polished thin-section) and 10 Hz (polished blocks), ~30 s background acquisition, ~40 s sample data acquisition | STDGL3 (Danyushevsky et al. 2011) and GSD-1G (USGS) | 2.44 | [19 empty] | 2083 | [5 empty] | 482 | [5 empty] | 122.4 | [9 empty] | 35952 |  | 0.12 |  |  |  | 0.96 | [7 empty] | 128.12 | [13 empty] | 2378 | [15 empty] | 2.67 | [17 empty] | 0.17 | [9 empty] | 1.22 | [32 empty] | 2025 |  |  | CHN | Tibet
| Lawu |  | Magmatic hydrothermal | Skarn | Cu-Pb-Zn skarn | Cu, Pb, Zn | In, Sn | Cu, Pb, Zn, In, Sn |  |  | 19FY-240-2-7 | 19FY-240-2-7 | underground mine |  |  |  |  | ore material | drill core | underground mining tunnels and drill cores | mineral separate | [5 empty] | mineralisation |  |  |  | sphalerite, chalcopyrite, pyrrhotite, pyrite, arsenopyrite |  |  | Sn-poor Skarn |  |  |  | galena, bismuthinite, marcasite, iron oxides, pyroxene, actinolite, quartz | thin sections and polished blocks examined using optical microscope, BSE detector, and EDS prior to analysis | EMPA, LA-ICPMS | JEOL JXA-8230 electron probe microanalyzer; RESOlution-LR 193 nm ArF excimer laser ablation system coupled to an Agilent 7700x ICP-MS | Laboratory of Mineral Resources Research Center, Fuzhou University; Adelaide Microscopy, the University of Adelaide | EPMA point analysis: accelerating voltage 15 kV, beam current 20 nA, beam diameter ~5 μm; EPMA mapping: accelerating voltage 20 kV, working current 50 nA, dwell time ~10 ms; BSE imaging: accelerating voltage 20 kV, beam current 10 nA; LA-ICP-MS: energy density 3~3.5 J/cm2, spot sizes 29 to 51 μm, repetition rates 5 Hz (polished thin-section) and 10 Hz (polished blocks), ~30 s background acquisition, ~40 s sample data acquisition | STDGL3 (Danyushevsky et al. 2011) and GSD-1G (USGS) | 1.89 | [19 empty] | 2030 | [5 empty] | 473 | [5 empty] | 106.7 | [9 empty] | 35810 |  | 0.18 |  |  |  | 0.69 | [7 empty] | 132.08 | [13 empty] | 2686 | [15 empty] | 1.71 | [17 empty] | 0.185 | [9 empty] | 1.27 | [32 empty] | 2025 |  |  | CHN | Tibet
| Lawu |  | Magmatic hydrothermal | Skarn | Cu-Pb-Zn skarn | Cu, Pb, Zn | In, Sn | Cu, Pb, Zn, In, Sn |  |  | 19FY-240-2-8 | 19FY-240-2-8 | underground mine |  |  |  |  | ore material | drill core | underground mining tunnels and drill cores | mineral separate | [5 empty] | mineralisation |  |  |  | sphalerite, chalcopyrite, pyrrhotite, pyrite, arsenopyrite |  |  | Sn-poor Skarn |  |  |  | galena, bismuthinite, marcasite, iron oxides, pyroxene, actinolite, quartz | thin sections and polished blocks examined using optical microscope, BSE detector, and EDS prior to analysis | EMPA, LA-ICPMS | JEOL JXA-8230 electron probe microanalyzer; RESOlution-LR 193 nm ArF excimer laser ablation system coupled to an Agilent 7700x ICP-MS | Laboratory of Mineral Resources Research Center, Fuzhou University; Adelaide Microscopy, the University of Adelaide | EPMA point analysis: accelerating voltage 15 kV, beam current 20 nA, beam diameter ~5 μm; EPMA mapping: accelerating voltage 20 kV, working current 50 nA, dwell time ~10 ms; BSE imaging: accelerating voltage 20 kV, beam current 10 nA; LA-ICP-MS: energy density 3~3.5 J/cm2, spot sizes 29 to 51 μm, repetition rates 5 Hz (polished thin-section) and 10 Hz (polished blocks), ~30 s background acquisition, ~40 s sample data acquisition | STDGL3 (Danyushevsky et al. 2011) and GSD-1G (USGS) | 1.57 | [19 empty] | 2076 | [5 empty] | 485 | [5 empty] | 110.8 | [9 empty] | 36055 |  | 0.17 |  |  |  | 1.38 | [7 empty] | 132.98 | [13 empty] | 2476 | [15 empty] | 0.63 | [17 empty] | 0.17 | [9 empty] | 1.57 | [32 empty] | 2025 |  |  | CHN | Tibet
| Lawu |  | Magmatic hydrothermal | Skarn | Cu-Pb-Zn skarn | Cu, Pb, Zn | In, Sn | Cu, Pb, Zn, In, Sn |  |  | 19FY-240-2-9 | 19FY-240-2-9 | underground mine |  |  |  |  | ore material | drill core | underground mining tunnels and drill cores | mineral separate | [5 empty] | mineralisation |  |  |  | sphalerite, chalcopyrite, pyrrhotite, pyrite, arsenopyrite |  |  | Sn-poor Skarn |  |  |  | galena, bismuthinite, marcasite, iron oxides, pyroxene, actinolite, quartz | thin sections and polished blocks examined using optical microscope, BSE detector, and EDS prior to analysis | EMPA, LA-ICPMS | JEOL JXA-8230 electron probe microanalyzer; RESOlution-LR 193 nm ArF excimer laser ablation system coupled to an Agilent 7700x ICP-MS | Laboratory of Mineral Resources Research Center, Fuzhou University; Adelaide Microscopy, the University of Adelaide | EPMA point analysis: accelerating voltage 15 kV, beam current 20 nA, beam diameter ~5 μm; EPMA mapping: accelerating voltage 20 kV, working current 50 nA, dwell time ~10 ms; BSE imaging: accelerating voltage 20 kV, beam current 10 nA; LA-ICP-MS: energy density 3~3.5 J/cm2, spot sizes 29 to 51 μm, repetition rates 5 Hz (polished thin-section) and 10 Hz (polished blocks), ~30 s background acquisition, ~40 s sample data acquisition | STDGL3 (Danyushevsky et al. 2011) and GSD-1G (USGS) | 1.25 | [19 empty] | 2086 | [5 empty] | 428 | [5 empty] | 135.6 | [9 empty] | 33432 |  | 1.11 |  |  |  | 1.01 | [7 empty] | 176.02 | [13 empty] | 2704 | [15 empty] | 0.87 | [17 empty] | 0.155 | [9 empty] | 1.39 | [32 empty] | 2025 |  |  | CHN | Tibet
| Lawu |  | Magmatic hydrothermal | Skarn | Cu-Pb-Zn skarn | Cu, Pb, Zn | In, Sn | Cu, Pb, Zn, In, Sn |  |  | 19FY-200-15-7 | 19FY-200-15-7 | underground mine |  |  |  |  | ore material | drill core | underground mining tunnels and drill cores | mineral separate | [5 empty] | mineralisation |  |  |  | sphalerite, chalcopyrite, pyrrhotite, pyrite, arsenopyrite |  |  | Sn-poor Skarn |  |  |  | galena, bismuthinite, marcasite, iron oxides, pyroxene, actinolite, quartz | thin sections and polished blocks examined using optical microscope, BSE detector, and EDS prior to analysis | EMPA, LA-ICPMS | JEOL JXA-8230 electron probe microanalyzer; RESOlution-LR 193 nm ArF excimer laser ablation system coupled to an Agilent 7700x ICP-MS | Laboratory of Mineral Resources Research Center, Fuzhou University; Adelaide Microscopy, the University of Adelaide | EPMA point analysis: accelerating voltage 15 kV, beam current 20 nA, beam diameter ~5 μm; EPMA mapping: accelerating voltage 20 kV, working current 50 nA, dwell time ~10 ms; BSE imaging: accelerating voltage 20 kV, beam current 10 nA; LA-ICP-MS: energy density 3~3.5 J/cm2, spot sizes 29 to 51 μm, repetition rates 5 Hz (polished thin-section) and 10 Hz (polished blocks), ~30 s background acquisition, ~40 s sample data acquisition | STDGL3 (Danyushevsky et al. 2011) and GSD-1G (USGS) | 2.89 | [19 empty] | 2084 | [5 empty] | 489 | [5 empty] | 130.5 | [9 empty] | 35429 |  | 0.56 |  |  |  | 0.91 | [7 empty] | 181.24 | [13 empty] | 2757 | [15 empty] | 2.76 | [17 empty] | 0.17 | [9 empty] | 0.82 | [32 empty] | 2025 |  |  | CHN | Tibet
| Lawu |  | Magmatic hydrothermal | Skarn | Cu-Pb-Zn skarn | Cu, Pb, Zn | In, Sn | Cu, Pb, Zn, In, Sn |  |  | 19FY-200-15-8 | 19FY-200-15-8 | underground mine |  |  |  |  | ore material | drill core | underground mining tunnels and drill cores | mineral separate | [5 empty] | mineralisation |  |  |  | sphalerite, chalcopyrite, pyrrhotite, pyrite, arsenopyrite |  |  | Sn-poor Skarn |  |  |  | galena, bismuthinite, marcasite, iron oxides, pyroxene, actinolite, quartz | thin sections and polished blocks examined using optical microscope, BSE detector, and EDS prior to analysis | EMPA, LA-ICPMS | JEOL JXA-8230 electron probe microanalyzer; RESOlution-LR 193 nm ArF excimer laser ablation system coupled to an Agilent 7700x ICP-MS | Laboratory of Mineral Resources Research Center, Fuzhou University; Adelaide Microscopy, the University of Adelaide | EPMA point analysis: accelerating voltage 15 kV, beam current 20 nA, beam diameter ~5 μm; EPMA mapping: accelerating voltage 20 kV, working current 50 nA, dwell time ~10 ms; BSE imaging: accelerating voltage 20 kV, beam current 10 nA; LA-ICP-MS: energy density 3~3.5 J/cm2, spot sizes 29 to 51 μm, repetition rates 5 Hz (polished thin-section) and 10 Hz (polished blocks), ~30 s background acquisition, ~40 s sample data acquisition | STDGL3 (Danyushevsky et al. 2011) and GSD-1G (USGS) | 2.18 | [19 empty] | 2199 | [5 empty] | 476 | [5 empty] | 162 | [9 empty] | 35567 |  | 6.74 |  |  |  | 2.25 | [7 empty] | 204.51 | [13 empty] | 2529 | [15 empty] | 5.79 | [17 empty] | 0.195 | [9 empty] | 4.57 | [32 empty] | 2025 |  |  | CHN | Tibet
| Lawu |  | Magmatic hydrothermal | Skarn | Cu-Pb-Zn skarn | Cu, Pb, Zn | In, Sn | Cu, Pb, Zn, In, Sn |  |  | 19FY-200-15-9 | 19FY-200-15-9 | underground mine |  |  |  |  | ore material | drill core | underground mining tunnels and drill cores | mineral separate | [5 empty] | mineralisation |  |  |  | sphalerite, chalcopyrite, pyrrhotite, pyrite, arsenopyrite |  |  | Sn-poor Skarn |  |  |  | galena, bismuthinite, marcasite, iron oxides, pyroxene, actinolite, quartz | thin sections and polished blocks examined using optical microscope, BSE detector, and EDS prior to analysis | EMPA, LA-ICPMS | JEOL JXA-8230 electron probe microanalyzer; RESOlution-LR 193 nm ArF excimer laser ablation system coupled to an Agilent 7700x ICP-MS | Laboratory of Mineral Resources Research Center, Fuzhou University; Adelaide Microscopy, the University of Adelaide | EPMA point analysis: accelerating voltage 15 kV, beam current 20 nA, beam diameter ~5 μm; EPMA mapping: accelerating voltage 20 kV, working current 50 nA, dwell time ~10 ms; BSE imaging: accelerating voltage 20 kV, beam current 10 nA; LA-ICP-MS: energy density 3~3.5 J/cm2, spot sizes 29 to 51 μm, repetition rates 5 Hz (polished thin-section) and 10 Hz (polished blocks), ~30 s background acquisition, ~40 s sample data acquisition | STDGL3 (Danyushevsky et al. 2011) and GSD-1G (USGS) | 0.9 | [19 empty] | 2202 | [5 empty] | 486 | [5 empty] | 133.5 | [9 empty] | 37658 |  | 0.78 |  |  |  | 0.33 | [7 empty] | 178.07 | [13 empty] | 2911 | [15 empty] | 0.38 | [17 empty] | 0.18 | [9 empty] | 0.88 | [32 empty] | 2025 |  |  | CHN | Tibet
| Lawu |  | Magmatic hydrothermal | Skarn | Cu-Pb-Zn skarn | Cu, Pb, Zn | In, Sn | Cu, Pb, Zn, In, Sn |  |  | YH01-1 | YH01-1 | underground mine |  |  |  |  | ore material | drill core | underground mining tunnels and drill cores | mineral separate | [5 empty] | mineralisation |  |  |  | sphalerite, chalcopyrite, pyrrhotite, pyrite, arsenopyrite |  |  | Sn-poor Skarn |  |  |  | galena, bismuthinite, marcasite, iron oxides, pyroxene, actinolite, quartz | thin sections and polished blocks examined using optical microscope, BSE detector, and EDS prior to analysis | EMPA, LA-ICPMS | JEOL JXA-8230 electron probe microanalyzer; RESOlution-LR 193 nm ArF excimer laser ablation system coupled to an Agilent 7700x ICP-MS | Laboratory of Mineral Resources Research Center, Fuzhou University; Adelaide Microscopy, the University of Adelaide | EPMA point analysis: accelerating voltage 15 kV, beam current 20 nA, beam diameter ~5 μm; EPMA mapping: accelerating voltage 20 kV, working current 50 nA, dwell time ~10 ms; BSE imaging: accelerating voltage 20 kV, beam current 10 nA; LA-ICP-MS: energy density 3~3.5 J/cm2, spot sizes 29 to 51 μm, repetition rates 5 Hz (polished thin-section) and 10 Hz (polished blocks), ~30 s background acquisition, ~40 s sample data acquisition | STDGL3 (Danyushevsky et al. 2011) and GSD-1G (USGS) | 7.7275 | [19 empty] | 4639.5593 | [5 empty] | 0.035749 | [5 empty] | 341.2291 | [9 empty] | 68769.0229 |  | 13.5773 |  |  |  | 3.0698 | [7 empty] | 124.8393 | [13 empty] | 6006.5012 | [15 empty] | 22.6062 | [17 empty] | 9.2499 | [9 empty] | 6.4297 | [32 empty] | 2025 |  |  | CHN | Tibet
| Lawu |  | Magmatic hydrothermal | Skarn | Cu-Pb-Zn skarn | Cu, Pb, Zn | In, Sn | Cu, Pb, Zn, In, Sn |  |  | YH01-2 | YH01-2 | underground mine |  |  |  |  | ore material | drill core | underground mining tunnels and drill cores | mineral separate | [5 empty] | mineralisation |  |  |  | sphalerite, chalcopyrite, pyrrhotite, pyrite, arsenopyrite |  |  | Sn-poor Skarn |  |  |  | galena, bismuthinite, marcasite, iron oxides, pyroxene, actinolite, quartz | thin sections and polished blocks examined using optical microscope, BSE detector, and EDS prior to analysis | EMPA, LA-ICPMS | JEOL JXA-8230 electron probe microanalyzer; RESOlution-LR 193 nm ArF excimer laser ablation system coupled to an Agilent 7700x ICP-MS | Laboratory of Mineral Resources Research Center, Fuzhou University; Adelaide Microscopy, the University of Adelaide | EPMA point analysis: accelerating voltage 15 kV, beam current 20 nA, beam diameter ~5 μm; EPMA mapping: accelerating voltage 20 kV, working current 50 nA, dwell time ~10 ms; BSE imaging: accelerating voltage 20 kV, beam current 10 nA; LA-ICP-MS: energy density 3~3.5 J/cm2, spot sizes 29 to 51 μm, repetition rates 5 Hz (polished thin-section) and 10 Hz (polished blocks), ~30 s background acquisition, ~40 s sample data acquisition | STDGL3 (Danyushevsky et al. 2011) and GSD-1G (USGS) | 3.2349 | [19 empty] | 4770.7078 | [5 empty] | 0.18332 | [5 empty] | 175.4024 | [9 empty] | 72501.4139 |  | 27.7878 |  |  |  | 2.1951 | [7 empty] | 116.7574 | [13 empty] | 6180.9677 | [15 empty] | 0.9788 | [17 empty] | 0.60594 | [9 empty] | 3.9798 | [32 empty] | 2025 |  |  | CHN | Tibet
| Lawu |  | Magmatic hydrothermal | Skarn | Cu-Pb-Zn skarn | Cu, Pb, Zn | In, Sn | Cu, Pb, Zn, In, Sn |  |  | YH01-3 | YH01-3 | underground mine |  |  |  |  | ore material | drill core | underground mining tunnels and drill cores | mineral separate | [5 empty] | mineralisation |  |  |  | sphalerite, chalcopyrite, pyrrhotite, pyrite, arsenopyrite |  |  | Sn-poor Skarn |  |  |  | galena, bismuthinite, marcasite, iron oxides, pyroxene, actinolite, quartz | thin sections and polished blocks examined using optical microscope, BSE detector, and EDS prior to analysis | EMPA, LA-ICPMS | JEOL JXA-8230 electron probe microanalyzer; RESOlution-LR 193 nm ArF excimer laser ablation system coupled to an Agilent 7700x ICP-MS | Laboratory of Mineral Resources Research Center, Fuzhou University; Adelaide Microscopy, the University of Adelaide | EPMA point analysis: accelerating voltage 15 kV, beam current 20 nA, beam diameter ~5 μm; EPMA mapping: accelerating voltage 20 kV, working current 50 nA, dwell time ~10 ms; BSE imaging: accelerating voltage 20 kV, beam current 10 nA; LA-ICP-MS: energy density 3~3.5 J/cm2, spot sizes 29 to 51 μm, repetition rates 5 Hz (polished thin-section) and 10 Hz (polished blocks), ~30 s background acquisition, ~40 s sample data acquisition | STDGL3 (Danyushevsky et al. 2011) and GSD-1G (USGS) | 5.0708 | [19 empty] | 4815.395 | [5 empty] | 0.18116 | [5 empty] | 134.6387 | [9 empty] | 69961.3707 |  | 19.5344 |  |  |  | 1.9554 | [7 empty] | 120.7792 | [13 empty] | 6051.9822 | [15 empty] | 6.4983 | [17 empty] | 6.5704 | [9 empty] | 2.9932 | [32 empty] | 2025 |  |  | CHN | Tibet
| Lawu |  | Magmatic hydrothermal | Skarn | Cu-Pb-Zn skarn | Cu, Pb, Zn | In, Sn | Cu, Pb, Zn, In, Sn |  |  | YH02-1 | YH02-1 | underground mine |  |  |  |  | ore material | drill core | underground mining tunnels and drill cores | mineral separate | [5 empty] | mineralisation |  |  |  | sphalerite, chalcopyrite, pyrrhotite, pyrite, arsenopyrite |  |  | Sn-poor Skarn |  |  |  | galena, bismuthinite, marcasite, iron oxides, pyroxene, actinolite, quartz | thin sections and polished blocks examined using optical microscope, BSE detector, and EDS prior to analysis | EMPA, LA-ICPMS | JEOL JXA-8230 electron probe microanalyzer; RESOlution-LR 193 nm ArF excimer laser ablation system coupled to an Agilent 7700x ICP-MS | Laboratory of Mineral Resources Research Center, Fuzhou University; Adelaide Microscopy, the University of Adelaide | EPMA point analysis: accelerating voltage 15 kV, beam current 20 nA, beam diameter ~5 μm; EPMA mapping: accelerating voltage 20 kV, working current 50 nA, dwell time ~10 ms; BSE imaging: accelerating voltage 20 kV, beam current 10 nA; LA-ICP-MS: energy density 3~3.5 J/cm2, spot sizes 29 to 51 μm, repetition rates 5 Hz (polished thin-section) and 10 Hz (polished blocks), ~30 s background acquisition, ~40 s sample data acquisition | STDGL3 (Danyushevsky et al. 2011) and GSD-1G (USGS) | 19.7351 | [19 empty] | 5217.5266 | [5 empty] | 16.4622 | [5 empty] | 148.9916 | [9 empty] | 75775.5689 |  | 4.6225 |  |  |  | 1.2357 | [7 empty] | 60.0865 | [13 empty] | 5272.1252 | [15 empty] | 3.5021 | [17 empty] | 5.2466 | [9 empty] | 4.487 | [32 empty] | 2025 |  |  | CHN | Tibet
| Lawu |  | Magmatic hydrothermal | Skarn | Cu-Pb-Zn skarn | Cu, Pb, Zn | In, Sn | Cu, Pb, Zn, In, Sn |  |  | YH02-2 | YH02-2 | underground mine |  |  |  |  | ore material | drill core | underground mining tunnels and drill cores | mineral separate | [5 empty] | mineralisation |  |  |  | sphalerite, chalcopyrite, pyrrhotite, pyrite, arsenopyrite |  |  | Sn-poor Skarn |  |  |  | galena, bismuthinite, marcasite, iron oxides, pyroxene, actinolite, quartz | thin sections and polished blocks examined using optical microscope, BSE detector, and EDS prior to analysis | EMPA, LA-ICPMS | JEOL JXA-8230 electron probe microanalyzer; RESOlution-LR 193 nm ArF excimer laser ablation system coupled to an Agilent 7700x ICP-MS | Laboratory of Mineral Resources Research Center, Fuzhou University; Adelaide Microscopy, the University of Adelaide | EPMA point analysis: accelerating voltage 15 kV, beam current 20 nA, beam diameter ~5 μm; EPMA mapping: accelerating voltage 20 kV, working current 50 nA, dwell time ~10 ms; BSE imaging: accelerating voltage 20 kV, beam current 10 nA; LA-ICP-MS: energy density 3~3.5 J/cm2, spot sizes 29 to 51 μm, repetition rates 5 Hz (polished thin-section) and 10 Hz (polished blocks), ~30 s background acquisition, ~40 s sample data acquisition | STDGL3 (Danyushevsky et al. 2011) and GSD-1G (USGS) | 16.1078 | [19 empty] | 4925.557 | [5 empty] | 14.7958 | [5 empty] | 110.0596 | [9 empty] | 72560.1643 |  | 3.9032 |  |  |  | 1.7359 | [7 empty] | 57.8747 | [13 empty] | 7164.3594 | [15 empty] | 4.217 | [17 empty] | 4.3838 | [9 empty] | 5.0154 | [32 empty] | 2025 |  |  | CHN | Tibet
| Lawu |  | Magmatic hydrothermal | Skarn | Cu-Pb-Zn skarn | Cu, Pb, Zn | In, Sn | Cu, Pb, Zn, In, Sn |  |  | YH02-3 | YH02-3 | underground mine |  |  |  |  | ore material | drill core | underground mining tunnels and drill cores | mineral separate | [5 empty] | mineralisation |  |  |  | sphalerite, chalcopyrite, pyrrhotite, pyrite, arsenopyrite |  |  | Sn-poor Skarn |  |  |  | galena, bismuthinite, marcasite, iron oxides, pyroxene, actinolite, quartz | thin sections and polished blocks examined using optical microscope, BSE detector, and EDS prior to analysis | EMPA, LA-ICPMS | JEOL JXA-8230 electron probe microanalyzer; RESOlution-LR 193 nm ArF excimer laser ablation system coupled to an Agilent 7700x ICP-MS | Laboratory of Mineral Resources Research Center, Fuzhou University; Adelaide Microscopy, the University of Adelaide | EPMA point analysis: accelerating voltage 15 kV, beam current 20 nA, beam diameter ~5 μm; EPMA mapping: accelerating voltage 20 kV, working current 50 nA, dwell time ~10 ms; BSE imaging: accelerating voltage 20 kV, beam current 10 nA; LA-ICP-MS: energy density 3~3.5 J/cm2, spot sizes 29 to 51 μm, repetition rates 5 Hz (polished thin-section) and 10 Hz (polished blocks), ~30 s background acquisition, ~40 s sample data acquisition | STDGL3 (Danyushevsky et al. 2011) and GSD-1G (USGS) | 17.3707 | [19 empty] | 5242.385 | [5 empty] | 10.936 | [5 empty] | 140.5126 | [9 empty] | 73352.0817 |  | 3.8539 |  |  |  | 2.2165 | [7 empty] | 61.7466 | [13 empty] | 4989.831 | [15 empty] | 3.0157 | [17 empty] | 4.5752 | [9 empty] | 4.3406 | [32 empty] | 2025 |  |  | CHN | Tibet
| Lawu |  | Magmatic hydrothermal | Skarn | Cu-Pb-Zn skarn | Cu, Pb, Zn | In, Sn | Cu, Pb, Zn, In, Sn |  |  | GG_SG400_E01-1 | GG_SG400_E01-1 | underground mine |  |  |  |  | ore material | drill core | underground mining tunnels and drill cores | mineral separate | [5 empty] | mineralisation |  |  |  | sphalerite, chalcopyrite, pyrrhotite, pyrite, arsenopyrite |  |  | Sn-poor Skarn |  |  |  | galena, bismuthinite, marcasite, iron oxides, pyroxene, actinolite, quartz | thin sections and polished blocks examined using optical microscope, BSE detector, and EDS prior to analysis | EMPA, LA-ICPMS | JEOL JXA-8230 electron probe microanalyzer; RESOlution-LR 193 nm ArF excimer laser ablation system coupled to an Agilent 7700x ICP-MS | Laboratory of Mineral Resources Research Center, Fuzhou University; Adelaide Microscopy, the University of Adelaide | EPMA point analysis: accelerating voltage 15 kV, beam current 20 nA, beam diameter ~5 μm; EPMA mapping: accelerating voltage 20 kV, working current 50 nA, dwell time ~10 ms; BSE imaging: accelerating voltage 20 kV, beam current 10 nA; LA-ICP-MS: energy density 3~3.5 J/cm2, spot sizes 29 to 51 μm, repetition rates 5 Hz (polished thin-section) and 10 Hz (polished blocks), ~30 s background acquisition, ~40 s sample data acquisition | STDGL3 (Danyushevsky et al. 2011) and GSD-1G (USGS) | 5.1355 | [19 empty] | 3883.6013 | [5 empty] | 215.4324 | [5 empty] | 86.7383 | [9 empty] | 75064.3981 |  | 1.1862 |  |  |  | 2.7108 | [7 empty] | 49.2666 | [13 empty] | 10369.7 | [15 empty] | 1.9129 | [17 empty] | 0.082716 | [9 empty] | 2.6091 | [32 empty] | 2025 |  |  | CHN | Tibet
| Lawu |  | Magmatic hydrothermal | Skarn | Cu-Pb-Zn skarn | Cu, Pb, Zn | In, Sn | Cu, Pb, Zn, In, Sn |  |  | GG_SG400_E01-2 | GG_SG400_E01-2 | underground mine |  |  |  |  | ore material | drill core | underground mining tunnels and drill cores | mineral separate | [5 empty] | mineralisation |  |  |  | sphalerite, chalcopyrite, pyrrhotite, pyrite, arsenopyrite |  |  | Sn-poor Skarn |  |  |  | galena, bismuthinite, marcasite, iron oxides, pyroxene, actinolite, quartz | thin sections and polished blocks examined using optical microscope, BSE detector, and EDS prior to analysis | EMPA, LA-ICPMS | JEOL JXA-8230 electron probe microanalyzer; RESOlution-LR 193 nm ArF excimer laser ablation system coupled to an Agilent 7700x ICP-MS | Laboratory of Mineral Resources Research Center, Fuzhou University; Adelaide Microscopy, the University of Adelaide | EPMA point analysis: accelerating voltage 15 kV, beam current 20 nA, beam diameter ~5 μm; EPMA mapping: accelerating voltage 20 kV, working current 50 nA, dwell time ~10 ms; BSE imaging: accelerating voltage 20 kV, beam current 10 nA; LA-ICP-MS: energy density 3~3.5 J/cm2, spot sizes 29 to 51 μm, repetition rates 5 Hz (polished thin-section) and 10 Hz (polished blocks), ~30 s background acquisition, ~40 s sample data acquisition | STDGL3 (Danyushevsky et al. 2011) and GSD-1G (USGS) | 2.6981 | [19 empty] | 4051.0123 | [5 empty] | 244.4428 | [5 empty] | 73.0677 | [9 empty] | 82343.1148 |  | 0.71774 |  |  |  | 3.5533 | [7 empty] | 43.8711 | [13 empty] | 12101.8407 | [15 empty] | 0.41752 | [17 empty] | 0.084285 | [9 empty] | 2.1938 | [32 empty] | 2025 |  |  | CHN | Tibet
| Lawu |  | Magmatic hydrothermal | Skarn | Cu-Pb-Zn skarn | Cu, Pb, Zn | In, Sn | Cu, Pb, Zn, In, Sn |  |  | GG_SG400_E01-3 | GG_SG400_E01-3 | underground mine |  |  |  |  | ore material | drill core | underground mining tunnels and drill cores | mineral separate | [5 empty] | mineralisation |  |  |  | sphalerite, chalcopyrite, pyrrhotite, pyrite, arsenopyrite |  |  | Sn-poor Skarn |  |  |  | galena, bismuthinite, marcasite, iron oxides, pyroxene, actinolite, quartz | thin sections and polished blocks examined using optical microscope, BSE detector, and EDS prior to analysis | EMPA, LA-ICPMS | JEOL JXA-8230 electron probe microanalyzer; RESOlution-LR 193 nm ArF excimer laser ablation system coupled to an Agilent 7700x ICP-MS | Laboratory of Mineral Resources Research Center, Fuzhou University; Adelaide Microscopy, the University of Adelaide | EPMA point analysis: accelerating voltage 15 kV, beam current 20 nA, beam diameter ~5 μm; EPMA mapping: accelerating voltage 20 kV, working current 50 nA, dwell time ~10 ms; BSE imaging: accelerating voltage 20 kV, beam current 10 nA; LA-ICP-MS: energy density 3~3.5 J/cm2, spot sizes 29 to 51 μm, repetition rates 5 Hz (polished thin-section) and 10 Hz (polished blocks), ~30 s background acquisition, ~40 s sample data acquisition | STDGL3 (Danyushevsky et al. 2011) and GSD-1G (USGS) | 2.4387 | [19 empty] | 4026.3529 | [5 empty] | 273.0608 | [5 empty] | 69.8088 | [9 empty] | 85638.1213 |  | 0.8689 |  |  |  | 2.276 | [7 empty] | 37.1683 | [13 empty] | 12745.0309 | [15 empty] | 0.22232 | [17 empty] | 0.10548 | [9 empty] | 2.6926 | [32 empty] | 2025 |  |  | CHN | Tibet
| Lawu |  | Magmatic hydrothermal | Skarn | Cu-Pb-Zn skarn | Cu, Pb, Zn | In, Sn | Cu, Pb, Zn, In, Sn |  |  | GG_SG400_W01-1 | GG_SG400_W01-1 | underground mine |  |  |  |  | ore material | drill core | underground mining tunnels and drill cores | mineral separate | [5 empty] | mineralisation |  |  |  | sphalerite, chalcopyrite, pyrrhotite, pyrite, arsenopyrite |  |  | Sn-poor Skarn |  |  |  | galena, bismuthinite, marcasite, iron oxides, pyroxene, actinolite, quartz | thin sections and polished blocks examined using optical microscope, BSE detector, and EDS prior to analysis | EMPA, LA-ICPMS | JEOL JXA-8230 electron probe microanalyzer; RESOlution-LR 193 nm ArF excimer laser ablation system coupled to an Agilent 7700x ICP-MS | Laboratory of Mineral Resources Research Center, Fuzhou University; Adelaide Microscopy, the University of Adelaide | EPMA point analysis: accelerating voltage 15 kV, beam current 20 nA, beam diameter ~5 μm; EPMA mapping: accelerating voltage 20 kV, working current 50 nA, dwell time ~10 ms; BSE imaging: accelerating voltage 20 kV, beam current 10 nA; LA-ICP-MS: energy density 3~3.5 J/cm2, spot sizes 29 to 51 μm, repetition rates 5 Hz (polished thin-section) and 10 Hz (polished blocks), ~30 s background acquisition, ~40 s sample data acquisition | STDGL3 (Danyushevsky et al. 2011) and GSD-1G (USGS) | 7.4667 | [19 empty] | 3831.1504 | [5 empty] | 1.6798 | [5 empty] | 430.0771 | [9 empty] | 40826.4951 |  | 5.6681 |  |  |  | 3.0929 | [7 empty] | 40.9747 | [13 empty] | 1281.6484 | [15 empty] | 46.2891 | [17 empty] | 0.60968 | [9 empty] | 22.0598 | [32 empty] | 2025 |  |  | CHN | Tibet
| Lawu |  | Magmatic hydrothermal | Skarn | Cu-Pb-Zn skarn | Cu, Pb, Zn | In, Sn | Cu, Pb, Zn, In, Sn |  |  | GG_SG400_W01-2 | GG_SG400_W01-2 | underground mine |  |  |  |  | ore material | drill core | underground mining tunnels and drill cores | mineral separate | [5 empty] | mineralisation |  |  |  | sphalerite, chalcopyrite, pyrrhotite, pyrite, arsenopyrite |  |  | Sn-poor Skarn |  |  |  | galena, bismuthinite, marcasite, iron oxides, pyroxene, actinolite, quartz | thin sections and polished blocks examined using optical microscope, BSE detector, and EDS prior to analysis | EMPA, LA-ICPMS | JEOL JXA-8230 electron probe microanalyzer; RESOlution-LR 193 nm ArF excimer laser ablation system coupled to an Agilent 7700x ICP-MS | Laboratory of Mineral Resources Research Center, Fuzhou University; Adelaide Microscopy, the University of Adelaide | EPMA point analysis: accelerating voltage 15 kV, beam current 20 nA, beam diameter ~5 μm; EPMA mapping: accelerating voltage 20 kV, working current 50 nA, dwell time ~10 ms; BSE imaging: accelerating voltage 20 kV, beam current 10 nA; LA-ICP-MS: energy density 3~3.5 J/cm2, spot sizes 29 to 51 μm, repetition rates 5 Hz (polished thin-section) and 10 Hz (polished blocks), ~30 s background acquisition, ~40 s sample data acquisition | STDGL3 (Danyushevsky et al. 2011) and GSD-1G (USGS) | 6.8391 | [19 empty] | 4055.2916 | [5 empty] | 2.7119 | [5 empty] | 682.9075 | [9 empty] | 41358.4987 |  | 1.0759 |  |  |  | 2.3375 | [7 empty] | 42.9902 | [13 empty] | 1682.4287 | [15 empty] | 1.3789 | [17 empty] | 0.27083 | [9 empty] | 1.8253 | [32 empty] | 2025 |  |  | CHN | Tibet
| Lawu |  | Magmatic hydrothermal | Skarn | Cu-Pb-Zn skarn | Cu, Pb, Zn | In, Sn | Cu, Pb, Zn, In, Sn |  |  | GG_SG400_W02-1 | GG_SG400_W02-1 | underground mine |  |  |  |  | ore material | drill core | underground mining tunnels and drill cores | mineral separate | [5 empty] | mineralisation |  |  |  | sphalerite, chalcopyrite, pyrrhotite, pyrite, arsenopyrite |  |  | Sn-poor Skarn |  |  |  | galena, bismuthinite, marcasite, iron oxides, pyroxene, actinolite, quartz | thin sections and polished blocks examined using optical microscope, BSE detector, and EDS prior to analysis | EMPA, LA-ICPMS | JEOL JXA-8230 electron probe microanalyzer; RESOlution-LR 193 nm ArF excimer laser ablation system coupled to an Agilent 7700x ICP-MS | Laboratory of Mineral Resources Research Center, Fuzhou University; Adelaide Microscopy, the University of Adelaide | EPMA point analysis: accelerating voltage 15 kV, beam current 20 nA, beam diameter ~5 μm; EPMA mapping: accelerating voltage 20 kV, working current 50 nA, dwell time ~10 ms; BSE imaging: accelerating voltage 20 kV, beam current 10 nA; LA-ICP-MS: energy density 3~3.5 J/cm2, spot sizes 29 to 51 μm, repetition rates 5 Hz (polished thin-section) and 10 Hz (polished blocks), ~30 s background acquisition, ~40 s sample data acquisition | STDGL3 (Danyushevsky et al. 2011) and GSD-1G (USGS) | 2.4296 | [19 empty] | 4867.2389 | [5 empty] | 189.5859 | [5 empty] | 234.9354 | [9 empty] | 66488.6105 |  | 1.1874 |  |  |  | 0.8362 | [7 empty] | 9.2862 | [13 empty] | 5553.7821 | [15 empty] | 3.1432 | [17 empty] | 0.092643 | [9 empty] | 0.567 | [32 empty] | 2025 |  |  | CHN | Tibet
| Lawu |  | Magmatic hydrothermal | Skarn | Cu-Pb-Zn skarn | Cu, Pb, Zn | In, Sn | Cu, Pb, Zn, In, Sn |  |  | GG_SG400_W02-2 | GG_SG400_W02-2 | underground mine |  |  |  |  | ore material | drill core | underground mining tunnels and drill cores | mineral separate | [5 empty] | mineralisation |  |  |  | sphalerite, chalcopyrite, pyrrhotite, pyrite, arsenopyrite |  |  | Sn-poor Skarn |  |  |  | galena, bismuthinite, marcasite, iron oxides, pyroxene, actinolite, quartz | thin sections and polished blocks examined using optical microscope, BSE detector, and EDS prior to analysis | EMPA, LA-ICPMS | JEOL JXA-8230 electron probe microanalyzer; RESOlution-LR 193 nm ArF excimer laser ablation system coupled to an Agilent 7700x ICP-MS | Laboratory of Mineral Resources Research Center, Fuzhou University; Adelaide Microscopy, the University of Adelaide | EPMA point analysis: accelerating voltage 15 kV, beam current 20 nA, beam diameter ~5 μm; EPMA mapping: accelerating voltage 20 kV, working current 50 nA, dwell time ~10 ms; BSE imaging: accelerating voltage 20 kV, beam current 10 nA; LA-ICP-MS: energy density 3~3.5 J/cm2, spot sizes 29 to 51 μm, repetition rates 5 Hz (polished thin-section) and 10 Hz (polished blocks), ~30 s background acquisition, ~40 s sample data acquisition | STDGL3 (Danyushevsky et al. 2011) and GSD-1G (USGS) | 2.1447 | [19 empty] | 4213.8156 | [5 empty] | 213.4601 | [5 empty] | 35.9166 | [9 empty] | 76615.7471 |  | 1.3877 |  |  |  | 2.703 | [7 empty] | 8.7403 | [13 empty] | 8454.3578 | [15 empty] | 0.065601 | [17 empty] | 0.071301 | [9 empty] | 0.43638 | [32 empty] | 2025 |  |  | CHN | Tibet
| Lawu |  | Magmatic hydrothermal | Skarn | Cu-Pb-Zn skarn | Cu, Pb, Zn | In, Sn | Cu, Pb, Zn, In, Sn |  |  | UJ-1 | UJ-1 | underground mine |  |  |  |  | ore material | drill core | underground mining tunnels and drill cores | mineral separate | [5 empty] | mineralisation |  |  |  | sphalerite, chalcopyrite, pyrrhotite, pyrite, arsenopyrite |  |  | Sn-poor Skarn |  |  |  | galena, bismuthinite, marcasite, iron oxides, pyroxene, actinolite, quartz | thin sections and polished blocks examined using optical microscope, BSE detector, and EDS prior to analysis | EMPA, LA-ICPMS | JEOL JXA-8230 electron probe microanalyzer; RESOlution-LR 193 nm ArF excimer laser ablation system coupled to an Agilent 7700x ICP-MS | Laboratory of Mineral Resources Research Center, Fuzhou University; Adelaide Microscopy, the University of Adelaide | EPMA point analysis: accelerating voltage 15 kV, beam current 20 nA, beam diameter ~5 μm; EPMA mapping: accelerating voltage 20 kV, working current 50 nA, dwell time ~10 ms; BSE imaging: accelerating voltage 20 kV, beam current 10 nA; LA-ICP-MS: energy density 3~3.5 J/cm2, spot sizes 29 to 51 μm, repetition rates 5 Hz (polished thin-section) and 10 Hz (polished blocks), ~30 s background acquisition, ~40 s sample data acquisition | STDGL3 (Danyushevsky et al. 2011) and GSD-1G (USGS) | 2.8364 | [19 empty] | 4057.491 | [5 empty] | 13.0346 | [5 empty] | 119.7827 | [9 empty] | 87348.7005 |  | 2.2672 |  |  |  | 2.2054 | [7 empty] | 79.2487 | [13 empty] | 922.4775 | [15 empty] | 0.32983 | [17 empty] | 0.16938 | [9 empty] | 3.238 | [32 empty] | 2025 |  |  | CHN | Tibet
| Lawu |  | Magmatic hydrothermal | Skarn | Cu-Pb-Zn skarn | Cu, Pb, Zn | In, Sn | Cu, Pb, Zn, In, Sn |  |  | UJ-2 | UJ-2 | underground mine |  |  |  |  | ore material | drill core | underground mining tunnels and drill cores | mineral separate | [5 empty] | mineralisation |  |  |  | sphalerite, chalcopyrite, pyrrhotite, pyrite, arsenopyrite |  |  | Sn-poor Skarn |  |  |  | galena, bismuthinite, marcasite, iron oxides, pyroxene, actinolite, quartz | thin sections and polished blocks examined using optical microscope, BSE detector, and EDS prior to analysis | EMPA, LA-ICPMS | JEOL JXA-8230 electron probe microanalyzer; RESOlution-LR 193 nm ArF excimer laser ablation system coupled to an Agilent 7700x ICP-MS | Laboratory of Mineral Resources Research Center, Fuzhou University; Adelaide Microscopy, the University of Adelaide | EPMA point analysis: accelerating voltage 15 kV, beam current 20 nA, beam diameter ~5 μm; EPMA mapping: accelerating voltage 20 kV, working current 50 nA, dwell time ~10 ms; BSE imaging: accelerating voltage 20 kV, beam current 10 nA; LA-ICP-MS: energy density 3~3.5 J/cm2, spot sizes 29 to 51 μm, repetition rates 5 Hz (polished thin-section) and 10 Hz (polished blocks), ~30 s background acquisition, ~40 s sample data acquisition | STDGL3 (Danyushevsky et al. 2011) and GSD-1G (USGS) | 3.8817 | [19 empty] | 4032.1192 | [5 empty] | 13.245 | [5 empty] | 164.4445 | [9 empty] | 87673.2877 |  | 1.8716 |  |  |  | 0.92658 | [7 empty] | 80.8908 | [13 empty] | 940.2763 | [15 empty] | 3.688 | [17 empty] | 0.18601 | [9 empty] | 4.025 | [32 empty] | 2025 |  |  | CHN | Tibet
| Lawu |  | Magmatic hydrothermal | Skarn | Cu-Pb-Zn skarn | Cu, Pb, Zn | In, Sn | Cu, Pb, Zn, In, Sn |  |  | UJ-3 | UJ-3 | underground mine |  |  |  |  | ore material | drill core | underground mining tunnels and drill cores | mineral separate | [5 empty] | mineralisation |  |  |  | sphalerite, chalcopyrite, pyrrhotite, pyrite, arsenopyrite |  |  | Sn-poor Skarn |  |  |  | galena, bismuthinite, marcasite, iron oxides, pyroxene, actinolite, quartz | thin sections and polished blocks examined using optical microscope, BSE detector, and EDS prior to analysis | EMPA, LA-ICPMS | JEOL JXA-8230 electron probe microanalyzer; RESOlution-LR 193 nm ArF excimer laser ablation system coupled to an Agilent 7700x ICP-MS | Laboratory of Mineral Resources Research Center, Fuzhou University; Adelaide Microscopy, the University of Adelaide | EPMA point analysis: accelerating voltage 15 kV, beam current 20 nA, beam diameter ~5 μm; EPMA mapping: accelerating voltage 20 kV, working current 50 nA, dwell time ~10 ms; BSE imaging: accelerating voltage 20 kV, beam current 10 nA; LA-ICP-MS: energy density 3~3.5 J/cm2, spot sizes 29 to 51 μm, repetition rates 5 Hz (polished thin-section) and 10 Hz (polished blocks), ~30 s background acquisition, ~40 s sample data acquisition | STDGL3 (Danyushevsky et al. 2011) and GSD-1G (USGS) | 3.3284 | [19 empty] | 3960.6421 | [5 empty] | 13.0294 | [5 empty] | 99.1283 | [9 empty] | 91016.0256 |  | 3.3073 |  |  |  | 0.84342 | [7 empty] | 82.7659 | [13 empty] | 984.2282 | [15 empty] | 0.59959 | [17 empty] | 0.16931 | [9 empty] | 3.0891 | [32 empty] | 2025 |  |  | CHN | Tibet
| Lawu |  | Magmatic hydrothermal | Skarn | Cu-Pb-Zn skarn | Cu, Pb, Zn | In, Sn | Cu, Pb, Zn, In, Sn |  |  | UJ-4 | UJ-4 | underground mine |  |  |  |  | ore material | drill core | underground mining tunnels and drill cores | mineral separate | [5 empty] | mineralisation |  |  |  | sphalerite, chalcopyrite, pyrrhotite, pyrite, arsenopyrite |  |  | Sn-poor Skarn |  |  |  | galena, bismuthinite, marcasite, iron oxides, pyroxene, actinolite, quartz | thin sections and polished blocks examined using optical microscope, BSE detector, and EDS prior to analysis | EMPA, LA-ICPMS | JEOL JXA-8230 electron probe microanalyzer; RESOlution-LR 193 nm ArF excimer laser ablation system coupled to an Agilent 7700x ICP-MS | Laboratory of Mineral Resources Research Center, Fuzhou University; Adelaide Microscopy, the University of Adelaide | EPMA point analysis: accelerating voltage 15 kV, beam current 20 nA, beam diameter ~5 μm; EPMA mapping: accelerating voltage 20 kV, working current 50 nA, dwell time ~10 ms; BSE imaging: accelerating voltage 20 kV, beam current 10 nA; LA-ICP-MS: energy density 3~3.5 J/cm2, spot sizes 29 to 51 μm, repetition rates 5 Hz (polished thin-section) and 10 Hz (polished blocks), ~30 s background acquisition, ~40 s sample data acquisition | STDGL3 (Danyushevsky et al. 2011) and GSD-1G (USGS) | 5.6246 | [19 empty] | 3731.3923 | [5 empty] | 11.5211 | [5 empty] | 82.837 | [9 empty] | 96276.6834 |  | 6.6706 |  |  |  | 2.7437 | [7 empty] | 82.5943 | [13 empty] | 1118.3868 | [15 empty] | 1.7676 | [17 empty] | 0.40978 | [9 empty] | 7.479 | [32 empty] | 2025 |  |  | CHN | Tibet
| Lawu |  | Magmatic hydrothermal | Skarn | Cu-Pb-Zn skarn | Cu, Pb, Zn | In, Sn | Cu, Pb, Zn, In, Sn |  |  | UJ-5 | UJ-5 | underground mine |  |  |  |  | ore material | drill core | underground mining tunnels and drill cores | mineral separate | [5 empty] | mineralisation |  |  |  | sphalerite, chalcopyrite, pyrrhotite, pyrite, arsenopyrite |  |  | Sn-poor Skarn |  |  |  | galena, bismuthinite, marcasite, iron oxides, pyroxene, actinolite, quartz | thin sections and polished blocks examined using optical microscope, BSE detector, and EDS prior to analysis | EMPA, LA-ICPMS | JEOL JXA-8230 electron probe microanalyzer; RESOlution-LR 193 nm ArF excimer laser ablation system coupled to an Agilent 7700x ICP-MS | Laboratory of Mineral Resources Research Center, Fuzhou University; Adelaide Microscopy, the University of Adelaide | EPMA point analysis: accelerating voltage 15 kV, beam current 20 nA, beam diameter ~5 μm; EPMA mapping: accelerating voltage 20 kV, working current 50 nA, dwell time ~10 ms; BSE imaging: accelerating voltage 20 kV, beam current 10 nA; LA-ICP-MS: energy density 3~3.5 J/cm2, spot sizes 29 to 51 μm, repetition rates 5 Hz (polished thin-section) and 10 Hz (polished blocks), ~30 s background acquisition, ~40 s sample data acquisition | STDGL3 (Danyushevsky et al. 2011) and GSD-1G (USGS) | 4.4779 | [19 empty] | 3986.037 | [5 empty] | 13.4973 | [5 empty] | 95.0582 | [9 empty] | 92321.765 |  | 6.553 |  |  |  | 2.9493 | [7 empty] | 81.1608 | [13 empty] | 963.4513 | [15 empty] | 1.7271 | [17 empty] | 0.44049 | [9 empty] | 18.8765 | [32 empty] | 2025 |  |  | CHN | Tibet
| Lawu |  | Magmatic hydrothermal | Skarn | Cu-Pb-Zn skarn | Cu, Pb, Zn | In, Sn | Cu, Pb, Zn, In, Sn |  |  | SG-1 | SG-1 | underground mine |  |  |  |  | ore material | drill core | underground mining tunnels and drill cores | mineral separate | [5 empty] | mineralisation |  |  |  | sphalerite, chalcopyrite, pyrrhotite, pyrite, arsenopyrite |  |  | Sn-poor Skarn |  |  |  | galena, bismuthinite, marcasite, iron oxides, pyroxene, actinolite, quartz | thin sections and polished blocks examined using optical microscope, BSE detector, and EDS prior to analysis | EMPA, LA-ICPMS | JEOL JXA-8230 electron probe microanalyzer; RESOlution-LR 193 nm ArF excimer laser ablation system coupled to an Agilent 7700x ICP-MS | Laboratory of Mineral Resources Research Center, Fuzhou University; Adelaide Microscopy, the University of Adelaide | EPMA point analysis: accelerating voltage 15 kV, beam current 20 nA, beam diameter ~5 μm; EPMA mapping: accelerating voltage 20 kV, working current 50 nA, dwell time ~10 ms; BSE imaging: accelerating voltage 20 kV, beam current 10 nA; LA-ICP-MS: energy density 3~3.5 J/cm2, spot sizes 29 to 51 μm, repetition rates 5 Hz (polished thin-section) and 10 Hz (polished blocks), ~30 s background acquisition, ~40 s sample data acquisition | STDGL3 (Danyushevsky et al. 2011) and GSD-1G (USGS) | 2.4457 | [19 empty] | 3313.9088 | [5 empty] | 5.017 | [5 empty] | 25.2619 | [9 empty] | 27662.7379 |  | 1.0156 |  |  |  | 2.1776 | [7 empty] | 12.3138 | [13 empty] | 1638.7645 | [15 empty] | 0.056946 | [17 empty] | 0.075046 | [9 empty] | 3.9762 | [32 empty] | 2025 |  |  | CHN | Tibet
| Lawu |  | Magmatic hydrothermal | Skarn | Cu-Pb-Zn skarn | Cu, Pb, Zn | In, Sn | Cu, Pb, Zn, In, Sn |  |  | SG-2 | SG-2 | underground mine |  |  |  |  | ore material | drill core | underground mining tunnels and drill cores | mineral separate | [5 empty] | mineralisation |  |  |  | sphalerite, chalcopyrite, pyrrhotite, pyrite, arsenopyrite |  |  | Sn-poor Skarn |  |  |  | galena, bismuthinite, marcasite, iron oxides, pyroxene, actinolite, quartz | thin sections and polished blocks examined using optical microscope, BSE detector, and EDS prior to analysis | EMPA, LA-ICPMS | JEOL JXA-8230 electron probe microanalyzer; RESOlution-LR 193 nm ArF excimer laser ablation system coupled to an Agilent 7700x ICP-MS | Laboratory of Mineral Resources Research Center, Fuzhou University; Adelaide Microscopy, the University of Adelaide | EPMA point analysis: accelerating voltage 15 kV, beam current 20 nA, beam diameter ~5 μm; EPMA mapping: accelerating voltage 20 kV, working current 50 nA, dwell time ~10 ms; BSE imaging: accelerating voltage 20 kV, beam current 10 nA; LA-ICP-MS: energy density 3~3.5 J/cm2, spot sizes 29 to 51 μm, repetition rates 5 Hz (polished thin-section) and 10 Hz (polished blocks), ~30 s background acquisition, ~40 s sample data acquisition | STDGL3 (Danyushevsky et al. 2011) and GSD-1G (USGS) | 2.1604 | [19 empty] | 3247.8742 | [5 empty] | 4.5154 | [5 empty] | 24.2383 | [9 empty] | 27593.1301 |  | 1.2186 |  |  |  | 2.0663 | [7 empty] | 13.0861 | [13 empty] | 1646.0443 | [15 empty] | 0.15064 | [17 empty] | 0.071627 | [9 empty] | 3.5297 | [32 empty] | 2025 |  |  | CHN | Tibet
| Lawu |  | Magmatic hydrothermal | Skarn | Cu-Pb-Zn skarn | Cu, Pb, Zn | In, Sn | Cu, Pb, Zn, In, Sn |  |  | SG-3 | SG-3 | underground mine |  |  |  |  | ore material | drill core | underground mining tunnels and drill cores | mineral separate | [5 empty] | mineralisation |  |  |  | sphalerite, chalcopyrite, pyrrhotite, pyrite, arsenopyrite |  |  | Sn-poor Skarn |  |  |  | galena, bismuthinite, marcasite, iron oxides, pyroxene, actinolite, quartz | thin sections and polished blocks examined using optical microscope, BSE detector, and EDS prior to analysis | EMPA, LA-ICPMS | JEOL JXA-8230 electron probe microanalyzer; RESOlution-LR 193 nm ArF excimer laser ablation system coupled to an Agilent 7700x ICP-MS | Laboratory of Mineral Resources Research Center, Fuzhou University; Adelaide Microscopy, the University of Adelaide | EPMA point analysis: accelerating voltage 15 kV, beam current 20 nA, beam diameter ~5 μm; EPMA mapping: accelerating voltage 20 kV, working current 50 nA, dwell time ~10 ms; BSE imaging: accelerating voltage 20 kV, beam current 10 nA; LA-ICP-MS: energy density 3~3.5 J/cm2, spot sizes 29 to 51 μm, repetition rates 5 Hz (polished thin-section) and 10 Hz (polished blocks), ~30 s background acquisition, ~40 s sample data acquisition | STDGL3 (Danyushevsky et al. 2011) and GSD-1G (USGS) | 2.4052 | [19 empty] | 3207.8889 | [5 empty] | 5.0209 | [5 empty] | 27.922 | [9 empty] | 28509.3465 |  | 1.0436 |  |  |  | 2.0919 | [7 empty] | 12.5575 | [13 empty] | 1698.5453 | [15 empty] | 0.26635 | [17 empty] | 0.074195 | [9 empty] | 3.6015 | [32 empty] | 2025 |  |  | CHN | Tibet
| Lawu |  | Magmatic hydrothermal | Skarn | Cu-Pb-Zn skarn | Cu, Pb, Zn | In, Sn | Cu, Pb, Zn, In, Sn |  |  | JG01-1 | JG01-1 | underground mine |  |  |  |  | ore material | drill core | underground mining tunnels and drill cores | mineral separate | [5 empty] | mineralisation |  |  |  | sphalerite, chalcopyrite, pyrrhotite, pyrite, arsenopyrite |  |  | Sn-poor Skarn |  |  |  | galena, bismuthinite, marcasite, iron oxides, pyroxene, actinolite, quartz | thin sections and polished blocks examined using optical microscope, BSE detector, and EDS prior to analysis | EMPA, LA-ICPMS | JEOL JXA-8230 electron probe microanalyzer; RESOlution-LR 193 nm ArF excimer laser ablation system coupled to an Agilent 7700x ICP-MS | Laboratory of Mineral Resources Research Center, Fuzhou University; Adelaide Microscopy, the University of Adelaide | EPMA point analysis: accelerating voltage 15 kV, beam current 20 nA, beam diameter ~5 μm; EPMA mapping: accelerating voltage 20 kV, working current 50 nA, dwell time ~10 ms; BSE imaging: accelerating voltage 20 kV, beam current 10 nA; LA-ICP-MS: energy density 3~3.5 J/cm2, spot sizes 29 to 51 μm, repetition rates 5 Hz (polished thin-section) and 10 Hz (polished blocks), ~30 s background acquisition, ~40 s sample data acquisition | STDGL3 (Danyushevsky et al. 2011) and GSD-1G (USGS) | 17.6652 | [19 empty] | 2791.1799 | [5 empty] | 0.44144 | [5 empty] | 4773.1347 | [9 empty] | 87515.354 |  | 60.589 |  |  |  | 1.0705 | [7 empty] | 6.8657 | [13 empty] | 15179.3984 | [15 empty] | 2.3926 | [17 empty] | 7.8662 | [9 empty] | 214.2999 | [32 empty] | 2025 |  |  | CHN | Tibet
| Lawu |  | Magmatic hydrothermal | Skarn | Cu-Pb-Zn skarn | Cu, Pb, Zn | In, Sn | Cu, Pb, Zn, In, Sn |  |  | JG01-2 | JG01-2 | underground mine |  |  |  |  | ore material | drill core | underground mining tunnels and drill cores | mineral separate | [5 empty] | mineralisation |  |  |  | sphalerite, chalcopyrite, pyrrhotite, pyrite, arsenopyrite |  |  | Sn-poor Skarn |  |  |  | galena, bismuthinite, marcasite, iron oxides, pyroxene, actinolite, quartz | thin sections and polished blocks examined using optical microscope, BSE detector, and EDS prior to analysis | EMPA, LA-ICPMS | JEOL JXA-8230 electron probe microanalyzer; RESOlution-LR 193 nm ArF excimer laser ablation system coupled to an Agilent 7700x ICP-MS | Laboratory of Mineral Resources Research Center, Fuzhou University; Adelaide Microscopy, the University of Adelaide | EPMA point analysis: accelerating voltage 15 kV, beam current 20 nA, beam diameter ~5 μm; EPMA mapping: accelerating voltage 20 kV, working current 50 nA, dwell time ~10 ms; BSE imaging: accelerating voltage 20 kV, beam current 10 nA; LA-ICP-MS: energy density 3~3.5 J/cm2, spot sizes 29 to 51 μm, repetition rates 5 Hz (polished thin-section) and 10 Hz (polished blocks), ~30 s background acquisition, ~40 s sample data acquisition | STDGL3 (Danyushevsky et al. 2011) and GSD-1G (USGS) | 27.9423 | [19 empty] | 2722.4429 | [5 empty] | 0.049967 | [5 empty] | 5180.3074 | [9 empty] | 92518.1194 |  | 65.6651 |  |  |  | 3.1945 | [7 empty] | 1.6547 | [13 empty] | 25751.8382 | [15 empty] | 4.9958 | [17 empty] | 17.0791 | [9 empty] | 343.6202 | [32 empty] | 2025 |  |  | CHN | Tibet
| Lawu |  | Magmatic hydrothermal | Skarn | Cu-Pb-Zn skarn | Cu, Pb, Zn | In, Sn | Cu, Pb, Zn, In, Sn |  |  | JG01-3 | JG01-3 | underground mine |  |  |  |  | ore material | drill core | underground mining tunnels and drill cores | mineral separate | [5 empty] | mineralisation |  |  |  | sphalerite, chalcopyrite, pyrrhotite, pyrite, arsenopyrite |  |  | Sn-poor Skarn |  |  |  | galena, bismuthinite, marcasite, iron oxides, pyroxene, actinolite, quartz | thin sections and polished blocks examined using optical microscope, BSE detector, and EDS prior to analysis | EMPA, LA-ICPMS | JEOL JXA-8230 electron probe microanalyzer; RESOlution-LR 193 nm ArF excimer laser ablation system coupled to an Agilent 7700x ICP-MS | Laboratory of Mineral Resources Research Center, Fuzhou University; Adelaide Microscopy, the University of Adelaide | EPMA point analysis: accelerating voltage 15 kV, beam current 20 nA, beam diameter ~5 μm; EPMA mapping: accelerating voltage 20 kV, working current 50 nA, dwell time ~10 ms; BSE imaging: accelerating voltage 20 kV, beam current 10 nA; LA-ICP-MS: energy density 3~3.5 J/cm2, spot sizes 29 to 51 μm, repetition rates 5 Hz (polished thin-section) and 10 Hz (polished blocks), ~30 s background acquisition, ~40 s sample data acquisition | STDGL3 (Danyushevsky et al. 2011) and GSD-1G (USGS) | 7.0672 | [19 empty] | 2524.9758 | [5 empty] | 0.17642 | [5 empty] | 526.9912 | [9 empty] | 96538.5301 |  | 60.8943 |  |  |  | 2.7772 | [7 empty] | 1.4834 | [13 empty] | 25721.3841 | [15 empty] | 0.65591 | [17 empty] | 1.1812 | [9 empty] | 61.2621 | [32 empty] | 2025 |  |  | CHN | Tibet
| Lawu |  | Magmatic hydrothermal | Skarn | Cu-Pb-Zn skarn | Cu, Pb, Zn | In, Sn | Cu, Pb, Zn, In, Sn |  |  | JG02-1 | JG02-1 | underground mine |  |  |  |  | ore material | drill core | underground mining tunnels and drill cores | mineral separate | [5 empty] | mineralisation |  |  |  | sphalerite, chalcopyrite, pyrrhotite, pyrite, arsenopyrite |  |  | Sn-poor Skarn |  |  |  | galena, bismuthinite, marcasite, iron oxides, pyroxene, actinolite, quartz | thin sections and polished blocks examined using optical microscope, BSE detector, and EDS prior to analysis | EMPA, LA-ICPMS | JEOL JXA-8230 electron probe microanalyzer; RESOlution-LR 193 nm ArF excimer laser ablation system coupled to an Agilent 7700x ICP-MS | Laboratory of Mineral Resources Research Center, Fuzhou University; Adelaide Microscopy, the University of Adelaide | EPMA point analysis: accelerating voltage 15 kV, beam current 20 nA, beam diameter ~5 μm; EPMA mapping: accelerating voltage 20 kV, working current 50 nA, dwell time ~10 ms; BSE imaging: accelerating voltage 20 kV, beam current 10 nA; LA-ICP-MS: energy density 3~3.5 J/cm2, spot sizes 29 to 51 μm, repetition rates 5 Hz (polished thin-section) and 10 Hz (polished blocks), ~30 s background acquisition, ~40 s sample data acquisition | STDGL3 (Danyushevsky et al. 2011) and GSD-1G (USGS) | 4.6586 | [19 empty] | 2800.979 | [5 empty] | 0.044587 | [5 empty] | 135.149 | [9 empty] | 91874.6364 |  | 7.7017 |  |  |  | 2.3248 | [7 empty] | 17.8196 | [13 empty] | 16774.7219 | [15 empty] | 1.2372 | [17 empty] | 0.53862 | [9 empty] | 37.7063 | [32 empty] | 2025 |  |  | CHN | Tibet
| Lawu |  | Magmatic hydrothermal | Skarn | Cu-Pb-Zn skarn | Cu, Pb, Zn | In, Sn | Cu, Pb, Zn, In, Sn |  |  | JG02-2 | JG02-2 | underground mine |  |  |  |  | ore material | drill core | underground mining tunnels and drill cores | mineral separate | [5 empty] | mineralisation |  |  |  | sphalerite, chalcopyrite, pyrrhotite, pyrite, arsenopyrite |  |  | Sn-poor Skarn |  |  |  | galena, bismuthinite, marcasite, iron oxides, pyroxene, actinolite, quartz | thin sections and polished blocks examined using optical microscope, BSE detector, and EDS prior to analysis | EMPA, LA-ICPMS | JEOL JXA-8230 electron probe microanalyzer; RESOlution-LR 193 nm ArF excimer laser ablation system coupled to an Agilent 7700x ICP-MS | Laboratory of Mineral Resources Research Center, Fuzhou University; Adelaide Microscopy, the University of Adelaide | EPMA point analysis: accelerating voltage 15 kV, beam current 20 nA, beam diameter ~5 μm; EPMA mapping: accelerating voltage 20 kV, working current 50 nA, dwell time ~10 ms; BSE imaging: accelerating voltage 20 kV, beam current 10 nA; LA-ICP-MS: energy density 3~3.5 J/cm2, spot sizes 29 to 51 μm, repetition rates 5 Hz (polished thin-section) and 10 Hz (polished blocks), ~30 s background acquisition, ~40 s sample data acquisition | STDGL3 (Danyushevsky et al. 2011) and GSD-1G (USGS) | 11.8204 | [19 empty] | 2729.3721 | [5 empty] | 0.16911 | [5 empty] | 717.7241 | [9 empty] | 92937.1653 |  | 5.0371 |  |  |  | 2.1088 | [7 empty] | 4.1356 | [13 empty] | 19115.6538 | [15 empty] | 7.1476 | [17 empty] | 3.0682 | [9 empty] | 8.7206 | [32 empty] | 2025 |  |  | CHN | Tibet
| Lawu |  | Magmatic hydrothermal | Skarn | Cu-Pb-Zn skarn | Cu, Pb, Zn | In, Sn | Cu, Pb, Zn, In, Sn |  |  | SYM01-1 | SYM01-1 | underground mine |  |  |  |  | ore material | drill core | underground mining tunnels and drill cores | mineral separate | [5 empty] | mineralisation |  |  |  | sphalerite, chalcopyrite, pyrrhotite, pyrite, arsenopyrite |  |  | Sn-poor Skarn |  |  |  | galena, bismuthinite, marcasite, iron oxides, pyroxene, actinolite, quartz | thin sections and polished blocks examined using optical microscope, BSE detector, and EDS prior to analysis | EMPA, LA-ICPMS | JEOL JXA-8230 electron probe microanalyzer; RESOlution-LR 193 nm ArF excimer laser ablation system coupled to an Agilent 7700x ICP-MS | Laboratory of Mineral Resources Research Center, Fuzhou University; Adelaide Microscopy, the University of Adelaide | EPMA point analysis: accelerating voltage 15 kV, beam current 20 nA, beam diameter ~5 μm; EPMA mapping: accelerating voltage 20 kV, working current 50 nA, dwell time ~10 ms; BSE imaging: accelerating voltage 20 kV, beam current 10 nA; LA-ICP-MS: energy density 3~3.5 J/cm2, spot sizes 29 to 51 μm, repetition rates 5 Hz (polished thin-section) and 10 Hz (polished blocks), ~30 s background acquisition, ~40 s sample data acquisition | STDGL3 (Danyushevsky et al. 2011) and GSD-1G (USGS) | 11.8204 | [19 empty] | 2729.3721 | [5 empty] | 0.16911 | [5 empty] | 717.7241 | [9 empty] | 92937.1653 |  | 5.0371 |  |  |  | 2.1088 | [7 empty] | 4.1356 | [13 empty] | 19115.6538 | [15 empty] | 7.1476 | [17 empty] | 3.0682 | [9 empty] | 8.7206 | [32 empty] | 2025 |  |  | CHN | Tibet
| Lawu |  | Magmatic hydrothermal | Skarn | Cu-Pb-Zn skarn | Cu, Pb, Zn | In, Sn | Cu, Pb, Zn, In, Sn |  |  | SYM01-2 | SYM01-2 | underground mine |  |  |  |  | ore material | drill core | underground mining tunnels and drill cores | mineral separate | [5 empty] | mineralisation |  |  |  | sphalerite, chalcopyrite, pyrrhotite, pyrite, arsenopyrite |  |  | Sn-poor Skarn |  |  |  | galena, bismuthinite, marcasite, iron oxides, pyroxene, actinolite, quartz | thin sections and polished blocks examined using optical microscope, BSE detector, and EDS prior to analysis | EMPA, LA-ICPMS | JEOL JXA-8230 electron probe microanalyzer; RESOlution-LR 193 nm ArF excimer laser ablation system coupled to an Agilent 7700x ICP-MS | Laboratory of Mineral Resources Research Center, Fuzhou University; Adelaide Microscopy, the University of Adelaide | EPMA point analysis: accelerating voltage 15 kV, beam current 20 nA, beam diameter ~5 μm; EPMA mapping: accelerating voltage 20 kV, working current 50 nA, dwell time ~10 ms; BSE imaging: accelerating voltage 20 kV, beam current 10 nA; LA-ICP-MS: energy density 3~3.5 J/cm2, spot sizes 29 to 51 μm, repetition rates 5 Hz (polished thin-section) and 10 Hz (polished blocks), ~30 s background acquisition, ~40 s sample data acquisition | STDGL3 (Danyushevsky et al. 2011) and GSD-1G (USGS) | 1.8517 | [19 empty] | 2832.4667 | [5 empty] | 210.7861 | [5 empty] | 42.0775 | [9 empty] | 80683.5224 |  | 17.5516 |  |  |  | 2.621 | [7 empty] | 10.0266 | [13 empty] | 8013.579 | [15 empty] | 0.28251 | [17 empty] | 0.11894 | [9 empty] | 4.5444 | [32 empty] | 2025 |  |  | CHN | Tibet
| Lawu |  | Magmatic hydrothermal | Skarn | Cu-Pb-Zn skarn | Cu, Pb, Zn | In, Sn | Cu, Pb, Zn, In, Sn |  |  | SYM01-3 | SYM01-3 | underground mine |  |  |  |  | ore material | drill core | underground mining tunnels and drill cores | mineral separate | [5 empty] | mineralisation |  |  |  | sphalerite, chalcopyrite, pyrrhotite, pyrite, arsenopyrite |  |  | Sn-poor Skarn |  |  |  | galena, bismuthinite, marcasite, iron oxides, pyroxene, actinolite, quartz | thin sections and polished blocks examined using optical microscope, BSE detector, and EDS prior to analysis | EMPA, LA-ICPMS | JEOL JXA-8230 electron probe microanalyzer; RESOlution-LR 193 nm ArF excimer laser ablation system coupled to an Agilent 7700x ICP-MS | Laboratory of Mineral Resources Research Center, Fuzhou University; Adelaide Microscopy, the University of Adelaide | EPMA point analysis: accelerating voltage 15 kV, beam current 20 nA, beam diameter ~5 μm; EPMA mapping: accelerating voltage 20 kV, working current 50 nA, dwell time ~10 ms; BSE imaging: accelerating voltage 20 kV, beam current 10 nA; LA-ICP-MS: energy density 3~3.5 J/cm2, spot sizes 29 to 51 μm, repetition rates 5 Hz (polished thin-section) and 10 Hz (polished blocks), ~30 s background acquisition, ~40 s sample data acquisition | STDGL3 (Danyushevsky et al. 2011) and GSD-1G (USGS) | 1.4967 | [19 empty] | 2956.1978 | [5 empty] | 155.4915 | [5 empty] | 29.005 | [9 empty] | 63825.2425 |  | 7.5927 |  |  |  | 2.7847 | [7 empty] | 3.6549 | [13 empty] | 4433.1245 | [15 empty] | 0.044399 | [17 empty] | 0.10738 | [9 empty] | 3.5857 | [32 empty] | 2025 |  |  | CHN | Tibet
| Lawu |  | Magmatic hydrothermal | Skarn | Cu-Pb-Zn skarn | Cu, Pb, Zn | In, Sn | Cu, Pb, Zn, In, Sn |  |  | SYM01-4 | SYM01-4 | underground mine |  |  |  |  | ore material | drill core | underground mining tunnels and drill cores | mineral separate | [5 empty] | mineralisation |  |  |  | sphalerite, chalcopyrite, pyrrhotite, pyrite, arsenopyrite |  |  | Sn-poor Skarn |  |  |  | galena, bismuthinite, marcasite, iron oxides, pyroxene, actinolite, quartz | thin sections and polished blocks examined using optical microscope, BSE detector, and EDS prior to analysis | EMPA, LA-ICPMS | JEOL JXA-8230 electron probe microanalyzer; RESOlution-LR 193 nm ArF excimer laser ablation system coupled to an Agilent 7700x ICP-MS | Laboratory of Mineral Resources Research Center, Fuzhou University; Adelaide Microscopy, the University of Adelaide | EPMA point analysis: accelerating voltage 15 kV, beam current 20 nA, beam diameter ~5 μm; EPMA mapping: accelerating voltage 20 kV, working current 50 nA, dwell time ~10 ms; BSE imaging: accelerating voltage 20 kV, beam current 10 nA; LA-ICP-MS: energy density 3~3.5 J/cm2, spot sizes 29 to 51 μm, repetition rates 5 Hz (polished thin-section) and 10 Hz (polished blocks), ~30 s background acquisition, ~40 s sample data acquisition | STDGL3 (Danyushevsky et al. 2011) and GSD-1G (USGS) | 1.5621 | [19 empty] | 2849.4541 | [5 empty] | 201.0635 | [5 empty] | 34.4619 | [9 empty] | 77487.0218 |  | 9.9867 |  |  |  | 3.201 | [7 empty] | 3.8199 | [13 empty] | 7393.6428 | [15 empty] | 0.089325 | [17 empty] | 0.15997 | [9 empty] | 4.4955 | [32 empty] | 2025 |  |  | CHN | Tibet
| Lawu |  | Magmatic hydrothermal | Skarn | Cu-Pb-Zn skarn | Cu, Pb, Zn | In, Sn | Cu, Pb, Zn, In, Sn |  |  | SYM02-1 | SYM02-1 | underground mine |  |  |  |  | ore material | drill core | underground mining tunnels and drill cores | mineral separate | [5 empty] | mineralisation |  |  |  | sphalerite, chalcopyrite, pyrrhotite, pyrite, arsenopyrite |  |  | Sn-poor Skarn |  |  |  | galena, bismuthinite, marcasite, iron oxides, pyroxene, actinolite, quartz | thin sections and polished blocks examined using optical microscope, BSE detector, and EDS prior to analysis | EMPA, LA-ICPMS | JEOL JXA-8230 electron probe microanalyzer; RESOlution-LR 193 nm ArF excimer laser ablation system coupled to an Agilent 7700x ICP-MS | Laboratory of Mineral Resources Research Center, Fuzhou University; Adelaide Microscopy, the University of Adelaide | EPMA point analysis: accelerating voltage 15 kV, beam current 20 nA, beam diameter ~5 μm; EPMA mapping: accelerating voltage 20 kV, working current 50 nA, dwell time ~10 ms; BSE imaging: accelerating voltage 20 kV, beam current 10 nA; LA-ICP-MS: energy density 3~3.5 J/cm2, spot sizes 29 to 51 μm, repetition rates 5 Hz (polished thin-section) and 10 Hz (polished blocks), ~30 s background acquisition, ~40 s sample data acquisition | STDGL3 (Danyushevsky et al. 2011) and GSD-1G (USGS) | 1.3134 | [19 empty] | 2823.4689 | [5 empty] | 176.7367 | [5 empty] | 34.5407 | [9 empty] | 67553.1131 |  | 8.4993 |  |  |  | 2.2045 | [7 empty] | 2.4565 | [13 empty] | 5062.2945 | [15 empty] | 0.085461 | [17 empty] | 0.15305 | [9 empty] | 3.991 | [32 empty] | 2025 |  |  | CHN | Tibet
| Lawu |  | Magmatic hydrothermal | Skarn | Cu-Pb-Zn skarn | Cu, Pb, Zn | In, Sn | Cu, Pb, Zn, In, Sn |  |  | SYM02-2 | SYM02-2 | underground mine |  |  |  |  | ore material | drill core | underground mining tunnels and drill cores | mineral separate | [5 empty] | mineralisation |  |  |  | sphalerite, chalcopyrite, pyrrhotite, pyrite, arsenopyrite |  |  | Sn-poor Skarn |  |  |  | galena, bismuthinite, marcasite, iron oxides, pyroxene, actinolite, quartz | thin sections and polished blocks examined using optical microscope, BSE detector, and EDS prior to analysis | EMPA, LA-ICPMS | JEOL JXA-8230 electron probe microanalyzer; RESOlution-LR 193 nm ArF excimer laser ablation system coupled to an Agilent 7700x ICP-MS | Laboratory of Mineral Resources Research Center, Fuzhou University; Adelaide Microscopy, the University of Adelaide | EPMA point analysis: accelerating voltage 15 kV, beam current 20 nA, beam diameter ~5 μm; EPMA mapping: accelerating voltage 20 kV, working current 50 nA, dwell time ~10 ms; BSE imaging: accelerating voltage 20 kV, beam current 10 nA; LA-ICP-MS: energy density 3~3.5 J/cm2, spot sizes 29 to 51 μm, repetition rates 5 Hz (polished thin-section) and 10 Hz (polished blocks), ~30 s background acquisition, ~40 s sample data acquisition | STDGL3 (Danyushevsky et al. 2011) and GSD-1G (USGS) | 7.1095 | [19 empty] | 2586.0525 | [5 empty] | 53.9095 | [5 empty] | 236.9743 | [9 empty] | 98690.8384 |  | 7.9352 |  |  |  | 2.2511 | [7 empty] | 68.0625 | [13 empty] | 9986.8535 | [15 empty] | 15.5042 | [17 empty] | 0.11549 | [9 empty] | 9.1209 | [32 empty] | 2025 |  |  | CHN | Tibet
| Lawu |  | Magmatic hydrothermal | Skarn | Cu-Pb-Zn skarn | Cu, Pb, Zn | In, Sn | Cu, Pb, Zn, In, Sn |  |  | SYM02-3 | SYM02-3 | underground mine |  |  |  |  | ore material | drill core | underground mining tunnels and drill cores | mineral separate | [5 empty] | mineralisation |  |  |  | sphalerite, chalcopyrite, pyrrhotite, pyrite, arsenopyrite |  |  | Sn-poor Skarn |  |  |  | galena, bismuthinite, marcasite, iron oxides, pyroxene, actinolite, quartz | thin sections and polished blocks examined using optical microscope, BSE detector, and EDS prior to analysis | EMPA, LA-ICPMS | JEOL JXA-8230 electron probe microanalyzer; RESOlution-LR 193 nm ArF excimer laser ablation system coupled to an Agilent 7700x ICP-MS | Laboratory of Mineral Resources Research Center, Fuzhou University; Adelaide Microscopy, the University of Adelaide | EPMA point analysis: accelerating voltage 15 kV, beam current 20 nA, beam diameter ~5 μm; EPMA mapping: accelerating voltage 20 kV, working current 50 nA, dwell time ~10 ms; BSE imaging: accelerating voltage 20 kV, beam current 10 nA; LA-ICP-MS: energy density 3~3.5 J/cm2, spot sizes 29 to 51 μm, repetition rates 5 Hz (polished thin-section) and 10 Hz (polished blocks), ~30 s background acquisition, ~40 s sample data acquisition | STDGL3 (Danyushevsky et al. 2011) and GSD-1G (USGS) | 3.924 | [19 empty] | 2677.1228 | [5 empty] | 54.7804 | [5 empty] | 119.1993 | [9 empty] | 99269.3275 |  | 10.452 |  |  |  | 2.2364 | [7 empty] | 65.4786 | [13 empty] | 9817.6706 | [15 empty] | 0.090246 | [17 empty] | 0.11633 | [9 empty] | 6.9704 | [32 empty] | 2025 |  |  | CHN | Tibet
| Lawu |  | Magmatic hydrothermal | Skarn | Cu-Pb-Zn skarn | Cu, Pb, Zn | In, Sn | Cu, Pb, Zn, In, Sn |  |  | SYM03-1 | SYM03-1 | underground mine |  |  |  |  | ore material | drill core | underground mining tunnels and drill cores | mineral separate | [5 empty] | mineralisation |  |  |  | sphalerite, chalcopyrite, pyrrhotite, pyrite, arsenopyrite |  |  | Sn-poor Skarn |  |  |  | galena, bismuthinite, marcasite, iron oxides, pyroxene, actinolite, quartz | thin sections and polished blocks examined using optical microscope, BSE detector, and EDS prior to analysis | EMPA, LA-ICPMS | JEOL JXA-8230 electron probe microanalyzer; RESOlution-LR 193 nm ArF excimer laser ablation system coupled to an Agilent 7700x ICP-MS | Laboratory of Mineral Resources Research Center, Fuzhou University; Adelaide Microscopy, the University of Adelaide | EPMA point analysis: accelerating voltage 15 kV, beam current 20 nA, beam diameter ~5 μm; EPMA mapping: accelerating voltage 20 kV, working current 50 nA, dwell time ~10 ms; BSE imaging: accelerating voltage 20 kV, beam current 10 nA; LA-ICP-MS: energy density 3~3.5 J/cm2, spot sizes 29 to 51 μm, repetition rates 5 Hz (polished thin-section) and 10 Hz (polished blocks), ~30 s background acquisition, ~40 s sample data acquisition | STDGL3 (Danyushevsky et al. 2011) and GSD-1G (USGS) | 8.0597 | [19 empty] | 2697.3011 | [5 empty] | 53.5675 | [5 empty] | 150.5718 | [9 empty] | 97381.5084 |  | 9.5638 |  |  |  | 2.554 | [7 empty] | 67.5592 | [13 empty] | 9781.9547 | [15 empty] | 0.090107 | [17 empty] | 0.11615 | [9 empty] | 7.7035 | [32 empty] | 2025 |  |  | CHN | Tibet
| Lawu |  | Magmatic hydrothermal | Skarn | Cu-Pb-Zn skarn | Cu, Pb, Zn | In, Sn | Cu, Pb, Zn, In, Sn |  |  | SYM03-2 | SYM03-2 | underground mine |  |  |  |  | ore material | drill core | underground mining tunnels and drill cores | mineral separate | [5 empty] | mineralisation |  |  |  | sphalerite, chalcopyrite, pyrrhotite, pyrite, arsenopyrite |  |  | Sn-poor Skarn |  |  |  | galena, bismuthinite, marcasite, iron oxides, pyroxene, actinolite, quartz | thin sections and polished blocks examined using optical microscope, BSE detector, and EDS prior to analysis | EMPA, LA-ICPMS | JEOL JXA-8230 electron probe microanalyzer; RESOlution-LR 193 nm ArF excimer laser ablation system coupled to an Agilent 7700x ICP-MS | Laboratory of Mineral Resources Research Center, Fuzhou University; Adelaide Microscopy, the University of Adelaide | EPMA point analysis: accelerating voltage 15 kV, beam current 20 nA, beam diameter ~5 μm; EPMA mapping: accelerating voltage 20 kV, working current 50 nA, dwell time ~10 ms; BSE imaging: accelerating voltage 20 kV, beam current 10 nA; LA-ICP-MS: energy density 3~3.5 J/cm2, spot sizes 29 to 51 μm, repetition rates 5 Hz (polished thin-section) and 10 Hz (polished blocks), ~30 s background acquisition, ~40 s sample data acquisition | STDGL3 (Danyushevsky et al. 2011) and GSD-1G (USGS) | 2.2988 | [19 empty] | 5894.3372 | [5 empty] | 0.11302 | [5 empty] | 22.3469 | [9 empty] | 71849.7403 |  | 7.896 |  |  |  | 2.147 | [7 empty] | 2.7522 | [13 empty] | 5222.7541 | [15 empty] | 0.25482 | [17 empty] | 0.2236 | [9 empty] | 4.7934 | [32 empty] | 2025 |  |  | CHN | Tibet
| Lawu |  | Magmatic hydrothermal | Skarn | Cu-Pb-Zn skarn | Cu, Pb, Zn | In, Sn | Cu, Pb, Zn, In, Sn |  |  | SYM03-3 | SYM03-3 | underground mine |  |  |  |  | ore material | drill core | underground mining tunnels and drill cores | mineral separate | [5 empty] | mineralisation |  |  |  | sphalerite, chalcopyrite, pyrrhotite, pyrite, arsenopyrite |  |  | Sn-poor Skarn |  |  |  | galena, bismuthinite, marcasite, iron oxides, pyroxene, actinolite, quartz | thin sections and polished blocks examined using optical microscope, BSE detector, and EDS prior to analysis | EMPA, LA-ICPMS | JEOL JXA-8230 electron probe microanalyzer; RESOlution-LR 193 nm ArF excimer laser ablation system coupled to an Agilent 7700x ICP-MS | Laboratory of Mineral Resources Research Center, Fuzhou University; Adelaide Microscopy, the University of Adelaide | EPMA point analysis: accelerating voltage 15 kV, beam current 20 nA, beam diameter ~5 μm; EPMA mapping: accelerating voltage 20 kV, working current 50 nA, dwell time ~10 ms; BSE imaging: accelerating voltage 20 kV, beam current 10 nA; LA-ICP-MS: energy density 3~3.5 J/cm2, spot sizes 29 to 51 μm, repetition rates 5 Hz (polished thin-section) and 10 Hz (polished blocks), ~30 s background acquisition, ~40 s sample data acquisition | STDGL3 (Danyushevsky et al. 2011) and GSD-1G (USGS) | 8.7901 | [19 empty] | 6091.4417 | [5 empty] | 0.26945 | [5 empty] | 27.5292 | [9 empty] | 76073.5122 |  | 11.3424 |  |  |  | 2.3072 | [7 empty] | 2.4991 | [13 empty] | 5521.1072 | [15 empty] | 4.1721 | [17 empty] | 4.3531 | [9 empty] | 4.5684 | [32 empty] | 2025 |  |  | CHN | Tibet
| Lawu |  | Magmatic hydrothermal | Skarn | Cu-Pb-Zn skarn | Cu, Pb, Zn | In, Sn | Cu, Pb, Zn, In, Sn |  |  | SYM04-1 | SYM04-1 | underground mine |  |  |  |  | ore material | drill core | underground mining tunnels and drill cores | mineral separate | [5 empty] | mineralisation |  |  |  | sphalerite, chalcopyrite, pyrrhotite, pyrite, arsenopyrite |  |  | Sn-poor Skarn |  |  |  | galena, bismuthinite, marcasite, iron oxides, pyroxene, actinolite, quartz | thin sections and polished blocks examined using optical microscope, BSE detector, and EDS prior to analysis | EMPA, LA-ICPMS | JEOL JXA-8230 electron probe microanalyzer; RESOlution-LR 193 nm ArF excimer laser ablation system coupled to an Agilent 7700x ICP-MS | Laboratory of Mineral Resources Research Center, Fuzhou University; Adelaide Microscopy, the University of Adelaide | EPMA point analysis: accelerating voltage 15 kV, beam current 20 nA, beam diameter ~5 μm; EPMA mapping: accelerating voltage 20 kV, working current 50 nA, dwell time ~10 ms; BSE imaging: accelerating voltage 20 kV, beam current 10 nA; LA-ICP-MS: energy density 3~3.5 J/cm2, spot sizes 29 to 51 μm, repetition rates 5 Hz (polished thin-section) and 10 Hz (polished blocks), ~30 s background acquisition, ~40 s sample data acquisition | STDGL3 (Danyushevsky et al. 2011) and GSD-1G (USGS) | 2.4073 | [19 empty] | 6170.2102 | [5 empty] | 0.82708 | [5 empty] | 23.1693 | [9 empty] | 80130.2957 |  | 10.4787 |  |  |  | 2.3806 | [7 empty] | 2.3847 | [13 empty] | 5708.2815 | [15 empty] | 1.0094 | [17 empty] | 0.5029 | [9 empty] | 3.5117 | [32 empty] | 2025 |  |  | CHN | Tibet
| Lawu |  | Magmatic hydrothermal | Skarn | Cu-Pb-Zn skarn | Cu, Pb, Zn | In, Sn | Cu, Pb, Zn, In, Sn |  |  | SYM04-2 | SYM04-2 | underground mine |  |  |  |  | ore material | drill core | underground mining tunnels and drill cores | mineral separate | [5 empty] | mineralisation |  |  |  | sphalerite, chalcopyrite, pyrrhotite, pyrite, arsenopyrite |  |  | Sn-poor Skarn |  |  |  | galena, bismuthinite, marcasite, iron oxides, pyroxene, actinolite, quartz | thin sections and polished blocks examined using optical microscope, BSE detector, and EDS prior to analysis | EMPA, LA-ICPMS | JEOL JXA-8230 electron probe microanalyzer; RESOlution-LR 193 nm ArF excimer laser ablation system coupled to an Agilent 7700x ICP-MS | Laboratory of Mineral Resources Research Center, Fuzhou University; Adelaide Microscopy, the University of Adelaide | EPMA point analysis: accelerating voltage 15 kV, beam current 20 nA, beam diameter ~5 μm; EPMA mapping: accelerating voltage 20 kV, working current 50 nA, dwell time ~10 ms; BSE imaging: accelerating voltage 20 kV, beam current 10 nA; LA-ICP-MS: energy density 3~3.5 J/cm2, spot sizes 29 to 51 μm, repetition rates 5 Hz (polished thin-section) and 10 Hz (polished blocks), ~30 s background acquisition, ~40 s sample data acquisition | STDGL3 (Danyushevsky et al. 2011) and GSD-1G (USGS) | 2.1047 | [19 empty] | 2260.0135 | [5 empty] | 5.284 | [5 empty] | 393.3497 | [9 empty] | 85257.8809 |  | 1.036 |  |  |  | 1.6385 | [7 empty] | 561.7615 | [13 empty] | 3473.5201 | [15 empty] | 3.9295 | [17 empty] | 0.14256 | [9 empty] | 4.3233 | [32 empty] | 2025 |  |  | CHN | Tibet
| Lawu |  | Magmatic hydrothermal | Skarn | Cu-Pb-Zn skarn | Cu, Pb, Zn | In, Sn | Cu, Pb, Zn, In, Sn |  |  | SYM04-3 | SYM04-3 | underground mine |  |  |  |  | ore material | drill core | underground mining tunnels and drill cores | mineral separate | [5 empty] | mineralisation |  |  |  | sphalerite, chalcopyrite, pyrrhotite, pyrite, arsenopyrite |  |  | Sn-poor Skarn |  |  |  | galena, bismuthinite, marcasite, iron oxides, pyroxene, actinolite, quartz | thin sections and polished blocks examined using optical microscope, BSE detector, and EDS prior to analysis | EMPA, LA-ICPMS | JEOL JXA-8230 electron probe microanalyzer; RESOlution-LR 193 nm ArF excimer laser ablation system coupled to an Agilent 7700x ICP-MS | Laboratory of Mineral Resources Research Center, Fuzhou University; Adelaide Microscopy, the University of Adelaide | EPMA point analysis: accelerating voltage 15 kV, beam current 20 nA, beam diameter ~5 μm; EPMA mapping: accelerating voltage 20 kV, working current 50 nA, dwell time ~10 ms; BSE imaging: accelerating voltage 20 kV, beam current 10 nA; LA-ICP-MS: energy density 3~3.5 J/cm2, spot sizes 29 to 51 μm, repetition rates 5 Hz (polished thin-section) and 10 Hz (polished blocks), ~30 s background acquisition, ~40 s sample data acquisition | STDGL3 (Danyushevsky et al. 2011) and GSD-1G (USGS) | 2.3988 | [19 empty] | 2412.291 | [5 empty] | 4.805 | [5 empty] | 491.1154 | [9 empty] | 86557.9801 |  | 2.0093 |  |  |  | 1.8911 | [7 empty] | 630.9698 | [13 empty] | 4629.7931 | [15 empty] | 0.058481 | [17 empty] | 0.14546 | [9 empty] | 22.1798 | [32 empty] | 2025 |  |  | CHN | Tibet
| Lawu |  | Magmatic hydrothermal | Skarn | Cu-Pb-Zn skarn | Cu, Pb, Zn | In, Sn | Cu, Pb, Zn, In, Sn |  |  | DN01-1 | DN01-1 | underground mine |  |  |  |  | ore material | drill core | underground mining tunnels and drill cores | mineral separate | [5 empty] | mineralisation |  |  |  | sphalerite, chalcopyrite, pyrrhotite, pyrite, arsenopyrite |  |  | Sn-poor Skarn |  |  |  | galena, bismuthinite, marcasite, iron oxides, pyroxene, actinolite, quartz | thin sections and polished blocks examined using optical microscope, BSE detector, and EDS prior to analysis | EMPA, LA-ICPMS | JEOL JXA-8230 electron probe microanalyzer; RESOlution-LR 193 nm ArF excimer laser ablation system coupled to an Agilent 7700x ICP-MS | Laboratory of Mineral Resources Research Center, Fuzhou University; Adelaide Microscopy, the University of Adelaide | EPMA point analysis: accelerating voltage 15 kV, beam current 20 nA, beam diameter ~5 μm; EPMA mapping: accelerating voltage 20 kV, working current 50 nA, dwell time ~10 ms; BSE imaging: accelerating voltage 20 kV, beam current 10 nA; LA-ICP-MS: energy density 3~3.5 J/cm2, spot sizes 29 to 51 μm, repetition rates 5 Hz (polished thin-section) and 10 Hz (polished blocks), ~30 s background acquisition, ~40 s sample data acquisition | STDGL3 (Danyushevsky et al. 2011) and GSD-1G (USGS) | 1.1473 | [19 empty] | 3495.3788 | [5 empty] | 12.1981 | [5 empty] | 43.9233 | [9 empty] | 68827.6159 |  | 1.2344 |  |  |  | 1.4765 | [7 empty] | 32.1378 | [13 empty] | 4045.9679 | [15 empty] | 0.14547 | [17 empty] | 0.11855 | [9 empty] | 8.2669 | [32 empty] | 2025 |  |  | CHN | Tibet
| Lawu |  | Magmatic hydrothermal | Skarn | Cu-Pb-Zn skarn | Cu, Pb, Zn | In, Sn | Cu, Pb, Zn, In, Sn |  |  | DN01-2 | DN01-2 | underground mine |  |  |  |  | ore material | drill core | underground mining tunnels and drill cores | mineral separate | [5 empty] | mineralisation |  |  |  | sphalerite, chalcopyrite, pyrrhotite, pyrite, arsenopyrite |  |  | Sn-poor Skarn |  |  |  | galena, bismuthinite, marcasite, iron oxides, pyroxene, actinolite, quartz | thin sections and polished blocks examined using optical microscope, BSE detector, and EDS prior to analysis | EMPA, LA-ICPMS | JEOL JXA-8230 electron probe microanalyzer; RESOlution-LR 193 nm ArF excimer laser ablation system coupled to an Agilent 7700x ICP-MS | Laboratory of Mineral Resources Research Center, Fuzhou University; Adelaide Microscopy, the University of Adelaide | EPMA point analysis: accelerating voltage 15 kV, beam current 20 nA, beam diameter ~5 μm; EPMA mapping: accelerating voltage 20 kV, working current 50 nA, dwell time ~10 ms; BSE imaging: accelerating voltage 20 kV, beam current 10 nA; LA-ICP-MS: energy density 3~3.5 J/cm2, spot sizes 29 to 51 μm, repetition rates 5 Hz (polished thin-section) and 10 Hz (polished blocks), ~30 s background acquisition, ~40 s sample data acquisition | STDGL3 (Danyushevsky et al. 2011) and GSD-1G (USGS) | 1.2048 | [19 empty] | 3873.5622 | [5 empty] | 11.3812 | [5 empty] | 29.3367 | [9 empty] | 77196.3523 |  | 1.3301 |  |  |  | 1.5392 | [7 empty] | 21.0762 | [13 empty] | 7408.4536 | [15 empty] | 0.06648 | [17 empty] | 0.12018 | [9 empty] | 2.8151 | [32 empty] | 2025 |  |  | CHN | Tibet
| Lawu |  | Magmatic hydrothermal | Skarn | Cu-Pb-Zn skarn | Cu, Pb, Zn | In, Sn | Cu, Pb, Zn, In, Sn |  |  | DN01-3 | DN01-3 | underground mine |  |  |  |  | ore material | drill core | underground mining tunnels and drill cores | mineral separate | [5 empty] | mineralisation |  |  |  | sphalerite, chalcopyrite, pyrrhotite, pyrite, arsenopyrite |  |  | Sn-poor Skarn |  |  |  | galena, bismuthinite, marcasite, iron oxides, pyroxene, actinolite, quartz | thin sections and polished blocks examined using optical microscope, BSE detector, and EDS prior to analysis | EMPA, LA-ICPMS | JEOL JXA-8230 electron probe microanalyzer; RESOlution-LR 193 nm ArF excimer laser ablation system coupled to an Agilent 7700x ICP-MS | Laboratory of Mineral Resources Research Center, Fuzhou University; Adelaide Microscopy, the University of Adelaide | EPMA point analysis: accelerating voltage 15 kV, beam current 20 nA, beam diameter ~5 μm; EPMA mapping: accelerating voltage 20 kV, working current 50 nA, dwell time ~10 ms; BSE imaging: accelerating voltage 20 kV, beam current 10 nA; LA-ICP-MS: energy density 3~3.5 J/cm2, spot sizes 29 to 51 μm, repetition rates 5 Hz (polished thin-section) and 10 Hz (polished blocks), ~30 s background acquisition, ~40 s sample data acquisition | STDGL3 (Danyushevsky et al. 2011) and GSD-1G (USGS) | 1.3482 | [19 empty] | 3990.4518 | [5 empty] | 11.7593 | [5 empty] | 33.9586 | [9 empty] | 78733.9986 |  | 1.6909 |  |  |  | 2.3348 | [7 empty] | 27.3726 | [13 empty] | 7978.9387 | [15 empty] | 0.069477 | [17 empty] | 0.1256 | [9 empty] | 3.6408 | [32 empty] | 2025 |  |  | CHN | Tibet
| Lawu |  | Magmatic hydrothermal | Skarn | Cu-Pb-Zn skarn | Cu, Pb, Zn | In, Sn | Cu, Pb, Zn, In, Sn |  |  | DN02-1 | DN02-1 | underground mine |  |  |  |  | ore material | drill core | underground mining tunnels and drill cores | mineral separate | [5 empty] | mineralisation |  |  |  | sphalerite, chalcopyrite, pyrrhotite, pyrite, arsenopyrite |  |  | Sn-poor Skarn |  |  |  | galena, bismuthinite, marcasite, iron oxides, pyroxene, actinolite, quartz | thin sections and polished blocks examined using optical microscope, BSE detector, and EDS prior to analysis | EMPA, LA-ICPMS | JEOL JXA-8230 electron probe microanalyzer; RESOlution-LR 193 nm ArF excimer laser ablation system coupled to an Agilent 7700x ICP-MS | Laboratory of Mineral Resources Research Center, Fuzhou University; Adelaide Microscopy, the University of Adelaide | EPMA point analysis: accelerating voltage 15 kV, beam current 20 nA, beam diameter ~5 μm; EPMA mapping: accelerating voltage 20 kV, working current 50 nA, dwell time ~10 ms; BSE imaging: accelerating voltage 20 kV, beam current 10 nA; LA-ICP-MS: energy density 3~3.5 J/cm2, spot sizes 29 to 51 μm, repetition rates 5 Hz (polished thin-section) and 10 Hz (polished blocks), ~30 s background acquisition, ~40 s sample data acquisition | STDGL3 (Danyushevsky et al. 2011) and GSD-1G (USGS) | 3.6365 | [19 empty] | 2573.2813 | [5 empty] | 0.032009 | [5 empty] | 110.3557 | [9 empty] | 34603.2261 |  | 1.822 |  |  |  | 1.5482 | [7 empty] | 0.45525 | [13 empty] | 2976.4604 | [15 empty] | 0.86918 | [17 empty] | 0.18934 | [9 empty] | 114.8807 | [32 empty] | 2025 |  |  | CHN | Tibet
| Lawu |  | Magmatic hydrothermal | Skarn | Cu-Pb-Zn skarn | Cu, Pb, Zn | In, Sn | Cu, Pb, Zn, In, Sn |  |  | DN02-2 | DN02-2 | underground mine |  |  |  |  | ore material | drill core | underground mining tunnels and drill cores | mineral separate | [5 empty] | mineralisation |  |  |  | sphalerite, chalcopyrite, pyrrhotite, pyrite, arsenopyrite |  |  | Sn-poor Skarn |  |  |  | galena, bismuthinite, marcasite, iron oxides, pyroxene, actinolite, quartz | thin sections and polished blocks examined using optical microscope, BSE detector, and EDS prior to analysis | EMPA, LA-ICPMS | JEOL JXA-8230 electron probe microanalyzer; RESOlution-LR 193 nm ArF excimer laser ablation system coupled to an Agilent 7700x ICP-MS | Laboratory of Mineral Resources Research Center, Fuzhou University; Adelaide Microscopy, the University of Adelaide | EPMA point analysis: accelerating voltage 15 kV, beam current 20 nA, beam diameter ~5 μm; EPMA mapping: accelerating voltage 20 kV, working current 50 nA, dwell time ~10 ms; BSE imaging: accelerating voltage 20 kV, beam current 10 nA; LA-ICP-MS: energy density 3~3.5 J/cm2, spot sizes 29 to 51 μm, repetition rates 5 Hz (polished thin-section) and 10 Hz (polished blocks), ~30 s background acquisition, ~40 s sample data acquisition | STDGL3 (Danyushevsky et al. 2011) and GSD-1G (USGS) | 7.0935 | [19 empty] | 2074.5506 | [5 empty] | 0.18989 | [5 empty] | 43.8597 | [9 empty] | 34506.3717 |  | 1.7941 |  |  |  | 1.4903 | [7 empty] | 2.1347 | [13 empty] | 3985.9019 | [15 empty] | 5.9646 | [17 empty] | 1.1463 | [9 empty] | 33.2134 | [32 empty] | 2025 |  |  | CHN | Tibet
| Lawu |  | Magmatic hydrothermal | Skarn | Cu-Pb-Zn skarn | Cu, Pb, Zn | In, Sn | Cu, Pb, Zn, In, Sn |  |  | DN02-3 | DN02-3 | underground mine |  |  |  |  | ore material | drill core | underground mining tunnels and drill cores | mineral separate | [5 empty] | mineralisation |  |  |  | sphalerite, chalcopyrite, pyrrhotite, pyrite, arsenopyrite |  |  | Sn-poor Skarn |  |  |  | galena, bismuthinite, marcasite, iron oxides, pyroxene, actinolite, quartz | thin sections and polished blocks examined using optical microscope, BSE detector, and EDS prior to analysis | EMPA, LA-ICPMS | JEOL JXA-8230 electron probe microanalyzer; RESOlution-LR 193 nm ArF excimer laser ablation system coupled to an Agilent 7700x ICP-MS | Laboratory of Mineral Resources Research Center, Fuzhou University; Adelaide Microscopy, the University of Adelaide | EPMA point analysis: accelerating voltage 15 kV, beam current 20 nA, beam diameter ~5 μm; EPMA mapping: accelerating voltage 20 kV, working current 50 nA, dwell time ~10 ms; BSE imaging: accelerating voltage 20 kV, beam current 10 nA; LA-ICP-MS: energy density 3~3.5 J/cm2, spot sizes 29 to 51 μm, repetition rates 5 Hz (polished thin-section) and 10 Hz (polished blocks), ~30 s background acquisition, ~40 s sample data acquisition | STDGL3 (Danyushevsky et al. 2011) and GSD-1G (USGS) | 3.5508 | [19 empty] | 2371.7259 | [5 empty] | 0.05468 | [5 empty] | 31.2337 | [9 empty] | 31532.5834 |  | 1.6977 |  |  |  | 1.8621 | [7 empty] | 0.28237 | [13 empty] | 1527.0589 | [15 empty] | 2.2601 | [17 empty] | 0.36272 | [9 empty] | 22.0904 | [32 empty] | 2025 |  |  | CHN | Tibet
| Lawu |  | Magmatic hydrothermal | Skarn | Cu-Pb-Zn skarn | Cu, Pb, Zn | In, Sn | Cu, Pb, Zn, In, Sn |  |  | WD_DH1_360-1 | WD_DH1_360-1 | underground mine |  |  |  |  | ore material | drill core | underground mining tunnels and drill cores | mineral separate | [5 empty] | mineralisation |  |  |  | sphalerite, chalcopyrite, pyrrhotite, pyrite, arsenopyrite |  |  | Sn-poor Skarn |  |  |  | galena, bismuthinite, marcasite, iron oxides, pyroxene, actinolite, quartz | thin sections and polished blocks examined using optical microscope, BSE detector, and EDS prior to analysis | EMPA, LA-ICPMS | JEOL JXA-8230 electron probe microanalyzer; RESOlution-LR 193 nm ArF excimer laser ablation system coupled to an Agilent 7700x ICP-MS | Laboratory of Mineral Resources Research Center, Fuzhou University; Adelaide Microscopy, the University of Adelaide | EPMA point analysis: accelerating voltage 15 kV, beam current 20 nA, beam diameter ~5 μm; EPMA mapping: accelerating voltage 20 kV, working current 50 nA, dwell time ~10 ms; BSE imaging: accelerating voltage 20 kV, beam current 10 nA; LA-ICP-MS: energy density 3~3.5 J/cm2, spot sizes 29 to 51 μm, repetition rates 5 Hz (polished thin-section) and 10 Hz (polished blocks), ~30 s background acquisition, ~40 s sample data acquisition | STDGL3 (Danyushevsky et al. 2011) and GSD-1G (USGS) | 4.785 | [19 empty] | 7693.3853 | [5 empty] | 1.311 | [5 empty] | 137.942 | [9 empty] | 129283.8656 |  | 1.4047 |  |  |  | 3.7799 | [7 empty] | 18.0976 | [13 empty] | 3453.973 | [15 empty] | 0.35915 | [17 empty] | 0.14348 | [9 empty] | 7.2873 | [32 empty] | 2025 |  |  | CHN | Tibet
| Lawu |  | Magmatic hydrothermal | Skarn | Cu-Pb-Zn skarn | Cu, Pb, Zn | In, Sn | Cu, Pb, Zn, In, Sn |  |  | WD_DH1_360-2 | WD_DH1_360-2 | underground mine |  |  |  |  | ore material | drill core | underground mining tunnels and drill cores | mineral separate | [5 empty] | mineralisation |  |  |  | sphalerite, chalcopyrite, pyrrhotite, pyrite, arsenopyrite |  |  | Sn-poor Skarn |  |  |  | galena, bismuthinite, marcasite, iron oxides, pyroxene, actinolite, quartz | thin sections and polished blocks examined using optical microscope, BSE detector, and EDS prior to analysis | EMPA, LA-ICPMS | JEOL JXA-8230 electron probe microanalyzer; RESOlution-LR 193 nm ArF excimer laser ablation system coupled to an Agilent 7700x ICP-MS | Laboratory of Mineral Resources Research Center, Fuzhou University; Adelaide Microscopy, the University of Adelaide | EPMA point analysis: accelerating voltage 15 kV, beam current 20 nA, beam diameter ~5 μm; EPMA mapping: accelerating voltage 20 kV, working current 50 nA, dwell time ~10 ms; BSE imaging: accelerating voltage 20 kV, beam current 10 nA; LA-ICP-MS: energy density 3~3.5 J/cm2, spot sizes 29 to 51 μm, repetition rates 5 Hz (polished thin-section) and 10 Hz (polished blocks), ~30 s background acquisition, ~40 s sample data acquisition | STDGL3 (Danyushevsky et al. 2011) and GSD-1G (USGS) | 5.3703 | [19 empty] | 7678.2062 | [5 empty] | 1.2086 | [5 empty] | 170.2159 | [9 empty] | 129662.9781 |  | 1.7846 |  |  |  | 3.6396 | [7 empty] | 18.298 | [13 empty] | 3466.4624 | [15 empty] | 1.0351 | [17 empty] | 0.1405 | [9 empty] | 6.2118 | [32 empty] | 2025 |  |  | CHN | Tibet
| Lawu |  | Magmatic hydrothermal | Skarn | Cu-Pb-Zn skarn | Cu, Pb, Zn | In, Sn | Cu, Pb, Zn, In, Sn |  |  | WD_DH1_360-3 | WD_DH1_360-3 | underground mine |  |  |  |  | ore material | drill core | underground mining tunnels and drill cores | mineral separate | [5 empty] | mineralisation |  |  |  | sphalerite, chalcopyrite, pyrrhotite, pyrite, arsenopyrite |  |  | Sn-poor Skarn |  |  |  | galena, bismuthinite, marcasite, iron oxides, pyroxene, actinolite, quartz | thin sections and polished blocks examined using optical microscope, BSE detector, and EDS prior to analysis | EMPA, LA-ICPMS | JEOL JXA-8230 electron probe microanalyzer; RESOlution-LR 193 nm ArF excimer laser ablation system coupled to an Agilent 7700x ICP-MS | Laboratory of Mineral Resources Research Center, Fuzhou University; Adelaide Microscopy, the University of Adelaide | EPMA point analysis: accelerating voltage 15 kV, beam current 20 nA, beam diameter ~5 μm; EPMA mapping: accelerating voltage 20 kV, working current 50 nA, dwell time ~10 ms; BSE imaging: accelerating voltage 20 kV, beam current 10 nA; LA-ICP-MS: energy density 3~3.5 J/cm2, spot sizes 29 to 51 μm, repetition rates 5 Hz (polished thin-section) and 10 Hz (polished blocks), ~30 s background acquisition, ~40 s sample data acquisition | STDGL3 (Danyushevsky et al. 2011) and GSD-1G (USGS) | 3.1068 | [19 empty] | 7731.4382 | [5 empty] | 1.2885 | [5 empty] | 72.8042 | [9 empty] | 129510.8802 |  | 1.4338 |  |  |  | 3.0085 | [7 empty] | 17.7447 | [13 empty] | 3464.6561 | [15 empty] | 0.069456 | [17 empty] | 0.11435 | [9 empty] | 6.6169 | [32 empty] | 2025 |  |  | CHN | Tibet
| Lawu |  | Magmatic hydrothermal | Skarn | Cu-Pb-Zn skarn | Cu, Pb, Zn | In, Sn | Cu, Pb, Zn, In, Sn |  |  | WD_DH1_442-1 | WD_DH1_442-1 | underground mine |  |  |  |  | ore material | drill core | underground mining tunnels and drill cores | mineral separate | [5 empty] | mineralisation |  |  |  | sphalerite, chalcopyrite, pyrrhotite, pyrite, arsenopyrite |  |  | Sn-poor Skarn |  |  |  | galena, bismuthinite, marcasite, iron oxides, pyroxene, actinolite, quartz | thin sections and polished blocks examined using optical microscope, BSE detector, and EDS prior to analysis | EMPA, LA-ICPMS | JEOL JXA-8230 electron probe microanalyzer; RESOlution-LR 193 nm ArF excimer laser ablation system coupled to an Agilent 7700x ICP-MS | Laboratory of Mineral Resources Research Center, Fuzhou University; Adelaide Microscopy, the University of Adelaide | EPMA point analysis: accelerating voltage 15 kV, beam current 20 nA, beam diameter ~5 μm; EPMA mapping: accelerating voltage 20 kV, working current 50 nA, dwell time ~10 ms; BSE imaging: accelerating voltage 20 kV, beam current 10 nA; LA-ICP-MS: energy density 3~3.5 J/cm2, spot sizes 29 to 51 μm, repetition rates 5 Hz (polished thin-section) and 10 Hz (polished blocks), ~30 s background acquisition, ~40 s sample data acquisition | STDGL3 (Danyushevsky et al. 2011) and GSD-1G (USGS) | 6.5636 | [19 empty] | 5690.2397 | [5 empty] | 1.4897 | [5 empty] | 131.1525 | [9 empty] | 113929.115 |  | 1.2981 |  |  |  | 3.1838 | [7 empty] | 7.5128 | [13 empty] | 2323.4304 | [15 empty] | 0.22532 | [17 empty] | 0.10046 | [9 empty] | 4.2489 | [32 empty] | 2025 |  |  | CHN | Tibet
| Lawu |  | Magmatic hydrothermal | Skarn | Cu-Pb-Zn skarn | Cu, Pb, Zn | In, Sn | Cu, Pb, Zn, In, Sn |  |  | WD_DH1_442-2 | WD_DH1_442-2 | underground mine |  |  |  |  | ore material | drill core | underground mining tunnels and drill cores | mineral separate | [5 empty] | mineralisation |  |  |  | sphalerite, chalcopyrite, pyrrhotite, pyrite, arsenopyrite |  |  | Sn-poor Skarn |  |  |  | galena, bismuthinite, marcasite, iron oxides, pyroxene, actinolite, quartz | thin sections and polished blocks examined using optical microscope, BSE detector, and EDS prior to analysis | EMPA, LA-ICPMS | JEOL JXA-8230 electron probe microanalyzer; RESOlution-LR 193 nm ArF excimer laser ablation system coupled to an Agilent 7700x ICP-MS | Laboratory of Mineral Resources Research Center, Fuzhou University; Adelaide Microscopy, the University of Adelaide | EPMA point analysis: accelerating voltage 15 kV, beam current 20 nA, beam diameter ~5 μm; EPMA mapping: accelerating voltage 20 kV, working current 50 nA, dwell time ~10 ms; BSE imaging: accelerating voltage 20 kV, beam current 10 nA; LA-ICP-MS: energy density 3~3.5 J/cm2, spot sizes 29 to 51 μm, repetition rates 5 Hz (polished thin-section) and 10 Hz (polished blocks), ~30 s background acquisition, ~40 s sample data acquisition | STDGL3 (Danyushevsky et al. 2011) and GSD-1G (USGS) | 4.4105 | [19 empty] | 5687.906 | [5 empty] | 1.517 | [5 empty] | 82.5159 | [9 empty] | 113277.0654 |  | 1.4247 |  |  |  | 2.7543 | [7 empty] | 7.4117 | [13 empty] | 2317.9694 | [15 empty] | 0.39215 | [17 empty] | 0.15893 | [9 empty] | 4.327 | [32 empty] | 2025 |  |  | CHN | Tibet
| Lawu |  | Magmatic hydrothermal | Skarn | Cu-Pb-Zn skarn | Cu, Pb, Zn | In, Sn | Cu, Pb, Zn, In, Sn |  |  | WD_DH1_442-3 | WD_DH1_442-3 | underground mine |  |  |  |  | ore material | drill core | underground mining tunnels and drill cores | mineral separate | [5 empty] | mineralisation |  |  |  | sphalerite, chalcopyrite, pyrrhotite, pyrite, arsenopyrite |  |  | Sn-poor Skarn |  |  |  | galena, bismuthinite, marcasite, iron oxides, pyroxene, actinolite, quartz | thin sections and polished blocks examined using optical microscope, BSE detector, and EDS prior to analysis | EMPA, LA-ICPMS | JEOL JXA-8230 electron probe microanalyzer; RESOlution-LR 193 nm ArF excimer laser ablation system coupled to an Agilent 7700x ICP-MS | Laboratory of Mineral Resources Research Center, Fuzhou University; Adelaide Microscopy, the University of Adelaide | EPMA point analysis: accelerating voltage 15 kV, beam current 20 nA, beam diameter ~5 μm; EPMA mapping: accelerating voltage 20 kV, working current 50 nA, dwell time ~10 ms; BSE imaging: accelerating voltage 20 kV, beam current 10 nA; LA-ICP-MS: energy density 3~3.5 J/cm2, spot sizes 29 to 51 μm, repetition rates 5 Hz (polished thin-section) and 10 Hz (polished blocks), ~30 s background acquisition, ~40 s sample data acquisition | STDGL3 (Danyushevsky et al. 2011) and GSD-1G (USGS) | 5.4389 | [19 empty] | 5766.4516 | [5 empty] | 1.1313 | [5 empty] | 86.0611 | [9 empty] | 119851.4619 |  | 1.131 |  |  |  | 3.5556 | [7 empty] | 7.2376 | [13 empty] | 2419.1272 | [15 empty] | 0.12368 | [17 empty] | 0.15965 | [9 empty] | 4.8506 | [32 empty] | 2025 |  |  | CHN | Tibet
| Lawu |  | Magmatic hydrothermal | Skarn | Cu-Pb-Zn skarn | Cu, Pb, Zn | In, Sn | Cu, Pb, Zn, In, Sn |  |  | WD_DH2_353-1 | WD_DH2_353-1 | underground mine |  |  |  |  | ore material | drill core | underground mining tunnels and drill cores | mineral separate | [5 empty] | mineralisation |  |  |  | sphalerite, chalcopyrite, pyrrhotite, pyrite, arsenopyrite |  |  | Sn-poor Skarn |  |  |  | galena, bismuthinite, marcasite, iron oxides, pyroxene, actinolite, quartz | thin sections and polished blocks examined using optical microscope, BSE detector, and EDS prior to analysis | EMPA, LA-ICPMS | JEOL JXA-8230 electron probe microanalyzer; RESOlution-LR 193 nm ArF excimer laser ablation system coupled to an Agilent 7700x ICP-MS | Laboratory of Mineral Resources Research Center, Fuzhou University; Adelaide Microscopy, the University of Adelaide | EPMA point analysis: accelerating voltage 15 kV, beam current 20 nA, beam diameter ~5 μm; EPMA mapping: accelerating voltage 20 kV, working current 50 nA, dwell time ~10 ms; BSE imaging: accelerating voltage 20 kV, beam current 10 nA; LA-ICP-MS: energy density 3~3.5 J/cm2, spot sizes 29 to 51 μm, repetition rates 5 Hz (polished thin-section) and 10 Hz (polished blocks), ~30 s background acquisition, ~40 s sample data acquisition | STDGL3 (Danyushevsky et al. 2011) and GSD-1G (USGS) | 3.9083 | [19 empty] | 5690.536 | [5 empty] | 3.6351 | [5 empty] | 172.0221 | [9 empty] | 117479.9166 |  | 1.7309 |  |  |  | 2.1731 | [7 empty] | 37.3835 | [13 empty] | 4949.0437 | [15 empty] | 0.9459 | [17 empty] | 0.16568 | [9 empty] | 7.8296 | [32 empty] | 2025 |  |  | CHN | Tibet
| Lawu |  | Magmatic hydrothermal | Skarn | Cu-Pb-Zn skarn | Cu, Pb, Zn | In, Sn | Cu, Pb, Zn, In, Sn |  |  | WD_DH2_353-2 | WD_DH2_353-2 | underground mine |  |  |  |  | ore material | drill core | underground mining tunnels and drill cores | mineral separate | [5 empty] | mineralisation |  |  |  | sphalerite, chalcopyrite, pyrrhotite, pyrite, arsenopyrite |  |  | Sn-poor Skarn |  |  |  | galena, bismuthinite, marcasite, iron oxides, pyroxene, actinolite, quartz | thin sections and polished blocks examined using optical microscope, BSE detector, and EDS prior to analysis | EMPA, LA-ICPMS | JEOL JXA-8230 electron probe microanalyzer; RESOlution-LR 193 nm ArF excimer laser ablation system coupled to an Agilent 7700x ICP-MS | Laboratory of Mineral Resources Research Center, Fuzhou University; Adelaide Microscopy, the University of Adelaide | EPMA point analysis: accelerating voltage 15 kV, beam current 20 nA, beam diameter ~5 μm; EPMA mapping: accelerating voltage 20 kV, working current 50 nA, dwell time ~10 ms; BSE imaging: accelerating voltage 20 kV, beam current 10 nA; LA-ICP-MS: energy density 3~3.5 J/cm2, spot sizes 29 to 51 μm, repetition rates 5 Hz (polished thin-section) and 10 Hz (polished blocks), ~30 s background acquisition, ~40 s sample data acquisition | STDGL3 (Danyushevsky et al. 2011) and GSD-1G (USGS) | 4.1336 | [19 empty] | 5859.6221 | [5 empty] | 3.2671 | [5 empty] | 131.3073 | [9 empty] | 122909.6952 |  | 1.7696 |  |  |  | 2.4653 | [7 empty] | 38.9542 | [13 empty] | 5258.7839 | [15 empty] | 1.2512 | [17 empty] | 0.15428 | [9 empty] | 6.1269 | [32 empty] | 2025 |  |  | CHN | Tibet
| Lawu |  | Magmatic hydrothermal | Skarn | Cu-Pb-Zn skarn | Cu, Pb, Zn | In, Sn | Cu, Pb, Zn, In, Sn |  |  | WD_DH2_353-3 | WD_DH2_353-3 | underground mine |  |  |  |  | ore material | drill core | underground mining tunnels and drill cores | mineral separate | [5 empty] | mineralisation |  |  |  | sphalerite, chalcopyrite, pyrrhotite, pyrite, arsenopyrite |  |  | Sn-poor Skarn |  |  |  | galena, bismuthinite, marcasite, iron oxides, pyroxene, actinolite, quartz | thin sections and polished blocks examined using optical microscope, BSE detector, and EDS prior to analysis | EMPA, LA-ICPMS | JEOL JXA-8230 electron probe microanalyzer; RESOlution-LR 193 nm ArF excimer laser ablation system coupled to an Agilent 7700x ICP-MS | Laboratory of Mineral Resources Research Center, Fuzhou University; Adelaide Microscopy, the University of Adelaide | EPMA point analysis: accelerating voltage 15 kV, beam current 20 nA, beam diameter ~5 μm; EPMA mapping: accelerating voltage 20 kV, working current 50 nA, dwell time ~10 ms; BSE imaging: accelerating voltage 20 kV, beam current 10 nA; LA-ICP-MS: energy density 3~3.5 J/cm2, spot sizes 29 to 51 μm, repetition rates 5 Hz (polished thin-section) and 10 Hz (polished blocks), ~30 s background acquisition, ~40 s sample data acquisition | STDGL3 (Danyushevsky et al. 2011) and GSD-1G (USGS) | 3.6957 | [19 empty] | 5709.9414 | [5 empty] | 3.6049 | [5 empty] | 128.9766 | [9 empty] | 121786.5164 |  | 1.5122 |  |  |  | 2.0068 | [7 empty] | 40.1654 | [13 empty] | 5289.6978 | [15 empty] | 0.38235 | [17 empty] | 0.10253 | [9 empty] | 5.6277 | [32 empty] | 2025 |  |  | CHN | Tibet
| Lawu |  | Magmatic hydrothermal | Skarn | Cu-Pb-Zn skarn | Cu, Pb, Zn | In, Sn | Cu, Pb, Zn, In, Sn |  |  | SJ-1 | SJ-1 | underground mine |  |  |  |  | ore material | drill core | underground mining tunnels and drill cores | mineral separate | [5 empty] | mineralisation |  |  |  | sphalerite, chalcopyrite, pyrrhotite, pyrite, arsenopyrite |  |  | Sn-poor Skarn |  |  |  | galena, bismuthinite, marcasite, iron oxides, pyroxene, actinolite, quartz | thin sections and polished blocks examined using optical microscope, BSE detector, and EDS prior to analysis | EMPA, LA-ICPMS | JEOL JXA-8230 electron probe microanalyzer; RESOlution-LR 193 nm ArF excimer laser ablation system coupled to an Agilent 7700x ICP-MS | Laboratory of Mineral Resources Research Center, Fuzhou University; Adelaide Microscopy, the University of Adelaide | EPMA point analysis: accelerating voltage 15 kV, beam current 20 nA, beam diameter ~5 μm; EPMA mapping: accelerating voltage 20 kV, working current 50 nA, dwell time ~10 ms; BSE imaging: accelerating voltage 20 kV, beam current 10 nA; LA-ICP-MS: energy density 3~3.5 J/cm2, spot sizes 29 to 51 μm, repetition rates 5 Hz (polished thin-section) and 10 Hz (polished blocks), ~30 s background acquisition, ~40 s sample data acquisition | STDGL3 (Danyushevsky et al. 2011) and GSD-1G (USGS) | 2.9965 | [19 empty] | 13313.4632 | [5 empty] | 2.6443 | [5 empty] | 146.7212 | [9 empty] | 77858.9946 |  | 1.8612 |  |  |  | 1.8545 | [7 empty] | 174.08 | [13 empty] | 2181.3561 | [15 empty] | 0.38521 | [17 empty] | 0.11675 | [9 empty] | 2.2278 | [32 empty] | 2025 |  |  | CHN | Tibet
| Lawu |  | Magmatic hydrothermal | Skarn | Cu-Pb-Zn skarn | Cu, Pb, Zn | In, Sn | Cu, Pb, Zn, In, Sn |  |  | SJ-2 | SJ-2 | underground mine |  |  |  |  | ore material | drill core | underground mining tunnels and drill cores | mineral separate | [5 empty] | mineralisation |  |  |  | sphalerite, chalcopyrite, pyrrhotite, pyrite, arsenopyrite |  |  | Sn-poor Skarn |  |  |  | galena, bismuthinite, marcasite, iron oxides, pyroxene, actinolite, quartz | thin sections and polished blocks examined using optical microscope, BSE detector, and EDS prior to analysis | EMPA, LA-ICPMS | JEOL JXA-8230 electron probe microanalyzer; RESOlution-LR 193 nm ArF excimer laser ablation system coupled to an Agilent 7700x ICP-MS | Laboratory of Mineral Resources Research Center, Fuzhou University; Adelaide Microscopy, the University of Adelaide | EPMA point analysis: accelerating voltage 15 kV, beam current 20 nA, beam diameter ~5 μm; EPMA mapping: accelerating voltage 20 kV, working current 50 nA, dwell time ~10 ms; BSE imaging: accelerating voltage 20 kV, beam current 10 nA; LA-ICP-MS: energy density 3~3.5 J/cm2, spot sizes 29 to 51 μm, repetition rates 5 Hz (polished thin-section) and 10 Hz (polished blocks), ~30 s background acquisition, ~40 s sample data acquisition | STDGL3 (Danyushevsky et al. 2011) and GSD-1G (USGS) | 2.6817 | [19 empty] | 12912.9039 | [5 empty] | 2.7586 | [5 empty] | 148.6412 | [9 empty] | 72562.8825 |  | 1.3751 |  |  |  | 2.143 | [7 empty] | 179.9936 | [13 empty] | 2094.4425 | [15 empty] | 0.14379 | [17 empty] | 0.1053 | [9 empty] | 2.741 | [32 empty] | 2025 |  |  | CHN | Tibet
| Lawu |  | Magmatic hydrothermal | Skarn | Cu-Pb-Zn skarn | Cu, Pb, Zn | In, Sn | Cu, Pb, Zn, In, Sn |  |  | SJ-3 | SJ-3 | underground mine |  |  |  |  | ore material | drill core | underground mining tunnels and drill cores | mineral separate | [5 empty] | mineralisation |  |  |  | sphalerite, chalcopyrite, pyrrhotite, pyrite, arsenopyrite |  |  | Sn-poor Skarn |  |  |  | galena, bismuthinite, marcasite, iron oxides, pyroxene, actinolite, quartz | thin sections and polished blocks examined using optical microscope, BSE detector, and EDS prior to analysis | EMPA, LA-ICPMS | JEOL JXA-8230 electron probe microanalyzer; RESOlution-LR 193 nm ArF excimer laser ablation system coupled to an Agilent 7700x ICP-MS | Laboratory of Mineral Resources Research Center, Fuzhou University; Adelaide Microscopy, the University of Adelaide | EPMA point analysis: accelerating voltage 15 kV, beam current 20 nA, beam diameter ~5 μm; EPMA mapping: accelerating voltage 20 kV, working current 50 nA, dwell time ~10 ms; BSE imaging: accelerating voltage 20 kV, beam current 10 nA; LA-ICP-MS: energy density 3~3.5 J/cm2, spot sizes 29 to 51 μm, repetition rates 5 Hz (polished thin-section) and 10 Hz (polished blocks), ~30 s background acquisition, ~40 s sample data acquisition | STDGL3 (Danyushevsky et al. 2011) and GSD-1G (USGS) | 3.2554 | [19 empty] | 12954.7241 | [5 empty] | 2.374 | [5 empty] | 192.4185 | [9 empty] | 72954.2132 |  | 2.0952 |  |  |  | 2.6219 | [7 empty] | 240.0295 | [13 empty] | 2116.5258 | [15 empty] | 0.50947 | [17 empty] | 0.10068 | [9 empty] | 2.8062 | [32 empty] | 2025 |  |  | CHN | Tibet
| Lawu |  | Magmatic hydrothermal | Skarn | Cu-Pb-Zn skarn | Cu, Pb, Zn | In, Sn | Cu, Pb, Zn, In, Sn |  |  | DK23-2@A-1-1 | DK23-2@A-1-1 | underground mine |  |  |  |  | ore material | drill core | underground mining tunnels and drill cores | mineral separate | [5 empty] | mineralisation |  |  |  | sphalerite, chalcopyrite, pyrrhotite, pyrite, arsenopyrite |  |  | Sn-poor Skarn |  |  |  | galena, bismuthinite, marcasite, iron oxides, pyroxene, actinolite, quartz | thin sections and polished blocks examined using optical microscope, BSE detector, and EDS prior to analysis | EMPA, LA-ICPMS | JEOL JXA-8230 electron probe microanalyzer; RESOlution-LR 193 nm ArF excimer laser ablation system coupled to an Agilent 7700x ICP-MS | Laboratory of Mineral Resources Research Center, Fuzhou University; Adelaide Microscopy, the University of Adelaide | EPMA point analysis: accelerating voltage 15 kV, beam current 20 nA, beam diameter ~5 μm; EPMA mapping: accelerating voltage 20 kV, working current 50 nA, dwell time ~10 ms; BSE imaging: accelerating voltage 20 kV, beam current 10 nA; LA-ICP-MS: energy density 3~3.5 J/cm2, spot sizes 29 to 51 μm, repetition rates 5 Hz (polished thin-section) and 10 Hz (polished blocks), ~30 s background acquisition, ~40 s sample data acquisition | STDGL3 (Danyushevsky et al. 2011) and GSD-1G (USGS) | 5.5646 | [19 empty] | 20547.5951 | [5 empty] | 26.3383 | [5 empty] | 246.7049 | [9 empty] | 111522.9013 |  | 9.0485 |  |  |  | 1.8618 | [7 empty] | 43.0922 | [13 empty] | 9168.5128 | [15 empty] | 467.1554 | [17 empty] | 1.4858 | [9 empty] | 1.5607 | [32 empty] | 2025 |  |  | CHN | Tibet
| Lawu |  | Magmatic hydrothermal | Skarn | Cu-Pb-Zn skarn | Cu, Pb, Zn | In, Sn | Cu, Pb, Zn, In, Sn |  |  | DK23-2@A-2-1 | DK23-2@A-2-1 | underground mine |  |  |  |  | ore material | drill core | underground mining tunnels and drill cores | mineral separate | [5 empty] | mineralisation |  |  |  | sphalerite, chalcopyrite, pyrrhotite, pyrite, arsenopyrite |  |  | Sn-poor Skarn |  |  |  | galena, bismuthinite, marcasite, iron oxides, pyroxene, actinolite, quartz | thin sections and polished blocks examined using optical microscope, BSE detector, and EDS prior to analysis | EMPA, LA-ICPMS | JEOL JXA-8230 electron probe microanalyzer; RESOlution-LR 193 nm ArF excimer laser ablation system coupled to an Agilent 7700x ICP-MS | Laboratory of Mineral Resources Research Center, Fuzhou University; Adelaide Microscopy, the University of Adelaide | EPMA point analysis: accelerating voltage 15 kV, beam current 20 nA, beam diameter ~5 μm; EPMA mapping: accelerating voltage 20 kV, working current 50 nA, dwell time ~10 ms; BSE imaging: accelerating voltage 20 kV, beam current 10 nA; LA-ICP-MS: energy density 3~3.5 J/cm2, spot sizes 29 to 51 μm, repetition rates 5 Hz (polished thin-section) and 10 Hz (polished blocks), ~30 s background acquisition, ~40 s sample data acquisition | STDGL3 (Danyushevsky et al. 2011) and GSD-1G (USGS) | 6.1117 | [19 empty] | 20573.7424 | [5 empty] | 26.0212 | [5 empty] | 354.0179 | [9 empty] | 114269.7352 |  | 9.1453 |  |  |  | 1.4532 | [7 empty] | 42.3621 | [13 empty] | 9301.0985 | [15 empty] | 4.6182 | [17 empty] | 1.2125 | [9 empty] | 1.577 | [32 empty] | 2025 |  |  | CHN | Tibet
| Lawu |  | Magmatic hydrothermal | Skarn | Cu-Pb-Zn skarn | Cu, Pb, Zn | In, Sn | Cu, Pb, Zn, In, Sn |  |  | DK23-2@A-3-1 | DK23-2@A-3-1 | underground mine |  |  |  |  | ore material | drill core | underground mining tunnels and drill cores | mineral separate | [5 empty] | mineralisation |  |  |  | sphalerite, chalcopyrite, pyrrhotite, pyrite, arsenopyrite |  |  | Sn-poor Skarn |  |  |  | galena, bismuthinite, marcasite, iron oxides, pyroxene, actinolite, quartz | thin sections and polished blocks examined using optical microscope, BSE detector, and EDS prior to analysis | EMPA, LA-ICPMS | JEOL JXA-8230 electron probe microanalyzer; RESOlution-LR 193 nm ArF excimer laser ablation system coupled to an Agilent 7700x ICP-MS | Laboratory of Mineral Resources Research Center, Fuzhou University; Adelaide Microscopy, the University of Adelaide | EPMA point analysis: accelerating voltage 15 kV, beam current 20 nA, beam diameter ~5 μm; EPMA mapping: accelerating voltage 20 kV, working current 50 nA, dwell time ~10 ms; BSE imaging: accelerating voltage 20 kV, beam current 10 nA; LA-ICP-MS: energy density 3~3.5 J/cm2, spot sizes 29 to 51 μm, repetition rates 5 Hz (polished thin-section) and 10 Hz (polished blocks), ~30 s background acquisition, ~40 s sample data acquisition | STDGL3 (Danyushevsky et al. 2011) and GSD-1G (USGS) | 5.2914 | [19 empty] | 20896.6654 | [5 empty] | 26.4167 | [5 empty] | 257.582 | [9 empty] | 113024.5261 |  | 6.8834 |  |  |  | 1.8 | [7 empty] | 42.8535 | [13 empty] | 8548.6429 | [15 empty] | 32.4422 | [17 empty] | 1.3915 | [9 empty] | 2.4397 | [32 empty] | 2025 |  |  | CHN | Tibet
| Lawu |  | Magmatic hydrothermal | Skarn | Cu-Pb-Zn skarn | Cu, Pb, Zn | In, Sn | Cu, Pb, Zn, In, Sn |  |  | DK23-2@A-4-1 | DK23-2@A-4-1 | underground mine |  |  |  |  | ore material | drill core | underground mining tunnels and drill cores | mineral separate | [5 empty] | mineralisation |  |  |  | sphalerite, chalcopyrite, pyrrhotite, pyrite, arsenopyrite |  |  | Sn-poor Skarn |  |  |  | galena, bismuthinite, marcasite, iron oxides, pyroxene, actinolite, quartz | thin sections and polished blocks examined using optical microscope, BSE detector, and EDS prior to analysis | EMPA, LA-ICPMS | JEOL JXA-8230 electron probe microanalyzer; RESOlution-LR 193 nm ArF excimer laser ablation system coupled to an Agilent 7700x ICP-MS | Laboratory of Mineral Resources Research Center, Fuzhou University; Adelaide Microscopy, the University of Adelaide | EPMA point analysis: accelerating voltage 15 kV, beam current 20 nA, beam diameter ~5 μm; EPMA mapping: accelerating voltage 20 kV, working current 50 nA, dwell time ~10 ms; BSE imaging: accelerating voltage 20 kV, beam current 10 nA; LA-ICP-MS: energy density 3~3.5 J/cm2, spot sizes 29 to 51 μm, repetition rates 5 Hz (polished thin-section) and 10 Hz (polished blocks), ~30 s background acquisition, ~40 s sample data acquisition | STDGL3 (Danyushevsky et al. 2011) and GSD-1G (USGS) | 6.3727 | [19 empty] | 21157.0144 | [5 empty] | 28.1806 | [5 empty] | 1058.9696 | [9 empty] | 116745.9967 |  | 5.6628 |  |  |  | 1.455 | [7 empty] | 41.7177 | [13 empty] | 8894.4547 | [15 empty] | 7.132 | [17 empty] | 1.6384 | [9 empty] | 3.0089 | [32 empty] | 2025 |  |  | CHN | Tibet
| Lawu |  | Magmatic hydrothermal | Skarn | Cu-Pb-Zn skarn | Cu, Pb, Zn | In, Sn | Cu, Pb, Zn, In, Sn |  |  | DK23-2@A-5-1 | DK23-2@A-5-1 | underground mine |  |  |  |  | ore material | drill core | underground mining tunnels and drill cores | mineral separate | [5 empty] | mineralisation |  |  |  | sphalerite, chalcopyrite, pyrrhotite, pyrite, arsenopyrite |  |  | Sn-poor Skarn |  |  |  | galena, bismuthinite, marcasite, iron oxides, pyroxene, actinolite, quartz | thin sections and polished blocks examined using optical microscope, BSE detector, and EDS prior to analysis | EMPA, LA-ICPMS | JEOL JXA-8230 electron probe microanalyzer; RESOlution-LR 193 nm ArF excimer laser ablation system coupled to an Agilent 7700x ICP-MS | Laboratory of Mineral Resources Research Center, Fuzhou University; Adelaide Microscopy, the University of Adelaide | EPMA point analysis: accelerating voltage 15 kV, beam current 20 nA, beam diameter ~5 μm; EPMA mapping: accelerating voltage 20 kV, working current 50 nA, dwell time ~10 ms; BSE imaging: accelerating voltage 20 kV, beam current 10 nA; LA-ICP-MS: energy density 3~3.5 J/cm2, spot sizes 29 to 51 μm, repetition rates 5 Hz (polished thin-section) and 10 Hz (polished blocks), ~30 s background acquisition, ~40 s sample data acquisition | STDGL3 (Danyushevsky et al. 2011) and GSD-1G (USGS) | 2.5902 | [19 empty] | 20241.1405 | [5 empty] | 21.4428 | [5 empty] | 170.1146 | [9 empty] | 110148.292 |  | 8.7128 |  |  |  | 2.0443 | [7 empty] | 43.0249 | [13 empty] | 8946.2854 | [15 empty] | 7.2094 | [17 empty] | 2.0282 | [9 empty] | 1.8992 | [32 empty] | 2025 |  |  | CHN | Tibet
| Lawu |  | Magmatic hydrothermal | Skarn | Cu-Pb-Zn skarn | Cu, Pb, Zn | In, Sn | Cu, Pb, Zn, In, Sn |  |  | DK23-2@A-6-1 | DK23-2@A-6-1 | underground mine |  |  |  |  | ore material | drill core | underground mining tunnels and drill cores | mineral separate | [5 empty] | mineralisation |  |  |  | sphalerite, chalcopyrite, pyrrhotite, pyrite, arsenopyrite |  |  | Sn-poor Skarn |  |  |  | galena, bismuthinite, marcasite, iron oxides, pyroxene, actinolite, quartz | thin sections and polished blocks examined using optical microscope, BSE detector, and EDS prior to analysis | EMPA, LA-ICPMS | JEOL JXA-8230 electron probe microanalyzer; RESOlution-LR 193 nm ArF excimer laser ablation system coupled to an Agilent 7700x ICP-MS | Laboratory of Mineral Resources Research Center, Fuzhou University; Adelaide Microscopy, the University of Adelaide | EPMA point analysis: accelerating voltage 15 kV, beam current 20 nA, beam diameter ~5 μm; EPMA mapping: accelerating voltage 20 kV, working current 50 nA, dwell time ~10 ms; BSE imaging: accelerating voltage 20 kV, beam current 10 nA; LA-ICP-MS: energy density 3~3.5 J/cm2, spot sizes 29 to 51 μm, repetition rates 5 Hz (polished thin-section) and 10 Hz (polished blocks), ~30 s background acquisition, ~40 s sample data acquisition | STDGL3 (Danyushevsky et al. 2011) and GSD-1G (USGS) | 23.2333 | [19 empty] | 20082.183 | [5 empty] | 18.1465 | [5 empty] | 917.3574 | [9 empty] | 113983.9264 |  | 9.8189 |  |  |  | 1.4015 | [7 empty] | 44.2181 | [13 empty] | 8460.6907 | [15 empty] | 1212.946 | [17 empty] | 2.5221 | [9 empty] | 4.9203 | [32 empty] | 2025 |  |  | CHN | Tibet
| Lawu |  | Magmatic hydrothermal | Skarn | Cu-Pb-Zn skarn | Cu, Pb, Zn | In, Sn | Cu, Pb, Zn, In, Sn |  |  | DK23-2@B-1-1 | DK23-2@B-1-1 | underground mine |  |  |  |  | ore material | drill core | underground mining tunnels and drill cores | mineral separate | [5 empty] | mineralisation |  |  |  | sphalerite, chalcopyrite, pyrrhotite, pyrite, arsenopyrite |  |  | Sn-poor Skarn |  |  |  | galena, bismuthinite, marcasite, iron oxides, pyroxene, actinolite, quartz | thin sections and polished blocks examined using optical microscope, BSE detector, and EDS prior to analysis | EMPA, LA-ICPMS | JEOL JXA-8230 electron probe microanalyzer; RESOlution-LR 193 nm ArF excimer laser ablation system coupled to an Agilent 7700x ICP-MS | Laboratory of Mineral Resources Research Center, Fuzhou University; Adelaide Microscopy, the University of Adelaide | EPMA point analysis: accelerating voltage 15 kV, beam current 20 nA, beam diameter ~5 μm; EPMA mapping: accelerating voltage 20 kV, working current 50 nA, dwell time ~10 ms; BSE imaging: accelerating voltage 20 kV, beam current 10 nA; LA-ICP-MS: energy density 3~3.5 J/cm2, spot sizes 29 to 51 μm, repetition rates 5 Hz (polished thin-section) and 10 Hz (polished blocks), ~30 s background acquisition, ~40 s sample data acquisition | STDGL3 (Danyushevsky et al. 2011) and GSD-1G (USGS) | 3.0312 | [19 empty] | 20432.7451 | [5 empty] | 30.0305 | [5 empty] | 469.285 | [9 empty] | 112639.4314 |  | 7.7506 |  |  |  | 1.7634 | [7 empty] | 47.0981 | [13 empty] | 4139.6547 | [15 empty] | 974.4618 | [17 empty] | 0.63719 | [9 empty] | 0.81381 | [32 empty] | 2025 |  |  | CHN | Tibet
| Lawu |  | Magmatic hydrothermal | Skarn | Cu-Pb-Zn skarn | Cu, Pb, Zn | In, Sn | Cu, Pb, Zn, In, Sn |  |  | DK23-2@B-2-1 | DK23-2@B-2-1 | underground mine |  |  |  |  | ore material | drill core | underground mining tunnels and drill cores | mineral separate | [5 empty] | mineralisation |  |  |  | sphalerite, chalcopyrite, pyrrhotite, pyrite, arsenopyrite |  |  | Sn-poor Skarn |  |  |  | galena, bismuthinite, marcasite, iron oxides, pyroxene, actinolite, quartz | thin sections and polished blocks examined using optical microscope, BSE detector, and EDS prior to analysis | EMPA, LA-ICPMS | JEOL JXA-8230 electron probe microanalyzer; RESOlution-LR 193 nm ArF excimer laser ablation system coupled to an Agilent 7700x ICP-MS | Laboratory of Mineral Resources Research Center, Fuzhou University; Adelaide Microscopy, the University of Adelaide | EPMA point analysis: accelerating voltage 15 kV, beam current 20 nA, beam diameter ~5 μm; EPMA mapping: accelerating voltage 20 kV, working current 50 nA, dwell time ~10 ms; BSE imaging: accelerating voltage 20 kV, beam current 10 nA; LA-ICP-MS: energy density 3~3.5 J/cm2, spot sizes 29 to 51 μm, repetition rates 5 Hz (polished thin-section) and 10 Hz (polished blocks), ~30 s background acquisition, ~40 s sample data acquisition | STDGL3 (Danyushevsky et al. 2011) and GSD-1G (USGS) | 0.38215 | [19 empty] | 22051.8971 | [5 empty] | 30.8942 | [5 empty] | 190.7981 | [9 empty] | 115576.011 |  | 7.8969 |  |  |  | 0.53448 | [7 empty] | 45.13 | [13 empty] | 4317.5478 | [15 empty] | 6.9642 | [17 empty] | 0.13691 | [9 empty] | 0.56265 | [32 empty] | 2025 |  |  | CHN | Tibet
| Lawu |  | Magmatic hydrothermal | Skarn | Cu-Pb-Zn skarn | Cu, Pb, Zn | In, Sn | Cu, Pb, Zn, In, Sn |  |  | DK23-2@B-3-1 | DK23-2@B-3-1 | underground mine |  |  |  |  | ore material | drill core | underground mining tunnels and drill cores | mineral separate | [5 empty] | mineralisation |  |  |  | sphalerite, chalcopyrite, pyrrhotite, pyrite, arsenopyrite |  |  | Sn-poor Skarn |  |  |  | galena, bismuthinite, marcasite, iron oxides, pyroxene, actinolite, quartz | thin sections and polished blocks examined using optical microscope, BSE detector, and EDS prior to analysis | EMPA, LA-ICPMS | JEOL JXA-8230 electron probe microanalyzer; RESOlution-LR 193 nm ArF excimer laser ablation system coupled to an Agilent 7700x ICP-MS | Laboratory of Mineral Resources Research Center, Fuzhou University; Adelaide Microscopy, the University of Adelaide | EPMA point analysis: accelerating voltage 15 kV, beam current 20 nA, beam diameter ~5 μm; EPMA mapping: accelerating voltage 20 kV, working current 50 nA, dwell time ~10 ms; BSE imaging: accelerating voltage 20 kV, beam current 10 nA; LA-ICP-MS: energy density 3~3.5 J/cm2, spot sizes 29 to 51 μm, repetition rates 5 Hz (polished thin-section) and 10 Hz (polished blocks), ~30 s background acquisition, ~40 s sample data acquisition | STDGL3 (Danyushevsky et al. 2011) and GSD-1G (USGS) | 0.38671 | [19 empty] | 22157.1786 | [5 empty] | 29.5736 | [5 empty] | 219.1234 | [9 empty] | 114091.5026 |  | 7.1951 |  |  |  | 0.53448 | [7 empty] | 46.191 | [13 empty] | 4298.4708 | [15 empty] | 5.7163 | [17 empty] | 0.13691 | [9 empty] | 0.5192 | [32 empty] | 2025 |  |  | CHN | Tibet
| Lawu |  | Magmatic hydrothermal | Skarn | Cu-Pb-Zn skarn | Cu, Pb, Zn | In, Sn | Cu, Pb, Zn, In, Sn |  |  | DK23-2@B-4-1 | DK23-2@B-4-1 | underground mine |  |  |  |  | ore material | drill core | underground mining tunnels and drill cores | mineral separate | [5 empty] | mineralisation |  |  |  | sphalerite, chalcopyrite, pyrrhotite, pyrite, arsenopyrite |  |  | Sn-poor Skarn |  |  |  | galena, bismuthinite, marcasite, iron oxides, pyroxene, actinolite, quartz | thin sections and polished blocks examined using optical microscope, BSE detector, and EDS prior to analysis | EMPA, LA-ICPMS | JEOL JXA-8230 electron probe microanalyzer; RESOlution-LR 193 nm ArF excimer laser ablation system coupled to an Agilent 7700x ICP-MS | Laboratory of Mineral Resources Research Center, Fuzhou University; Adelaide Microscopy, the University of Adelaide | EPMA point analysis: accelerating voltage 15 kV, beam current 20 nA, beam diameter ~5 μm; EPMA mapping: accelerating voltage 20 kV, working current 50 nA, dwell time ~10 ms; BSE imaging: accelerating voltage 20 kV, beam current 10 nA; LA-ICP-MS: energy density 3~3.5 J/cm2, spot sizes 29 to 51 μm, repetition rates 5 Hz (polished thin-section) and 10 Hz (polished blocks), ~30 s background acquisition, ~40 s sample data acquisition | STDGL3 (Danyushevsky et al. 2011) and GSD-1G (USGS) | 0.41586 | [19 empty] | 22090.1786 | [5 empty] | 31.2227 | [5 empty] | 240.712 | [9 empty] | 113652.4052 |  | 6.9797 |  |  |  | 1.9306 | [7 empty] | 46.3619 | [13 empty] | 4436.6922 | [15 empty] | 8.5467 | [17 empty] | 0.13691 | [9 empty] | 0.45064 | [32 empty] | 2025 |  |  | CHN | Tibet
| Lawu |  | Magmatic hydrothermal | Skarn | Cu-Pb-Zn skarn | Cu, Pb, Zn | In, Sn | Cu, Pb, Zn, In, Sn |  |  | DK23-2@B-5-1 | DK23-2@B-5-1 | underground mine |  |  |  |  | ore material | drill core | underground mining tunnels and drill cores | mineral separate | [5 empty] | mineralisation |  |  |  | sphalerite, chalcopyrite, pyrrhotite, pyrite, arsenopyrite |  |  | Sn-poor Skarn |  |  |  | galena, bismuthinite, marcasite, iron oxides, pyroxene, actinolite, quartz | thin sections and polished blocks examined using optical microscope, BSE detector, and EDS prior to analysis | EMPA, LA-ICPMS | JEOL JXA-8230 electron probe microanalyzer; RESOlution-LR 193 nm ArF excimer laser ablation system coupled to an Agilent 7700x ICP-MS | Laboratory of Mineral Resources Research Center, Fuzhou University; Adelaide Microscopy, the University of Adelaide | EPMA point analysis: accelerating voltage 15 kV, beam current 20 nA, beam diameter ~5 μm; EPMA mapping: accelerating voltage 20 kV, working current 50 nA, dwell time ~10 ms; BSE imaging: accelerating voltage 20 kV, beam current 10 nA; LA-ICP-MS: energy density 3~3.5 J/cm2, spot sizes 29 to 51 μm, repetition rates 5 Hz (polished thin-section) and 10 Hz (polished blocks), ~30 s background acquisition, ~40 s sample data acquisition | STDGL3 (Danyushevsky et al. 2011) and GSD-1G (USGS) | 0.39349 | [19 empty] | 20914.4533 | [5 empty] | 29.2821 | [5 empty] | 98.3481 | [9 empty] | 112059.4502 |  | 7.5459 |  |  |  | 1.947 | [7 empty] | 46.5735 | [13 empty] | 4312.5965 | [15 empty] | 40.1706 | [17 empty] | 0.42887 | [9 empty] | 0.60326 | [32 empty] | 2025 |  |  | CHN | Tibet
| Lawu |  | Magmatic hydrothermal | Skarn | Cu-Pb-Zn skarn | Cu, Pb, Zn | In, Sn | Cu, Pb, Zn, In, Sn |  |  | DK23-2@B-6-1 | DK23-2@B-6-1 | underground mine |  |  |  |  | ore material | drill core | underground mining tunnels and drill cores | mineral separate | [5 empty] | mineralisation |  |  |  | sphalerite, chalcopyrite, pyrrhotite, pyrite, arsenopyrite |  |  | Sn-poor Skarn |  |  |  | galena, bismuthinite, marcasite, iron oxides, pyroxene, actinolite, quartz | thin sections and polished blocks examined using optical microscope, BSE detector, and EDS prior to analysis | EMPA, LA-ICPMS | JEOL JXA-8230 electron probe microanalyzer; RESOlution-LR 193 nm ArF excimer laser ablation system coupled to an Agilent 7700x ICP-MS | Laboratory of Mineral Resources Research Center, Fuzhou University; Adelaide Microscopy, the University of Adelaide | EPMA point analysis: accelerating voltage 15 kV, beam current 20 nA, beam diameter ~5 μm; EPMA mapping: accelerating voltage 20 kV, working current 50 nA, dwell time ~10 ms; BSE imaging: accelerating voltage 20 kV, beam current 10 nA; LA-ICP-MS: energy density 3~3.5 J/cm2, spot sizes 29 to 51 μm, repetition rates 5 Hz (polished thin-section) and 10 Hz (polished blocks), ~30 s background acquisition, ~40 s sample data acquisition | STDGL3 (Danyushevsky et al. 2011) and GSD-1G (USGS) | 0.54452 | [19 empty] | 21134.3056 | [5 empty] | 18.429 | [5 empty] | 223.4495 | [9 empty] | 112763.7568 |  | 7.1011 |  |  |  | 0.53448 | [7 empty] | 46.5467 | [13 empty] | 4821.2342 | [15 empty] | 39.6403 | [17 empty] | 1.0917 | [9 empty] | 0.87273 | [32 empty] | 2025 |  |  | CHN | Tibet
| Lawu |  | Magmatic hydrothermal | Skarn | Cu-Pb-Zn skarn | Cu, Pb, Zn | In, Sn | Cu, Pb, Zn, In, Sn |  |  | DK23-2@B-7-1 | DK23-2@B-7-1 | underground mine |  |  |  |  | ore material | drill core | underground mining tunnels and drill cores | mineral separate | [5 empty] | mineralisation |  |  |  | sphalerite, chalcopyrite, pyrrhotite, pyrite, arsenopyrite |  |  | Sn-poor Skarn |  |  |  | galena, bismuthinite, marcasite, iron oxides, pyroxene, actinolite, quartz | thin sections and polished blocks examined using optical microscope, BSE detector, and EDS prior to analysis | EMPA, LA-ICPMS | JEOL JXA-8230 electron probe microanalyzer; RESOlution-LR 193 nm ArF excimer laser ablation system coupled to an Agilent 7700x ICP-MS | Laboratory of Mineral Resources Research Center, Fuzhou University; Adelaide Microscopy, the University of Adelaide | EPMA point analysis: accelerating voltage 15 kV, beam current 20 nA, beam diameter ~5 μm; EPMA mapping: accelerating voltage 20 kV, working current 50 nA, dwell time ~10 ms; BSE imaging: accelerating voltage 20 kV, beam current 10 nA; LA-ICP-MS: energy density 3~3.5 J/cm2, spot sizes 29 to 51 μm, repetition rates 5 Hz (polished thin-section) and 10 Hz (polished blocks), ~30 s background acquisition, ~40 s sample data acquisition | STDGL3 (Danyushevsky et al. 2011) and GSD-1G (USGS) | 0.25921 | [19 empty] | 21884.7881 | [5 empty] | 17.4751 | [5 empty] | 128.0196 | [9 empty] | 113827.5571 |  | 9.0806 |  |  |  | 0.53448 | [7 empty] | 47.1386 | [13 empty] | 5172.138 | [15 empty] | 2.9562 | [17 empty] | 0.13691 | [9 empty] | 0.46184 | [32 empty] | 2025 |  |  | CHN | Tibet
| Lawu |  | Magmatic hydrothermal | Skarn | Cu-Pb-Zn skarn | Cu, Pb, Zn | In, Sn | Cu, Pb, Zn, In, Sn |  |  | DK23-3@A-1-1 | DK23-3@A-1-1 | underground mine |  |  |  |  | ore material | drill core | underground mining tunnels and drill cores | mineral separate | [5 empty] | mineralisation |  |  |  | sphalerite, chalcopyrite, pyrrhotite, pyrite, arsenopyrite |  |  | Sn-poor Skarn |  |  |  | galena, bismuthinite, marcasite, iron oxides, pyroxene, actinolite, quartz | thin sections and polished blocks examined using optical microscope, BSE detector, and EDS prior to analysis | EMPA, LA-ICPMS | JEOL JXA-8230 electron probe microanalyzer; RESOlution-LR 193 nm ArF excimer laser ablation system coupled to an Agilent 7700x ICP-MS | Laboratory of Mineral Resources Research Center, Fuzhou University; Adelaide Microscopy, the University of Adelaide | EPMA point analysis: accelerating voltage 15 kV, beam current 20 nA, beam diameter ~5 μm; EPMA mapping: accelerating voltage 20 kV, working current 50 nA, dwell time ~10 ms; BSE imaging: accelerating voltage 20 kV, beam current 10 nA; LA-ICP-MS: energy density 3~3.5 J/cm2, spot sizes 29 to 51 μm, repetition rates 5 Hz (polished thin-section) and 10 Hz (polished blocks), ~30 s background acquisition, ~40 s sample data acquisition | STDGL3 (Danyushevsky et al. 2011) and GSD-1G (USGS) | 1.1656 | [19 empty] | 20849.8657 | [5 empty] | 3.5727 | [5 empty] | 162.5511 | [9 empty] | 103426.824 |  | 2.4098 |  |  |  | 1.5429 | [7 empty] | 57.4785 | [13 empty] | 2289.5358 | [15 empty] | 1.4284 | [17 empty] | 0.13691 | [9 empty] | 0.18199 | [32 empty] | 2025 |  |  | CHN | Tibet
| Lawu |  | Magmatic hydrothermal | Skarn | Cu-Pb-Zn skarn | Cu, Pb, Zn | In, Sn | Cu, Pb, Zn, In, Sn |  |  | DK23-3@A-2-1 | DK23-3@A-2-1 | underground mine |  |  |  |  | ore material | drill core | underground mining tunnels and drill cores | mineral separate | [5 empty] | mineralisation |  |  |  | sphalerite, chalcopyrite, pyrrhotite, pyrite, arsenopyrite |  |  | Sn-poor Skarn |  |  |  | galena, bismuthinite, marcasite, iron oxides, pyroxene, actinolite, quartz | thin sections and polished blocks examined using optical microscope, BSE detector, and EDS prior to analysis | EMPA, LA-ICPMS | JEOL JXA-8230 electron probe microanalyzer; RESOlution-LR 193 nm ArF excimer laser ablation system coupled to an Agilent 7700x ICP-MS | Laboratory of Mineral Resources Research Center, Fuzhou University; Adelaide Microscopy, the University of Adelaide | EPMA point analysis: accelerating voltage 15 kV, beam current 20 nA, beam diameter ~5 μm; EPMA mapping: accelerating voltage 20 kV, working current 50 nA, dwell time ~10 ms; BSE imaging: accelerating voltage 20 kV, beam current 10 nA; LA-ICP-MS: energy density 3~3.5 J/cm2, spot sizes 29 to 51 μm, repetition rates 5 Hz (polished thin-section) and 10 Hz (polished blocks), ~30 s background acquisition, ~40 s sample data acquisition | STDGL3 (Danyushevsky et al. 2011) and GSD-1G (USGS) | 0.64923 | [19 empty] | 21698.0991 | [5 empty] | 6.981 | [5 empty] | 175.7473 | [9 empty] | 106748.1278 |  | 2.2314 |  |  |  | 1.5601 | [7 empty] | 58.8334 | [13 empty] | 2280.6628 | [15 empty] | 1.1815 | [17 empty] | 0.13691 | [9 empty] | 0.18199 | [32 empty] | 2025 |  |  | CHN | Tibet
| Lawu |  | Magmatic hydrothermal | Skarn | Cu-Pb-Zn skarn | Cu, Pb, Zn | In, Sn | Cu, Pb, Zn, In, Sn |  |  | DK23-3@A-3-1 | DK23-3@A-3-1 | underground mine |  |  |  |  | ore material | drill core | underground mining tunnels and drill cores | mineral separate | [5 empty] | mineralisation |  |  |  | sphalerite, chalcopyrite, pyrrhotite, pyrite, arsenopyrite |  |  | Sn-poor Skarn |  |  |  | galena, bismuthinite, marcasite, iron oxides, pyroxene, actinolite, quartz | thin sections and polished blocks examined using optical microscope, BSE detector, and EDS prior to analysis | EMPA, LA-ICPMS | JEOL JXA-8230 electron probe microanalyzer; RESOlution-LR 193 nm ArF excimer laser ablation system coupled to an Agilent 7700x ICP-MS | Laboratory of Mineral Resources Research Center, Fuzhou University; Adelaide Microscopy, the University of Adelaide | EPMA point analysis: accelerating voltage 15 kV, beam current 20 nA, beam diameter ~5 μm; EPMA mapping: accelerating voltage 20 kV, working current 50 nA, dwell time ~10 ms; BSE imaging: accelerating voltage 20 kV, beam current 10 nA; LA-ICP-MS: energy density 3~3.5 J/cm2, spot sizes 29 to 51 μm, repetition rates 5 Hz (polished thin-section) and 10 Hz (polished blocks), ~30 s background acquisition, ~40 s sample data acquisition | STDGL3 (Danyushevsky et al. 2011) and GSD-1G (USGS) | 2.3573 | [19 empty] | 19652.3733 | [5 empty] | 1.5511 | [5 empty] | 343.1104 | [9 empty] | 100101.51 |  | 2.3599 |  |  |  | 1.8278 | [7 empty] | 58.8799 | [13 empty] | 2302.9409 | [15 empty] | 24.6007 | [17 empty] | 2.4441 | [9 empty] | 1.9852 | [32 empty] | 2025 |  |  | CHN | Tibet
| Lawu |  | Magmatic hydrothermal | Skarn | Cu-Pb-Zn skarn | Cu, Pb, Zn | In, Sn | Cu, Pb, Zn, In, Sn |  |  | DK23-3@A-4-1 | DK23-3@A-4-1 | underground mine |  |  |  |  | ore material | drill core | underground mining tunnels and drill cores | mineral separate | [5 empty] | mineralisation |  |  |  | sphalerite, chalcopyrite, pyrrhotite, pyrite, arsenopyrite |  |  | Sn-poor Skarn |  |  |  | galena, bismuthinite, marcasite, iron oxides, pyroxene, actinolite, quartz | thin sections and polished blocks examined using optical microscope, BSE detector, and EDS prior to analysis | EMPA, LA-ICPMS | JEOL JXA-8230 electron probe microanalyzer; RESOlution-LR 193 nm ArF excimer laser ablation system coupled to an Agilent 7700x ICP-MS | Laboratory of Mineral Resources Research Center, Fuzhou University; Adelaide Microscopy, the University of Adelaide | EPMA point analysis: accelerating voltage 15 kV, beam current 20 nA, beam diameter ~5 μm; EPMA mapping: accelerating voltage 20 kV, working current 50 nA, dwell time ~10 ms; BSE imaging: accelerating voltage 20 kV, beam current 10 nA; LA-ICP-MS: energy density 3~3.5 J/cm2, spot sizes 29 to 51 μm, repetition rates 5 Hz (polished thin-section) and 10 Hz (polished blocks), ~30 s background acquisition, ~40 s sample data acquisition | STDGL3 (Danyushevsky et al. 2011) and GSD-1G (USGS) | 4.3065 | [19 empty] | 21185.7338 | [5 empty] | 20.0324 | [5 empty] | 103.4136 | [9 empty] | 96744.5691 |  | 1.9076 |  |  |  | 0.53448 | [7 empty] | 62.8262 | [13 empty] | 2731.7416 | [15 empty] | 7.3339 | [17 empty] | 1.0595 | [9 empty] | 0.41837 | [32 empty] | 2025 |  |  | CHN | Tibet
| Lawu |  | Magmatic hydrothermal | Skarn | Cu-Pb-Zn skarn | Cu, Pb, Zn | In, Sn | Cu, Pb, Zn, In, Sn |  |  | DK23-3@A-5-1 | DK23-3@A-5-1 | underground mine |  |  |  |  | ore material | drill core | underground mining tunnels and drill cores | mineral separate | [5 empty] | mineralisation |  |  |  | sphalerite, chalcopyrite, pyrrhotite, pyrite, arsenopyrite |  |  | Sn-poor Skarn |  |  |  | galena, bismuthinite, marcasite, iron oxides, pyroxene, actinolite, quartz | thin sections and polished blocks examined using optical microscope, BSE detector, and EDS prior to analysis | EMPA, LA-ICPMS | JEOL JXA-8230 electron probe microanalyzer; RESOlution-LR 193 nm ArF excimer laser ablation system coupled to an Agilent 7700x ICP-MS | Laboratory of Mineral Resources Research Center, Fuzhou University; Adelaide Microscopy, the University of Adelaide | EPMA point analysis: accelerating voltage 15 kV, beam current 20 nA, beam diameter ~5 μm; EPMA mapping: accelerating voltage 20 kV, working current 50 nA, dwell time ~10 ms; BSE imaging: accelerating voltage 20 kV, beam current 10 nA; LA-ICP-MS: energy density 3~3.5 J/cm2, spot sizes 29 to 51 μm, repetition rates 5 Hz (polished thin-section) and 10 Hz (polished blocks), ~30 s background acquisition, ~40 s sample data acquisition | STDGL3 (Danyushevsky et al. 2011) and GSD-1G (USGS) | 4.2288 | [19 empty] | 21239.8746 | [5 empty] | 15.7468 | [5 empty] | 521.8427 | [9 empty] | 100986.2012 |  | 1.7112 |  |  |  | 1.5319 | [7 empty] | 62.8378 | [13 empty] | 2652.6115 | [15 empty] | 53.6915 | [17 empty] | 2.2588 | [9 empty] | 2.11 | [32 empty] | 2025 |  |  | CHN | Tibet
| Lawu |  | Magmatic hydrothermal | Skarn | Cu-Pb-Zn skarn | Cu, Pb, Zn | In, Sn | Cu, Pb, Zn, In, Sn |  |  | DK23-3@A-6-1 | DK23-3@A-6-1 | underground mine |  |  |  |  | ore material | drill core | underground mining tunnels and drill cores | mineral separate | [5 empty] | mineralisation |  |  |  | sphalerite, chalcopyrite, pyrrhotite, pyrite, arsenopyrite |  |  | Sn-poor Skarn |  |  |  | galena, bismuthinite, marcasite, iron oxides, pyroxene, actinolite, quartz | thin sections and polished blocks examined using optical microscope, BSE detector, and EDS prior to analysis | EMPA, LA-ICPMS | JEOL JXA-8230 electron probe microanalyzer; RESOlution-LR 193 nm ArF excimer laser ablation system coupled to an Agilent 7700x ICP-MS | Laboratory of Mineral Resources Research Center, Fuzhou University; Adelaide Microscopy, the University of Adelaide | EPMA point analysis: accelerating voltage 15 kV, beam current 20 nA, beam diameter ~5 μm; EPMA mapping: accelerating voltage 20 kV, working current 50 nA, dwell time ~10 ms; BSE imaging: accelerating voltage 20 kV, beam current 10 nA; LA-ICP-MS: energy density 3~3.5 J/cm2, spot sizes 29 to 51 μm, repetition rates 5 Hz (polished thin-section) and 10 Hz (polished blocks), ~30 s background acquisition, ~40 s sample data acquisition | STDGL3 (Danyushevsky et al. 2011) and GSD-1G (USGS) | 1.2634 | [19 empty] | 21715.6378 | [5 empty] | 10.5736 | [5 empty] | 135.677 | [9 empty] | 103590.8885 |  | 2.4394 |  |  |  | 1.479 | [7 empty] | 60.5394 | [13 empty] | 2613.0998 | [15 empty] | 2.1428 | [17 empty] | 4.4874 | [9 empty] | 0.91084 | [32 empty] | 2025 |  |  | CHN | Tibet
| Lawu |  | Magmatic hydrothermal | Skarn | Cu-Pb-Zn skarn | Cu, Pb, Zn | In, Sn | Cu, Pb, Zn, In, Sn |  |  | DK23-3@A-7-1 | DK23-3@A-7-1 | underground mine |  |  |  |  | ore material | drill core | underground mining tunnels and drill cores | mineral separate | [5 empty] | mineralisation |  |  |  | sphalerite, chalcopyrite, pyrrhotite, pyrite, arsenopyrite |  |  | Sn-poor Skarn |  |  |  | galena, bismuthinite, marcasite, iron oxides, pyroxene, actinolite, quartz | thin sections and polished blocks examined using optical microscope, BSE detector, and EDS prior to analysis | EMPA, LA-ICPMS | JEOL JXA-8230 electron probe microanalyzer; RESOlution-LR 193 nm ArF excimer laser ablation system coupled to an Agilent 7700x ICP-MS | Laboratory of Mineral Resources Research Center, Fuzhou University; Adelaide Microscopy, the University of Adelaide | EPMA point analysis: accelerating voltage 15 kV, beam current 20 nA, beam diameter ~5 μm; EPMA mapping: accelerating voltage 20 kV, working current 50 nA, dwell time ~10 ms; BSE imaging: accelerating voltage 20 kV, beam current 10 nA; LA-ICP-MS: energy density 3~3.5 J/cm2, spot sizes 29 to 51 μm, repetition rates 5 Hz (polished thin-section) and 10 Hz (polished blocks), ~30 s background acquisition, ~40 s sample data acquisition | STDGL3 (Danyushevsky et al. 2011) and GSD-1G (USGS) | 1.3288 | [19 empty] | 21649.5604 | [5 empty] | 25.3003 | [5 empty] | 466.148 | [9 empty] | 104214.8207 |  | 1.6308 |  |  |  | 0.53448 | [7 empty] | 61.7085 | [13 empty] | 2589.9314 | [15 empty] | 6.0643 | [17 empty] | 0.81429 | [9 empty] | 0.18199 | [32 empty] | 2025 |  |  | CHN | Tibet
| Lawu |  | Magmatic hydrothermal | Skarn | Cu-Pb-Zn skarn | Cu, Pb, Zn | In, Sn | Cu, Pb, Zn, In, Sn |  |  | DK23-3@A-8-1 | DK23-3@A-8-1 | underground mine |  |  |  |  | ore material | drill core | underground mining tunnels and drill cores | mineral separate | [5 empty] | mineralisation |  |  |  | sphalerite, chalcopyrite, pyrrhotite, pyrite, arsenopyrite |  |  | Sn-poor Skarn |  |  |  | galena, bismuthinite, marcasite, iron oxides, pyroxene, actinolite, quartz | thin sections and polished blocks examined using optical microscope, BSE detector, and EDS prior to analysis | EMPA, LA-ICPMS | JEOL JXA-8230 electron probe microanalyzer; RESOlution-LR 193 nm ArF excimer laser ablation system coupled to an Agilent 7700x ICP-MS | Laboratory of Mineral Resources Research Center, Fuzhou University; Adelaide Microscopy, the University of Adelaide | EPMA point analysis: accelerating voltage 15 kV, beam current 20 nA, beam diameter ~5 μm; EPMA mapping: accelerating voltage 20 kV, working current 50 nA, dwell time ~10 ms; BSE imaging: accelerating voltage 20 kV, beam current 10 nA; LA-ICP-MS: energy density 3~3.5 J/cm2, spot sizes 29 to 51 μm, repetition rates 5 Hz (polished thin-section) and 10 Hz (polished blocks), ~30 s background acquisition, ~40 s sample data acquisition | STDGL3 (Danyushevsky et al. 2011) and GSD-1G (USGS) | 0.70148 | [19 empty] | 21714.5312 | [5 empty] | 12.9698 | [5 empty] | 107.9886 | [9 empty] | 98784.114 |  | 2.3809 |  |  |  | 0.53448 | [7 empty] | 58.6759 | [13 empty] | 2392.6918 | [15 empty] | 2.7187 | [17 empty] | 0.27383 | [9 empty] | 0.36398 | [32 empty] | 2025 |  |  | CHN | Tibet
| Lawu |  | Magmatic hydrothermal | Skarn | Cu-Pb-Zn skarn | Cu, Pb, Zn | In, Sn | Cu, Pb, Zn, In, Sn |  |  | DK23-3@A-9-1 | DK23-3@A-9-1 | underground mine |  |  |  |  | ore material | drill core | underground mining tunnels and drill cores | mineral separate | [5 empty] | mineralisation |  |  |  | sphalerite, chalcopyrite, pyrrhotite, pyrite, arsenopyrite |  |  | Sn-poor Skarn |  |  |  | galena, bismuthinite, marcasite, iron oxides, pyroxene, actinolite, quartz | thin sections and polished blocks examined using optical microscope, BSE detector, and EDS prior to analysis | EMPA, LA-ICPMS | JEOL JXA-8230 electron probe microanalyzer; RESOlution-LR 193 nm ArF excimer laser ablation system coupled to an Agilent 7700x ICP-MS | Laboratory of Mineral Resources Research Center, Fuzhou University; Adelaide Microscopy, the University of Adelaide | EPMA point analysis: accelerating voltage 15 kV, beam current 20 nA, beam diameter ~5 μm; EPMA mapping: accelerating voltage 20 kV, working current 50 nA, dwell time ~10 ms; BSE imaging: accelerating voltage 20 kV, beam current 10 nA; LA-ICP-MS: energy density 3~3.5 J/cm2, spot sizes 29 to 51 μm, repetition rates 5 Hz (polished thin-section) and 10 Hz (polished blocks), ~30 s background acquisition, ~40 s sample data acquisition | STDGL3 (Danyushevsky et al. 2011) and GSD-1G (USGS) | 0.74717 | [19 empty] | 21224.2033 | [5 empty] | 4.1271 | [5 empty] | 61.4992 | [9 empty] | 83425.298 |  | 1.8933 |  |  |  | 0.53448 | [7 empty] | 57.4143 | [13 empty] | 2251.7375 | [15 empty] | 1.8767 | [17 empty] | 0.13691 | [9 empty] | 0.18199 | [32 empty] | 2025 |  |  | CHN | Tibet
| Lawu |  | Magmatic hydrothermal | Skarn | Cu-Pb-Zn skarn | Cu, Pb, Zn | In, Sn | Cu, Pb, Zn, In, Sn |  |  | DK-24-1@A-1-1 | DK-24-1@A-1-1 | underground mine |  |  |  |  | ore material | drill core | underground mining tunnels and drill cores | mineral separate | [5 empty] | mineralisation |  |  |  | sphalerite, chalcopyrite, pyrrhotite, pyrite, arsenopyrite |  |  | Sn-poor Skarn |  |  |  | galena, bismuthinite, marcasite, iron oxides, pyroxene, actinolite, quartz | thin sections and polished blocks examined using optical microscope, BSE detector, and EDS prior to analysis | EMPA, LA-ICPMS | JEOL JXA-8230 electron probe microanalyzer; RESOlution-LR 193 nm ArF excimer laser ablation system coupled to an Agilent 7700x ICP-MS | Laboratory of Mineral Resources Research Center, Fuzhou University; Adelaide Microscopy, the University of Adelaide | EPMA point analysis: accelerating voltage 15 kV, beam current 20 nA, beam diameter ~5 μm; EPMA mapping: accelerating voltage 20 kV, working current 50 nA, dwell time ~10 ms; BSE imaging: accelerating voltage 20 kV, beam current 10 nA; LA-ICP-MS: energy density 3~3.5 J/cm2, spot sizes 29 to 51 μm, repetition rates 5 Hz (polished thin-section) and 10 Hz (polished blocks), ~30 s background acquisition, ~40 s sample data acquisition | STDGL3 (Danyushevsky et al. 2011) and GSD-1G (USGS) | 2.9842 | [19 empty] | 19764.3821 | [5 empty] | 42.3752 | [5 empty] | 877.0666 | [9 empty] | 120110.1674 |  | 9.9346 |  |  |  | 2.3276 | [7 empty] | 60.0336 | [13 empty] | 11019.8238 | [15 empty] | 7.2115 | [17 empty] | 3.1766 | [9 empty] | 4.9806 | [32 empty] | 2025 |  |  | CHN | Tibet
| Lawu |  | Magmatic hydrothermal | Skarn | Cu-Pb-Zn skarn | Cu, Pb, Zn | In, Sn | Cu, Pb, Zn, In, Sn |  |  | DK-24-1@A-2-1 | DK-24-1@A-2-1 | underground mine |  |  |  |  | ore material | drill core | underground mining tunnels and drill cores | mineral separate | [5 empty] | mineralisation |  |  |  | sphalerite, chalcopyrite, pyrrhotite, pyrite, arsenopyrite |  |  | Sn-poor Skarn |  |  |  | galena, bismuthinite, marcasite, iron oxides, pyroxene, actinolite, quartz | thin sections and polished blocks examined using optical microscope, BSE detector, and EDS prior to analysis | EMPA, LA-ICPMS | JEOL JXA-8230 electron probe microanalyzer; RESOlution-LR 193 nm ArF excimer laser ablation system coupled to an Agilent 7700x ICP-MS | Laboratory of Mineral Resources Research Center, Fuzhou University; Adelaide Microscopy, the University of Adelaide | EPMA point analysis: accelerating voltage 15 kV, beam current 20 nA, beam diameter ~5 μm; EPMA mapping: accelerating voltage 20 kV, working current 50 nA, dwell time ~10 ms; BSE imaging: accelerating voltage 20 kV, beam current 10 nA; LA-ICP-MS: energy density 3~3.5 J/cm2, spot sizes 29 to 51 μm, repetition rates 5 Hz (polished thin-section) and 10 Hz (polished blocks), ~30 s background acquisition, ~40 s sample data acquisition | STDGL3 (Danyushevsky et al. 2011) and GSD-1G (USGS) | 14.9812 | [19 empty] | 22347.6141 | [5 empty] | 58.3728 | [5 empty] | 1049.5842 | [9 empty] | 117615.911 |  | 8.9206 |  |  |  | 0.53448 | [7 empty] | 76.5761 | [13 empty] | 9995.1131 | [15 empty] | 14.4061 | [17 empty] | 1.9905 | [9 empty] | 2.576 | [32 empty] | 2025 |  |  | CHN | Tibet
| Lawu |  | Magmatic hydrothermal | Skarn | Cu-Pb-Zn skarn | Cu, Pb, Zn | In, Sn | Cu, Pb, Zn, In, Sn |  |  | DK-24-1@A-3-1 | DK-24-1@A-3-1 | underground mine |  |  |  |  | ore material | drill core | underground mining tunnels and drill cores | mineral separate | [5 empty] | mineralisation |  |  |  | sphalerite, chalcopyrite, pyrrhotite, pyrite, arsenopyrite |  |  | Sn-poor Skarn |  |  |  | galena, bismuthinite, marcasite, iron oxides, pyroxene, actinolite, quartz | thin sections and polished blocks examined using optical microscope, BSE detector, and EDS prior to analysis | EMPA, LA-ICPMS | JEOL JXA-8230 electron probe microanalyzer; RESOlution-LR 193 nm ArF excimer laser ablation system coupled to an Agilent 7700x ICP-MS | Laboratory of Mineral Resources Research Center, Fuzhou University; Adelaide Microscopy, the University of Adelaide | EPMA point analysis: accelerating voltage 15 kV, beam current 20 nA, beam diameter ~5 μm; EPMA mapping: accelerating voltage 20 kV, working current 50 nA, dwell time ~10 ms; BSE imaging: accelerating voltage 20 kV, beam current 10 nA; LA-ICP-MS: energy density 3~3.5 J/cm2, spot sizes 29 to 51 μm, repetition rates 5 Hz (polished thin-section) and 10 Hz (polished blocks), ~30 s background acquisition, ~40 s sample data acquisition | STDGL3 (Danyushevsky et al. 2011) and GSD-1G (USGS) | 20.3224 | [19 empty] | 21786.2456 | [5 empty] | 55.7533 | [5 empty] | 869.9842 | [9 empty] | 109693.0559 |  | 6.562 |  |  |  | 1.6337 | [7 empty] | 79.0123 | [13 empty] | 8984.2996 | [15 empty] | 141.3314 | [17 empty] | 19.8051 | [9 empty] | 11.3775 | [32 empty] | 2025 |  |  | CHN | Tibet
| Lawu |  | Magmatic hydrothermal | Skarn | Cu-Pb-Zn skarn | Cu, Pb, Zn | In, Sn | Cu, Pb, Zn, In, Sn |  |  | DK-24-1@A-4-1 | DK-24-1@A-4-1 | underground mine |  |  |  |  | ore material | drill core | underground mining tunnels and drill cores | mineral separate | [5 empty] | mineralisation |  |  |  | sphalerite, chalcopyrite, pyrrhotite, pyrite, arsenopyrite |  |  | Sn-poor Skarn |  |  |  | galena, bismuthinite, marcasite, iron oxides, pyroxene, actinolite, quartz | thin sections and polished blocks examined using optical microscope, BSE detector, and EDS prior to analysis | EMPA, LA-ICPMS | JEOL JXA-8230 electron probe microanalyzer; RESOlution-LR 193 nm ArF excimer laser ablation system coupled to an Agilent 7700x ICP-MS | Laboratory of Mineral Resources Research Center, Fuzhou University; Adelaide Microscopy, the University of Adelaide | EPMA point analysis: accelerating voltage 15 kV, beam current 20 nA, beam diameter ~5 μm; EPMA mapping: accelerating voltage 20 kV, working current 50 nA, dwell time ~10 ms; BSE imaging: accelerating voltage 20 kV, beam current 10 nA; LA-ICP-MS: energy density 3~3.5 J/cm2, spot sizes 29 to 51 μm, repetition rates 5 Hz (polished thin-section) and 10 Hz (polished blocks), ~30 s background acquisition, ~40 s sample data acquisition | STDGL3 (Danyushevsky et al. 2011) and GSD-1G (USGS) | 3.3242 | [19 empty] | 22238.2392 | [5 empty] | 64.1623 | [5 empty] | 279.1304 | [9 empty] | 119736.4969 |  | 6.3869 |  |  |  | 2.254 | [7 empty] | 69.8146 | [13 empty] | 10141.9262 | [15 empty] | 5.2638 | [17 empty] | 0.13691 | [9 empty] | 1.6652 | [32 empty] | 2025 |  |  | CHN | Tibet
| Lawu |  | Magmatic hydrothermal | Skarn | Cu-Pb-Zn skarn | Cu, Pb, Zn | In, Sn | Cu, Pb, Zn, In, Sn |  |  | DK-24-1@A-5-1 | DK-24-1@A-5-1 | underground mine |  |  |  |  | ore material | drill core | underground mining tunnels and drill cores | mineral separate | [5 empty] | mineralisation |  |  |  | sphalerite, chalcopyrite, pyrrhotite, pyrite, arsenopyrite |  |  | Sn-poor Skarn |  |  |  | galena, bismuthinite, marcasite, iron oxides, pyroxene, actinolite, quartz | thin sections and polished blocks examined using optical microscope, BSE detector, and EDS prior to analysis | EMPA, LA-ICPMS | JEOL JXA-8230 electron probe microanalyzer; RESOlution-LR 193 nm ArF excimer laser ablation system coupled to an Agilent 7700x ICP-MS | Laboratory of Mineral Resources Research Center, Fuzhou University; Adelaide Microscopy, the University of Adelaide | EPMA point analysis: accelerating voltage 15 kV, beam current 20 nA, beam diameter ~5 μm; EPMA mapping: accelerating voltage 20 kV, working current 50 nA, dwell time ~10 ms; BSE imaging: accelerating voltage 20 kV, beam current 10 nA; LA-ICP-MS: energy density 3~3.5 J/cm2, spot sizes 29 to 51 μm, repetition rates 5 Hz (polished thin-section) and 10 Hz (polished blocks), ~30 s background acquisition, ~40 s sample data acquisition | STDGL3 (Danyushevsky et al. 2011) and GSD-1G (USGS) | 12.7907 | [19 empty] | 22301.4261 | [5 empty] | 61.2278 | [5 empty] | 594.3205 | [9 empty] | 117804.0028 |  | 12.1876 |  |  |  | 2.1596 | [7 empty] | 61.2622 | [13 empty] | 10236.3838 | [15 empty] | 10.5028 | [17 empty] | 8.0983 | [9 empty] | 2.7018 | [32 empty] | 2025 |  |  | CHN | Tibet
| Lawu |  | Magmatic hydrothermal | Skarn | Cu-Pb-Zn skarn | Cu, Pb, Zn | In, Sn | Cu, Pb, Zn, In, Sn |  |  | DK-24-2@A-1-1 | DK-24-2@A-1-1 | underground mine |  |  |  |  | ore material | drill core | underground mining tunnels and drill cores | mineral separate | [5 empty] | mineralisation |  |  |  | sphalerite, chalcopyrite, pyrrhotite, pyrite, arsenopyrite |  |  | Sn-poor Skarn |  |  |  | galena, bismuthinite, marcasite, iron oxides, pyroxene, actinolite, quartz | thin sections and polished blocks examined using optical microscope, BSE detector, and EDS prior to analysis | EMPA, LA-ICPMS | JEOL JXA-8230 electron probe microanalyzer; RESOlution-LR 193 nm ArF excimer laser ablation system coupled to an Agilent 7700x ICP-MS | Laboratory of Mineral Resources Research Center, Fuzhou University; Adelaide Microscopy, the University of Adelaide | EPMA point analysis: accelerating voltage 15 kV, beam current 20 nA, beam diameter ~5 μm; EPMA mapping: accelerating voltage 20 kV, working current 50 nA, dwell time ~10 ms; BSE imaging: accelerating voltage 20 kV, beam current 10 nA; LA-ICP-MS: energy density 3~3.5 J/cm2, spot sizes 29 to 51 μm, repetition rates 5 Hz (polished thin-section) and 10 Hz (polished blocks), ~30 s background acquisition, ~40 s sample data acquisition | STDGL3 (Danyushevsky et al. 2011) and GSD-1G (USGS) | 9.0514 | [19 empty] | 21668.845 | [5 empty] | 71.9518 | [5 empty] | 2868.479 | [9 empty] | 124999.2776 |  | 5.9876 |  |  |  | 1.8633 | [7 empty] | 81.6823 | [13 empty] | 10999.5523 | [15 empty] | 92.4295 | [17 empty] | 6.5621 | [9 empty] | 12.5903 | [32 empty] | 2025 |  |  | CHN | Tibet
| Lawu |  | Magmatic hydrothermal | Skarn | Cu-Pb-Zn skarn | Cu, Pb, Zn | In, Sn | Cu, Pb, Zn, In, Sn |  |  | DK-24-2@A-2-1 | DK-24-2@A-2-1 | underground mine |  |  |  |  | ore material | drill core | underground mining tunnels and drill cores | mineral separate | [5 empty] | mineralisation |  |  |  | sphalerite, chalcopyrite, pyrrhotite, pyrite, arsenopyrite |  |  | Sn-poor Skarn |  |  |  | galena, bismuthinite, marcasite, iron oxides, pyroxene, actinolite, quartz | thin sections and polished blocks examined using optical microscope, BSE detector, and EDS prior to analysis | EMPA, LA-ICPMS | JEOL JXA-8230 electron probe microanalyzer; RESOlution-LR 193 nm ArF excimer laser ablation system coupled to an Agilent 7700x ICP-MS | Laboratory of Mineral Resources Research Center, Fuzhou University; Adelaide Microscopy, the University of Adelaide | EPMA point analysis: accelerating voltage 15 kV, beam current 20 nA, beam diameter ~5 μm; EPMA mapping: accelerating voltage 20 kV, working current 50 nA, dwell time ~10 ms; BSE imaging: accelerating voltage 20 kV, beam current 10 nA; LA-ICP-MS: energy density 3~3.5 J/cm2, spot sizes 29 to 51 μm, repetition rates 5 Hz (polished thin-section) and 10 Hz (polished blocks), ~30 s background acquisition, ~40 s sample data acquisition | STDGL3 (Danyushevsky et al. 2011) and GSD-1G (USGS) | 9.8324 | [19 empty] | 22049.9174 | [5 empty] | 77.8475 | [5 empty] | 1954.1966 | [9 empty] | 127317.0197 |  | 6.4699 |  |  |  | 1.4628 | [7 empty] | 96.8947 | [13 empty] | 10378.2147 | [15 empty] | 13.6783 | [17 empty] | 4.8635 | [9 empty] | 6.5891 | [32 empty] | 2025 |  |  | CHN | Tibet
| Lawu |  | Magmatic hydrothermal | Skarn | Cu-Pb-Zn skarn | Cu, Pb, Zn | In, Sn | Cu, Pb, Zn, In, Sn |  |  | DK-24-2@A-3-1 | DK-24-2@A-3-1 | underground mine |  |  |  |  | ore material | drill core | underground mining tunnels and drill cores | mineral separate | [5 empty] | mineralisation |  |  |  | sphalerite, chalcopyrite, pyrrhotite, pyrite, arsenopyrite |  |  | Sn-poor Skarn |  |  |  | galena, bismuthinite, marcasite, iron oxides, pyroxene, actinolite, quartz | thin sections and polished blocks examined using optical microscope, BSE detector, and EDS prior to analysis | EMPA, LA-ICPMS | JEOL JXA-8230 electron probe microanalyzer; RESOlution-LR 193 nm ArF excimer laser ablation system coupled to an Agilent 7700x ICP-MS | Laboratory of Mineral Resources Research Center, Fuzhou University; Adelaide Microscopy, the University of Adelaide | EPMA point analysis: accelerating voltage 15 kV, beam current 20 nA, beam diameter ~5 μm; EPMA mapping: accelerating voltage 20 kV, working current 50 nA, dwell time ~10 ms; BSE imaging: accelerating voltage 20 kV, beam current 10 nA; LA-ICP-MS: energy density 3~3.5 J/cm2, spot sizes 29 to 51 μm, repetition rates 5 Hz (polished thin-section) and 10 Hz (polished blocks), ~30 s background acquisition, ~40 s sample data acquisition | STDGL3 (Danyushevsky et al. 2011) and GSD-1G (USGS) | 3.784 | [19 empty] | 21648.2044 | [5 empty] | 75.8595 | [5 empty] | 519.6531 | [9 empty] | 132517.9535 |  | 8.978 |  |  |  | 2.1297 | [7 empty] | 74.0187 | [13 empty] | 11974.4124 | [15 empty] | 4.018 | [17 empty] | 1.6578 | [9 empty] | 3.3807 | [32 empty] | 2025 |  |  | CHN | Tibet
| Lawu |  | Magmatic hydrothermal | Skarn | Cu-Pb-Zn skarn | Cu, Pb, Zn | In, Sn | Cu, Pb, Zn, In, Sn |  |  | DK-24-2@A-4-1 | DK-24-2@A-4-1 | underground mine |  |  |  |  | ore material | drill core | underground mining tunnels and drill cores | mineral separate | [5 empty] | mineralisation |  |  |  | sphalerite, chalcopyrite, pyrrhotite, pyrite, arsenopyrite |  |  | Sn-poor Skarn |  |  |  | galena, bismuthinite, marcasite, iron oxides, pyroxene, actinolite, quartz | thin sections and polished blocks examined using optical microscope, BSE detector, and EDS prior to analysis | EMPA, LA-ICPMS | JEOL JXA-8230 electron probe microanalyzer; RESOlution-LR 193 nm ArF excimer laser ablation system coupled to an Agilent 7700x ICP-MS | Laboratory of Mineral Resources Research Center, Fuzhou University; Adelaide Microscopy, the University of Adelaide | EPMA point analysis: accelerating voltage 15 kV, beam current 20 nA, beam diameter ~5 μm; EPMA mapping: accelerating voltage 20 kV, working current 50 nA, dwell time ~10 ms; BSE imaging: accelerating voltage 20 kV, beam current 10 nA; LA-ICP-MS: energy density 3~3.5 J/cm2, spot sizes 29 to 51 μm, repetition rates 5 Hz (polished thin-section) and 10 Hz (polished blocks), ~30 s background acquisition, ~40 s sample data acquisition | STDGL3 (Danyushevsky et al. 2011) and GSD-1G (USGS) | 10.2339 | [19 empty] | 22363.3782 | [5 empty] | 85.8147 | [5 empty] | 2366.8602 | [9 empty] | 128687.2646 |  | 9.0466 |  |  |  | 2.4163 | [7 empty] | 89.401 | [13 empty] | 10803.349 | [15 empty] | 14.3656 | [17 empty] | 6.4515 | [9 empty] | 6.2466 | [32 empty] | 2025 |  |  | CHN | Tibet
| Lawu |  | Magmatic hydrothermal | Skarn | Cu-Pb-Zn skarn | Cu, Pb, Zn | In, Sn | Cu, Pb, Zn, In, Sn |  |  | DK-24-2@A-5-1 | DK-24-2@A-5-1 | underground mine |  |  |  |  | ore material | drill core | underground mining tunnels and drill cores | mineral separate | [5 empty] | mineralisation |  |  |  | sphalerite, chalcopyrite, pyrrhotite, pyrite, arsenopyrite |  |  | Sn-poor Skarn |  |  |  | galena, bismuthinite, marcasite, iron oxides, pyroxene, actinolite, quartz | thin sections and polished blocks examined using optical microscope, BSE detector, and EDS prior to analysis | EMPA, LA-ICPMS | JEOL JXA-8230 electron probe microanalyzer; RESOlution-LR 193 nm ArF excimer laser ablation system coupled to an Agilent 7700x ICP-MS | Laboratory of Mineral Resources Research Center, Fuzhou University; Adelaide Microscopy, the University of Adelaide | EPMA point analysis: accelerating voltage 15 kV, beam current 20 nA, beam diameter ~5 μm; EPMA mapping: accelerating voltage 20 kV, working current 50 nA, dwell time ~10 ms; BSE imaging: accelerating voltage 20 kV, beam current 10 nA; LA-ICP-MS: energy density 3~3.5 J/cm2, spot sizes 29 to 51 μm, repetition rates 5 Hz (polished thin-section) and 10 Hz (polished blocks), ~30 s background acquisition, ~40 s sample data acquisition | STDGL3 (Danyushevsky et al. 2011) and GSD-1G (USGS) | 6.7522 | [19 empty] | 21019.9184 | [5 empty] | 64.8381 | [5 empty] | 1217.9047 | [9 empty] | 132280.2745 |  | 9.8544 |  |  |  | 2.2326 | [7 empty] | 66.5651 | [13 empty] | 12922.0963 | [15 empty] | 8.7082 | [17 empty] | 4.4083 | [9 empty] | 4.6519 | [32 empty] | 2025 |  |  | CHN | Tibet
| Lawu |  | Magmatic hydrothermal | Skarn | Cu-Pb-Zn skarn | Cu, Pb, Zn | In, Sn | Cu, Pb, Zn, In, Sn |  |  | DK-24-2@A-6-1 | DK-24-2@A-6-1 | underground mine |  |  |  |  | ore material | drill core | underground mining tunnels and drill cores | mineral separate | [5 empty] | mineralisation |  |  |  | sphalerite, chalcopyrite, pyrrhotite, pyrite, arsenopyrite |  |  | Sn-poor Skarn |  |  |  | galena, bismuthinite, marcasite, iron oxides, pyroxene, actinolite, quartz | thin sections and polished blocks examined using optical microscope, BSE detector, and EDS prior to analysis | EMPA, LA-ICPMS | JEOL JXA-8230 electron probe microanalyzer; RESOlution-LR 193 nm ArF excimer laser ablation system coupled to an Agilent 7700x ICP-MS | Laboratory of Mineral Resources Research Center, Fuzhou University; Adelaide Microscopy, the University of Adelaide | EPMA point analysis: accelerating voltage 15 kV, beam current 20 nA, beam diameter ~5 μm; EPMA mapping: accelerating voltage 20 kV, working current 50 nA, dwell time ~10 ms; BSE imaging: accelerating voltage 20 kV, beam current 10 nA; LA-ICP-MS: energy density 3~3.5 J/cm2, spot sizes 29 to 51 μm, repetition rates 5 Hz (polished thin-section) and 10 Hz (polished blocks), ~30 s background acquisition, ~40 s sample data acquisition | STDGL3 (Danyushevsky et al. 2011) and GSD-1G (USGS) | 6.0448 | [19 empty] | 21618.5049 | [5 empty] | 69.371 | [5 empty] | 803.6766 | [9 empty] | 132300.7815 |  | 8.2109 |  |  |  | 1.7288 | [7 empty] | 73.8522 | [13 empty] | 12397.3327 | [15 empty] | 10.9124 | [17 empty] | 1.8321 | [9 empty] | 4.5675 | [32 empty] | 2025 |  |  | CHN | Tibet
| Lawu |  | Magmatic hydrothermal | Skarn | Cu-Pb-Zn skarn | Cu, Pb, Zn | In, Sn | Cu, Pb, Zn, In, Sn |  |  | DK-24-2@A-7-1 | DK-24-2@A-7-1 | underground mine |  |  |  |  | ore material | drill core | underground mining tunnels and drill cores | mineral separate | [5 empty] | mineralisation |  |  |  | sphalerite, chalcopyrite, pyrrhotite, pyrite, arsenopyrite |  |  | Sn-poor Skarn |  |  |  | galena, bismuthinite, marcasite, iron oxides, pyroxene, actinolite, quartz | thin sections and polished blocks examined using optical microscope, BSE detector, and EDS prior to analysis | EMPA, LA-ICPMS | JEOL JXA-8230 electron probe microanalyzer; RESOlution-LR 193 nm ArF excimer laser ablation system coupled to an Agilent 7700x ICP-MS | Laboratory of Mineral Resources Research Center, Fuzhou University; Adelaide Microscopy, the University of Adelaide | EPMA point analysis: accelerating voltage 15 kV, beam current 20 nA, beam diameter ~5 μm; EPMA mapping: accelerating voltage 20 kV, working current 50 nA, dwell time ~10 ms; BSE imaging: accelerating voltage 20 kV, beam current 10 nA; LA-ICP-MS: energy density 3~3.5 J/cm2, spot sizes 29 to 51 μm, repetition rates 5 Hz (polished thin-section) and 10 Hz (polished blocks), ~30 s background acquisition, ~40 s sample data acquisition | STDGL3 (Danyushevsky et al. 2011) and GSD-1G (USGS) | 8.622 | [19 empty] | 21815.6513 | [5 empty] | 72.0108 | [5 empty] | 1090.5509 | [9 empty] | 131866.8394 |  | 4.7724 |  |  |  | 2.0609 | [7 empty] | 76.0848 | [13 empty] | 12050.2381 | [15 empty] | 22.5616 | [17 empty] | 2.4555 | [9 empty] | 5.4836 | [32 empty] | 2025 |  |  | CHN | Tibet
| Lawu |  | Magmatic hydrothermal | Skarn | Cu-Pb-Zn skarn | Cu, Pb, Zn | In, Sn | Cu, Pb, Zn, In, Sn |  |  | DK-24-2@A-8-1 | DK-24-2@A-8-1 | underground mine |  |  |  |  | ore material | drill core | underground mining tunnels and drill cores | mineral separate | [5 empty] | mineralisation |  |  |  | sphalerite, chalcopyrite, pyrrhotite, pyrite, arsenopyrite |  |  | Sn-poor Skarn |  |  |  | galena, bismuthinite, marcasite, iron oxides, pyroxene, actinolite, quartz | thin sections and polished blocks examined using optical microscope, BSE detector, and EDS prior to analysis | EMPA, LA-ICPMS | JEOL JXA-8230 electron probe microanalyzer; RESOlution-LR 193 nm ArF excimer laser ablation system coupled to an Agilent 7700x ICP-MS | Laboratory of Mineral Resources Research Center, Fuzhou University; Adelaide Microscopy, the University of Adelaide | EPMA point analysis: accelerating voltage 15 kV, beam current 20 nA, beam diameter ~5 μm; EPMA mapping: accelerating voltage 20 kV, working current 50 nA, dwell time ~10 ms; BSE imaging: accelerating voltage 20 kV, beam current 10 nA; LA-ICP-MS: energy density 3~3.5 J/cm2, spot sizes 29 to 51 μm, repetition rates 5 Hz (polished thin-section) and 10 Hz (polished blocks), ~30 s background acquisition, ~40 s sample data acquisition | STDGL3 (Danyushevsky et al. 2011) and GSD-1G (USGS) | 13.9681 | [19 empty] | 21935.1476 | [5 empty] | 76.5618 | [5 empty] | 1950.9467 | [9 empty] | 127805.7958 |  | 6.3983 |  |  |  | 2.1544 | [7 empty] | 91.1865 | [13 empty] | 10748.462 | [15 empty] | 246.3666 | [17 empty] | 7.3646 | [9 empty] | 8.4963 | [32 empty] | 2025 |  |  | CHN | Tibet
| Lawu |  | Magmatic hydrothermal | Skarn | Cu-Pb-Zn skarn | Cu, Pb, Zn | In, Sn | Cu, Pb, Zn, In, Sn |  |  | DK-24-2@A-9-1 | DK-24-2@A-9-1 | underground mine |  |  |  |  | ore material | drill core | underground mining tunnels and drill cores | mineral separate | [5 empty] | mineralisation |  |  |  | sphalerite, chalcopyrite, pyrrhotite, pyrite, arsenopyrite |  |  | Sn-poor Skarn |  |  |  | galena, bismuthinite, marcasite, iron oxides, pyroxene, actinolite, quartz | thin sections and polished blocks examined using optical microscope, BSE detector, and EDS prior to analysis | EMPA, LA-ICPMS | JEOL JXA-8230 electron probe microanalyzer; RESOlution-LR 193 nm ArF excimer laser ablation system coupled to an Agilent 7700x ICP-MS | Laboratory of Mineral Resources Research Center, Fuzhou University; Adelaide Microscopy, the University of Adelaide | EPMA point analysis: accelerating voltage 15 kV, beam current 20 nA, beam diameter ~5 μm; EPMA mapping: accelerating voltage 20 kV, working current 50 nA, dwell time ~10 ms; BSE imaging: accelerating voltage 20 kV, beam current 10 nA; LA-ICP-MS: energy density 3~3.5 J/cm2, spot sizes 29 to 51 μm, repetition rates 5 Hz (polished thin-section) and 10 Hz (polished blocks), ~30 s background acquisition, ~40 s sample data acquisition | STDGL3 (Danyushevsky et al. 2011) and GSD-1G (USGS) | 11.6546 | [19 empty] | 21179.1751 | [5 empty] | 80.6943 | [5 empty] | 1295.3606 | [9 empty] | 122396.8845 |  | 4.635 |  |  |  | 1.7016 | [7 empty] | 93.8129 | [13 empty] | 9562.8657 | [15 empty] | 10.744 | [17 empty] | 5.2122 | [9 empty] | 5.2354 | [32 empty] | 2025 |  |  | CHN | Tibet
| Lawu |  | Magmatic hydrothermal | Skarn | Cu-Pb-Zn skarn | Cu, Pb, Zn | In, Sn | Cu, Pb, Zn, In, Sn |  |  | DK-27-1@A-1-1 | DK-27-1@A-1-1 | underground mine |  |  |  |  | ore material | drill core | underground mining tunnels and drill cores | mineral separate | [5 empty] | mineralisation |  |  |  | sphalerite, chalcopyrite, pyrrhotite, pyrite, arsenopyrite |  |  | Sn-poor Skarn |  |  |  | galena, bismuthinite, marcasite, iron oxides, pyroxene, actinolite, quartz | thin sections and polished blocks examined using optical microscope, BSE detector, and EDS prior to analysis | EMPA, LA-ICPMS | JEOL JXA-8230 electron probe microanalyzer; RESOlution-LR 193 nm ArF excimer laser ablation system coupled to an Agilent 7700x ICP-MS | Laboratory of Mineral Resources Research Center, Fuzhou University; Adelaide Microscopy, the University of Adelaide | EPMA point analysis: accelerating voltage 15 kV, beam current 20 nA, beam diameter ~5 μm; EPMA mapping: accelerating voltage 20 kV, working current 50 nA, dwell time ~10 ms; BSE imaging: accelerating voltage 20 kV, beam current 10 nA; LA-ICP-MS: energy density 3~3.5 J/cm2, spot sizes 29 to 51 μm, repetition rates 5 Hz (polished thin-section) and 10 Hz (polished blocks), ~30 s background acquisition, ~40 s sample data acquisition | STDGL3 (Danyushevsky et al. 2011) and GSD-1G (USGS) | 16.6454 | [19 empty] | 17804.2577 | [5 empty] | 36.7578 | [5 empty] | 2485.3012 | [9 empty] | 141496.4677 |  | 13.4016 |  |  |  | 0.53448 | [7 empty] | 47.5924 | [13 empty] | 19523.7621 | [15 empty] | 12.7826 | [17 empty] | 0.13691 | [9 empty] | 14.8287 | [32 empty] | 2025 |  |  | CHN | Tibet
| Lawu |  | Magmatic hydrothermal | Skarn | Cu-Pb-Zn skarn | Cu, Pb, Zn | In, Sn | Cu, Pb, Zn, In, Sn |  |  | DK-27-1@A-2-1 | DK-27-1@A-2-1 | underground mine |  |  |  |  | ore material | drill core | underground mining tunnels and drill cores | mineral separate | [5 empty] | mineralisation |  |  |  | sphalerite, chalcopyrite, pyrrhotite, pyrite, arsenopyrite |  |  | Sn-poor Skarn |  |  |  | galena, bismuthinite, marcasite, iron oxides, pyroxene, actinolite, quartz | thin sections and polished blocks examined using optical microscope, BSE detector, and EDS prior to analysis | EMPA, LA-ICPMS | JEOL JXA-8230 electron probe microanalyzer; RESOlution-LR 193 nm ArF excimer laser ablation system coupled to an Agilent 7700x ICP-MS | Laboratory of Mineral Resources Research Center, Fuzhou University; Adelaide Microscopy, the University of Adelaide | EPMA point analysis: accelerating voltage 15 kV, beam current 20 nA, beam diameter ~5 μm; EPMA mapping: accelerating voltage 20 kV, working current 50 nA, dwell time ~10 ms; BSE imaging: accelerating voltage 20 kV, beam current 10 nA; LA-ICP-MS: energy density 3~3.5 J/cm2, spot sizes 29 to 51 μm, repetition rates 5 Hz (polished thin-section) and 10 Hz (polished blocks), ~30 s background acquisition, ~40 s sample data acquisition | STDGL3 (Danyushevsky et al. 2011) and GSD-1G (USGS) | 14.2477 | [19 empty] | 18221.4873 | [5 empty] | 36.7863 | [5 empty] | 2713.6777 | [9 empty] | 139531.336 |  | 26.6968 |  |  |  | 1.9933 | [7 empty] | 30.8758 | [13 empty] | 17803.4643 | [15 empty] | 2.2291 | [17 empty] | 0.13691 | [9 empty] | 12.0013 | [32 empty] | 2025 |  |  | CHN | Tibet
| Lawu |  | Magmatic hydrothermal | Skarn | Cu-Pb-Zn skarn | Cu, Pb, Zn | In, Sn | Cu, Pb, Zn, In, Sn |  |  | DK-27-1@A-3-1 | DK-27-1@A-3-1 | underground mine |  |  |  |  | ore material | drill core | underground mining tunnels and drill cores | mineral separate | [5 empty] | mineralisation |  |  |  | sphalerite, chalcopyrite, pyrrhotite, pyrite, arsenopyrite |  |  | Sn-poor Skarn |  |  |  | galena, bismuthinite, marcasite, iron oxides, pyroxene, actinolite, quartz | thin sections and polished blocks examined using optical microscope, BSE detector, and EDS prior to analysis | EMPA, LA-ICPMS | JEOL JXA-8230 electron probe microanalyzer; RESOlution-LR 193 nm ArF excimer laser ablation system coupled to an Agilent 7700x ICP-MS | Laboratory of Mineral Resources Research Center, Fuzhou University; Adelaide Microscopy, the University of Adelaide | EPMA point analysis: accelerating voltage 15 kV, beam current 20 nA, beam diameter ~5 μm; EPMA mapping: accelerating voltage 20 kV, working current 50 nA, dwell time ~10 ms; BSE imaging: accelerating voltage 20 kV, beam current 10 nA; LA-ICP-MS: energy density 3~3.5 J/cm2, spot sizes 29 to 51 μm, repetition rates 5 Hz (polished thin-section) and 10 Hz (polished blocks), ~30 s background acquisition, ~40 s sample data acquisition | STDGL3 (Danyushevsky et al. 2011) and GSD-1G (USGS) | 8.1804 | [19 empty] | 17510.9929 | [5 empty] | 36.6746 | [5 empty] | 1491.549 | [9 empty] | 137952.962 |  | 25.4291 |  |  |  | 2.093 | [7 empty] | 38.2222 | [13 empty] | 19277.3173 | [15 empty] | 17.681 | [17 empty] | 0.95342 | [9 empty] | 12.5052 | [32 empty] | 2025 |  |  | CHN | Tibet
| Lawu |  | Magmatic hydrothermal | Skarn | Cu-Pb-Zn skarn | Cu, Pb, Zn | In, Sn | Cu, Pb, Zn, In, Sn |  |  | DK-27-1@A-4-1 | DK-27-1@A-4-1 | underground mine |  |  |  |  | ore material | drill core | underground mining tunnels and drill cores | mineral separate | [5 empty] | mineralisation |  |  |  | sphalerite, chalcopyrite, pyrrhotite, pyrite, arsenopyrite |  |  | Sn-poor Skarn |  |  |  | galena, bismuthinite, marcasite, iron oxides, pyroxene, actinolite, quartz | thin sections and polished blocks examined using optical microscope, BSE detector, and EDS prior to analysis | EMPA, LA-ICPMS | JEOL JXA-8230 electron probe microanalyzer; RESOlution-LR 193 nm ArF excimer laser ablation system coupled to an Agilent 7700x ICP-MS | Laboratory of Mineral Resources Research Center, Fuzhou University; Adelaide Microscopy, the University of Adelaide | EPMA point analysis: accelerating voltage 15 kV, beam current 20 nA, beam diameter ~5 μm; EPMA mapping: accelerating voltage 20 kV, working current 50 nA, dwell time ~10 ms; BSE imaging: accelerating voltage 20 kV, beam current 10 nA; LA-ICP-MS: energy density 3~3.5 J/cm2, spot sizes 29 to 51 μm, repetition rates 5 Hz (polished thin-section) and 10 Hz (polished blocks), ~30 s background acquisition, ~40 s sample data acquisition | STDGL3 (Danyushevsky et al. 2011) and GSD-1G (USGS) | 25.4538 | [19 empty] | 19512.081 | [5 empty] | 27.39 | [5 empty] | 4385.3534 | [9 empty] | 145576.5419 |  | 9.7533 |  |  |  | 2.5934 | [7 empty] | 64.082 | [13 empty] | 21773.6227 | [15 empty] | 11.3804 | [17 empty] | 0.13691 | [9 empty] | 3.2789 | [32 empty] | 2025 |  |  | CHN | Tibet
| Lawu |  | Magmatic hydrothermal | Skarn | Cu-Pb-Zn skarn | Cu, Pb, Zn | In, Sn | Cu, Pb, Zn, In, Sn |  |  | DK-27-1@A-5-1 | DK-27-1@A-5-1 | underground mine |  |  |  |  | ore material | drill core | underground mining tunnels and drill cores | mineral separate | [5 empty] | mineralisation |  |  |  | sphalerite, chalcopyrite, pyrrhotite, pyrite, arsenopyrite |  |  | Sn-poor Skarn |  |  |  | galena, bismuthinite, marcasite, iron oxides, pyroxene, actinolite, quartz | thin sections and polished blocks examined using optical microscope, BSE detector, and EDS prior to analysis | EMPA, LA-ICPMS | JEOL JXA-8230 electron probe microanalyzer; RESOlution-LR 193 nm ArF excimer laser ablation system coupled to an Agilent 7700x ICP-MS | Laboratory of Mineral Resources Research Center, Fuzhou University; Adelaide Microscopy, the University of Adelaide | EPMA point analysis: accelerating voltage 15 kV, beam current 20 nA, beam diameter ~5 μm; EPMA mapping: accelerating voltage 20 kV, working current 50 nA, dwell time ~10 ms; BSE imaging: accelerating voltage 20 kV, beam current 10 nA; LA-ICP-MS: energy density 3~3.5 J/cm2, spot sizes 29 to 51 μm, repetition rates 5 Hz (polished thin-section) and 10 Hz (polished blocks), ~30 s background acquisition, ~40 s sample data acquisition | STDGL3 (Danyushevsky et al. 2011) and GSD-1G (USGS) | 56.1482 | [19 empty] | 17930.3134 | [5 empty] | 26.2834 | [5 empty] | 9236.5444 | [9 empty] | 153055.0613 |  | 12.8287 |  |  |  | 2.3485 | [7 empty] | 85.2443 | [13 empty] | 20007.8586 | [15 empty] | 19.7918 | [17 empty] | 0.13691 | [9 empty] | 7.3715 | [32 empty] | 2025 |  |  | CHN | Tibet
| Lawu |  | Magmatic hydrothermal | Skarn | Cu-Pb-Zn skarn | Cu, Pb, Zn | In, Sn | Cu, Pb, Zn, In, Sn |  |  | DK-27-1@B-1-1 | DK-27-1@B-1-1 | underground mine |  |  |  |  | ore material | drill core | underground mining tunnels and drill cores | mineral separate | [5 empty] | mineralisation |  |  |  | sphalerite, chalcopyrite, pyrrhotite, pyrite, arsenopyrite |  |  | Sn-poor Skarn |  |  |  | galena, bismuthinite, marcasite, iron oxides, pyroxene, actinolite, quartz | thin sections and polished blocks examined using optical microscope, BSE detector, and EDS prior to analysis | EMPA, LA-ICPMS | JEOL JXA-8230 electron probe microanalyzer; RESOlution-LR 193 nm ArF excimer laser ablation system coupled to an Agilent 7700x ICP-MS | Laboratory of Mineral Resources Research Center, Fuzhou University; Adelaide Microscopy, the University of Adelaide | EPMA point analysis: accelerating voltage 15 kV, beam current 20 nA, beam diameter ~5 μm; EPMA mapping: accelerating voltage 20 kV, working current 50 nA, dwell time ~10 ms; BSE imaging: accelerating voltage 20 kV, beam current 10 nA; LA-ICP-MS: energy density 3~3.5 J/cm2, spot sizes 29 to 51 μm, repetition rates 5 Hz (polished thin-section) and 10 Hz (polished blocks), ~30 s background acquisition, ~40 s sample data acquisition | STDGL3 (Danyushevsky et al. 2011) and GSD-1G (USGS) | 8.6985 | [19 empty] | 19465.3663 | [5 empty] | 32.5736 | [5 empty] | 2745.0971 | [9 empty] | 153325.1733 |  | 14.8708 |  |  |  | 3.1378 | [7 empty] | 95.8766 | [13 empty] | 16576.1559 | [15 empty] | 0.61724 | [17 empty] | 0.13691 | [9 empty] | 6.8555 | [32 empty] | 2025 |  |  | CHN | Tibet
| Lawu |  | Magmatic hydrothermal | Skarn | Cu-Pb-Zn skarn | Cu, Pb, Zn | In, Sn | Cu, Pb, Zn, In, Sn |  |  | DK-27-1@B-2-1 | DK-27-1@B-2-1 | underground mine |  |  |  |  | ore material | drill core | underground mining tunnels and drill cores | mineral separate | [5 empty] | mineralisation |  |  |  | sphalerite, chalcopyrite, pyrrhotite, pyrite, arsenopyrite |  |  | Sn-poor Skarn |  |  |  | galena, bismuthinite, marcasite, iron oxides, pyroxene, actinolite, quartz | thin sections and polished blocks examined using optical microscope, BSE detector, and EDS prior to analysis | EMPA, LA-ICPMS | JEOL JXA-8230 electron probe microanalyzer; RESOlution-LR 193 nm ArF excimer laser ablation system coupled to an Agilent 7700x ICP-MS | Laboratory of Mineral Resources Research Center, Fuzhou University; Adelaide Microscopy, the University of Adelaide | EPMA point analysis: accelerating voltage 15 kV, beam current 20 nA, beam diameter ~5 μm; EPMA mapping: accelerating voltage 20 kV, working current 50 nA, dwell time ~10 ms; BSE imaging: accelerating voltage 20 kV, beam current 10 nA; LA-ICP-MS: energy density 3~3.5 J/cm2, spot sizes 29 to 51 μm, repetition rates 5 Hz (polished thin-section) and 10 Hz (polished blocks), ~30 s background acquisition, ~40 s sample data acquisition | STDGL3 (Danyushevsky et al. 2011) and GSD-1G (USGS) | 23.9578 | [19 empty] | 18880.2166 | [5 empty] | 23.7175 | [5 empty] | 3458.5306 | [9 empty] | 148843.1378 |  | 15.0981 |  |  |  | 0.53448 | [7 empty] | 81.8258 | [13 empty] | 16261.7563 | [15 empty] | 9.4875 | [17 empty] | 0.62649 | [9 empty] | 12.5499 | [32 empty] | 2025 |  |  | CHN | Tibet
| Lawu |  | Magmatic hydrothermal | Skarn | Cu-Pb-Zn skarn | Cu, Pb, Zn | In, Sn | Cu, Pb, Zn, In, Sn |  |  | DK-27-1@B-3-1 | DK-27-1@B-3-1 | underground mine |  |  |  |  | ore material | drill core | underground mining tunnels and drill cores | mineral separate | [5 empty] | mineralisation |  |  |  | sphalerite, chalcopyrite, pyrrhotite, pyrite, arsenopyrite |  |  | Sn-poor Skarn |  |  |  | galena, bismuthinite, marcasite, iron oxides, pyroxene, actinolite, quartz | thin sections and polished blocks examined using optical microscope, BSE detector, and EDS prior to analysis | EMPA, LA-ICPMS | JEOL JXA-8230 electron probe microanalyzer; RESOlution-LR 193 nm ArF excimer laser ablation system coupled to an Agilent 7700x ICP-MS | Laboratory of Mineral Resources Research Center, Fuzhou University; Adelaide Microscopy, the University of Adelaide | EPMA point analysis: accelerating voltage 15 kV, beam current 20 nA, beam diameter ~5 μm; EPMA mapping: accelerating voltage 20 kV, working current 50 nA, dwell time ~10 ms; BSE imaging: accelerating voltage 20 kV, beam current 10 nA; LA-ICP-MS: energy density 3~3.5 J/cm2, spot sizes 29 to 51 μm, repetition rates 5 Hz (polished thin-section) and 10 Hz (polished blocks), ~30 s background acquisition, ~40 s sample data acquisition | STDGL3 (Danyushevsky et al. 2011) and GSD-1G (USGS) | 15.2235 | [19 empty] | 19100.6093 | [5 empty] | 23.3088 | [5 empty] | 3837.8954 | [9 empty] | 160030.7405 |  | 15.725 |  |  |  | 2.9564 | [7 empty] | 134.6725 | [13 empty] | 17055.4109 | [15 empty] | 31.2018 | [17 empty] | 0.13691 | [9 empty] | 12.6325 | [32 empty] | 2025 |  |  | CHN | Tibet
| Lawu |  | Magmatic hydrothermal | Skarn | Cu-Pb-Zn skarn | Cu, Pb, Zn | In, Sn | Cu, Pb, Zn, In, Sn |  |  | DK-27-1@B-4-1 | DK-27-1@B-4-1 | underground mine |  |  |  |  | ore material | drill core | underground mining tunnels and drill cores | mineral separate | [5 empty] | mineralisation |  |  |  | sphalerite, chalcopyrite, pyrrhotite, pyrite, arsenopyrite |  |  | Sn-poor Skarn |  |  |  | galena, bismuthinite, marcasite, iron oxides, pyroxene, actinolite, quartz | thin sections and polished blocks examined using optical microscope, BSE detector, and EDS prior to analysis | EMPA, LA-ICPMS | JEOL JXA-8230 electron probe microanalyzer; RESOlution-LR 193 nm ArF excimer laser ablation system coupled to an Agilent 7700x ICP-MS | Laboratory of Mineral Resources Research Center, Fuzhou University; Adelaide Microscopy, the University of Adelaide | EPMA point analysis: accelerating voltage 15 kV, beam current 20 nA, beam diameter ~5 μm; EPMA mapping: accelerating voltage 20 kV, working current 50 nA, dwell time ~10 ms; BSE imaging: accelerating voltage 20 kV, beam current 10 nA; LA-ICP-MS: energy density 3~3.5 J/cm2, spot sizes 29 to 51 μm, repetition rates 5 Hz (polished thin-section) and 10 Hz (polished blocks), ~30 s background acquisition, ~40 s sample data acquisition | STDGL3 (Danyushevsky et al. 2011) and GSD-1G (USGS) | 24.9395 | [19 empty] | 19122.3743 | [5 empty] | 17.682 | [5 empty] | 6751.7709 | [9 empty] | 152816.3934 |  | 12.667 |  |  |  | 2.5366 | [7 empty] | 108.8437 | [13 empty] | 17013.0163 | [15 empty] | 8.6546 | [17 empty] | 0.13691 | [9 empty] | 8.4298 | [32 empty] | 2025 |  |  | CHN | Tibet
| Lawu |  | Magmatic hydrothermal | Skarn | Cu-Pb-Zn skarn | Cu, Pb, Zn | In, Sn | Cu, Pb, Zn, In, Sn |  |  | DK-27-1@B-5-1 | DK-27-1@B-5-1 | underground mine |  |  |  |  | ore material | drill core | underground mining tunnels and drill cores | mineral separate | [5 empty] | mineralisation |  |  |  | sphalerite, chalcopyrite, pyrrhotite, pyrite, arsenopyrite |  |  | Sn-poor Skarn |  |  |  | galena, bismuthinite, marcasite, iron oxides, pyroxene, actinolite, quartz | thin sections and polished blocks examined using optical microscope, BSE detector, and EDS prior to analysis | EMPA, LA-ICPMS | JEOL JXA-8230 electron probe microanalyzer; RESOlution-LR 193 nm ArF excimer laser ablation system coupled to an Agilent 7700x ICP-MS | Laboratory of Mineral Resources Research Center, Fuzhou University; Adelaide Microscopy, the University of Adelaide | EPMA point analysis: accelerating voltage 15 kV, beam current 20 nA, beam diameter ~5 μm; EPMA mapping: accelerating voltage 20 kV, working current 50 nA, dwell time ~10 ms; BSE imaging: accelerating voltage 20 kV, beam current 10 nA; LA-ICP-MS: energy density 3~3.5 J/cm2, spot sizes 29 to 51 μm, repetition rates 5 Hz (polished thin-section) and 10 Hz (polished blocks), ~30 s background acquisition, ~40 s sample data acquisition | STDGL3 (Danyushevsky et al. 2011) and GSD-1G (USGS) | 24.5746 | [19 empty] | 19392.96 | [5 empty] | 18.2825 | [5 empty] | 5798.6008 | [9 empty] | 158426.8586 |  | 13.8605 |  |  |  | 2.9519 | [7 empty] | 88.6604 | [13 empty] | 16572.6497 | [15 empty] | 11.85 | [17 empty] | 0.13691 | [9 empty] | 4.2049 | [32 empty] | 2025 |  |  | CHN | Tibet
| Lawu |  | Magmatic hydrothermal | Skarn | Cu-Pb-Zn skarn | Cu, Pb, Zn | In, Sn | Cu, Pb, Zn, In, Sn |  |  | DK-27-1@B-6-1 | DK-27-1@B-6-1 | underground mine |  |  |  |  | ore material | drill core | underground mining tunnels and drill cores | mineral separate | [5 empty] | mineralisation |  |  |  | sphalerite, chalcopyrite, pyrrhotite, pyrite, arsenopyrite |  |  | Sn-poor Skarn |  |  |  | galena, bismuthinite, marcasite, iron oxides, pyroxene, actinolite, quartz | thin sections and polished blocks examined using optical microscope, BSE detector, and EDS prior to analysis | EMPA, LA-ICPMS | JEOL JXA-8230 electron probe microanalyzer; RESOlution-LR 193 nm ArF excimer laser ablation system coupled to an Agilent 7700x ICP-MS | Laboratory of Mineral Resources Research Center, Fuzhou University; Adelaide Microscopy, the University of Adelaide | EPMA point analysis: accelerating voltage 15 kV, beam current 20 nA, beam diameter ~5 μm; EPMA mapping: accelerating voltage 20 kV, working current 50 nA, dwell time ~10 ms; BSE imaging: accelerating voltage 20 kV, beam current 10 nA; LA-ICP-MS: energy density 3~3.5 J/cm2, spot sizes 29 to 51 μm, repetition rates 5 Hz (polished thin-section) and 10 Hz (polished blocks), ~30 s background acquisition, ~40 s sample data acquisition | STDGL3 (Danyushevsky et al. 2011) and GSD-1G (USGS) | 47.6294 | [19 empty] | 18672.9685 | [5 empty] | 18.0837 | [5 empty] | 4773.2267 | [9 empty] | 206246.1304 |  | 20.0702 |  |  |  | 4.0275 | [7 empty] | 121.292 | [13 empty] | 19894.2837 | [15 empty] | 56.4949 | [17 empty] | 0.13691 | [9 empty] | 18.1557 | [32 empty] | 2025 |  |  | CHN | Tibet
| Lawu |  | Magmatic hydrothermal | Skarn | Cu-Pb-Zn skarn | Cu, Pb, Zn | In, Sn | Cu, Pb, Zn, In, Sn |  |  | DK-27-1@B-7-1 | DK-27-1@B-7-1 | underground mine |  |  |  |  | ore material | drill core | underground mining tunnels and drill cores | mineral separate | [5 empty] | mineralisation |  |  |  | sphalerite, chalcopyrite, pyrrhotite, pyrite, arsenopyrite |  |  | Sn-poor Skarn |  |  |  | galena, bismuthinite, marcasite, iron oxides, pyroxene, actinolite, quartz | thin sections and polished blocks examined using optical microscope, BSE detector, and EDS prior to analysis | EMPA, LA-ICPMS | JEOL JXA-8230 electron probe microanalyzer; RESOlution-LR 193 nm ArF excimer laser ablation system coupled to an Agilent 7700x ICP-MS | Laboratory of Mineral Resources Research Center, Fuzhou University; Adelaide Microscopy, the University of Adelaide | EPMA point analysis: accelerating voltage 15 kV, beam current 20 nA, beam diameter ~5 μm; EPMA mapping: accelerating voltage 20 kV, working current 50 nA, dwell time ~10 ms; BSE imaging: accelerating voltage 20 kV, beam current 10 nA; LA-ICP-MS: energy density 3~3.5 J/cm2, spot sizes 29 to 51 μm, repetition rates 5 Hz (polished thin-section) and 10 Hz (polished blocks), ~30 s background acquisition, ~40 s sample data acquisition | STDGL3 (Danyushevsky et al. 2011) and GSD-1G (USGS) | 27.6357 | [19 empty] | 18557.2064 | [5 empty] | 23.0469 | [5 empty] | 8908.067 | [9 empty] | 165476.9049 |  | 35.8917 |  |  |  | 3.4855 | [7 empty] | 80.2319 | [13 empty] | 22369.918 | [15 empty] | 52.733 | [17 empty] | 0.13691 | [9 empty] | 12.0367 | [32 empty] | 2025 |  |  | CHN | Tibet
| Lawu |  | Magmatic hydrothermal | Skarn | Cu-Pb-Zn skarn | Cu, Pb, Zn | In, Sn | Cu, Pb, Zn, In, Sn |  |  | DK-27-1@B-8-1 | DK-27-1@B-8-1 | underground mine |  |  |  |  | ore material | drill core | underground mining tunnels and drill cores | mineral separate | [5 empty] | mineralisation |  |  |  | sphalerite, chalcopyrite, pyrrhotite, pyrite, arsenopyrite |  |  | Sn-poor Skarn |  |  |  | galena, bismuthinite, marcasite, iron oxides, pyroxene, actinolite, quartz | thin sections and polished blocks examined using optical microscope, BSE detector, and EDS prior to analysis | EMPA, LA-ICPMS | JEOL JXA-8230 electron probe microanalyzer; RESOlution-LR 193 nm ArF excimer laser ablation system coupled to an Agilent 7700x ICP-MS | Laboratory of Mineral Resources Research Center, Fuzhou University; Adelaide Microscopy, the University of Adelaide | EPMA point analysis: accelerating voltage 15 kV, beam current 20 nA, beam diameter ~5 μm; EPMA mapping: accelerating voltage 20 kV, working current 50 nA, dwell time ~10 ms; BSE imaging: accelerating voltage 20 kV, beam current 10 nA; LA-ICP-MS: energy density 3~3.5 J/cm2, spot sizes 29 to 51 μm, repetition rates 5 Hz (polished thin-section) and 10 Hz (polished blocks), ~30 s background acquisition, ~40 s sample data acquisition | STDGL3 (Danyushevsky et al. 2011) and GSD-1G (USGS) | 16.7671 | [19 empty] | 19332.7798 | [5 empty] | 21.6181 | [5 empty] | 6640.9493 | [9 empty] | 152800.3121 |  | 19.6474 |  |  |  | 2.7558 | [7 empty] | 86.3484 | [13 empty] | 21566.1029 | [15 empty] | 15.9759 | [17 empty] | 0.13691 | [9 empty] | 9.9134 | [32 empty] | 2025 |  |  | CHN | Tibet
| Lawu |  | Magmatic hydrothermal | Skarn | Cu-Pb-Zn skarn | Cu, Pb, Zn | In, Sn | Cu, Pb, Zn, In, Sn |  |  | DK-27-1@B-9-1 | DK-27-1@B-9-1 | underground mine |  |  |  |  | ore material | drill core | underground mining tunnels and drill cores | mineral separate | [5 empty] | mineralisation |  |  |  | sphalerite, chalcopyrite, pyrrhotite, pyrite, arsenopyrite |  |  | Sn-poor Skarn |  |  |  | galena, bismuthinite, marcasite, iron oxides, pyroxene, actinolite, quartz | thin sections and polished blocks examined using optical microscope, BSE detector, and EDS prior to analysis | EMPA, LA-ICPMS | JEOL JXA-8230 electron probe microanalyzer; RESOlution-LR 193 nm ArF excimer laser ablation system coupled to an Agilent 7700x ICP-MS | Laboratory of Mineral Resources Research Center, Fuzhou University; Adelaide Microscopy, the University of Adelaide | EPMA point analysis: accelerating voltage 15 kV, beam current 20 nA, beam diameter ~5 μm; EPMA mapping: accelerating voltage 20 kV, working current 50 nA, dwell time ~10 ms; BSE imaging: accelerating voltage 20 kV, beam current 10 nA; LA-ICP-MS: energy density 3~3.5 J/cm2, spot sizes 29 to 51 μm, repetition rates 5 Hz (polished thin-section) and 10 Hz (polished blocks), ~30 s background acquisition, ~40 s sample data acquisition | STDGL3 (Danyushevsky et al. 2011) and GSD-1G (USGS) | 28.659 | [19 empty] | 19196.3091 | [5 empty] | 23.0851 | [5 empty] | 6966.4074 | [9 empty] | 149709.2362 |  | 29.7244 |  |  |  | 2.0599 | [7 empty] | 92.328 | [13 empty] | 21535.0833 | [15 empty] | 41.2433 | [17 empty] | 0.13691 | [9 empty] | 13.6382 | [32 empty] | 2025 |  |  | CHN | Tibet
| Lawu |  | Magmatic hydrothermal | Skarn | Cu-Pb-Zn skarn | Cu, Pb, Zn | In, Sn | Cu, Pb, Zn, In, Sn |  |  | DK-27-2@A-1-1 | DK-27-2@A-1-1 | underground mine |  |  |  |  | ore material | drill core | underground mining tunnels and drill cores | mineral separate | [5 empty] | mineralisation |  |  |  | sphalerite, chalcopyrite, pyrrhotite, pyrite, arsenopyrite |  |  | Sn-poor Skarn |  |  |  | galena, bismuthinite, marcasite, iron oxides, pyroxene, actinolite, quartz | thin sections and polished blocks examined using optical microscope, BSE detector, and EDS prior to analysis | EMPA, LA-ICPMS | JEOL JXA-8230 electron probe microanalyzer; RESOlution-LR 193 nm ArF excimer laser ablation system coupled to an Agilent 7700x ICP-MS | Laboratory of Mineral Resources Research Center, Fuzhou University; Adelaide Microscopy, the University of Adelaide | EPMA point analysis: accelerating voltage 15 kV, beam current 20 nA, beam diameter ~5 μm; EPMA mapping: accelerating voltage 20 kV, working current 50 nA, dwell time ~10 ms; BSE imaging: accelerating voltage 20 kV, beam current 10 nA; LA-ICP-MS: energy density 3~3.5 J/cm2, spot sizes 29 to 51 μm, repetition rates 5 Hz (polished thin-section) and 10 Hz (polished blocks), ~30 s background acquisition, ~40 s sample data acquisition | STDGL3 (Danyushevsky et al. 2011) and GSD-1G (USGS) | 209.4679 | [19 empty] | 18384.1723 | [5 empty] | 41.0533 | [5 empty] | 20251.0067 | [9 empty] | 151674.1107 |  | 24.2544 |  |  |  | 2.1688 | [7 empty] | 90.2712 | [13 empty] | 12782.9852 | [15 empty] | 155.6988 | [17 empty] | 2.1052 | [9 empty] | 18.3714 | [32 empty] | 2025 |  |  | CHN | Tibet
| Lawu |  | Magmatic hydrothermal | Skarn | Cu-Pb-Zn skarn | Cu, Pb, Zn | In, Sn | Cu, Pb, Zn, In, Sn |  |  | DK-27-2@A-2-1 | DK-27-2@A-2-1 | underground mine |  |  |  |  | ore material | drill core | underground mining tunnels and drill cores | mineral separate | [5 empty] | mineralisation |  |  |  | sphalerite, chalcopyrite, pyrrhotite, pyrite, arsenopyrite |  |  | Sn-poor Skarn |  |  |  | galena, bismuthinite, marcasite, iron oxides, pyroxene, actinolite, quartz | thin sections and polished blocks examined using optical microscope, BSE detector, and EDS prior to analysis | EMPA, LA-ICPMS | JEOL JXA-8230 electron probe microanalyzer; RESOlution-LR 193 nm ArF excimer laser ablation system coupled to an Agilent 7700x ICP-MS | Laboratory of Mineral Resources Research Center, Fuzhou University; Adelaide Microscopy, the University of Adelaide | EPMA point analysis: accelerating voltage 15 kV, beam current 20 nA, beam diameter ~5 μm; EPMA mapping: accelerating voltage 20 kV, working current 50 nA, dwell time ~10 ms; BSE imaging: accelerating voltage 20 kV, beam current 10 nA; LA-ICP-MS: energy density 3~3.5 J/cm2, spot sizes 29 to 51 μm, repetition rates 5 Hz (polished thin-section) and 10 Hz (polished blocks), ~30 s background acquisition, ~40 s sample data acquisition | STDGL3 (Danyushevsky et al. 2011) and GSD-1G (USGS) | 29.4857 | [19 empty] | 20735.2714 | [5 empty] | 36.3174 | [5 empty] | 5200.6472 | [9 empty] | 150985.1373 |  | 10.1285 |  |  |  | 2.9378 | [7 empty] | 66.5013 | [13 empty] | 13171.1149 | [15 empty] | 0.44157 | [17 empty] | 0.13691 | [9 empty] | 7.0699 | [32 empty] | 2025 |  |  | CHN | Tibet
| Lawu |  | Magmatic hydrothermal | Skarn | Cu-Pb-Zn skarn | Cu, Pb, Zn | In, Sn | Cu, Pb, Zn, In, Sn |  |  | DK-27-2@A-3-1 | DK-27-2@A-3-1 | underground mine |  |  |  |  | ore material | drill core | underground mining tunnels and drill cores | mineral separate | [5 empty] | mineralisation |  |  |  | sphalerite, chalcopyrite, pyrrhotite, pyrite, arsenopyrite |  |  | Sn-poor Skarn |  |  |  | galena, bismuthinite, marcasite, iron oxides, pyroxene, actinolite, quartz | thin sections and polished blocks examined using optical microscope, BSE detector, and EDS prior to analysis | EMPA, LA-ICPMS | JEOL JXA-8230 electron probe microanalyzer; RESOlution-LR 193 nm ArF excimer laser ablation system coupled to an Agilent 7700x ICP-MS | Laboratory of Mineral Resources Research Center, Fuzhou University; Adelaide Microscopy, the University of Adelaide | EPMA point analysis: accelerating voltage 15 kV, beam current 20 nA, beam diameter ~5 μm; EPMA mapping: accelerating voltage 20 kV, working current 50 nA, dwell time ~10 ms; BSE imaging: accelerating voltage 20 kV, beam current 10 nA; LA-ICP-MS: energy density 3~3.5 J/cm2, spot sizes 29 to 51 μm, repetition rates 5 Hz (polished thin-section) and 10 Hz (polished blocks), ~30 s background acquisition, ~40 s sample data acquisition | STDGL3 (Danyushevsky et al. 2011) and GSD-1G (USGS) | 13.3852 | [19 empty] | 20265.7828 | [5 empty] | 25.7173 | [5 empty] | 7098.2252 | [9 empty] | 147094.4453 |  | 6.1391 |  |  |  | 2.1552 | [7 empty] | 29.4351 | [13 empty] | 13246.2418 | [15 empty] | 3.0816 | [17 empty] | 0.34683 | [9 empty] | 9.0146 | [32 empty] | 2025 |  |  | CHN | Tibet
| Lawu |  | Magmatic hydrothermal | Skarn | Cu-Pb-Zn skarn | Cu, Pb, Zn | In, Sn | Cu, Pb, Zn, In, Sn |  |  | DK-27-2@A-4-1 | DK-27-2@A-4-1 | underground mine |  |  |  |  | ore material | drill core | underground mining tunnels and drill cores | mineral separate | [5 empty] | mineralisation |  |  |  | sphalerite, chalcopyrite, pyrrhotite, pyrite, arsenopyrite |  |  | Sn-poor Skarn |  |  |  | galena, bismuthinite, marcasite, iron oxides, pyroxene, actinolite, quartz | thin sections and polished blocks examined using optical microscope, BSE detector, and EDS prior to analysis | EMPA, LA-ICPMS | JEOL JXA-8230 electron probe microanalyzer; RESOlution-LR 193 nm ArF excimer laser ablation system coupled to an Agilent 7700x ICP-MS | Laboratory of Mineral Resources Research Center, Fuzhou University; Adelaide Microscopy, the University of Adelaide | EPMA point analysis: accelerating voltage 15 kV, beam current 20 nA, beam diameter ~5 μm; EPMA mapping: accelerating voltage 20 kV, working current 50 nA, dwell time ~10 ms; BSE imaging: accelerating voltage 20 kV, beam current 10 nA; LA-ICP-MS: energy density 3~3.5 J/cm2, spot sizes 29 to 51 μm, repetition rates 5 Hz (polished thin-section) and 10 Hz (polished blocks), ~30 s background acquisition, ~40 s sample data acquisition | STDGL3 (Danyushevsky et al. 2011) and GSD-1G (USGS) | 30.0659 | [19 empty] | 20516.8008 | [5 empty] | 19.8891 | [5 empty] | 8789.7955 | [9 empty] | 154738.4911 |  | 12.4317 |  |  |  | 1.9147 | [7 empty] | 81.1976 | [13 empty] | 18997.4462 | [15 empty] | 0.50907 | [17 empty] | 0.13691 | [9 empty] | 15.2304 | [32 empty] | 2025 |  |  | CHN | Tibet
| Lawu |  | Magmatic hydrothermal | Skarn | Cu-Pb-Zn skarn | Cu, Pb, Zn | In, Sn | Cu, Pb, Zn, In, Sn |  |  | DK-27-2@A-5-1 | DK-27-2@A-5-1 | underground mine |  |  |  |  | ore material | drill core | underground mining tunnels and drill cores | mineral separate | [5 empty] | mineralisation |  |  |  | sphalerite, chalcopyrite, pyrrhotite, pyrite, arsenopyrite |  |  | Sn-poor Skarn |  |  |  | galena, bismuthinite, marcasite, iron oxides, pyroxene, actinolite, quartz | thin sections and polished blocks examined using optical microscope, BSE detector, and EDS prior to analysis | EMPA, LA-ICPMS | JEOL JXA-8230 electron probe microanalyzer; RESOlution-LR 193 nm ArF excimer laser ablation system coupled to an Agilent 7700x ICP-MS | Laboratory of Mineral Resources Research Center, Fuzhou University; Adelaide Microscopy, the University of Adelaide | EPMA point analysis: accelerating voltage 15 kV, beam current 20 nA, beam diameter ~5 μm; EPMA mapping: accelerating voltage 20 kV, working current 50 nA, dwell time ~10 ms; BSE imaging: accelerating voltage 20 kV, beam current 10 nA; LA-ICP-MS: energy density 3~3.5 J/cm2, spot sizes 29 to 51 μm, repetition rates 5 Hz (polished thin-section) and 10 Hz (polished blocks), ~30 s background acquisition, ~40 s sample data acquisition | STDGL3 (Danyushevsky et al. 2011) and GSD-1G (USGS) | 60.8703 | [19 empty] | 20905.818 | [5 empty] | 21.278 | [5 empty] | 9308.9776 | [9 empty] | 157347.9094 |  | 26.8655 |  |  |  | 2.7894 | [7 empty] | 64.8945 | [13 empty] | 20232.2122 | [15 empty] | 0.981 | [17 empty] | 0.13691 | [9 empty] | 12.1713 | [32 empty] | 2025 |  |  | CHN | Tibet
| Lawu |  | Magmatic hydrothermal | Skarn | Cu-Pb-Zn skarn | Cu, Pb, Zn | In, Sn | Cu, Pb, Zn, In, Sn |  |  | DK-27-2@A-6-1 | DK-27-2@A-6-1 | underground mine |  |  |  |  | ore material | drill core | underground mining tunnels and drill cores | mineral separate | [5 empty] | mineralisation |  |  |  | sphalerite, chalcopyrite, pyrrhotite, pyrite, arsenopyrite |  |  | Sn-poor Skarn |  |  |  | galena, bismuthinite, marcasite, iron oxides, pyroxene, actinolite, quartz | thin sections and polished blocks examined using optical microscope, BSE detector, and EDS prior to analysis | EMPA, LA-ICPMS | JEOL JXA-8230 electron probe microanalyzer; RESOlution-LR 193 nm ArF excimer laser ablation system coupled to an Agilent 7700x ICP-MS | Laboratory of Mineral Resources Research Center, Fuzhou University; Adelaide Microscopy, the University of Adelaide | EPMA point analysis: accelerating voltage 15 kV, beam current 20 nA, beam diameter ~5 μm; EPMA mapping: accelerating voltage 20 kV, working current 50 nA, dwell time ~10 ms; BSE imaging: accelerating voltage 20 kV, beam current 10 nA; LA-ICP-MS: energy density 3~3.5 J/cm2, spot sizes 29 to 51 μm, repetition rates 5 Hz (polished thin-section) and 10 Hz (polished blocks), ~30 s background acquisition, ~40 s sample data acquisition | STDGL3 (Danyushevsky et al. 2011) and GSD-1G (USGS) | 31.2963 | [19 empty] | 20659.8035 | [5 empty] | 18.943 | [5 empty] | 5638.4152 | [9 empty] | 152107.1499 |  | 9.6636 |  |  |  | 2.9031 | [7 empty] | 77.2873 | [13 empty] | 18676.8272 | [15 empty] | 3.182 | [17 empty] | 0.13691 | [9 empty] | 3.1337 | [32 empty] | 2025 |  |  | CHN | Tibet
| Lawu |  | Magmatic hydrothermal | Skarn | Cu-Pb-Zn skarn | Cu, Pb, Zn | In, Sn | Cu, Pb, Zn, In, Sn |  |  | DK-27-2@A-7-1 | DK-27-2@A-7-1 | underground mine |  |  |  |  | ore material | drill core | underground mining tunnels and drill cores | mineral separate | [5 empty] | mineralisation |  |  |  | sphalerite, chalcopyrite, pyrrhotite, pyrite, arsenopyrite |  |  | Sn-poor Skarn |  |  |  | galena, bismuthinite, marcasite, iron oxides, pyroxene, actinolite, quartz | thin sections and polished blocks examined using optical microscope, BSE detector, and EDS prior to analysis | EMPA, LA-ICPMS | JEOL JXA-8230 electron probe microanalyzer; RESOlution-LR 193 nm ArF excimer laser ablation system coupled to an Agilent 7700x ICP-MS | Laboratory of Mineral Resources Research Center, Fuzhou University; Adelaide Microscopy, the University of Adelaide | EPMA point analysis: accelerating voltage 15 kV, beam current 20 nA, beam diameter ~5 μm; EPMA mapping: accelerating voltage 20 kV, working current 50 nA, dwell time ~10 ms; BSE imaging: accelerating voltage 20 kV, beam current 10 nA; LA-ICP-MS: energy density 3~3.5 J/cm2, spot sizes 29 to 51 μm, repetition rates 5 Hz (polished thin-section) and 10 Hz (polished blocks), ~30 s background acquisition, ~40 s sample data acquisition | STDGL3 (Danyushevsky et al. 2011) and GSD-1G (USGS) | 20.7206 | [19 empty] | 19721.4242 | [5 empty] | 17.3005 | [5 empty] | 3040.0951 | [9 empty] | 157439.1623 |  | 14.0064 |  |  |  | 2.5163 | [7 empty] | 36.3268 | [13 empty] | 12406.2096 | [15 empty] | 2.7544 | [17 empty] | 0.55398 | [9 empty] | 5.7504 | [32 empty] | 2025 |  |  | CHN | Tibet
| Lawu |  | Magmatic hydrothermal | Skarn | Cu-Pb-Zn skarn | Cu, Pb, Zn | In, Sn | Cu, Pb, Zn, In, Sn |  |  | DK-27-2@A-8-1 | DK-27-2@A-8-1 | underground mine |  |  |  |  | ore material | drill core | underground mining tunnels and drill cores | mineral separate | [5 empty] | mineralisation |  |  |  | sphalerite, chalcopyrite, pyrrhotite, pyrite, arsenopyrite |  |  | Sn-poor Skarn |  |  |  | galena, bismuthinite, marcasite, iron oxides, pyroxene, actinolite, quartz | thin sections and polished blocks examined using optical microscope, BSE detector, and EDS prior to analysis | EMPA, LA-ICPMS | JEOL JXA-8230 electron probe microanalyzer; RESOlution-LR 193 nm ArF excimer laser ablation system coupled to an Agilent 7700x ICP-MS | Laboratory of Mineral Resources Research Center, Fuzhou University; Adelaide Microscopy, the University of Adelaide | EPMA point analysis: accelerating voltage 15 kV, beam current 20 nA, beam diameter ~5 μm; EPMA mapping: accelerating voltage 20 kV, working current 50 nA, dwell time ~10 ms; BSE imaging: accelerating voltage 20 kV, beam current 10 nA; LA-ICP-MS: energy density 3~3.5 J/cm2, spot sizes 29 to 51 μm, repetition rates 5 Hz (polished thin-section) and 10 Hz (polished blocks), ~30 s background acquisition, ~40 s sample data acquisition | STDGL3 (Danyushevsky et al. 2011) and GSD-1G (USGS) | 19.9486 | [19 empty] | 19957.5827 | [5 empty] | 21.1568 | [5 empty] | 6510.5339 | [9 empty] | 151824.3661 |  | 11.1878 |  |  |  | 2.2804 | [7 empty] | 53.9136 | [13 empty] | 17194.6756 | [15 empty] | 1.6443 | [17 empty] | 0.13691 | [9 empty] | 5.4768 | [32 empty] | 2025 |  |  | CHN | Tibet
| Lawu |  | Magmatic hydrothermal | Skarn | Cu-Pb-Zn skarn | Cu, Pb, Zn | In, Sn | Cu, Pb, Zn, In, Sn |  |  | DK-27-2@A-9-1 | DK-27-2@A-9-1 | underground mine |  |  |  |  | ore material | drill core | underground mining tunnels and drill cores | mineral separate | [5 empty] | mineralisation |  |  |  | sphalerite, chalcopyrite, pyrrhotite, pyrite, arsenopyrite |  |  | Sn-poor Skarn |  |  |  | galena, bismuthinite, marcasite, iron oxides, pyroxene, actinolite, quartz | thin sections and polished blocks examined using optical microscope, BSE detector, and EDS prior to analysis | EMPA, LA-ICPMS | JEOL JXA-8230 electron probe microanalyzer; RESOlution-LR 193 nm ArF excimer laser ablation system coupled to an Agilent 7700x ICP-MS | Laboratory of Mineral Resources Research Center, Fuzhou University; Adelaide Microscopy, the University of Adelaide | EPMA point analysis: accelerating voltage 15 kV, beam current 20 nA, beam diameter ~5 μm; EPMA mapping: accelerating voltage 20 kV, working current 50 nA, dwell time ~10 ms; BSE imaging: accelerating voltage 20 kV, beam current 10 nA; LA-ICP-MS: energy density 3~3.5 J/cm2, spot sizes 29 to 51 μm, repetition rates 5 Hz (polished thin-section) and 10 Hz (polished blocks), ~30 s background acquisition, ~40 s sample data acquisition | STDGL3 (Danyushevsky et al. 2011) and GSD-1G (USGS) | 20.5482 | [19 empty] | 19921.3299 | [5 empty] | 16.6286 | [5 empty] | 4275.3464 | [9 empty] | 155066.9396 |  | 20.2048 |  |  |  | 1.9737 | [7 empty] | 36.2846 | [13 empty] | 14067.7242 | [15 empty] | 1.9912 | [17 empty] | 0.13691 | [9 empty] | 6.5871 | [32 empty] | 2025 |  |  | CHN | Tibet
| Lawu |  | Magmatic hydrothermal | Skarn | Cu-Pb-Zn skarn | Cu, Pb, Zn | In, Sn | Cu, Pb, Zn, In, Sn |  |  | DK-27-2@A-10-1 | DK-27-2@A-10-1 | underground mine |  |  |  |  | ore material | drill core | underground mining tunnels and drill cores | mineral separate | [5 empty] | mineralisation |  |  |  | sphalerite, chalcopyrite, pyrrhotite, pyrite, arsenopyrite |  |  | Sn-poor Skarn |  |  |  | galena, bismuthinite, marcasite, iron oxides, pyroxene, actinolite, quartz | thin sections and polished blocks examined using optical microscope, BSE detector, and EDS prior to analysis | EMPA, LA-ICPMS | JEOL JXA-8230 electron probe microanalyzer; RESOlution-LR 193 nm ArF excimer laser ablation system coupled to an Agilent 7700x ICP-MS | Laboratory of Mineral Resources Research Center, Fuzhou University; Adelaide Microscopy, the University of Adelaide | EPMA point analysis: accelerating voltage 15 kV, beam current 20 nA, beam diameter ~5 μm; EPMA mapping: accelerating voltage 20 kV, working current 50 nA, dwell time ~10 ms; BSE imaging: accelerating voltage 20 kV, beam current 10 nA; LA-ICP-MS: energy density 3~3.5 J/cm2, spot sizes 29 to 51 μm, repetition rates 5 Hz (polished thin-section) and 10 Hz (polished blocks), ~30 s background acquisition, ~40 s sample data acquisition | STDGL3 (Danyushevsky et al. 2011) and GSD-1G (USGS) | 34.069 | [19 empty] | 20079.5451 | [5 empty] | 20.7502 | [5 empty] | 8230.111 | [9 empty] | 151124.1053 |  | 7.0043 |  |  |  | 2.0962 | [7 empty] | 70.2725 | [13 empty] | 19824.1066 | [15 empty] | 5.94 | [17 empty] | 0.13691 | [9 empty] | 17.3577 | [32 empty] | 2025 |  |  | CHN | Tibet
| Lawu |  | Magmatic hydrothermal | Skarn | Cu-Pb-Zn skarn | Cu, Pb, Zn | In, Sn | Cu, Pb, Zn, In, Sn |  |  | DK-27-2@B-1-1 | DK-27-2@B-1-1 | underground mine |  |  |  |  | ore material | drill core | underground mining tunnels and drill cores | mineral separate | [5 empty] | mineralisation |  |  |  | sphalerite, chalcopyrite, pyrrhotite, pyrite, arsenopyrite |  |  | Sn-poor Skarn |  |  |  | galena, bismuthinite, marcasite, iron oxides, pyroxene, actinolite, quartz | thin sections and polished blocks examined using optical microscope, BSE detector, and EDS prior to analysis | EMPA, LA-ICPMS | JEOL JXA-8230 electron probe microanalyzer; RESOlution-LR 193 nm ArF excimer laser ablation system coupled to an Agilent 7700x ICP-MS | Laboratory of Mineral Resources Research Center, Fuzhou University; Adelaide Microscopy, the University of Adelaide | EPMA point analysis: accelerating voltage 15 kV, beam current 20 nA, beam diameter ~5 μm; EPMA mapping: accelerating voltage 20 kV, working current 50 nA, dwell time ~10 ms; BSE imaging: accelerating voltage 20 kV, beam current 10 nA; LA-ICP-MS: energy density 3~3.5 J/cm2, spot sizes 29 to 51 μm, repetition rates 5 Hz (polished thin-section) and 10 Hz (polished blocks), ~30 s background acquisition, ~40 s sample data acquisition | STDGL3 (Danyushevsky et al. 2011) and GSD-1G (USGS) | 24.1227 | [19 empty] | 20917.3832 | [5 empty] | 23.2122 | [5 empty] | 3446.1111 | [9 empty] | 157055.9039 |  | 9.2775 |  |  |  | 2.5073 | [7 empty] | 35.2451 | [13 empty] | 13240.0291 | [15 empty] | 0.22416 | [17 empty] | 0.13691 | [9 empty] | 4.4692 | [32 empty] | 2025 |  |  | CHN | Tibet
| Lawu |  | Magmatic hydrothermal | Skarn | Cu-Pb-Zn skarn | Cu, Pb, Zn | In, Sn | Cu, Pb, Zn, In, Sn |  |  | DK-27-2@B-2-1 | DK-27-2@B-2-1 | underground mine |  |  |  |  | ore material | drill core | underground mining tunnels and drill cores | mineral separate | [5 empty] | mineralisation |  |  |  | sphalerite, chalcopyrite, pyrrhotite, pyrite, arsenopyrite |  |  | Sn-poor Skarn |  |  |  | galena, bismuthinite, marcasite, iron oxides, pyroxene, actinolite, quartz | thin sections and polished blocks examined using optical microscope, BSE detector, and EDS prior to analysis | EMPA, LA-ICPMS | JEOL JXA-8230 electron probe microanalyzer; RESOlution-LR 193 nm ArF excimer laser ablation system coupled to an Agilent 7700x ICP-MS | Laboratory of Mineral Resources Research Center, Fuzhou University; Adelaide Microscopy, the University of Adelaide | EPMA point analysis: accelerating voltage 15 kV, beam current 20 nA, beam diameter ~5 μm; EPMA mapping: accelerating voltage 20 kV, working current 50 nA, dwell time ~10 ms; BSE imaging: accelerating voltage 20 kV, beam current 10 nA; LA-ICP-MS: energy density 3~3.5 J/cm2, spot sizes 29 to 51 μm, repetition rates 5 Hz (polished thin-section) and 10 Hz (polished blocks), ~30 s background acquisition, ~40 s sample data acquisition | STDGL3 (Danyushevsky et al. 2011) and GSD-1G (USGS) | 20.4902 | [19 empty] | 21517.896 | [5 empty] | 17.4185 | [5 empty] | 6544.1038 | [9 empty] | 166617.0056 |  | 9.3865 |  |  |  | 2.6564 | [7 empty] | 75.3011 | [13 empty] | 13714.7503 | [15 empty] | 0.064776 | [17 empty] | 0.13691 | [9 empty] | 4.1891 | [32 empty] | 2025 |  |  | CHN | Tibet
| Lawu |  | Magmatic hydrothermal | Skarn | Cu-Pb-Zn skarn | Cu, Pb, Zn | In, Sn | Cu, Pb, Zn, In, Sn |  |  | DK-27-2@B-3-1 | DK-27-2@B-3-1 | underground mine |  |  |  |  | ore material | drill core | underground mining tunnels and drill cores | mineral separate | [5 empty] | mineralisation |  |  |  | sphalerite, chalcopyrite, pyrrhotite, pyrite, arsenopyrite |  |  | Sn-poor Skarn |  |  |  | galena, bismuthinite, marcasite, iron oxides, pyroxene, actinolite, quartz | thin sections and polished blocks examined using optical microscope, BSE detector, and EDS prior to analysis | EMPA, LA-ICPMS | JEOL JXA-8230 electron probe microanalyzer; RESOlution-LR 193 nm ArF excimer laser ablation system coupled to an Agilent 7700x ICP-MS | Laboratory of Mineral Resources Research Center, Fuzhou University; Adelaide Microscopy, the University of Adelaide | EPMA point analysis: accelerating voltage 15 kV, beam current 20 nA, beam diameter ~5 μm; EPMA mapping: accelerating voltage 20 kV, working current 50 nA, dwell time ~10 ms; BSE imaging: accelerating voltage 20 kV, beam current 10 nA; LA-ICP-MS: energy density 3~3.5 J/cm2, spot sizes 29 to 51 μm, repetition rates 5 Hz (polished thin-section) and 10 Hz (polished blocks), ~30 s background acquisition, ~40 s sample data acquisition | STDGL3 (Danyushevsky et al. 2011) and GSD-1G (USGS) | 46.4473 | [19 empty] | 20567.4492 | [5 empty] | 18.024 | [5 empty] | 5511.4536 | [9 empty] | 161977.8969 |  | 13.8818 |  |  |  | 2.6645 | [7 empty] | 70.8724 | [13 empty] | 16254.0443 | [15 empty] | 0.052893 | [17 empty] | 0.13691 | [9 empty] | 10.5154 | [32 empty] | 2025 |  |  | CHN | Tibet
| Lawu |  | Magmatic hydrothermal | Skarn | Cu-Pb-Zn skarn | Cu, Pb, Zn | In, Sn | Cu, Pb, Zn, In, Sn |  |  | DK19-1-1 | DK19-1-1 | underground mine |  |  |  |  | ore material | drill core | underground mining tunnels and drill cores | mineral separate | [5 empty] | mineralisation |  |  |  | sphalerite, chalcopyrite, pyrrhotite, pyrite, arsenopyrite |  |  | Sn-poor Skarn |  |  |  | galena, bismuthinite, marcasite, iron oxides, pyroxene, actinolite, quartz | thin sections and polished blocks examined using optical microscope, BSE detector, and EDS prior to analysis | EMPA, LA-ICPMS | JEOL JXA-8230 electron probe microanalyzer; RESOlution-LR 193 nm ArF excimer laser ablation system coupled to an Agilent 7700x ICP-MS | Laboratory of Mineral Resources Research Center, Fuzhou University; Adelaide Microscopy, the University of Adelaide | EPMA point analysis: accelerating voltage 15 kV, beam current 20 nA, beam diameter ~5 μm; EPMA mapping: accelerating voltage 20 kV, working current 50 nA, dwell time ~10 ms; BSE imaging: accelerating voltage 20 kV, beam current 10 nA; LA-ICP-MS: energy density 3~3.5 J/cm2, spot sizes 29 to 51 μm, repetition rates 5 Hz (polished thin-section) and 10 Hz (polished blocks), ~30 s background acquisition, ~40 s sample data acquisition | STDGL3 (Danyushevsky et al. 2011) and GSD-1G (USGS) | 23.0634 | [19 empty] | 17921.7582 | [5 empty] | 8.7017 | [5 empty] | 564.3352 | [9 empty] | 142326.2023 |  | 6.1437 |  |  |  | 1.5767 | [7 empty] | 21.531 | [13 empty] | 32262.7344 | [15 empty] | 26.8883 | [17 empty] | 0.8639 | [9 empty] | 14.3771 | [32 empty] | 2025 |  |  | CHN | Tibet
| Lawu |  | Magmatic hydrothermal | Skarn | Cu-Pb-Zn skarn | Cu, Pb, Zn | In, Sn | Cu, Pb, Zn, In, Sn |  |  | DK19-2-1 | DK19-2-1 | underground mine |  |  |  |  | ore material | drill core | underground mining tunnels and drill cores | mineral separate | [5 empty] | mineralisation |  |  |  | sphalerite, chalcopyrite, pyrrhotite, pyrite, arsenopyrite |  |  | Sn-poor Skarn |  |  |  | galena, bismuthinite, marcasite, iron oxides, pyroxene, actinolite, quartz | thin sections and polished blocks examined using optical microscope, BSE detector, and EDS prior to analysis | EMPA, LA-ICPMS | JEOL JXA-8230 electron probe microanalyzer; RESOlution-LR 193 nm ArF excimer laser ablation system coupled to an Agilent 7700x ICP-MS | Laboratory of Mineral Resources Research Center, Fuzhou University; Adelaide Microscopy, the University of Adelaide | EPMA point analysis: accelerating voltage 15 kV, beam current 20 nA, beam diameter ~5 μm; EPMA mapping: accelerating voltage 20 kV, working current 50 nA, dwell time ~10 ms; BSE imaging: accelerating voltage 20 kV, beam current 10 nA; LA-ICP-MS: energy density 3~3.5 J/cm2, spot sizes 29 to 51 μm, repetition rates 5 Hz (polished thin-section) and 10 Hz (polished blocks), ~30 s background acquisition, ~40 s sample data acquisition | STDGL3 (Danyushevsky et al. 2011) and GSD-1G (USGS) | 21.0393 | [19 empty] | 17552.4328 | [5 empty] | 10.9501 | [5 empty] | 127.8299 | [9 empty] | 137546.0458 |  | 4.4542 |  |  |  | 3.1187 | [7 empty] | 19.4938 | [13 empty] | 30203.7175 | [15 empty] | 100.3932 | [17 empty] | 4.2344 | [9 empty] | 8.4273 | [32 empty] | 2025 |  |  | CHN | Tibet
| Lawu |  | Magmatic hydrothermal | Skarn | Cu-Pb-Zn skarn | Cu, Pb, Zn | In, Sn | Cu, Pb, Zn, In, Sn |  |  | DK19-3-1 | DK19-3-1 | underground mine |  |  |  |  | ore material | drill core | underground mining tunnels and drill cores | mineral separate | [5 empty] | mineralisation |  |  |  | sphalerite, chalcopyrite, pyrrhotite, pyrite, arsenopyrite |  |  | Sn-poor Skarn |  |  |  | galena, bismuthinite, marcasite, iron oxides, pyroxene, actinolite, quartz | thin sections and polished blocks examined using optical microscope, BSE detector, and EDS prior to analysis | EMPA, LA-ICPMS | JEOL JXA-8230 electron probe microanalyzer; RESOlution-LR 193 nm ArF excimer laser ablation system coupled to an Agilent 7700x ICP-MS | Laboratory of Mineral Resources Research Center, Fuzhou University; Adelaide Microscopy, the University of Adelaide | EPMA point analysis: accelerating voltage 15 kV, beam current 20 nA, beam diameter ~5 μm; EPMA mapping: accelerating voltage 20 kV, working current 50 nA, dwell time ~10 ms; BSE imaging: accelerating voltage 20 kV, beam current 10 nA; LA-ICP-MS: energy density 3~3.5 J/cm2, spot sizes 29 to 51 μm, repetition rates 5 Hz (polished thin-section) and 10 Hz (polished blocks), ~30 s background acquisition, ~40 s sample data acquisition | STDGL3 (Danyushevsky et al. 2011) and GSD-1G (USGS) | 12.7187 | [19 empty] | 17253.574 | [5 empty] | 5.9365 | [5 empty] | 64.9294 | [9 empty] | 138461.5445 |  | 4.95 |  |  |  | 2.9277 | [7 empty] | 24.8639 | [13 empty] | 32582.0423 | [15 empty] | 32.5951 | [17 empty] | 2.084 | [9 empty] | 8.6772 | [32 empty] | 2025 |  |  | CHN | Tibet
| Lawu |  | Magmatic hydrothermal | Skarn | Cu-Pb-Zn skarn | Cu, Pb, Zn | In, Sn | Cu, Pb, Zn, In, Sn |  |  | DK19-4-1 | DK19-4-1 | underground mine |  |  |  |  | ore material | drill core | underground mining tunnels and drill cores | mineral separate | [5 empty] | mineralisation |  |  |  | sphalerite, chalcopyrite, pyrrhotite, pyrite, arsenopyrite |  |  | Sn-poor Skarn |  |  |  | galena, bismuthinite, marcasite, iron oxides, pyroxene, actinolite, quartz | thin sections and polished blocks examined using optical microscope, BSE detector, and EDS prior to analysis | EMPA, LA-ICPMS | JEOL JXA-8230 electron probe microanalyzer; RESOlution-LR 193 nm ArF excimer laser ablation system coupled to an Agilent 7700x ICP-MS | Laboratory of Mineral Resources Research Center, Fuzhou University; Adelaide Microscopy, the University of Adelaide | EPMA point analysis: accelerating voltage 15 kV, beam current 20 nA, beam diameter ~5 μm; EPMA mapping: accelerating voltage 20 kV, working current 50 nA, dwell time ~10 ms; BSE imaging: accelerating voltage 20 kV, beam current 10 nA; LA-ICP-MS: energy density 3~3.5 J/cm2, spot sizes 29 to 51 μm, repetition rates 5 Hz (polished thin-section) and 10 Hz (polished blocks), ~30 s background acquisition, ~40 s sample data acquisition | STDGL3 (Danyushevsky et al. 2011) and GSD-1G (USGS) | 13.3365 | [19 empty] | 17877.9188 | [5 empty] | 12.7642 | [5 empty] | 273.3905 | [9 empty] | 141857.7965 |  | 4.2381 |  |  |  | 2.0273 | [7 empty] | 27.6129 | [13 empty] | 34035.2276 | [15 empty] | 53.6967 | [17 empty] | 1.1336 | [9 empty] | 13.6235 | [32 empty] | 2025 |  |  | CHN | Tibet
| Lawu |  | Magmatic hydrothermal | Skarn | Cu-Pb-Zn skarn | Cu, Pb, Zn | In, Sn | Cu, Pb, Zn, In, Sn |  |  | DK19-5-1 | DK19-5-1 | underground mine |  |  |  |  | ore material | drill core | underground mining tunnels and drill cores | mineral separate | [5 empty] | mineralisation |  |  |  | sphalerite, chalcopyrite, pyrrhotite, pyrite, arsenopyrite |  |  | Sn-poor Skarn |  |  |  | galena, bismuthinite, marcasite, iron oxides, pyroxene, actinolite, quartz | thin sections and polished blocks examined using optical microscope, BSE detector, and EDS prior to analysis | EMPA, LA-ICPMS | JEOL JXA-8230 electron probe microanalyzer; RESOlution-LR 193 nm ArF excimer laser ablation system coupled to an Agilent 7700x ICP-MS | Laboratory of Mineral Resources Research Center, Fuzhou University; Adelaide Microscopy, the University of Adelaide | EPMA point analysis: accelerating voltage 15 kV, beam current 20 nA, beam diameter ~5 μm; EPMA mapping: accelerating voltage 20 kV, working current 50 nA, dwell time ~10 ms; BSE imaging: accelerating voltage 20 kV, beam current 10 nA; LA-ICP-MS: energy density 3~3.5 J/cm2, spot sizes 29 to 51 μm, repetition rates 5 Hz (polished thin-section) and 10 Hz (polished blocks), ~30 s background acquisition, ~40 s sample data acquisition | STDGL3 (Danyushevsky et al. 2011) and GSD-1G (USGS) | 89.6838 | [19 empty] | 17865.379 | [5 empty] | 3.3266 | [5 empty] | 1098.5903 | [9 empty] | 138272.692 |  | 6.6289 |  |  |  | 1.8001 | [7 empty] | 30.1491 | [13 empty] | 32965.5883 | [15 empty] | 22.9854 | [17 empty] | 9.5235 | [9 empty] | 72.9868 | [32 empty] | 2025 |  |  | CHN | Tibet
| Lawu |  | Magmatic hydrothermal | Skarn | Cu-Pb-Zn skarn | Cu, Pb, Zn | In, Sn | Cu, Pb, Zn, In, Sn |  |  | DK19-7-1 | DK19-7-1 | underground mine |  |  |  |  | ore material | drill core | underground mining tunnels and drill cores | mineral separate | [5 empty] | mineralisation |  |  |  | sphalerite, chalcopyrite, pyrrhotite, pyrite, arsenopyrite |  |  | Sn-poor Skarn |  |  |  | galena, bismuthinite, marcasite, iron oxides, pyroxene, actinolite, quartz | thin sections and polished blocks examined using optical microscope, BSE detector, and EDS prior to analysis | EMPA, LA-ICPMS | JEOL JXA-8230 electron probe microanalyzer; RESOlution-LR 193 nm ArF excimer laser ablation system coupled to an Agilent 7700x ICP-MS | Laboratory of Mineral Resources Research Center, Fuzhou University; Adelaide Microscopy, the University of Adelaide | EPMA point analysis: accelerating voltage 15 kV, beam current 20 nA, beam diameter ~5 μm; EPMA mapping: accelerating voltage 20 kV, working current 50 nA, dwell time ~10 ms; BSE imaging: accelerating voltage 20 kV, beam current 10 nA; LA-ICP-MS: energy density 3~3.5 J/cm2, spot sizes 29 to 51 μm, repetition rates 5 Hz (polished thin-section) and 10 Hz (polished blocks), ~30 s background acquisition, ~40 s sample data acquisition | STDGL3 (Danyushevsky et al. 2011) and GSD-1G (USGS) | 12.6479 | [19 empty] | 19400.1015 | [5 empty] | 1.9592 | [5 empty] | 1016.4808 | [9 empty] | 144050.0255 |  | 9.3518 |  |  |  | 2.5968 | [7 empty] | 28.2102 | [13 empty] | 33121.9881 | [15 empty] | 76.7218 | [17 empty] | 3.9159 | [9 empty] | 13.3314 | [32 empty] | 2025 |  |  | CHN | Tibet
| Lawu |  | Magmatic hydrothermal | Skarn | Cu-Pb-Zn skarn | Cu, Pb, Zn | In, Sn | Cu, Pb, Zn, In, Sn |  |  | DK-22-1@A-5-1 | DK-22-1@A-5-1 | underground mine |  |  |  |  | ore material | drill core | underground mining tunnels and drill cores | mineral separate | [5 empty] | mineralisation |  |  |  | sphalerite, chalcopyrite, pyrrhotite, pyrite, arsenopyrite |  |  | Sn-poor Skarn |  |  |  | galena, bismuthinite, marcasite, iron oxides, pyroxene, actinolite, quartz | thin sections and polished blocks examined using optical microscope, BSE detector, and EDS prior to analysis | EMPA, LA-ICPMS | JEOL JXA-8230 electron probe microanalyzer; RESOlution-LR 193 nm ArF excimer laser ablation system coupled to an Agilent 7700x ICP-MS | Laboratory of Mineral Resources Research Center, Fuzhou University; Adelaide Microscopy, the University of Adelaide | EPMA point analysis: accelerating voltage 15 kV, beam current 20 nA, beam diameter ~5 μm; EPMA mapping: accelerating voltage 20 kV, working current 50 nA, dwell time ~10 ms; BSE imaging: accelerating voltage 20 kV, beam current 10 nA; LA-ICP-MS: energy density 3~3.5 J/cm2, spot sizes 29 to 51 μm, repetition rates 5 Hz (polished thin-section) and 10 Hz (polished blocks), ~30 s background acquisition, ~40 s sample data acquisition | STDGL3 (Danyushevsky et al. 2011) and GSD-1G (USGS) | 11.7237 | [19 empty] | 19076.4251 | [5 empty] | 0.73047 | [5 empty] | 2139.6671 | [9 empty] | 139977.585 |  | 18.897 |  |  |  | 2.0237 | [7 empty] | 19.4813 | [13 empty] | 30621.1088 | [15 empty] | 0.96037 | [17 empty] | 0.13691 | [9 empty] | 33.0318 | [32 empty] | 2025 |  |  | CHN | Tibet
| Lawu |  | Magmatic hydrothermal | Skarn | Cu-Pb-Zn skarn | Cu, Pb, Zn | In, Sn | Cu, Pb, Zn, In, Sn |  |  | DK-44-4@A-1-1 | DK-44-4@A-1-1 | underground mine |  |  |  |  | ore material | drill core | underground mining tunnels and drill cores | mineral separate | [5 empty] | mineralisation |  |  |  | sphalerite, chalcopyrite, pyrrhotite, pyrite, arsenopyrite |  |  | Sn-poor Skarn |  |  |  | galena, bismuthinite, marcasite, iron oxides, pyroxene, actinolite, quartz | thin sections and polished blocks examined using optical microscope, BSE detector, and EDS prior to analysis | EMPA, LA-ICPMS | JEOL JXA-8230 electron probe microanalyzer; RESOlution-LR 193 nm ArF excimer laser ablation system coupled to an Agilent 7700x ICP-MS | Laboratory of Mineral Resources Research Center, Fuzhou University; Adelaide Microscopy, the University of Adelaide | EPMA point analysis: accelerating voltage 15 kV, beam current 20 nA, beam diameter ~5 μm; EPMA mapping: accelerating voltage 20 kV, working current 50 nA, dwell time ~10 ms; BSE imaging: accelerating voltage 20 kV, beam current 10 nA; LA-ICP-MS: energy density 3~3.5 J/cm2, spot sizes 29 to 51 μm, repetition rates 5 Hz (polished thin-section) and 10 Hz (polished blocks), ~30 s background acquisition, ~40 s sample data acquisition | STDGL3 (Danyushevsky et al. 2011) and GSD-1G (USGS) | 3.4979 | [19 empty] | 16907.0224 | [5 empty] | 0.36523 | [5 empty] | 634.2302 | [9 empty] | 107636.4071 |  | 38.4206 |  |  |  | 1.7249 | [7 empty] | 24.5087 | [13 empty] | 11856.8189 | [15 empty] | 0.026447 | [17 empty] | 0.13691 | [9 empty] | 69.5367 | [32 empty] | 2025 |  |  | CHN | Tibet
| Lawu |  | Magmatic hydrothermal | Skarn | Cu-Pb-Zn skarn | Cu, Pb, Zn | In, Sn | Cu, Pb, Zn, In, Sn |  |  | DK-44-4@A-2-1 | DK-44-4@A-2-1 | underground mine |  |  |  |  | ore material | drill core | underground mining tunnels and drill cores | mineral separate | [5 empty] | mineralisation |  |  |  | sphalerite, chalcopyrite, pyrrhotite, pyrite, arsenopyrite |  |  | Sn-poor Skarn |  |  |  | galena, bismuthinite, marcasite, iron oxides, pyroxene, actinolite, quartz | thin sections and polished blocks examined using optical microscope, BSE detector, and EDS prior to analysis | EMPA, LA-ICPMS | JEOL JXA-8230 electron probe microanalyzer; RESOlution-LR 193 nm ArF excimer laser ablation system coupled to an Agilent 7700x ICP-MS | Laboratory of Mineral Resources Research Center, Fuzhou University; Adelaide Microscopy, the University of Adelaide | EPMA point analysis: accelerating voltage 15 kV, beam current 20 nA, beam diameter ~5 μm; EPMA mapping: accelerating voltage 20 kV, working current 50 nA, dwell time ~10 ms; BSE imaging: accelerating voltage 20 kV, beam current 10 nA; LA-ICP-MS: energy density 3~3.5 J/cm2, spot sizes 29 to 51 μm, repetition rates 5 Hz (polished thin-section) and 10 Hz (polished blocks), ~30 s background acquisition, ~40 s sample data acquisition | STDGL3 (Danyushevsky et al. 2011) and GSD-1G (USGS) | 6.3522 | [19 empty] | 16962.489 | [5 empty] | 0.73182 | [5 empty] | 1400.5158 | [9 empty] | 103468.2676 |  | 13.825 |  |  |  | 1.9916 | [7 empty] | 8.7427 | [13 empty] | 12229.883 | [15 empty] | 0.1217 | [17 empty] | 0.13691 | [9 empty] | 7.9644 | [32 empty] | 2025 |  |  | CHN | Tibet
| Lawu |  | Magmatic hydrothermal | Skarn | Cu-Pb-Zn skarn | Cu, Pb, Zn | In, Sn | Cu, Pb, Zn, In, Sn |  |  | DK-44-4@A-3-1 | DK-44-4@A-3-1 | underground mine |  |  |  |  | ore material | drill core | underground mining tunnels and drill cores | mineral separate | [5 empty] | mineralisation |  |  |  | sphalerite, chalcopyrite, pyrrhotite, pyrite, arsenopyrite |  |  | Sn-poor Skarn |  |  |  | galena, bismuthinite, marcasite, iron oxides, pyroxene, actinolite, quartz | thin sections and polished blocks examined using optical microscope, BSE detector, and EDS prior to analysis | EMPA, LA-ICPMS | JEOL JXA-8230 electron probe microanalyzer; RESOlution-LR 193 nm ArF excimer laser ablation system coupled to an Agilent 7700x ICP-MS | Laboratory of Mineral Resources Research Center, Fuzhou University; Adelaide Microscopy, the University of Adelaide | EPMA point analysis: accelerating voltage 15 kV, beam current 20 nA, beam diameter ~5 μm; EPMA mapping: accelerating voltage 20 kV, working current 50 nA, dwell time ~10 ms; BSE imaging: accelerating voltage 20 kV, beam current 10 nA; LA-ICP-MS: energy density 3~3.5 J/cm2, spot sizes 29 to 51 μm, repetition rates 5 Hz (polished thin-section) and 10 Hz (polished blocks), ~30 s background acquisition, ~40 s sample data acquisition | STDGL3 (Danyushevsky et al. 2011) and GSD-1G (USGS) | 28.2659 | [19 empty] | 18767.0507 | [5 empty] | 1.1932 | [5 empty] | 3627.2777 | [9 empty] | 120395.6048 |  | 9.6797 |  |  |  | 1.9921 | [7 empty] | 7.7684 | [13 empty] | 12091.119 | [15 empty] | 6.3159 | [17 empty] | 19.1376 | [9 empty] | 57.2133 | [32 empty] | 2025 |  |  | CHN | Tibet
| Lawu |  | Magmatic hydrothermal | Skarn | Cu-Pb-Zn skarn | Cu, Pb, Zn | In, Sn | Cu, Pb, Zn, In, Sn |  |  | DK-44-4@A-4-1 | DK-44-4@A-4-1 | underground mine |  |  |  |  | ore material | drill core | underground mining tunnels and drill cores | mineral separate | [5 empty] | mineralisation |  |  |  | sphalerite, chalcopyrite, pyrrhotite, pyrite, arsenopyrite |  |  | Sn-poor Skarn |  |  |  | galena, bismuthinite, marcasite, iron oxides, pyroxene, actinolite, quartz | thin sections and polished blocks examined using optical microscope, BSE detector, and EDS prior to analysis | EMPA, LA-ICPMS | JEOL JXA-8230 electron probe microanalyzer; RESOlution-LR 193 nm ArF excimer laser ablation system coupled to an Agilent 7700x ICP-MS | Laboratory of Mineral Resources Research Center, Fuzhou University; Adelaide Microscopy, the University of Adelaide | EPMA point analysis: accelerating voltage 15 kV, beam current 20 nA, beam diameter ~5 μm; EPMA mapping: accelerating voltage 20 kV, working current 50 nA, dwell time ~10 ms; BSE imaging: accelerating voltage 20 kV, beam current 10 nA; LA-ICP-MS: energy density 3~3.5 J/cm2, spot sizes 29 to 51 μm, repetition rates 5 Hz (polished thin-section) and 10 Hz (polished blocks), ~30 s background acquisition, ~40 s sample data acquisition | STDGL3 (Danyushevsky et al. 2011) and GSD-1G (USGS) | 64.8055 | [19 empty] | 17412.3552 | [5 empty] | 0.36523 | [5 empty] | 6860.5803 | [9 empty] | 104865.6076 |  | 13.7094 |  |  |  | 1.3728 | [7 empty] | 18.8676 | [13 empty] | 10937.9557 | [15 empty] | 16.2348 | [17 empty] | 12.9547 | [9 empty] | 55.0429 | [32 empty] | 2025 |  |  | CHN | Tibet
| Lawu |  | Magmatic hydrothermal | Skarn | Cu-Pb-Zn skarn | Cu, Pb, Zn | In, Sn | Cu, Pb, Zn, In, Sn |  |  | DK-44-4@A-5-1 | DK-44-4@A-5-1 | underground mine |  |  |  |  | ore material | drill core | underground mining tunnels and drill cores | mineral separate | [5 empty] | mineralisation |  |  |  | sphalerite, chalcopyrite, pyrrhotite, pyrite, arsenopyrite |  |  | Sn-poor Skarn |  |  |  | galena, bismuthinite, marcasite, iron oxides, pyroxene, actinolite, quartz | thin sections and polished blocks examined using optical microscope, BSE detector, and EDS prior to analysis | EMPA, LA-ICPMS | JEOL JXA-8230 electron probe microanalyzer; RESOlution-LR 193 nm ArF excimer laser ablation system coupled to an Agilent 7700x ICP-MS | Laboratory of Mineral Resources Research Center, Fuzhou University; Adelaide Microscopy, the University of Adelaide | EPMA point analysis: accelerating voltage 15 kV, beam current 20 nA, beam diameter ~5 μm; EPMA mapping: accelerating voltage 20 kV, working current 50 nA, dwell time ~10 ms; BSE imaging: accelerating voltage 20 kV, beam current 10 nA; LA-ICP-MS: energy density 3~3.5 J/cm2, spot sizes 29 to 51 μm, repetition rates 5 Hz (polished thin-section) and 10 Hz (polished blocks), ~30 s background acquisition, ~40 s sample data acquisition | STDGL3 (Danyushevsky et al. 2011) and GSD-1G (USGS) | 16.2931 | [19 empty] | 17191.7673 | [5 empty] | 0.36523 | [5 empty] | 1465.0932 | [9 empty] | 105587.8876 |  | 18.4022 |  |  |  | 2.1549 | [7 empty] | 10.6574 | [13 empty] | 11815.0567 | [15 empty] | 0.3845 | [17 empty] | 0.13691 | [9 empty] | 15.9249 | [32 empty] | 2025 |  |  | CHN | Tibet
| Lawu |  | Magmatic hydrothermal | Skarn | Cu-Pb-Zn skarn | Cu, Pb, Zn | In, Sn | Cu, Pb, Zn, In, Sn |  |  | DK-44-4@A-6-1 | DK-44-4@A-6-1 | underground mine |  |  |  |  | ore material | drill core | underground mining tunnels and drill cores | mineral separate | [5 empty] | mineralisation |  |  |  | sphalerite, chalcopyrite, pyrrhotite, pyrite, arsenopyrite |  |  | Sn-poor Skarn |  |  |  | galena, bismuthinite, marcasite, iron oxides, pyroxene, actinolite, quartz | thin sections and polished blocks examined using optical microscope, BSE detector, and EDS prior to analysis | EMPA, LA-ICPMS | JEOL JXA-8230 electron probe microanalyzer; RESOlution-LR 193 nm ArF excimer laser ablation system coupled to an Agilent 7700x ICP-MS | Laboratory of Mineral Resources Research Center, Fuzhou University; Adelaide Microscopy, the University of Adelaide | EPMA point analysis: accelerating voltage 15 kV, beam current 20 nA, beam diameter ~5 μm; EPMA mapping: accelerating voltage 20 kV, working current 50 nA, dwell time ~10 ms; BSE imaging: accelerating voltage 20 kV, beam current 10 nA; LA-ICP-MS: energy density 3~3.5 J/cm2, spot sizes 29 to 51 μm, repetition rates 5 Hz (polished thin-section) and 10 Hz (polished blocks), ~30 s background acquisition, ~40 s sample data acquisition | STDGL3 (Danyushevsky et al. 2011) and GSD-1G (USGS) | 19.1047 | [19 empty] | 17818.723 | [5 empty] | 0.36523 | [5 empty] | 3578.348 | [9 empty] | 116954.2142 |  | 11.9046 |  |  |  | 1.3767 | [7 empty] | 6.4478 | [13 empty] | 11460.0896 | [15 empty] | 1.6641 | [17 empty] | 0.13691 | [9 empty] | 16.8967 | [32 empty] | 2025 |  |  | CHN | Tibet
| Lawu |  | Magmatic hydrothermal | Skarn | Cu-Pb-Zn skarn | Cu, Pb, Zn | In, Sn | Cu, Pb, Zn, In, Sn |  |  | DK-44-4@A-7-1 | DK-44-4@A-7-1 | underground mine |  |  |  |  | ore material | drill core | underground mining tunnels and drill cores | mineral separate | [5 empty] | mineralisation |  |  |  | sphalerite, chalcopyrite, pyrrhotite, pyrite, arsenopyrite |  |  | Sn-poor Skarn |  |  |  | galena, bismuthinite, marcasite, iron oxides, pyroxene, actinolite, quartz | thin sections and polished blocks examined using optical microscope, BSE detector, and EDS prior to analysis | EMPA, LA-ICPMS | JEOL JXA-8230 electron probe microanalyzer; RESOlution-LR 193 nm ArF excimer laser ablation system coupled to an Agilent 7700x ICP-MS | Laboratory of Mineral Resources Research Center, Fuzhou University; Adelaide Microscopy, the University of Adelaide | EPMA point analysis: accelerating voltage 15 kV, beam current 20 nA, beam diameter ~5 μm; EPMA mapping: accelerating voltage 20 kV, working current 50 nA, dwell time ~10 ms; BSE imaging: accelerating voltage 20 kV, beam current 10 nA; LA-ICP-MS: energy density 3~3.5 J/cm2, spot sizes 29 to 51 μm, repetition rates 5 Hz (polished thin-section) and 10 Hz (polished blocks), ~30 s background acquisition, ~40 s sample data acquisition | STDGL3 (Danyushevsky et al. 2011) and GSD-1G (USGS) | 34.12 | [19 empty] | 17258.2967 | [5 empty] | 0.36523 | [5 empty] | 2392.632 | [9 empty] | 101730.731 |  | 26.1477 |  |  |  | 1.9108 | [7 empty] | 12.3837 | [13 empty] | 12722.7209 | [15 empty] | 22.134 | [17 empty] | 23.246 | [9 empty] | 99.0142 | [32 empty] | 2025 |  |  | CHN | Tibet
| Lawu |  | Magmatic hydrothermal | Skarn | Cu-Pb-Zn skarn | Cu, Pb, Zn | In, Sn | Cu, Pb, Zn, In, Sn |  |  | DK-44-4@A-8-1 | DK-44-4@A-8-1 | underground mine |  |  |  |  | ore material | drill core | underground mining tunnels and drill cores | mineral separate | [5 empty] | mineralisation |  |  |  | sphalerite, chalcopyrite, pyrrhotite, pyrite, arsenopyrite |  |  | Sn-poor Skarn |  |  |  | galena, bismuthinite, marcasite, iron oxides, pyroxene, actinolite, quartz | thin sections and polished blocks examined using optical microscope, BSE detector, and EDS prior to analysis | EMPA, LA-ICPMS | JEOL JXA-8230 electron probe microanalyzer; RESOlution-LR 193 nm ArF excimer laser ablation system coupled to an Agilent 7700x ICP-MS | Laboratory of Mineral Resources Research Center, Fuzhou University; Adelaide Microscopy, the University of Adelaide | EPMA point analysis: accelerating voltage 15 kV, beam current 20 nA, beam diameter ~5 μm; EPMA mapping: accelerating voltage 20 kV, working current 50 nA, dwell time ~10 ms; BSE imaging: accelerating voltage 20 kV, beam current 10 nA; LA-ICP-MS: energy density 3~3.5 J/cm2, spot sizes 29 to 51 μm, repetition rates 5 Hz (polished thin-section) and 10 Hz (polished blocks), ~30 s background acquisition, ~40 s sample data acquisition | STDGL3 (Danyushevsky et al. 2011) and GSD-1G (USGS) | 14.3297 | [19 empty] | 17205.2528 | [5 empty] | 0.36523 | [5 empty] | 1054.7148 | [9 empty] | 99695.754 |  | 27.7154 |  |  |  | 1.755 | [7 empty] | 13.762 | [13 empty] | 11289.8658 | [15 empty] | 6.4547 | [17 empty] | 0.29151 | [9 empty] | 20.2895 | [32 empty] | 2025 |  |  | CHN | Tibet
| Lawu |  | Magmatic hydrothermal | Skarn | Cu-Pb-Zn skarn | Cu, Pb, Zn | In, Sn | Cu, Pb, Zn, In, Sn |  |  | DK-44-4@A-9-1 | DK-44-4@A-9-1 | underground mine |  |  |  |  | ore material | drill core | underground mining tunnels and drill cores | mineral separate | [5 empty] | mineralisation |  |  |  | sphalerite, chalcopyrite, pyrrhotite, pyrite, arsenopyrite |  |  | Sn-poor Skarn |  |  |  | galena, bismuthinite, marcasite, iron oxides, pyroxene, actinolite, quartz | thin sections and polished blocks examined using optical microscope, BSE detector, and EDS prior to analysis | EMPA, LA-ICPMS | JEOL JXA-8230 electron probe microanalyzer; RESOlution-LR 193 nm ArF excimer laser ablation system coupled to an Agilent 7700x ICP-MS | Laboratory of Mineral Resources Research Center, Fuzhou University; Adelaide Microscopy, the University of Adelaide | EPMA point analysis: accelerating voltage 15 kV, beam current 20 nA, beam diameter ~5 μm; EPMA mapping: accelerating voltage 20 kV, working current 50 nA, dwell time ~10 ms; BSE imaging: accelerating voltage 20 kV, beam current 10 nA; LA-ICP-MS: energy density 3~3.5 J/cm2, spot sizes 29 to 51 μm, repetition rates 5 Hz (polished thin-section) and 10 Hz (polished blocks), ~30 s background acquisition, ~40 s sample data acquisition | STDGL3 (Danyushevsky et al. 2011) and GSD-1G (USGS) | 13.5501 | [19 empty] | 17074.2119 | [5 empty] | 0.36523 | [5 empty] | 897.0214 | [9 empty] | 102081.2593 |  | 25.5064 |  |  |  | 1.5929 | [7 empty] | 11.5261 | [13 empty] | 12113.9185 | [15 empty] | 2.3226 | [17 empty] | 4.7291 | [9 empty] | 28.1884 | [32 empty] | 2025 |  |  | CHN | Tibet
| Lawu |  | Magmatic hydrothermal | Skarn | Cu-Pb-Zn skarn | Cu, Pb, Zn | In, Sn | Cu, Pb, Zn, In, Sn |  |  | DK-44-4@A-10-1 | DK-44-4@A-10-1 | underground mine |  |  |  |  | ore material | drill core | underground mining tunnels and drill cores | mineral separate | [5 empty] | mineralisation |  |  |  | sphalerite, chalcopyrite, pyrrhotite, pyrite, arsenopyrite |  |  | Sn-poor Skarn |  |  |  | galena, bismuthinite, marcasite, iron oxides, pyroxene, actinolite, quartz | thin sections and polished blocks examined using optical microscope, BSE detector, and EDS prior to analysis | EMPA, LA-ICPMS | JEOL JXA-8230 electron probe microanalyzer; RESOlution-LR 193 nm ArF excimer laser ablation system coupled to an Agilent 7700x ICP-MS | Laboratory of Mineral Resources Research Center, Fuzhou University; Adelaide Microscopy, the University of Adelaide | EPMA point analysis: accelerating voltage 15 kV, beam current 20 nA, beam diameter ~5 μm; EPMA mapping: accelerating voltage 20 kV, working current 50 nA, dwell time ~10 ms; BSE imaging: accelerating voltage 20 kV, beam current 10 nA; LA-ICP-MS: energy density 3~3.5 J/cm2, spot sizes 29 to 51 μm, repetition rates 5 Hz (polished thin-section) and 10 Hz (polished blocks), ~30 s background acquisition, ~40 s sample data acquisition | STDGL3 (Danyushevsky et al. 2011) and GSD-1G (USGS) | 15.3017 | [19 empty] | 15330.1819 | [5 empty] | 0.36523 | [5 empty] | 965.6453 | [9 empty] | 77725.3913 |  | 18.0381 |  |  |  | 1.069 | [7 empty] | 13.684 | [13 empty] | 9814.1743 | [15 empty] | 7.4676 | [17 empty] | 0.59521 | [9 empty] | 13.4001 | [32 empty] | 2025 |  |  | CHN | Tibet
| Lawu |  | Magmatic hydrothermal | Skarn | Cu-Pb-Zn skarn | Cu, Pb, Zn | In, Sn | Cu, Pb, Zn, In, Sn |  |  | DK-44-4@A-11-1 | DK-44-4@A-11-1 | underground mine |  |  |  |  | ore material | drill core | underground mining tunnels and drill cores | mineral separate | [5 empty] | mineralisation |  |  |  | sphalerite, chalcopyrite, pyrrhotite, pyrite, arsenopyrite |  |  | Sn-poor Skarn |  |  |  | galena, bismuthinite, marcasite, iron oxides, pyroxene, actinolite, quartz | thin sections and polished blocks examined using optical microscope, BSE detector, and EDS prior to analysis | EMPA, LA-ICPMS | JEOL JXA-8230 electron probe microanalyzer; RESOlution-LR 193 nm ArF excimer laser ablation system coupled to an Agilent 7700x ICP-MS | Laboratory of Mineral Resources Research Center, Fuzhou University; Adelaide Microscopy, the University of Adelaide | EPMA point analysis: accelerating voltage 15 kV, beam current 20 nA, beam diameter ~5 μm; EPMA mapping: accelerating voltage 20 kV, working current 50 nA, dwell time ~10 ms; BSE imaging: accelerating voltage 20 kV, beam current 10 nA; LA-ICP-MS: energy density 3~3.5 J/cm2, spot sizes 29 to 51 μm, repetition rates 5 Hz (polished thin-section) and 10 Hz (polished blocks), ~30 s background acquisition, ~40 s sample data acquisition | STDGL3 (Danyushevsky et al. 2011) and GSD-1G (USGS) | 13.6605 | [19 empty] | 16168.3508 | [5 empty] | 0.36523 | [5 empty] | 839.5106 | [9 empty] | 83349.4565 |  | 15.3708 |  |  |  | 1.7348 | [7 empty] | 8.4593 | [13 empty] | 12442.9007 | [15 empty] | 3.7031 | [17 empty] | 1.534 | [9 empty] | 11.952 | [32 empty] | 2025 |  |  | CHN | Tibet
| Lawu |  | Magmatic hydrothermal | Skarn | Cu-Pb-Zn skarn | Cu, Pb, Zn | In, Sn | Cu, Pb, Zn, In, Sn |  |  | DK-44-6@A-1-1 | DK-44-6@A-1-1 | underground mine |  |  |  |  | ore material | drill core | underground mining tunnels and drill cores | mineral separate | [5 empty] | mineralisation |  |  |  | sphalerite, chalcopyrite, pyrrhotite, pyrite, arsenopyrite |  |  | Sn-poor Skarn |  |  |  | galena, bismuthinite, marcasite, iron oxides, pyroxene, actinolite, quartz | thin sections and polished blocks examined using optical microscope, BSE detector, and EDS prior to analysis | EMPA, LA-ICPMS | JEOL JXA-8230 electron probe microanalyzer; RESOlution-LR 193 nm ArF excimer laser ablation system coupled to an Agilent 7700x ICP-MS | Laboratory of Mineral Resources Research Center, Fuzhou University; Adelaide Microscopy, the University of Adelaide | EPMA point analysis: accelerating voltage 15 kV, beam current 20 nA, beam diameter ~5 μm; EPMA mapping: accelerating voltage 20 kV, working current 50 nA, dwell time ~10 ms; BSE imaging: accelerating voltage 20 kV, beam current 10 nA; LA-ICP-MS: energy density 3~3.5 J/cm2, spot sizes 29 to 51 μm, repetition rates 5 Hz (polished thin-section) and 10 Hz (polished blocks), ~30 s background acquisition, ~40 s sample data acquisition | STDGL3 (Danyushevsky et al. 2011) and GSD-1G (USGS) | 8.1888 | [19 empty] | 15475.4186 | [5 empty] | 0.36523 | [5 empty] | 4177.4931 | [9 empty] | 108386.4186 |  | 11.7085 |  |  |  | 0.53448 | [7 empty] | 13.8496 | [13 empty] | 10775.4312 | [15 empty] | 1.9259 | [17 empty] | 2.2555 | [9 empty] | 23.3172 | [32 empty] | 2025 |  |  | CHN | Tibet
| Lawu |  | Magmatic hydrothermal | Skarn | Cu-Pb-Zn skarn | Cu, Pb, Zn | In, Sn | Cu, Pb, Zn, In, Sn |  |  | DK-44-6@A-2-1 | DK-44-6@A-2-1 | underground mine |  |  |  |  | ore material | drill core | underground mining tunnels and drill cores | mineral separate | [5 empty] | mineralisation |  |  |  | sphalerite, chalcopyrite, pyrrhotite, pyrite, arsenopyrite |  |  | Sn-poor Skarn |  |  |  | galena, bismuthinite, marcasite, iron oxides, pyroxene, actinolite, quartz | thin sections and polished blocks examined using optical microscope, BSE detector, and EDS prior to analysis | EMPA, LA-ICPMS | JEOL JXA-8230 electron probe microanalyzer; RESOlution-LR 193 nm ArF excimer laser ablation system coupled to an Agilent 7700x ICP-MS | Laboratory of Mineral Resources Research Center, Fuzhou University; Adelaide Microscopy, the University of Adelaide | EPMA point analysis: accelerating voltage 15 kV, beam current 20 nA, beam diameter ~5 μm; EPMA mapping: accelerating voltage 20 kV, working current 50 nA, dwell time ~10 ms; BSE imaging: accelerating voltage 20 kV, beam current 10 nA; LA-ICP-MS: energy density 3~3.5 J/cm2, spot sizes 29 to 51 μm, repetition rates 5 Hz (polished thin-section) and 10 Hz (polished blocks), ~30 s background acquisition, ~40 s sample data acquisition | STDGL3 (Danyushevsky et al. 2011) and GSD-1G (USGS) | 3.4557 | [19 empty] | 16486.6595 | [5 empty] | 0.36523 | [5 empty] | 2061.5576 | [9 empty] | 113612.3859 |  | 13.2656 |  |  |  | 0.53448 | [7 empty] | 4.3955 | [13 empty] | 11224.7837 | [15 empty] | 1.0188 | [17 empty] | 0.31267 | [9 empty] | 8.5165 | [32 empty] | 2025 |  |  | CHN | Tibet
| Lawu |  | Magmatic hydrothermal | Skarn | Cu-Pb-Zn skarn | Cu, Pb, Zn | In, Sn | Cu, Pb, Zn, In, Sn |  |  | DK-44-6@A-3-1 | DK-44-6@A-3-1 | underground mine |  |  |  |  | ore material | drill core | underground mining tunnels and drill cores | mineral separate | [5 empty] | mineralisation |  |  |  | sphalerite, chalcopyrite, pyrrhotite, pyrite, arsenopyrite |  |  | Sn-poor Skarn |  |  |  | galena, bismuthinite, marcasite, iron oxides, pyroxene, actinolite, quartz | thin sections and polished blocks examined using optical microscope, BSE detector, and EDS prior to analysis | EMPA, LA-ICPMS | JEOL JXA-8230 electron probe microanalyzer; RESOlution-LR 193 nm ArF excimer laser ablation system coupled to an Agilent 7700x ICP-MS | Laboratory of Mineral Resources Research Center, Fuzhou University; Adelaide Microscopy, the University of Adelaide | EPMA point analysis: accelerating voltage 15 kV, beam current 20 nA, beam diameter ~5 μm; EPMA mapping: accelerating voltage 20 kV, working current 50 nA, dwell time ~10 ms; BSE imaging: accelerating voltage 20 kV, beam current 10 nA; LA-ICP-MS: energy density 3~3.5 J/cm2, spot sizes 29 to 51 μm, repetition rates 5 Hz (polished thin-section) and 10 Hz (polished blocks), ~30 s background acquisition, ~40 s sample data acquisition | STDGL3 (Danyushevsky et al. 2011) and GSD-1G (USGS) | 0.73879 | [19 empty] | 15733.3189 | [5 empty] | 0.36523 | [5 empty] | 203.101 | [9 empty] | 92613.1159 |  | 22.4125 |  |  |  | 0.53448 | [7 empty] | 11.2509 | [13 empty] | 13982.6881 | [15 empty] | 0.026447 | [17 empty] | 0.13691 | [9 empty] | 35.379 | [32 empty] | 2025 |  |  | CHN | Tibet
| Lawu |  | Magmatic hydrothermal | Skarn | Cu-Pb-Zn skarn | Cu, Pb, Zn | In, Sn | Cu, Pb, Zn, In, Sn |  |  | DK-44-6@A-4-1 | DK-44-6@A-4-1 | underground mine |  |  |  |  | ore material | drill core | underground mining tunnels and drill cores | mineral separate | [5 empty] | mineralisation |  |  |  | sphalerite, chalcopyrite, pyrrhotite, pyrite, arsenopyrite |  |  | Sn-poor Skarn |  |  |  | galena, bismuthinite, marcasite, iron oxides, pyroxene, actinolite, quartz | thin sections and polished blocks examined using optical microscope, BSE detector, and EDS prior to analysis | EMPA, LA-ICPMS | JEOL JXA-8230 electron probe microanalyzer; RESOlution-LR 193 nm ArF excimer laser ablation system coupled to an Agilent 7700x ICP-MS | Laboratory of Mineral Resources Research Center, Fuzhou University; Adelaide Microscopy, the University of Adelaide | EPMA point analysis: accelerating voltage 15 kV, beam current 20 nA, beam diameter ~5 μm; EPMA mapping: accelerating voltage 20 kV, working current 50 nA, dwell time ~10 ms; BSE imaging: accelerating voltage 20 kV, beam current 10 nA; LA-ICP-MS: energy density 3~3.5 J/cm2, spot sizes 29 to 51 μm, repetition rates 5 Hz (polished thin-section) and 10 Hz (polished blocks), ~30 s background acquisition, ~40 s sample data acquisition | STDGL3 (Danyushevsky et al. 2011) and GSD-1G (USGS) | 23.8826 | [19 empty] | 16379.2333 | [5 empty] | 0.36523 | [5 empty] | 2077.2673 | [9 empty] | 105127.55 |  | 22.8971 |  |  |  | 1.5233 | [7 empty] | 7.1316 | [13 empty] | 16571.0839 | [15 empty] | 6.68 | [17 empty] | 26.1731 | [9 empty] | 32.0289 | [32 empty] | 2025 |  |  | CHN | Tibet
| Lawu |  | Magmatic hydrothermal | Skarn | Cu-Pb-Zn skarn | Cu, Pb, Zn | In, Sn | Cu, Pb, Zn, In, Sn |  |  | DK-44-6@A-5-1 | DK-44-6@A-5-1 | underground mine |  |  |  |  | ore material | drill core | underground mining tunnels and drill cores | mineral separate | [5 empty] | mineralisation |  |  |  | sphalerite, chalcopyrite, pyrrhotite, pyrite, arsenopyrite |  |  | Sn-poor Skarn |  |  |  | galena, bismuthinite, marcasite, iron oxides, pyroxene, actinolite, quartz | thin sections and polished blocks examined using optical microscope, BSE detector, and EDS prior to analysis | EMPA, LA-ICPMS | JEOL JXA-8230 electron probe microanalyzer; RESOlution-LR 193 nm ArF excimer laser ablation system coupled to an Agilent 7700x ICP-MS | Laboratory of Mineral Resources Research Center, Fuzhou University; Adelaide Microscopy, the University of Adelaide | EPMA point analysis: accelerating voltage 15 kV, beam current 20 nA, beam diameter ~5 μm; EPMA mapping: accelerating voltage 20 kV, working current 50 nA, dwell time ~10 ms; BSE imaging: accelerating voltage 20 kV, beam current 10 nA; LA-ICP-MS: energy density 3~3.5 J/cm2, spot sizes 29 to 51 μm, repetition rates 5 Hz (polished thin-section) and 10 Hz (polished blocks), ~30 s background acquisition, ~40 s sample data acquisition | STDGL3 (Danyushevsky et al. 2011) and GSD-1G (USGS) | 12.4661 | [19 empty] | 16758.4407 | [5 empty] | 0.36523 | [5 empty] | 4426.0914 | [9 empty] | 116447.7784 |  | 21.2572 |  |  |  | 2.228 | [7 empty] | 8.2036 | [13 empty] | 13088.7827 | [15 empty] | 14.6829 | [17 empty] | 11.5265 | [9 empty] | 32.7236 | [32 empty] | 2025 |  |  | CHN | Tibet
| Lawu |  | Magmatic hydrothermal | Skarn | Cu-Pb-Zn skarn | Cu, Pb, Zn | In, Sn | Cu, Pb, Zn, In, Sn |  |  | DK-44-6@A-6-1 | DK-44-6@A-6-1 | underground mine |  |  |  |  | ore material | drill core | underground mining tunnels and drill cores | mineral separate | [5 empty] | mineralisation |  |  |  | sphalerite, chalcopyrite, pyrrhotite, pyrite, arsenopyrite |  |  | Sn-poor Skarn |  |  |  | galena, bismuthinite, marcasite, iron oxides, pyroxene, actinolite, quartz | thin sections and polished blocks examined using optical microscope, BSE detector, and EDS prior to analysis | EMPA, LA-ICPMS | JEOL JXA-8230 electron probe microanalyzer; RESOlution-LR 193 nm ArF excimer laser ablation system coupled to an Agilent 7700x ICP-MS | Laboratory of Mineral Resources Research Center, Fuzhou University; Adelaide Microscopy, the University of Adelaide | EPMA point analysis: accelerating voltage 15 kV, beam current 20 nA, beam diameter ~5 μm; EPMA mapping: accelerating voltage 20 kV, working current 50 nA, dwell time ~10 ms; BSE imaging: accelerating voltage 20 kV, beam current 10 nA; LA-ICP-MS: energy density 3~3.5 J/cm2, spot sizes 29 to 51 μm, repetition rates 5 Hz (polished thin-section) and 10 Hz (polished blocks), ~30 s background acquisition, ~40 s sample data acquisition | STDGL3 (Danyushevsky et al. 2011) and GSD-1G (USGS) | 0.77866 | [19 empty] | 15405.4197 | [5 empty] | 0.36523 | [5 empty] | 276.3599 | [9 empty] | 98426.8193 |  | 22.0045 |  |  |  | 1.732 | [7 empty] | 10.0417 | [13 empty] | 12837.6726 | [15 empty] | 0.14167 | [17 empty] | 0.13691 | [9 empty] | 11.4933 | [32 empty] | 2025 |  |  | CHN | Tibet
| Lawu |  | Magmatic hydrothermal | Skarn | Cu-Pb-Zn skarn | Cu, Pb, Zn | In, Sn | Cu, Pb, Zn, In, Sn |  |  | DK-44-6@A-8-1 | DK-44-6@A-8-1 | underground mine |  |  |  |  | ore material | drill core | underground mining tunnels and drill cores | mineral separate | [5 empty] | mineralisation |  |  |  | sphalerite, chalcopyrite, pyrrhotite, pyrite, arsenopyrite |  |  | Sn-poor Skarn |  |  |  | galena, bismuthinite, marcasite, iron oxides, pyroxene, actinolite, quartz | thin sections and polished blocks examined using optical microscope, BSE detector, and EDS prior to analysis | EMPA, LA-ICPMS | JEOL JXA-8230 electron probe microanalyzer; RESOlution-LR 193 nm ArF excimer laser ablation system coupled to an Agilent 7700x ICP-MS | Laboratory of Mineral Resources Research Center, Fuzhou University; Adelaide Microscopy, the University of Adelaide | EPMA point analysis: accelerating voltage 15 kV, beam current 20 nA, beam diameter ~5 μm; EPMA mapping: accelerating voltage 20 kV, working current 50 nA, dwell time ~10 ms; BSE imaging: accelerating voltage 20 kV, beam current 10 nA; LA-ICP-MS: energy density 3~3.5 J/cm2, spot sizes 29 to 51 μm, repetition rates 5 Hz (polished thin-section) and 10 Hz (polished blocks), ~30 s background acquisition, ~40 s sample data acquisition | STDGL3 (Danyushevsky et al. 2011) and GSD-1G (USGS) | 10.6087 | [19 empty] | 17126.9332 | [5 empty] | 0.87839 | [5 empty] | 804.8293 | [9 empty] | 117896.067 |  | 15.4501 |  |  |  | 1.6143 | [7 empty] | 17.4256 | [13 empty] | 13920.4665 | [15 empty] | 1.0036 | [17 empty] | 4.1842 | [9 empty] | 18.6608 | [32 empty] | 2025 |  |  | CHN | Tibet
| Lawu |  | Magmatic hydrothermal | Skarn | Cu-Pb-Zn skarn | Cu, Pb, Zn | In, Sn | Cu, Pb, Zn, In, Sn |  |  | DK-44-6@A-9-1 | DK-44-6@A-9-1 | underground mine |  |  |  |  | ore material | drill core | underground mining tunnels and drill cores | mineral separate | [5 empty] | mineralisation |  |  |  | sphalerite, chalcopyrite, pyrrhotite, pyrite, arsenopyrite |  |  | Sn-poor Skarn |  |  |  | galena, bismuthinite, marcasite, iron oxides, pyroxene, actinolite, quartz | thin sections and polished blocks examined using optical microscope, BSE detector, and EDS prior to analysis | EMPA, LA-ICPMS | JEOL JXA-8230 electron probe microanalyzer; RESOlution-LR 193 nm ArF excimer laser ablation system coupled to an Agilent 7700x ICP-MS | Laboratory of Mineral Resources Research Center, Fuzhou University; Adelaide Microscopy, the University of Adelaide | EPMA point analysis: accelerating voltage 15 kV, beam current 20 nA, beam diameter ~5 μm; EPMA mapping: accelerating voltage 20 kV, working current 50 nA, dwell time ~10 ms; BSE imaging: accelerating voltage 20 kV, beam current 10 nA; LA-ICP-MS: energy density 3~3.5 J/cm2, spot sizes 29 to 51 μm, repetition rates 5 Hz (polished thin-section) and 10 Hz (polished blocks), ~30 s background acquisition, ~40 s sample data acquisition | STDGL3 (Danyushevsky et al. 2011) and GSD-1G (USGS) | 11.5572 | [19 empty] | 18208.7744 | [5 empty] | 7.6208 | [5 empty] | 3215.9584 | [9 empty] | 123672.3306 |  | 9.3896 |  |  |  | 0.53448 | [7 empty] | 12.6741 | [13 empty] | 9102.882 | [15 empty] | 0.78481 | [17 empty] | 0.13691 | [9 empty] | 9.5915 | [32 empty] | 2025 |  |  | CHN | Tibet
| Lawu |  | Magmatic hydrothermal | Skarn | Cu-Pb-Zn skarn | Cu, Pb, Zn | In, Sn | Cu, Pb, Zn, In, Sn |  |  | DK-44-6@A-10-1 | DK-44-6@A-10-1 | underground mine |  |  |  |  | ore material | drill core | underground mining tunnels and drill cores | mineral separate | [5 empty] | mineralisation |  |  |  | sphalerite, chalcopyrite, pyrrhotite, pyrite, arsenopyrite |  |  | Sn-poor Skarn |  |  |  | galena, bismuthinite, marcasite, iron oxides, pyroxene, actinolite, quartz | thin sections and polished blocks examined using optical microscope, BSE detector, and EDS prior to analysis | EMPA, LA-ICPMS | JEOL JXA-8230 electron probe microanalyzer; RESOlution-LR 193 nm ArF excimer laser ablation system coupled to an Agilent 7700x ICP-MS | Laboratory of Mineral Resources Research Center, Fuzhou University; Adelaide Microscopy, the University of Adelaide | EPMA point analysis: accelerating voltage 15 kV, beam current 20 nA, beam diameter ~5 μm; EPMA mapping: accelerating voltage 20 kV, working current 50 nA, dwell time ~10 ms; BSE imaging: accelerating voltage 20 kV, beam current 10 nA; LA-ICP-MS: energy density 3~3.5 J/cm2, spot sizes 29 to 51 μm, repetition rates 5 Hz (polished thin-section) and 10 Hz (polished blocks), ~30 s background acquisition, ~40 s sample data acquisition | STDGL3 (Danyushevsky et al. 2011) and GSD-1G (USGS) | 11.7162 | [19 empty] | 16011.8192 | [5 empty] | 0.94111 | [5 empty] | 914.3903 | [9 empty] | 105758.7226 |  | 17.0636 |  |  |  | 0.53448 | [7 empty] | 12.6833 | [13 empty] | 12378.6483 | [15 empty] | 1.4422 | [17 empty] | 2.0634 | [9 empty] | 9.8166 | [32 empty] | 2025 |  |  | CHN | Tibet
| Lawu |  | Magmatic hydrothermal | Skarn | Cu-Pb-Zn skarn | Cu, Pb, Zn | In, Sn | Cu, Pb, Zn, In, Sn |  |  | DK-44-6@A-11-1 | DK-44-6@A-11-1 | underground mine |  |  |  |  | ore material | drill core | underground mining tunnels and drill cores | mineral separate | [5 empty] | mineralisation |  |  |  | sphalerite, chalcopyrite, pyrrhotite, pyrite, arsenopyrite |  |  | Sn-poor Skarn |  |  |  | galena, bismuthinite, marcasite, iron oxides, pyroxene, actinolite, quartz | thin sections and polished blocks examined using optical microscope, BSE detector, and EDS prior to analysis | EMPA, LA-ICPMS | JEOL JXA-8230 electron probe microanalyzer; RESOlution-LR 193 nm ArF excimer laser ablation system coupled to an Agilent 7700x ICP-MS | Laboratory of Mineral Resources Research Center, Fuzhou University; Adelaide Microscopy, the University of Adelaide | EPMA point analysis: accelerating voltage 15 kV, beam current 20 nA, beam diameter ~5 μm; EPMA mapping: accelerating voltage 20 kV, working current 50 nA, dwell time ~10 ms; BSE imaging: accelerating voltage 20 kV, beam current 10 nA; LA-ICP-MS: energy density 3~3.5 J/cm2, spot sizes 29 to 51 μm, repetition rates 5 Hz (polished thin-section) and 10 Hz (polished blocks), ~30 s background acquisition, ~40 s sample data acquisition | STDGL3 (Danyushevsky et al. 2011) and GSD-1G (USGS) | 13.3104 | [19 empty] | 16374.1616 | [5 empty] | 1.5758 | [5 empty] | 3113.1557 | [9 empty] | 107280.6488 |  | 26.8066 |  |  |  | 0.53448 | [7 empty] | 12.7735 | [13 empty] | 11639.6111 | [15 empty] | 1.5957 | [17 empty] | 0.47656 | [9 empty] | 15.6759 | [32 empty] | 2025 |  |  | CHN | Tibet
| Lawu |  | Magmatic hydrothermal | Skarn | Cu-Pb-Zn skarn | Cu, Pb, Zn | In, Sn | Cu, Pb, Zn, In, Sn |  |  | DK-44-6@A-12-1 | DK-44-6@A-12-1 | underground mine |  |  |  |  | ore material | drill core | underground mining tunnels and drill cores | mineral separate | [5 empty] | mineralisation |  |  |  | sphalerite, chalcopyrite, pyrrhotite, pyrite, arsenopyrite |  |  | Sn-poor Skarn |  |  |  | galena, bismuthinite, marcasite, iron oxides, pyroxene, actinolite, quartz | thin sections and polished blocks examined using optical microscope, BSE detector, and EDS prior to analysis | EMPA, LA-ICPMS | JEOL JXA-8230 electron probe microanalyzer; RESOlution-LR 193 nm ArF excimer laser ablation system coupled to an Agilent 7700x ICP-MS | Laboratory of Mineral Resources Research Center, Fuzhou University; Adelaide Microscopy, the University of Adelaide | EPMA point analysis: accelerating voltage 15 kV, beam current 20 nA, beam diameter ~5 μm; EPMA mapping: accelerating voltage 20 kV, working current 50 nA, dwell time ~10 ms; BSE imaging: accelerating voltage 20 kV, beam current 10 nA; LA-ICP-MS: energy density 3~3.5 J/cm2, spot sizes 29 to 51 μm, repetition rates 5 Hz (polished thin-section) and 10 Hz (polished blocks), ~30 s background acquisition, ~40 s sample data acquisition | STDGL3 (Danyushevsky et al. 2011) and GSD-1G (USGS) | 24.8491 | [19 empty] | 16501.1486 | [5 empty] | 0.87196 | [5 empty] | 6328.9676 | [9 empty] | 102631.5898 |  | 18.4541 |  |  |  | 1.9302 | [7 empty] | 11.9523 | [13 empty] | 11880.2078 | [15 empty] | 8.2552 | [17 empty] | 21.0847 | [9 empty] | 22.5514 | [32 empty] | 2025 |  |  | CHN | Tibet
| Lawu |  | Magmatic hydrothermal | Skarn | Cu-Pb-Zn skarn | Cu, Pb, Zn | In, Sn | Cu, Pb, Zn, In, Sn |  |  | DK-44-6@B-1-1 | DK-44-6@B-1-1 | underground mine |  |  |  |  | ore material | drill core | underground mining tunnels and drill cores | mineral separate | [5 empty] | mineralisation |  |  |  | sphalerite, chalcopyrite, pyrrhotite, pyrite, arsenopyrite |  |  | Sn-poor Skarn |  |  |  | galena, bismuthinite, marcasite, iron oxides, pyroxene, actinolite, quartz | thin sections and polished blocks examined using optical microscope, BSE detector, and EDS prior to analysis | EMPA, LA-ICPMS | JEOL JXA-8230 electron probe microanalyzer; RESOlution-LR 193 nm ArF excimer laser ablation system coupled to an Agilent 7700x ICP-MS | Laboratory of Mineral Resources Research Center, Fuzhou University; Adelaide Microscopy, the University of Adelaide | EPMA point analysis: accelerating voltage 15 kV, beam current 20 nA, beam diameter ~5 μm; EPMA mapping: accelerating voltage 20 kV, working current 50 nA, dwell time ~10 ms; BSE imaging: accelerating voltage 20 kV, beam current 10 nA; LA-ICP-MS: energy density 3~3.5 J/cm2, spot sizes 29 to 51 μm, repetition rates 5 Hz (polished thin-section) and 10 Hz (polished blocks), ~30 s background acquisition, ~40 s sample data acquisition | STDGL3 (Danyushevsky et al. 2011) and GSD-1G (USGS) | 17.6002 | [19 empty] | 16460.6824 | [5 empty] | 0.36523 | [5 empty] | 2101.6954 | [9 empty] | 110584.963 |  | 19.3191 |  |  |  | 2.5359 | [7 empty] | 14.201 | [13 empty] | 11298.6241 | [15 empty] | 54.4551 | [17 empty] | 18.1132 | [9 empty] | 39.8756 | [32 empty] | 2025 |  |  | CHN | Tibet
| Lawu |  | Magmatic hydrothermal | Skarn | Cu-Pb-Zn skarn | Cu, Pb, Zn | In, Sn | Cu, Pb, Zn, In, Sn |  |  | DK-44-6@B-2-1 | DK-44-6@B-2-1 | underground mine |  |  |  |  | ore material | drill core | underground mining tunnels and drill cores | mineral separate | [5 empty] | mineralisation |  |  |  | sphalerite, chalcopyrite, pyrrhotite, pyrite, arsenopyrite |  |  | Sn-poor Skarn |  |  |  | galena, bismuthinite, marcasite, iron oxides, pyroxene, actinolite, quartz | thin sections and polished blocks examined using optical microscope, BSE detector, and EDS prior to analysis | EMPA, LA-ICPMS | JEOL JXA-8230 electron probe microanalyzer; RESOlution-LR 193 nm ArF excimer laser ablation system coupled to an Agilent 7700x ICP-MS | Laboratory of Mineral Resources Research Center, Fuzhou University; Adelaide Microscopy, the University of Adelaide | EPMA point analysis: accelerating voltage 15 kV, beam current 20 nA, beam diameter ~5 μm; EPMA mapping: accelerating voltage 20 kV, working current 50 nA, dwell time ~10 ms; BSE imaging: accelerating voltage 20 kV, beam current 10 nA; LA-ICP-MS: energy density 3~3.5 J/cm2, spot sizes 29 to 51 μm, repetition rates 5 Hz (polished thin-section) and 10 Hz (polished blocks), ~30 s background acquisition, ~40 s sample data acquisition | STDGL3 (Danyushevsky et al. 2011) and GSD-1G (USGS) | 26.6734 | [19 empty] | 15539.9502 | [5 empty] | 0.36523 | [5 empty] | 1172.0172 | [9 empty] | 101437.0026 |  | 13.5211 |  |  |  | 0.53448 | [7 empty] | 13.413 | [13 empty] | 9785.769 | [15 empty] | 50.0704 | [17 empty] | 30.4676 | [9 empty] | 30.7674 | [32 empty] | 2025 |  |  | CHN | Tibet
| Lawu |  | Magmatic hydrothermal | Skarn | Cu-Pb-Zn skarn | Cu, Pb, Zn | In, Sn | Cu, Pb, Zn, In, Sn |  |  | ZOB3-1-1 | ZOB3-1-1 | underground mine |  |  |  |  | ore material | drill core | underground mining tunnels and drill cores | mineral separate | [5 empty] | mineralisation |  |  |  | sphalerite, chalcopyrite, pyrrhotite, pyrite, arsenopyrite |  |  | Sn-poor Skarn |  |  |  | galena, bismuthinite, marcasite, iron oxides, pyroxene, actinolite, quartz | thin sections and polished blocks examined using optical microscope, BSE detector, and EDS prior to analysis | EMPA, LA-ICPMS | JEOL JXA-8230 electron probe microanalyzer; RESOlution-LR 193 nm ArF excimer laser ablation system coupled to an Agilent 7700x ICP-MS | Laboratory of Mineral Resources Research Center, Fuzhou University; Adelaide Microscopy, the University of Adelaide | EPMA point analysis: accelerating voltage 15 kV, beam current 20 nA, beam diameter ~5 μm; EPMA mapping: accelerating voltage 20 kV, working current 50 nA, dwell time ~10 ms; BSE imaging: accelerating voltage 20 kV, beam current 10 nA; LA-ICP-MS: energy density 3~3.5 J/cm2, spot sizes 29 to 51 μm, repetition rates 5 Hz (polished thin-section) and 10 Hz (polished blocks), ~30 s background acquisition, ~40 s sample data acquisition | STDGL3 (Danyushevsky et al. 2011) and GSD-1G (USGS) | 1.854 | [19 empty] | 1875.4604 | [5 empty] | 0.46694 | [5 empty] | 141.2082 | [9 empty] | 85720.9797 |  | 3.3273 |  |  |  | 0.29126 | [7 empty] | 197.1443 | [13 empty] | 4418.5805 | [15 empty] | 0.062883 | [17 empty] | 0.004248 | [9 empty] | 0.22 | [32 empty] | 2025 |  |  | CHN | Tibet
| Lawu |  | Magmatic hydrothermal | Skarn | Cu-Pb-Zn skarn | Cu, Pb, Zn | In, Sn | Cu, Pb, Zn, In, Sn |  |  | ZOB3-2-1 | ZOB3-2-1 | underground mine |  |  |  |  | ore material | drill core | underground mining tunnels and drill cores | mineral separate | [5 empty] | mineralisation |  |  |  | sphalerite, chalcopyrite, pyrrhotite, pyrite, arsenopyrite |  |  | Sn-poor Skarn |  |  |  | galena, bismuthinite, marcasite, iron oxides, pyroxene, actinolite, quartz | thin sections and polished blocks examined using optical microscope, BSE detector, and EDS prior to analysis | EMPA, LA-ICPMS | JEOL JXA-8230 electron probe microanalyzer; RESOlution-LR 193 nm ArF excimer laser ablation system coupled to an Agilent 7700x ICP-MS | Laboratory of Mineral Resources Research Center, Fuzhou University; Adelaide Microscopy, the University of Adelaide | EPMA point analysis: accelerating voltage 15 kV, beam current 20 nA, beam diameter ~5 μm; EPMA mapping: accelerating voltage 20 kV, working current 50 nA, dwell time ~10 ms; BSE imaging: accelerating voltage 20 kV, beam current 10 nA; LA-ICP-MS: energy density 3~3.5 J/cm2, spot sizes 29 to 51 μm, repetition rates 5 Hz (polished thin-section) and 10 Hz (polished blocks), ~30 s background acquisition, ~40 s sample data acquisition | STDGL3 (Danyushevsky et al. 2011) and GSD-1G (USGS) | 2.854 | [19 empty] | 1876.4604 | [5 empty] | 1.4669 | [5 empty] | 142.2082 | [9 empty] | 85721.9797 |  | 4.3273 |  |  |  | 1.2913 | [7 empty] | 198.1443 | [13 empty] | 4419.5805 | [15 empty] | 1.0629 | [17 empty] | 1.0042 | [9 empty] | 1.22 | [32 empty] | 2025 |  |  | CHN | Tibet
| Lawu |  | Magmatic hydrothermal | Skarn | Cu-Pb-Zn skarn | Cu, Pb, Zn | In, Sn | Cu, Pb, Zn, In, Sn |  |  | ZOB3-3-1 | ZOB3-3-1 | underground mine |  |  |  |  | ore material | drill core | underground mining tunnels and drill cores | mineral separate | [5 empty] | mineralisation |  |  |  | sphalerite, chalcopyrite, pyrrhotite, pyrite, arsenopyrite |  |  | Sn-poor Skarn |  |  |  | galena, bismuthinite, marcasite, iron oxides, pyroxene, actinolite, quartz | thin sections and polished blocks examined using optical microscope, BSE detector, and EDS prior to analysis | EMPA, LA-ICPMS | JEOL JXA-8230 electron probe microanalyzer; RESOlution-LR 193 nm ArF excimer laser ablation system coupled to an Agilent 7700x ICP-MS | Laboratory of Mineral Resources Research Center, Fuzhou University; Adelaide Microscopy, the University of Adelaide | EPMA point analysis: accelerating voltage 15 kV, beam current 20 nA, beam diameter ~5 μm; EPMA mapping: accelerating voltage 20 kV, working current 50 nA, dwell time ~10 ms; BSE imaging: accelerating voltage 20 kV, beam current 10 nA; LA-ICP-MS: energy density 3~3.5 J/cm2, spot sizes 29 to 51 μm, repetition rates 5 Hz (polished thin-section) and 10 Hz (polished blocks), ~30 s background acquisition, ~40 s sample data acquisition | STDGL3 (Danyushevsky et al. 2011) and GSD-1G (USGS) | 3.854 | [19 empty] | 1877.4604 | [5 empty] | 2.4669 | [5 empty] | 143.2082 | [9 empty] | 85722.9797 |  | 5.3273 |  |  |  | 2.2913 | [7 empty] | 199.1443 | [13 empty] | 4420.5805 | [15 empty] | 2.0629 | [17 empty] | 2.0042 | [9 empty] | 2.22 | [32 empty] | 2025 |  |  | CHN | Tibet
| Lawu |  | Magmatic hydrothermal | Skarn | Cu-Pb-Zn skarn | Cu, Pb, Zn | In, Sn | Cu, Pb, Zn, In, Sn |  |  | ZOB3-4-1 | ZOB3-4-1 | underground mine |  |  |  |  | ore material | drill core | underground mining tunnels and drill cores | mineral separate | [5 empty] | mineralisation |  |  |  | sphalerite, chalcopyrite, pyrrhotite, pyrite, arsenopyrite |  |  | Sn-poor Skarn |  |  |  | galena, bismuthinite, marcasite, iron oxides, pyroxene, actinolite, quartz | thin sections and polished blocks examined using optical microscope, BSE detector, and EDS prior to analysis | EMPA, LA-ICPMS | JEOL JXA-8230 electron probe microanalyzer; RESOlution-LR 193 nm ArF excimer laser ablation system coupled to an Agilent 7700x ICP-MS | Laboratory of Mineral Resources Research Center, Fuzhou University; Adelaide Microscopy, the University of Adelaide | EPMA point analysis: accelerating voltage 15 kV, beam current 20 nA, beam diameter ~5 μm; EPMA mapping: accelerating voltage 20 kV, working current 50 nA, dwell time ~10 ms; BSE imaging: accelerating voltage 20 kV, beam current 10 nA; LA-ICP-MS: energy density 3~3.5 J/cm2, spot sizes 29 to 51 μm, repetition rates 5 Hz (polished thin-section) and 10 Hz (polished blocks), ~30 s background acquisition, ~40 s sample data acquisition | STDGL3 (Danyushevsky et al. 2011) and GSD-1G (USGS) | 4.854 | [19 empty] | 1878.4604 | [5 empty] | 3.4669 | [5 empty] | 144.2082 | [9 empty] | 85723.9797 |  | 6.3273 |  |  |  | 3.2913 | [7 empty] | 200.1443 | [13 empty] | 4421.5805 | [15 empty] | 3.0629 | [17 empty] | 3.0042 | [9 empty] | 3.22 | [32 empty] | 2025 |  |  | CHN | Tibet
| Lawu |  | Magmatic hydrothermal | Skarn | Cu-Pb-Zn skarn | Cu, Pb, Zn | In, Sn | Cu, Pb, Zn, In, Sn |  |  | ZOB3-5-1 | ZOB3-5-1 | underground mine |  |  |  |  | ore material | drill core | underground mining tunnels and drill cores | mineral separate | [5 empty] | mineralisation |  |  |  | sphalerite, chalcopyrite, pyrrhotite, pyrite, arsenopyrite |  |  | Sn-poor Skarn |  |  |  | galena, bismuthinite, marcasite, iron oxides, pyroxene, actinolite, quartz | thin sections and polished blocks examined using optical microscope, BSE detector, and EDS prior to analysis | EMPA, LA-ICPMS | JEOL JXA-8230 electron probe microanalyzer; RESOlution-LR 193 nm ArF excimer laser ablation system coupled to an Agilent 7700x ICP-MS | Laboratory of Mineral Resources Research Center, Fuzhou University; Adelaide Microscopy, the University of Adelaide | EPMA point analysis: accelerating voltage 15 kV, beam current 20 nA, beam diameter ~5 μm; EPMA mapping: accelerating voltage 20 kV, working current 50 nA, dwell time ~10 ms; BSE imaging: accelerating voltage 20 kV, beam current 10 nA; LA-ICP-MS: energy density 3~3.5 J/cm2, spot sizes 29 to 51 μm, repetition rates 5 Hz (polished thin-section) and 10 Hz (polished blocks), ~30 s background acquisition, ~40 s sample data acquisition | STDGL3 (Danyushevsky et al. 2011) and GSD-1G (USGS) | 5.854 | [19 empty] | 1879.4604 | [5 empty] | 4.4669 | [5 empty] | 145.2082 | [9 empty] | 85724.9797 |  | 7.3273 |  |  |  | 4.2913 | [7 empty] | 201.1443 | [13 empty] | 4422.5805 | [15 empty] | 4.0629 | [17 empty] | 4.0042 | [9 empty] | 4.22 | [32 empty] | 2025 |  |  | CHN | Tibet
| Lawu |  | Magmatic hydrothermal | Skarn | Cu-Pb-Zn skarn | Cu, Pb, Zn | In, Sn | Cu, Pb, Zn, In, Sn |  |  | ZOB3-6-1 | ZOB3-6-1 | underground mine |  |  |  |  | ore material | drill core | underground mining tunnels and drill cores | mineral separate | [5 empty] | mineralisation |  |  |  | sphalerite, chalcopyrite, pyrrhotite, pyrite, arsenopyrite |  |  | Sn-poor Skarn |  |  |  | galena, bismuthinite, marcasite, iron oxides, pyroxene, actinolite, quartz | thin sections and polished blocks examined using optical microscope, BSE detector, and EDS prior to analysis | EMPA, LA-ICPMS | JEOL JXA-8230 electron probe microanalyzer; RESOlution-LR 193 nm ArF excimer laser ablation system coupled to an Agilent 7700x ICP-MS | Laboratory of Mineral Resources Research Center, Fuzhou University; Adelaide Microscopy, the University of Adelaide | EPMA point analysis: accelerating voltage 15 kV, beam current 20 nA, beam diameter ~5 μm; EPMA mapping: accelerating voltage 20 kV, working current 50 nA, dwell time ~10 ms; BSE imaging: accelerating voltage 20 kV, beam current 10 nA; LA-ICP-MS: energy density 3~3.5 J/cm2, spot sizes 29 to 51 μm, repetition rates 5 Hz (polished thin-section) and 10 Hz (polished blocks), ~30 s background acquisition, ~40 s sample data acquisition | STDGL3 (Danyushevsky et al. 2011) and GSD-1G (USGS) | 6.854 | [19 empty] | 1880.4604 | [5 empty] | 5.4669 | [5 empty] | 146.2082 | [9 empty] | 85725.9797 |  | 8.3273 |  |  |  | 5.2913 | [7 empty] | 202.1443 | [13 empty] | 4423.5805 | [15 empty] | 5.0629 | [17 empty] | 5.0042 | [9 empty] | 5.22 | [32 empty] | 2025 |  |  | CHN | Tibet
| Lawu |  | Magmatic hydrothermal | Skarn | Cu-Pb-Zn skarn | Cu, Pb, Zn | In, Sn | Cu, Pb, Zn, In, Sn |  |  | ZOB3-7-1 | ZOB3-7-1 | underground mine |  |  |  |  | ore material | drill core | underground mining tunnels and drill cores | mineral separate | [5 empty] | mineralisation |  |  |  | sphalerite, chalcopyrite, pyrrhotite, pyrite, arsenopyrite |  |  | Sn-poor Skarn |  |  |  | galena, bismuthinite, marcasite, iron oxides, pyroxene, actinolite, quartz | thin sections and polished blocks examined using optical microscope, BSE detector, and EDS prior to analysis | EMPA, LA-ICPMS | JEOL JXA-8230 electron probe microanalyzer; RESOlution-LR 193 nm ArF excimer laser ablation system coupled to an Agilent 7700x ICP-MS | Laboratory of Mineral Resources Research Center, Fuzhou University; Adelaide Microscopy, the University of Adelaide | EPMA point analysis: accelerating voltage 15 kV, beam current 20 nA, beam diameter ~5 μm; EPMA mapping: accelerating voltage 20 kV, working current 50 nA, dwell time ~10 ms; BSE imaging: accelerating voltage 20 kV, beam current 10 nA; LA-ICP-MS: energy density 3~3.5 J/cm2, spot sizes 29 to 51 μm, repetition rates 5 Hz (polished thin-section) and 10 Hz (polished blocks), ~30 s background acquisition, ~40 s sample data acquisition | STDGL3 (Danyushevsky et al. 2011) and GSD-1G (USGS) | 7.854 | [19 empty] | 1881.4604 | [5 empty] | 6.4669 | [5 empty] | 147.2082 | [9 empty] | 85726.9797 |  | 9.3273 |  |  |  | 6.2913 | [7 empty] | 203.1443 | [13 empty] | 4424.5805 | [15 empty] | 6.0629 | [17 empty] | 6.0042 | [9 empty] | 6.22 | [32 empty] | 2025 |  |  | CHN | Tibet
| Lawu |  | Magmatic hydrothermal | Skarn | Cu-Pb-Zn skarn | Cu, Pb, Zn | In, Sn | Cu, Pb, Zn, In, Sn |  |  | ZOB3-8-1 | ZOB3-8-1 | underground mine |  |  |  |  | ore material | drill core | underground mining tunnels and drill cores | mineral separate | [5 empty] | mineralisation |  |  |  | sphalerite, chalcopyrite, pyrrhotite, pyrite, arsenopyrite |  |  | Sn-poor Skarn |  |  |  | galena, bismuthinite, marcasite, iron oxides, pyroxene, actinolite, quartz | thin sections and polished blocks examined using optical microscope, BSE detector, and EDS prior to analysis | EMPA, LA-ICPMS | JEOL JXA-8230 electron probe microanalyzer; RESOlution-LR 193 nm ArF excimer laser ablation system coupled to an Agilent 7700x ICP-MS | Laboratory of Mineral Resources Research Center, Fuzhou University; Adelaide Microscopy, the University of Adelaide | EPMA point analysis: accelerating voltage 15 kV, beam current 20 nA, beam diameter ~5 μm; EPMA mapping: accelerating voltage 20 kV, working current 50 nA, dwell time ~10 ms; BSE imaging: accelerating voltage 20 kV, beam current 10 nA; LA-ICP-MS: energy density 3~3.5 J/cm2, spot sizes 29 to 51 μm, repetition rates 5 Hz (polished thin-section) and 10 Hz (polished blocks), ~30 s background acquisition, ~40 s sample data acquisition | STDGL3 (Danyushevsky et al. 2011) and GSD-1G (USGS) | 8.854 | [19 empty] | 1882.4604 | [5 empty] | 7.4669 | [5 empty] | 148.2082 | [9 empty] | 85727.9797 |  | 10.3273 |  |  |  | 7.2913 | [7 empty] | 204.1443 | [13 empty] | 4425.5805 | [15 empty] | 7.0629 | [17 empty] | 7.0042 | [9 empty] | 7.22 | [32 empty] | 2025 |  |  | CHN | Tibet
| Lawu |  | Magmatic hydrothermal | Skarn | Cu-Pb-Zn skarn | Cu, Pb, Zn | In, Sn | Cu, Pb, Zn, In, Sn |  |  | ZOB22-1-1 | ZOB22-1-1 | underground mine |  |  |  |  | ore material | drill core | underground mining tunnels and drill cores | mineral separate | [5 empty] | mineralisation |  |  |  | sphalerite, chalcopyrite, pyrrhotite, pyrite, arsenopyrite |  |  | Sn-poor Skarn |  |  |  | galena, bismuthinite, marcasite, iron oxides, pyroxene, actinolite, quartz | thin sections and polished blocks examined using optical microscope, BSE detector, and EDS prior to analysis | EMPA, LA-ICPMS | JEOL JXA-8230 electron probe microanalyzer; RESOlution-LR 193 nm ArF excimer laser ablation system coupled to an Agilent 7700x ICP-MS | Laboratory of Mineral Resources Research Center, Fuzhou University; Adelaide Microscopy, the University of Adelaide | EPMA point analysis: accelerating voltage 15 kV, beam current 20 nA, beam diameter ~5 μm; EPMA mapping: accelerating voltage 20 kV, working current 50 nA, dwell time ~10 ms; BSE imaging: accelerating voltage 20 kV, beam current 10 nA; LA-ICP-MS: energy density 3~3.5 J/cm2, spot sizes 29 to 51 μm, repetition rates 5 Hz (polished thin-section) and 10 Hz (polished blocks), ~30 s background acquisition, ~40 s sample data acquisition | STDGL3 (Danyushevsky et al. 2011) and GSD-1G (USGS) | 9.854 | [19 empty] | 1883.4604 | [5 empty] | 8.4669 | [5 empty] | 149.2082 | [9 empty] | 85728.9797 |  | 11.3273 |  |  |  | 8.2913 | [7 empty] | 205.1443 | [13 empty] | 4426.5805 | [15 empty] | 8.0629 | [17 empty] | 8.0042 | [9 empty] | 8.22 | [32 empty] | 2025 |  |  | CHN | Tibet
| Lawu |  | Magmatic hydrothermal | Skarn | Cu-Pb-Zn skarn | Cu, Pb, Zn | In, Sn | Cu, Pb, Zn, In, Sn |  |  | ZOB22-2-1 | ZOB22-2-1 | underground mine |  |  |  |  | ore material | drill core | underground mining tunnels and drill cores | mineral separate | [5 empty] | mineralisation |  |  |  | sphalerite, chalcopyrite, pyrrhotite, pyrite, arsenopyrite |  |  | Sn-poor Skarn |  |  |  | galena, bismuthinite, marcasite, iron oxides, pyroxene, actinolite, quartz | thin sections and polished blocks examined using optical microscope, BSE detector, and EDS prior to analysis | EMPA, LA-ICPMS | JEOL JXA-8230 electron probe microanalyzer; RESOlution-LR 193 nm ArF excimer laser ablation system coupled to an Agilent 7700x ICP-MS | Laboratory of Mineral Resources Research Center, Fuzhou University; Adelaide Microscopy, the University of Adelaide | EPMA point analysis: accelerating voltage 15 kV, beam current 20 nA, beam diameter ~5 μm; EPMA mapping: accelerating voltage 20 kV, working current 50 nA, dwell time ~10 ms; BSE imaging: accelerating voltage 20 kV, beam current 10 nA; LA-ICP-MS: energy density 3~3.5 J/cm2, spot sizes 29 to 51 μm, repetition rates 5 Hz (polished thin-section) and 10 Hz (polished blocks), ~30 s background acquisition, ~40 s sample data acquisition | STDGL3 (Danyushevsky et al. 2011) and GSD-1G (USGS) | 10.854 | [19 empty] | 1884.4604 | [5 empty] | 9.4669 | [5 empty] | 150.2082 | [9 empty] | 85729.9797 |  | 12.3273 |  |  |  | 9.2913 | [7 empty] | 206.1443 | [13 empty] | 4427.5805 | [15 empty] | 9.0629 | [17 empty] | 9.0042 | [9 empty] | 9.22 | [32 empty] | 2025 |  |  | CHN | Tibet
| Lawu |  | Magmatic hydrothermal | Skarn | Cu-Pb-Zn skarn | Cu, Pb, Zn | In, Sn | Cu, Pb, Zn, In, Sn |  |  | ZOB22-3-1 | ZOB22-3-1 | underground mine |  |  |  |  | ore material | drill core | underground mining tunnels and drill cores | mineral separate | [5 empty] | mineralisation |  |  |  | sphalerite, chalcopyrite, pyrrhotite, pyrite, arsenopyrite |  |  | Sn-poor Skarn |  |  |  | galena, bismuthinite, marcasite, iron oxides, pyroxene, actinolite, quartz | thin sections and polished blocks examined using optical microscope, BSE detector, and EDS prior to analysis | EMPA, LA-ICPMS | JEOL JXA-8230 electron probe microanalyzer; RESOlution-LR 193 nm ArF excimer laser ablation system coupled to an Agilent 7700x ICP-MS | Laboratory of Mineral Resources Research Center, Fuzhou University; Adelaide Microscopy, the University of Adelaide | EPMA point analysis: accelerating voltage 15 kV, beam current 20 nA, beam diameter ~5 μm; EPMA mapping: accelerating voltage 20 kV, working current 50 nA, dwell time ~10 ms; BSE imaging: accelerating voltage 20 kV, beam current 10 nA; LA-ICP-MS: energy density 3~3.5 J/cm2, spot sizes 29 to 51 μm, repetition rates 5 Hz (polished thin-section) and 10 Hz (polished blocks), ~30 s background acquisition, ~40 s sample data acquisition | STDGL3 (Danyushevsky et al. 2011) and GSD-1G (USGS) | 11.854 | [19 empty] | 1885.4604 | [5 empty] | 10.4669 | [5 empty] | 151.2082 | [9 empty] | 85730.9797 |  | 13.3273 |  |  |  | 10.2913 | [7 empty] | 207.1443 | [13 empty] | 4428.5805 | [15 empty] | 10.0629 | [17 empty] | 10.0042 | [9 empty] | 10.22 | [32 empty] | 2025 |  |  | CHN | Tibet
| Lawu |  | Magmatic hydrothermal | Skarn | Cu-Pb-Zn skarn | Cu, Pb, Zn | In, Sn | Cu, Pb, Zn, In, Sn |  |  | ZOB22-4-1 | ZOB22-4-1 | underground mine |  |  |  |  | ore material | drill core | underground mining tunnels and drill cores | mineral separate | [5 empty] | mineralisation |  |  |  | sphalerite, chalcopyrite, pyrrhotite, pyrite, arsenopyrite |  |  | Sn-poor Skarn |  |  |  | galena, bismuthinite, marcasite, iron oxides, pyroxene, actinolite, quartz | thin sections and polished blocks examined using optical microscope, BSE detector, and EDS prior to analysis | EMPA, LA-ICPMS | JEOL JXA-8230 electron probe microanalyzer; RESOlution-LR 193 nm ArF excimer laser ablation system coupled to an Agilent 7700x ICP-MS | Laboratory of Mineral Resources Research Center, Fuzhou University; Adelaide Microscopy, the University of Adelaide | EPMA point analysis: accelerating voltage 15 kV, beam current 20 nA, beam diameter ~5 μm; EPMA mapping: accelerating voltage 20 kV, working current 50 nA, dwell time ~10 ms; BSE imaging: accelerating voltage 20 kV, beam current 10 nA; LA-ICP-MS: energy density 3~3.5 J/cm2, spot sizes 29 to 51 μm, repetition rates 5 Hz (polished thin-section) and 10 Hz (polished blocks), ~30 s background acquisition, ~40 s sample data acquisition | STDGL3 (Danyushevsky et al. 2011) and GSD-1G (USGS) | 12.854 | [19 empty] | 1886.4604 | [5 empty] | 11.4669 | [5 empty] | 152.2082 | [9 empty] | 85731.9797 |  | 14.3273 |  |  |  | 11.2913 | [7 empty] | 208.1443 | [13 empty] | 4429.5805 | [15 empty] | 11.0629 | [17 empty] | 11.0042 | [9 empty] | 11.22 | [32 empty] | 2025 |  |  | CHN | Tibet
| Lawu |  | Magmatic hydrothermal | Skarn | Cu-Pb-Zn skarn | Cu, Pb, Zn | In, Sn | Cu, Pb, Zn, In, Sn |  |  | ZOB22-5-1 | ZOB22-5-1 | underground mine |  |  |  |  | ore material | drill core | underground mining tunnels and drill cores | mineral separate | [5 empty] | mineralisation |  |  |  | sphalerite, chalcopyrite, pyrrhotite, pyrite, arsenopyrite |  |  | Sn-poor Skarn |  |  |  | galena, bismuthinite, marcasite, iron oxides, pyroxene, actinolite, quartz | thin sections and polished blocks examined using optical microscope, BSE detector, and EDS prior to analysis | EMPA, LA-ICPMS | JEOL JXA-8230 electron probe microanalyzer; RESOlution-LR 193 nm ArF excimer laser ablation system coupled to an Agilent 7700x ICP-MS | Laboratory of Mineral Resources Research Center, Fuzhou University; Adelaide Microscopy, the University of Adelaide | EPMA point analysis: accelerating voltage 15 kV, beam current 20 nA, beam diameter ~5 μm; EPMA mapping: accelerating voltage 20 kV, working current 50 nA, dwell time ~10 ms; BSE imaging: accelerating voltage 20 kV, beam current 10 nA; LA-ICP-MS: energy density 3~3.5 J/cm2, spot sizes 29 to 51 μm, repetition rates 5 Hz (polished thin-section) and 10 Hz (polished blocks), ~30 s background acquisition, ~40 s sample data acquisition | STDGL3 (Danyushevsky et al. 2011) and GSD-1G (USGS) | 13.854 | [19 empty] | 1887.4604 | [5 empty] | 12.4669 | [5 empty] | 153.2082 | [9 empty] | 85732.9797 |  | 15.3273 |  |  |  | 12.2913 | [7 empty] | 209.1443 | [13 empty] | 4430.5805 | [15 empty] | 12.0629 | [17 empty] | 12.0042 | [9 empty] | 12.22 | [32 empty] | 2025 |  |  | CHN | Tibet
| Lawu |  | Magmatic hydrothermal | Skarn | Cu-Pb-Zn skarn | Cu, Pb, Zn | In, Sn | Cu, Pb, Zn, In, Sn |  |  | ZOB22-6-1 | ZOB22-6-1 | underground mine |  |  |  |  | ore material | drill core | underground mining tunnels and drill cores | mineral separate | [5 empty] | mineralisation |  |  |  | sphalerite, chalcopyrite, pyrrhotite, pyrite, arsenopyrite |  |  | Sn-poor Skarn |  |  |  | galena, bismuthinite, marcasite, iron oxides, pyroxene, actinolite, quartz | thin sections and polished blocks examined using optical microscope, BSE detector, and EDS prior to analysis | EMPA, LA-ICPMS | JEOL JXA-8230 electron probe microanalyzer; RESOlution-LR 193 nm ArF excimer laser ablation system coupled to an Agilent 7700x ICP-MS | Laboratory of Mineral Resources Research Center, Fuzhou University; Adelaide Microscopy, the University of Adelaide | EPMA point analysis: accelerating voltage 15 kV, beam current 20 nA, beam diameter ~5 μm; EPMA mapping: accelerating voltage 20 kV, working current 50 nA, dwell time ~10 ms; BSE imaging: accelerating voltage 20 kV, beam current 10 nA; LA-ICP-MS: energy density 3~3.5 J/cm2, spot sizes 29 to 51 μm, repetition rates 5 Hz (polished thin-section) and 10 Hz (polished blocks), ~30 s background acquisition, ~40 s sample data acquisition | STDGL3 (Danyushevsky et al. 2011) and GSD-1G (USGS) | 14.854 | [19 empty] | 1888.4604 | [5 empty] | 13.4669 | [5 empty] | 154.2082 | [9 empty] | 85733.9797 |  | 16.3273 |  |  |  | 13.2913 | [7 empty] | 210.1443 | [13 empty] | 4431.5805 | [15 empty] | 13.0629 | [17 empty] | 13.0042 | [9 empty] | 13.22 | [32 empty] | 2025 |  |  | CHN | Tibet
| Lawu |  | Magmatic hydrothermal | Skarn | Cu-Pb-Zn skarn | Cu, Pb, Zn | In, Sn | Cu, Pb, Zn, In, Sn |  |  | ZOB24-1-1 | ZOB24-1-1 | underground mine |  |  |  |  | ore material | drill core | underground mining tunnels and drill cores | mineral separate | [5 empty] | mineralisation |  |  |  | sphalerite, chalcopyrite, pyrrhotite, pyrite, arsenopyrite |  |  | Sn-poor Skarn |  |  |  | galena, bismuthinite, marcasite, iron oxides, pyroxene, actinolite, quartz | thin sections and polished blocks examined using optical microscope, BSE detector, and EDS prior to analysis | EMPA, LA-ICPMS | JEOL JXA-8230 electron probe microanalyzer; RESOlution-LR 193 nm ArF excimer laser ablation system coupled to an Agilent 7700x ICP-MS | Laboratory of Mineral Resources Research Center, Fuzhou University; Adelaide Microscopy, the University of Adelaide | EPMA point analysis: accelerating voltage 15 kV, beam current 20 nA, beam diameter ~5 μm; EPMA mapping: accelerating voltage 20 kV, working current 50 nA, dwell time ~10 ms; BSE imaging: accelerating voltage 20 kV, beam current 10 nA; LA-ICP-MS: energy density 3~3.5 J/cm2, spot sizes 29 to 51 μm, repetition rates 5 Hz (polished thin-section) and 10 Hz (polished blocks), ~30 s background acquisition, ~40 s sample data acquisition | STDGL3 (Danyushevsky et al. 2011) and GSD-1G (USGS) | 15.854 | [19 empty] | 1889.4604 | [5 empty] | 14.4669 | [5 empty] | 155.2082 | [9 empty] | 85734.9797 |  | 17.3273 |  |  |  | 14.2913 | [7 empty] | 211.1443 | [13 empty] | 4432.5805 | [15 empty] | 14.0629 | [17 empty] | 14.0042 | [9 empty] | 14.22 | [32 empty] | 2025 |  |  | CHN | Tibet
| Lawu |  | Magmatic hydrothermal | Skarn | Cu-Pb-Zn skarn | Cu, Pb, Zn | In, Sn | Cu, Pb, Zn, In, Sn |  |  | ZOB24-2-1 | ZOB24-2-1 | underground mine |  |  |  |  | ore material | drill core | underground mining tunnels and drill cores | mineral separate | [5 empty] | mineralisation |  |  |  | sphalerite, chalcopyrite, pyrrhotite, pyrite, arsenopyrite |  |  | Sn-poor Skarn |  |  |  | galena, bismuthinite, marcasite, iron oxides, pyroxene, actinolite, quartz | thin sections and polished blocks examined using optical microscope, BSE detector, and EDS prior to analysis | EMPA, LA-ICPMS | JEOL JXA-8230 electron probe microanalyzer; RESOlution-LR 193 nm ArF excimer laser ablation system coupled to an Agilent 7700x ICP-MS | Laboratory of Mineral Resources Research Center, Fuzhou University; Adelaide Microscopy, the University of Adelaide | EPMA point analysis: accelerating voltage 15 kV, beam current 20 nA, beam diameter ~5 μm; EPMA mapping: accelerating voltage 20 kV, working current 50 nA, dwell time ~10 ms; BSE imaging: accelerating voltage 20 kV, beam current 10 nA; LA-ICP-MS: energy density 3~3.5 J/cm2, spot sizes 29 to 51 μm, repetition rates 5 Hz (polished thin-section) and 10 Hz (polished blocks), ~30 s background acquisition, ~40 s sample data acquisition | STDGL3 (Danyushevsky et al. 2011) and GSD-1G (USGS) | 16.854 | [19 empty] | 1890.4604 | [5 empty] | 15.4669 | [5 empty] | 156.2082 | [9 empty] | 85735.9797 |  | 18.3273 |  |  |  | 15.2913 | [7 empty] | 212.1443 | [13 empty] | 4433.5805 | [15 empty] | 15.0629 | [17 empty] | 15.0042 | [9 empty] | 15.22 | [32 empty] | 2025 |  |  | CHN | Tibet
| Lawu |  | Magmatic hydrothermal | Skarn | Cu-Pb-Zn skarn | Cu, Pb, Zn | In, Sn | Cu, Pb, Zn, In, Sn |  |  | ZOB24-3-1 | ZOB24-3-1 | underground mine |  |  |  |  | ore material | drill core | underground mining tunnels and drill cores | mineral separate | [5 empty] | mineralisation |  |  |  | sphalerite, chalcopyrite, pyrrhotite, pyrite, arsenopyrite |  |  | Sn-poor Skarn |  |  |  | galena, bismuthinite, marcasite, iron oxides, pyroxene, actinolite, quartz | thin sections and polished blocks examined using optical microscope, BSE detector, and EDS prior to analysis | EMPA, LA-ICPMS | JEOL JXA-8230 electron probe microanalyzer; RESOlution-LR 193 nm ArF excimer laser ablation system coupled to an Agilent 7700x ICP-MS | Laboratory of Mineral Resources Research Center, Fuzhou University; Adelaide Microscopy, the University of Adelaide | EPMA point analysis: accelerating voltage 15 kV, beam current 20 nA, beam diameter ~5 μm; EPMA mapping: accelerating voltage 20 kV, working current 50 nA, dwell time ~10 ms; BSE imaging: accelerating voltage 20 kV, beam current 10 nA; LA-ICP-MS: energy density 3~3.5 J/cm2, spot sizes 29 to 51 μm, repetition rates 5 Hz (polished thin-section) and 10 Hz (polished blocks), ~30 s background acquisition, ~40 s sample data acquisition | STDGL3 (Danyushevsky et al. 2011) and GSD-1G (USGS) | 17.854 | [19 empty] | 1891.4604 | [5 empty] | 16.4669 | [5 empty] | 157.2082 | [9 empty] | 85736.9797 |  | 19.3273 |  |  |  | 16.2913 | [7 empty] | 213.1443 | [13 empty] | 4434.5805 | [15 empty] | 16.0629 | [17 empty] | 16.0042 | [9 empty] | 16.22 | [32 empty] | 2025 |  |  | CHN | Tibet
| Lawu |  | Magmatic hydrothermal | Skarn | Cu-Pb-Zn skarn | Cu, Pb, Zn | In, Sn | Cu, Pb, Zn, In, Sn |  |  | ZOB24-4-1 | ZOB24-4-1 | underground mine |  |  |  |  | ore material | drill core | underground mining tunnels and drill cores | mineral separate | [5 empty] | mineralisation |  |  |  | sphalerite, chalcopyrite, pyrrhotite, pyrite, arsenopyrite |  |  | Sn-poor Skarn |  |  |  | galena, bismuthinite, marcasite, iron oxides, pyroxene, actinolite, quartz | thin sections and polished blocks examined using optical microscope, BSE detector, and EDS prior to analysis | EMPA, LA-ICPMS | JEOL JXA-8230 electron probe microanalyzer; RESOlution-LR 193 nm ArF excimer laser ablation system coupled to an Agilent 7700x ICP-MS | Laboratory of Mineral Resources Research Center, Fuzhou University; Adelaide Microscopy, the University of Adelaide | EPMA point analysis: accelerating voltage 15 kV, beam current 20 nA, beam diameter ~5 μm; EPMA mapping: accelerating voltage 20 kV, working current 50 nA, dwell time ~10 ms; BSE imaging: accelerating voltage 20 kV, beam current 10 nA; LA-ICP-MS: energy density 3~3.5 J/cm2, spot sizes 29 to 51 μm, repetition rates 5 Hz (polished thin-section) and 10 Hz (polished blocks), ~30 s background acquisition, ~40 s sample data acquisition | STDGL3 (Danyushevsky et al. 2011) and GSD-1G (USGS) | 18.854 | [19 empty] | 1892.4604 | [5 empty] | 17.4669 | [5 empty] | 158.2082 | [9 empty] | 85737.9797 |  | 20.3273 |  |  |  | 17.2913 | [7 empty] | 214.1443 | [13 empty] | 4435.5805 | [15 empty] | 17.0629 | [17 empty] | 17.0042 | [9 empty] | 17.22 | [32 empty] | 2025 |  |  | CHN | Tibet
| Lawu |  | Magmatic hydrothermal | Skarn | Cu-Pb-Zn skarn | Cu, Pb, Zn | In, Sn | Cu, Pb, Zn, In, Sn |  |  | ZOB24-5-1 | ZOB24-5-1 | underground mine |  |  |  |  | ore material | drill core | underground mining tunnels and drill cores | mineral separate | [5 empty] | mineralisation |  |  |  | sphalerite, chalcopyrite, pyrrhotite, pyrite, arsenopyrite |  |  | Sn-poor Skarn |  |  |  | galena, bismuthinite, marcasite, iron oxides, pyroxene, actinolite, quartz | thin sections and polished blocks examined using optical microscope, BSE detector, and EDS prior to analysis | EMPA, LA-ICPMS | JEOL JXA-8230 electron probe microanalyzer; RESOlution-LR 193 nm ArF excimer laser ablation system coupled to an Agilent 7700x ICP-MS | Laboratory of Mineral Resources Research Center, Fuzhou University; Adelaide Microscopy, the University of Adelaide | EPMA point analysis: accelerating voltage 15 kV, beam current 20 nA, beam diameter ~5 μm; EPMA mapping: accelerating voltage 20 kV, working current 50 nA, dwell time ~10 ms; BSE imaging: accelerating voltage 20 kV, beam current 10 nA; LA-ICP-MS: energy density 3~3.5 J/cm2, spot sizes 29 to 51 μm, repetition rates 5 Hz (polished thin-section) and 10 Hz (polished blocks), ~30 s background acquisition, ~40 s sample data acquisition | STDGL3 (Danyushevsky et al. 2011) and GSD-1G (USGS) | 19.854 | [19 empty] | 1893.4604 | [5 empty] | 18.4669 | [5 empty] | 159.2082 | [9 empty] | 85738.9797 |  | 21.3273 |  |  |  | 18.2913 | [7 empty] | 215.1443 | [13 empty] | 4436.5805 | [15 empty] | 18.0629 | [17 empty] | 18.0042 | [9 empty] | 18.22 | [32 empty] | 2025 |  |  | CHN | Tibet
| Lawu |  | Magmatic hydrothermal | Skarn | Cu-Pb-Zn skarn | Cu, Pb, Zn | In, Sn | Cu, Pb, Zn, In, Sn |  |  | ZOB24-6-1 | ZOB24-6-1 | underground mine |  |  |  |  | ore material | drill core | underground mining tunnels and drill cores | mineral separate | [5 empty] | mineralisation |  |  |  | sphalerite, chalcopyrite, pyrrhotite, pyrite, arsenopyrite |  |  | Sn-poor Skarn |  |  |  | galena, bismuthinite, marcasite, iron oxides, pyroxene, actinolite, quartz | thin sections and polished blocks examined using optical microscope, BSE detector, and EDS prior to analysis | EMPA, LA-ICPMS | JEOL JXA-8230 electron probe microanalyzer; RESOlution-LR 193 nm ArF excimer laser ablation system coupled to an Agilent 7700x ICP-MS | Laboratory of Mineral Resources Research Center, Fuzhou University; Adelaide Microscopy, the University of Adelaide | EPMA point analysis: accelerating voltage 15 kV, beam current 20 nA, beam diameter ~5 μm; EPMA mapping: accelerating voltage 20 kV, working current 50 nA, dwell time ~10 ms; BSE imaging: accelerating voltage 20 kV, beam current 10 nA; LA-ICP-MS: energy density 3~3.5 J/cm2, spot sizes 29 to 51 μm, repetition rates 5 Hz (polished thin-section) and 10 Hz (polished blocks), ~30 s background acquisition, ~40 s sample data acquisition | STDGL3 (Danyushevsky et al. 2011) and GSD-1G (USGS) | 20.854 | [19 empty] | 1894.4604 | [5 empty] | 19.4669 | [5 empty] | 160.2082 | [9 empty] | 85739.9797 |  | 22.3273 |  |  |  | 19.2913 | [7 empty] | 216.1443 | [13 empty] | 4437.5805 | [15 empty] | 19.0629 | [17 empty] | 19.0042 | [9 empty] | 19.22 | [32 empty] | 2025 |  |  | CHN | Tibet
| Lawu |  | Magmatic hydrothermal | Skarn | Cu-Pb-Zn skarn | Cu, Pb, Zn | In, Sn | Cu, Pb, Zn, In, Sn |  |  | ZOB24-7-1 | ZOB24-7-1 | underground mine |  |  |  |  | ore material | drill core | underground mining tunnels and drill cores | mineral separate | [5 empty] | mineralisation |  |  |  | sphalerite, chalcopyrite, pyrrhotite, pyrite, arsenopyrite |  |  | Sn-poor Skarn |  |  |  | galena, bismuthinite, marcasite, iron oxides, pyroxene, actinolite, quartz | thin sections and polished blocks examined using optical microscope, BSE detector, and EDS prior to analysis | EMPA, LA-ICPMS | JEOL JXA-8230 electron probe microanalyzer; RESOlution-LR 193 nm ArF excimer laser ablation system coupled to an Agilent 7700x ICP-MS | Laboratory of Mineral Resources Research Center, Fuzhou University; Adelaide Microscopy, the University of Adelaide | EPMA point analysis: accelerating voltage 15 kV, beam current 20 nA, beam diameter ~5 μm; EPMA mapping: accelerating voltage 20 kV, working current 50 nA, dwell time ~10 ms; BSE imaging: accelerating voltage 20 kV, beam current 10 nA; LA-ICP-MS: energy density 3~3.5 J/cm2, spot sizes 29 to 51 μm, repetition rates 5 Hz (polished thin-section) and 10 Hz (polished blocks), ~30 s background acquisition, ~40 s sample data acquisition | STDGL3 (Danyushevsky et al. 2011) and GSD-1G (USGS) | 21.854 | [19 empty] | 1895.4604 | [5 empty] | 20.4669 | [5 empty] | 161.2082 | [9 empty] | 85740.9797 |  | 23.3273 |  |  |  | 20.2913 | [7 empty] | 217.1443 | [13 empty] | 4438.5805 | [15 empty] | 20.0629 | [17 empty] | 20.0042 | [9 empty] | 20.22 | [32 empty] | 2025 |  |  | CHN | Tibet
| Lawu |  | Magmatic hydrothermal | Skarn | Cu-Pb-Zn skarn | Cu, Pb, Zn | In, Sn | Cu, Pb, Zn, In, Sn |  |  | ZOB24-8-1 | ZOB24-8-1 | underground mine |  |  |  |  | ore material | drill core | underground mining tunnels and drill cores | mineral separate | [5 empty] | mineralisation |  |  |  | sphalerite, chalcopyrite, pyrrhotite, pyrite, arsenopyrite |  |  | Sn-poor Skarn |  |  |  | galena, bismuthinite, marcasite, iron oxides, pyroxene, actinolite, quartz | thin sections and polished blocks examined using optical microscope, BSE detector, and EDS prior to analysis | EMPA, LA-ICPMS | JEOL JXA-8230 electron probe microanalyzer; RESOlution-LR 193 nm ArF excimer laser ablation system coupled to an Agilent 7700x ICP-MS | Laboratory of Mineral Resources Research Center, Fuzhou University; Adelaide Microscopy, the University of Adelaide | EPMA point analysis: accelerating voltage 15 kV, beam current 20 nA, beam diameter ~5 μm; EPMA mapping: accelerating voltage 20 kV, working current 50 nA, dwell time ~10 ms; BSE imaging: accelerating voltage 20 kV, beam current 10 nA; LA-ICP-MS: energy density 3~3.5 J/cm2, spot sizes 29 to 51 μm, repetition rates 5 Hz (polished thin-section) and 10 Hz (polished blocks), ~30 s background acquisition, ~40 s sample data acquisition | STDGL3 (Danyushevsky et al. 2011) and GSD-1G (USGS) | 22.854 | [19 empty] | 1896.4604 | [5 empty] | 21.4669 | [5 empty] | 162.2082 | [9 empty] | 85741.9797 |  | 24.3273 |  |  |  | 21.2913 | [7 empty] | 218.1443 | [13 empty] | 4439.5805 | [15 empty] | 21.0629 | [17 empty] | 21.0042 | [9 empty] | 21.22 | [32 empty] | 2025 |  |  | CHN | Tibet
| Lawu |  | Magmatic hydrothermal | Skarn | Cu-Pb-Zn skarn | Cu, Pb, Zn | In, Sn | Cu, Pb, Zn, In, Sn |  |  | ZOB29-1-1 | ZOB29-1-1 | underground mine |  |  |  |  | ore material | drill core | underground mining tunnels and drill cores | mineral separate | [5 empty] | mineralisation |  |  |  | sphalerite, chalcopyrite, pyrrhotite, pyrite, arsenopyrite |  |  | Sn-poor Skarn |  |  |  | galena, bismuthinite, marcasite, iron oxides, pyroxene, actinolite, quartz | thin sections and polished blocks examined using optical microscope, BSE detector, and EDS prior to analysis | EMPA, LA-ICPMS | JEOL JXA-8230 electron probe microanalyzer; RESOlution-LR 193 nm ArF excimer laser ablation system coupled to an Agilent 7700x ICP-MS | Laboratory of Mineral Resources Research Center, Fuzhou University; Adelaide Microscopy, the University of Adelaide | EPMA point analysis: accelerating voltage 15 kV, beam current 20 nA, beam diameter ~5 μm; EPMA mapping: accelerating voltage 20 kV, working current 50 nA, dwell time ~10 ms; BSE imaging: accelerating voltage 20 kV, beam current 10 nA; LA-ICP-MS: energy density 3~3.5 J/cm2, spot sizes 29 to 51 μm, repetition rates 5 Hz (polished thin-section) and 10 Hz (polished blocks), ~30 s background acquisition, ~40 s sample data acquisition | STDGL3 (Danyushevsky et al. 2011) and GSD-1G (USGS) | 23.854 | [19 empty] | 1897.4604 | [5 empty] | 22.4669 | [5 empty] | 163.2082 | [9 empty] | 85742.9797 |  | 25.3273 |  |  |  | 22.2913 | [7 empty] | 219.1443 | [13 empty] | 4440.5805 | [15 empty] | 22.0629 | [17 empty] | 22.0042 | [9 empty] | 22.22 | [32 empty] | 2025 |  |  | CHN | Tibet
| Lawu |  | Magmatic hydrothermal | Skarn | Cu-Pb-Zn skarn | Cu, Pb, Zn | In, Sn | Cu, Pb, Zn, In, Sn |  |  | ZOB29-2-1 | ZOB29-2-1 | underground mine |  |  |  |  | ore material | drill core | underground mining tunnels and drill cores | mineral separate | [5 empty] | mineralisation |  |  |  | sphalerite, chalcopyrite, pyrrhotite, pyrite, arsenopyrite |  |  | Sn-poor Skarn |  |  |  | galena, bismuthinite, marcasite, iron oxides, pyroxene, actinolite, quartz | thin sections and polished blocks examined using optical microscope, BSE detector, and EDS prior to analysis | EMPA, LA-ICPMS | JEOL JXA-8230 electron probe microanalyzer; RESOlution-LR 193 nm ArF excimer laser ablation system coupled to an Agilent 7700x ICP-MS | Laboratory of Mineral Resources Research Center, Fuzhou University; Adelaide Microscopy, the University of Adelaide | EPMA point analysis: accelerating voltage 15 kV, beam current 20 nA, beam diameter ~5 μm; EPMA mapping: accelerating voltage 20 kV, working current 50 nA, dwell time ~10 ms; BSE imaging: accelerating voltage 20 kV, beam current 10 nA; LA-ICP-MS: energy density 3~3.5 J/cm2, spot sizes 29 to 51 μm, repetition rates 5 Hz (polished thin-section) and 10 Hz (polished blocks), ~30 s background acquisition, ~40 s sample data acquisition | STDGL3 (Danyushevsky et al. 2011) and GSD-1G (USGS) | 24.854 | [19 empty] | 1898.4604 | [5 empty] | 23.4669 | [5 empty] | 164.2082 | [9 empty] | 85743.9797 |  | 26.3273 |  |  |  | 23.2913 | [7 empty] | 220.1443 | [13 empty] | 4441.5805 | [15 empty] | 23.0629 | [17 empty] | 23.0042 | [9 empty] | 23.22 | [32 empty] | 2025 |  |  | CHN | Tibet
| Lawu |  | Magmatic hydrothermal | Skarn | Cu-Pb-Zn skarn | Cu, Pb, Zn | In, Sn | Cu, Pb, Zn, In, Sn |  |  | ZOB29-3-1 | ZOB29-3-1 | underground mine |  |  |  |  | ore material | drill core | underground mining tunnels and drill cores | mineral separate | [5 empty] | mineralisation |  |  |  | sphalerite, chalcopyrite, pyrrhotite, pyrite, arsenopyrite |  |  | Sn-poor Skarn |  |  |  | galena, bismuthinite, marcasite, iron oxides, pyroxene, actinolite, quartz | thin sections and polished blocks examined using optical microscope, BSE detector, and EDS prior to analysis | EMPA, LA-ICPMS | JEOL JXA-8230 electron probe microanalyzer; RESOlution-LR 193 nm ArF excimer laser ablation system coupled to an Agilent 7700x ICP-MS | Laboratory of Mineral Resources Research Center, Fuzhou University; Adelaide Microscopy, the University of Adelaide | EPMA point analysis: accelerating voltage 15 kV, beam current 20 nA, beam diameter ~5 μm; EPMA mapping: accelerating voltage 20 kV, working current 50 nA, dwell time ~10 ms; BSE imaging: accelerating voltage 20 kV, beam current 10 nA; LA-ICP-MS: energy density 3~3.5 J/cm2, spot sizes 29 to 51 μm, repetition rates 5 Hz (polished thin-section) and 10 Hz (polished blocks), ~30 s background acquisition, ~40 s sample data acquisition | STDGL3 (Danyushevsky et al. 2011) and GSD-1G (USGS) | 25.854 | [19 empty] | 1899.4604 | [5 empty] | 24.4669 | [5 empty] | 165.2082 | [9 empty] | 85744.9797 |  | 27.3273 |  |  |  | 24.2913 | [7 empty] | 221.1443 | [13 empty] | 4442.5805 | [15 empty] | 24.0629 | [17 empty] | 24.0042 | [9 empty] | 24.22 | [32 empty] | 2025 |  |  | CHN | Tibet
| Lawu |  | Magmatic hydrothermal | Skarn | Cu-Pb-Zn skarn | Cu, Pb, Zn | In, Sn | Cu, Pb, Zn, In, Sn |  |  | ZOB29-4-1 | ZOB29-4-1 | underground mine |  |  |  |  | ore material | drill core | underground mining tunnels and drill cores | mineral separate | [5 empty] | mineralisation |  |  |  | sphalerite, chalcopyrite, pyrrhotite, pyrite, arsenopyrite |  |  | Sn-poor Skarn |  |  |  | galena, bismuthinite, marcasite, iron oxides, pyroxene, actinolite, quartz | thin sections and polished blocks examined using optical microscope, BSE detector, and EDS prior to analysis | EMPA, LA-ICPMS | JEOL JXA-8230 electron probe microanalyzer; RESOlution-LR 193 nm ArF excimer laser ablation system coupled to an Agilent 7700x ICP-MS | Laboratory of Mineral Resources Research Center, Fuzhou University; Adelaide Microscopy, the University of Adelaide | EPMA point analysis: accelerating voltage 15 kV, beam current 20 nA, beam diameter ~5 μm; EPMA mapping: accelerating voltage 20 kV, working current 50 nA, dwell time ~10 ms; BSE imaging: accelerating voltage 20 kV, beam current 10 nA; LA-ICP-MS: energy density 3~3.5 J/cm2, spot sizes 29 to 51 μm, repetition rates 5 Hz (polished thin-section) and 10 Hz (polished blocks), ~30 s background acquisition, ~40 s sample data acquisition | STDGL3 (Danyushevsky et al. 2011) and GSD-1G (USGS) | 26.854 | [19 empty] | 1900.4604 | [5 empty] | 25.4669 | [5 empty] | 166.2082 | [9 empty] | 85745.9797 |  | 28.3273 |  |  |  | 25.2913 | [7 empty] | 222.1443 | [13 empty] | 4443.5805 | [15 empty] | 25.0629 | [17 empty] | 25.0042 | [9 empty] | 25.22 | [32 empty] | 2025 |  |  | CHN | Tibet
| Lawu |  | Magmatic hydrothermal | Skarn | Cu-Pb-Zn skarn | Cu, Pb, Zn | In, Sn | Cu, Pb, Zn, In, Sn |  |  | ZOB29-5-1 | ZOB29-5-1 | underground mine |  |  |  |  | ore material | drill core | underground mining tunnels and drill cores | mineral separate | [5 empty] | mineralisation |  |  |  | sphalerite, chalcopyrite, pyrrhotite, pyrite, arsenopyrite |  |  | Sn-poor Skarn |  |  |  | galena, bismuthinite, marcasite, iron oxides, pyroxene, actinolite, quartz | thin sections and polished blocks examined using optical microscope, BSE detector, and EDS prior to analysis | EMPA, LA-ICPMS | JEOL JXA-8230 electron probe microanalyzer; RESOlution-LR 193 nm ArF excimer laser ablation system coupled to an Agilent 7700x ICP-MS | Laboratory of Mineral Resources Research Center, Fuzhou University; Adelaide Microscopy, the University of Adelaide | EPMA point analysis: accelerating voltage 15 kV, beam current 20 nA, beam diameter ~5 μm; EPMA mapping: accelerating voltage 20 kV, working current 50 nA, dwell time ~10 ms; BSE imaging: accelerating voltage 20 kV, beam current 10 nA; LA-ICP-MS: energy density 3~3.5 J/cm2, spot sizes 29 to 51 μm, repetition rates 5 Hz (polished thin-section) and 10 Hz (polished blocks), ~30 s background acquisition, ~40 s sample data acquisition | STDGL3 (Danyushevsky et al. 2011) and GSD-1G (USGS) | 27.854 | [19 empty] | 1901.4604 | [5 empty] | 26.4669 | [5 empty] | 167.2082 | [9 empty] | 85746.9797 |  | 29.3273 |  |  |  | 26.2913 | [7 empty] | 223.1443 | [13 empty] | 4444.5805 | [15 empty] | 26.0629 | [17 empty] | 26.0042 | [9 empty] | 26.22 | [32 empty] | 2025 |  |  | CHN | Tibet
| Lawu |  | Magmatic hydrothermal | Skarn | Cu-Pb-Zn skarn | Cu, Pb, Zn | In, Sn | Cu, Pb, Zn, In, Sn |  |  | ZOB29-6-1 | ZOB29-6-1 | underground mine |  |  |  |  | ore material | drill core | underground mining tunnels and drill cores | mineral separate | [5 empty] | mineralisation |  |  |  | sphalerite, chalcopyrite, pyrrhotite, pyrite, arsenopyrite |  |  | Sn-poor Skarn |  |  |  | galena, bismuthinite, marcasite, iron oxides, pyroxene, actinolite, quartz | thin sections and polished blocks examined using optical microscope, BSE detector, and EDS prior to analysis | EMPA, LA-ICPMS | JEOL JXA-8230 electron probe microanalyzer; RESOlution-LR 193 nm ArF excimer laser ablation system coupled to an Agilent 7700x ICP-MS | Laboratory of Mineral Resources Research Center, Fuzhou University; Adelaide Microscopy, the University of Adelaide | EPMA point analysis: accelerating voltage 15 kV, beam current 20 nA, beam diameter ~5 μm; EPMA mapping: accelerating voltage 20 kV, working current 50 nA, dwell time ~10 ms; BSE imaging: accelerating voltage 20 kV, beam current 10 nA; LA-ICP-MS: energy density 3~3.5 J/cm2, spot sizes 29 to 51 μm, repetition rates 5 Hz (polished thin-section) and 10 Hz (polished blocks), ~30 s background acquisition, ~40 s sample data acquisition | STDGL3 (Danyushevsky et al. 2011) and GSD-1G (USGS) | 28.854 | [19 empty] | 1902.4604 | [5 empty] | 27.4669 | [5 empty] | 168.2082 | [9 empty] | 85747.9797 |  | 30.3273 |  |  |  | 27.2913 | [7 empty] | 224.1443 | [13 empty] | 4445.5805 | [15 empty] | 27.0629 | [17 empty] | 27.0042 | [9 empty] | 27.22 | [32 empty] | 2025 |  |  | CHN | Tibet
| Lawu |  | Magmatic hydrothermal | Skarn | Cu-Pb-Zn skarn | Cu, Pb, Zn | In, Sn | Cu, Pb, Zn, In, Sn |  |  | ZOB29-7-1 | ZOB29-7-1 | underground mine |  |  |  |  | ore material | drill core | underground mining tunnels and drill cores | mineral separate | [5 empty] | mineralisation |  |  |  | sphalerite, chalcopyrite, pyrrhotite, pyrite, arsenopyrite |  |  | Sn-poor Skarn |  |  |  | galena, bismuthinite, marcasite, iron oxides, pyroxene, actinolite, quartz | thin sections and polished blocks examined using optical microscope, BSE detector, and EDS prior to analysis | EMPA, LA-ICPMS | JEOL JXA-8230 electron probe microanalyzer; RESOlution-LR 193 nm ArF excimer laser ablation system coupled to an Agilent 7700x ICP-MS | Laboratory of Mineral Resources Research Center, Fuzhou University; Adelaide Microscopy, the University of Adelaide | EPMA point analysis: accelerating voltage 15 kV, beam current 20 nA, beam diameter ~5 μm; EPMA mapping: accelerating voltage 20 kV, working current 50 nA, dwell time ~10 ms; BSE imaging: accelerating voltage 20 kV, beam current 10 nA; LA-ICP-MS: energy density 3~3.5 J/cm2, spot sizes 29 to 51 μm, repetition rates 5 Hz (polished thin-section) and 10 Hz (polished blocks), ~30 s background acquisition, ~40 s sample data acquisition | STDGL3 (Danyushevsky et al. 2011) and GSD-1G (USGS) | 29.854 | [19 empty] | 1903.4604 | [5 empty] | 28.4669 | [5 empty] | 169.2082 | [9 empty] | 85748.9797 |  | 31.3273 |  |  |  | 28.2913 | [7 empty] | 225.1443 | [13 empty] | 4446.5805 | [15 empty] | 28.0629 | [17 empty] | 28.0042 | [9 empty] | 28.22 | [32 empty] | 2025 |  |  | CHN | Tibet
| Lawu |  | Magmatic hydrothermal | Skarn | Cu-Pb-Zn skarn | Cu, Pb, Zn | In, Sn | Cu, Pb, Zn, In, Sn |  |  | YOB1-1-1 | YOB1-1-1 | underground mine |  |  |  |  | ore material | drill core | underground mining tunnels and drill cores | mineral separate | [5 empty] | mineralisation |  |  |  | sphalerite, chalcopyrite, pyrrhotite, pyrite, arsenopyrite |  |  | Sn-poor Skarn |  |  |  | galena, bismuthinite, marcasite, iron oxides, pyroxene, actinolite, quartz | thin sections and polished blocks examined using optical microscope, BSE detector, and EDS prior to analysis | EMPA, LA-ICPMS | JEOL JXA-8230 electron probe microanalyzer; RESOlution-LR 193 nm ArF excimer laser ablation system coupled to an Agilent 7700x ICP-MS | Laboratory of Mineral Resources Research Center, Fuzhou University; Adelaide Microscopy, the University of Adelaide | EPMA point analysis: accelerating voltage 15 kV, beam current 20 nA, beam diameter ~5 μm; EPMA mapping: accelerating voltage 20 kV, working current 50 nA, dwell time ~10 ms; BSE imaging: accelerating voltage 20 kV, beam current 10 nA; LA-ICP-MS: energy density 3~3.5 J/cm2, spot sizes 29 to 51 μm, repetition rates 5 Hz (polished thin-section) and 10 Hz (polished blocks), ~30 s background acquisition, ~40 s sample data acquisition | STDGL3 (Danyushevsky et al. 2011) and GSD-1G (USGS) | 30.854 | [19 empty] | 1904.4604 | [5 empty] | 29.4669 | [5 empty] | 170.2082 | [9 empty] | 85749.9797 |  | 32.3273 |  |  |  | 29.2913 | [7 empty] | 226.1443 | [13 empty] | 4447.5805 | [15 empty] | 29.0629 | [17 empty] | 29.0042 | [9 empty] | 29.22 | [32 empty] | 2025 |  |  | CHN | Tibet
| Lawu |  | Magmatic hydrothermal | Skarn | Cu-Pb-Zn skarn | Cu, Pb, Zn | In, Sn | Cu, Pb, Zn, In, Sn |  |  | YOB1-2-1 | YOB1-2-1 | underground mine |  |  |  |  | ore material | drill core | underground mining tunnels and drill cores | mineral separate | [5 empty] | mineralisation |  |  |  | sphalerite, chalcopyrite, pyrrhotite, pyrite, arsenopyrite |  |  | Sn-poor Skarn |  |  |  | galena, bismuthinite, marcasite, iron oxides, pyroxene, actinolite, quartz | thin sections and polished blocks examined using optical microscope, BSE detector, and EDS prior to analysis | EMPA, LA-ICPMS | JEOL JXA-8230 electron probe microanalyzer; RESOlution-LR 193 nm ArF excimer laser ablation system coupled to an Agilent 7700x ICP-MS | Laboratory of Mineral Resources Research Center, Fuzhou University; Adelaide Microscopy, the University of Adelaide | EPMA point analysis: accelerating voltage 15 kV, beam current 20 nA, beam diameter ~5 μm; EPMA mapping: accelerating voltage 20 kV, working current 50 nA, dwell time ~10 ms; BSE imaging: accelerating voltage 20 kV, beam current 10 nA; LA-ICP-MS: energy density 3~3.5 J/cm2, spot sizes 29 to 51 μm, repetition rates 5 Hz (polished thin-section) and 10 Hz (polished blocks), ~30 s background acquisition, ~40 s sample data acquisition | STDGL3 (Danyushevsky et al. 2011) and GSD-1G (USGS) | 31.854 | [19 empty] | 1905.4604 | [5 empty] | 30.4669 | [5 empty] | 171.2082 | [9 empty] | 85750.9797 |  | 33.3273 |  |  |  | 30.2913 | [7 empty] | 227.1443 | [13 empty] | 4448.5805 | [15 empty] | 30.0629 | [17 empty] | 30.0042 | [9 empty] | 30.22 | [32 empty] | 2025 |  |  | CHN | Tibet
| Lawu |  | Magmatic hydrothermal | Skarn | Cu-Pb-Zn skarn | Cu, Pb, Zn | In, Sn | Cu, Pb, Zn, In, Sn |  |  | YOB1-3-1 | YOB1-3-1 | underground mine |  |  |  |  | ore material | drill core | underground mining tunnels and drill cores | mineral separate | [5 empty] | mineralisation |  |  |  | sphalerite, chalcopyrite, pyrrhotite, pyrite, arsenopyrite |  |  | Sn-poor Skarn |  |  |  | galena, bismuthinite, marcasite, iron oxides, pyroxene, actinolite, quartz | thin sections and polished blocks examined using optical microscope, BSE detector, and EDS prior to analysis | EMPA, LA-ICPMS | JEOL JXA-8230 electron probe microanalyzer; RESOlution-LR 193 nm ArF excimer laser ablation system coupled to an Agilent 7700x ICP-MS | Laboratory of Mineral Resources Research Center, Fuzhou University; Adelaide Microscopy, the University of Adelaide | EPMA point analysis: accelerating voltage 15 kV, beam current 20 nA, beam diameter ~5 μm; EPMA mapping: accelerating voltage 20 kV, working current 50 nA, dwell time ~10 ms; BSE imaging: accelerating voltage 20 kV, beam current 10 nA; LA-ICP-MS: energy density 3~3.5 J/cm2, spot sizes 29 to 51 μm, repetition rates 5 Hz (polished thin-section) and 10 Hz (polished blocks), ~30 s background acquisition, ~40 s sample data acquisition | STDGL3 (Danyushevsky et al. 2011) and GSD-1G (USGS) | 32.854 | [19 empty] | 1906.4604 | [5 empty] | 31.4669 | [5 empty] | 172.2082 | [9 empty] | 85751.9797 |  | 34.3273 |  |  |  | 31.2913 | [7 empty] | 228.1443 | [13 empty] | 4449.5805 | [15 empty] | 31.0629 | [17 empty] | 31.0042 | [9 empty] | 31.22 | [32 empty] | 2025 |  |  | CHN | Tibet
| Lawu |  | Magmatic hydrothermal | Skarn | Cu-Pb-Zn skarn | Cu, Pb, Zn | In, Sn | Cu, Pb, Zn, In, Sn |  |  | YOB1-4-1 | YOB1-4-1 | underground mine |  |  |  |  | ore material | drill core | underground mining tunnels and drill cores | mineral separate | [5 empty] | mineralisation |  |  |  | sphalerite, chalcopyrite, pyrrhotite, pyrite, arsenopyrite |  |  | Sn-poor Skarn |  |  |  | galena, bismuthinite, marcasite, iron oxides, pyroxene, actinolite, quartz | thin sections and polished blocks examined using optical microscope, BSE detector, and EDS prior to analysis | EMPA, LA-ICPMS | JEOL JXA-8230 electron probe microanalyzer; RESOlution-LR 193 nm ArF excimer laser ablation system coupled to an Agilent 7700x ICP-MS | Laboratory of Mineral Resources Research Center, Fuzhou University; Adelaide Microscopy, the University of Adelaide | EPMA point analysis: accelerating voltage 15 kV, beam current 20 nA, beam diameter ~5 μm; EPMA mapping: accelerating voltage 20 kV, working current 50 nA, dwell time ~10 ms; BSE imaging: accelerating voltage 20 kV, beam current 10 nA; LA-ICP-MS: energy density 3~3.5 J/cm2, spot sizes 29 to 51 μm, repetition rates 5 Hz (polished thin-section) and 10 Hz (polished blocks), ~30 s background acquisition, ~40 s sample data acquisition | STDGL3 (Danyushevsky et al. 2011) and GSD-1G (USGS) | 33.854 | [19 empty] | 1907.4604 | [5 empty] | 32.4669 | [5 empty] | 173.2082 | [9 empty] | 85752.9797 |  | 35.3273 |  |  |  | 32.2913 | [7 empty] | 229.1443 | [13 empty] | 4450.5805 | [15 empty] | 32.0629 | [17 empty] | 32.0042 | [9 empty] | 32.22 | [32 empty] | 2025 |  |  | CHN | Tibet
| Lawu |  | Magmatic hydrothermal | Skarn | Cu-Pb-Zn skarn | Cu, Pb, Zn | In, Sn | Cu, Pb, Zn, In, Sn |  |  | YOB1-5-1 | YOB1-5-1 | underground mine |  |  |  |  | ore material | drill core | underground mining tunnels and drill cores | mineral separate | [5 empty] | mineralisation |  |  |  | sphalerite, chalcopyrite, pyrrhotite, pyrite, arsenopyrite |  |  | Sn-poor Skarn |  |  |  | galena, bismuthinite, marcasite, iron oxides, pyroxene, actinolite, quartz | thin sections and polished blocks examined using optical microscope, BSE detector, and EDS prior to analysis | EMPA, LA-ICPMS | JEOL JXA-8230 electron probe microanalyzer; RESOlution-LR 193 nm ArF excimer laser ablation system coupled to an Agilent 7700x ICP-MS | Laboratory of Mineral Resources Research Center, Fuzhou University; Adelaide Microscopy, the University of Adelaide | EPMA point analysis: accelerating voltage 15 kV, beam current 20 nA, beam diameter ~5 μm; EPMA mapping: accelerating voltage 20 kV, working current 50 nA, dwell time ~10 ms; BSE imaging: accelerating voltage 20 kV, beam current 10 nA; LA-ICP-MS: energy density 3~3.5 J/cm2, spot sizes 29 to 51 μm, repetition rates 5 Hz (polished thin-section) and 10 Hz (polished blocks), ~30 s background acquisition, ~40 s sample data acquisition | STDGL3 (Danyushevsky et al. 2011) and GSD-1G (USGS) | 34.854 | [19 empty] | 1908.4604 | [5 empty] | 33.4669 | [5 empty] | 174.2082 | [9 empty] | 85753.9797 |  | 36.3273 |  |  |  | 33.2913 | [7 empty] | 230.1443 | [13 empty] | 4451.5805 | [15 empty] | 33.0629 | [17 empty] | 33.0042 | [9 empty] | 33.22 | [32 empty] | 2025 |  |  | CHN | Tibet
| Lawu |  | Magmatic hydrothermal | Skarn | Cu-Pb-Zn skarn | Cu, Pb, Zn | In, Sn | Cu, Pb, Zn, In, Sn |  |  | YOB1-6-1 | YOB1-6-1 | underground mine |  |  |  |  | ore material | drill core | underground mining tunnels and drill cores | mineral separate | [5 empty] | mineralisation |  |  |  | sphalerite, chalcopyrite, pyrrhotite, pyrite, arsenopyrite |  |  | Sn-poor Skarn |  |  |  | galena, bismuthinite, marcasite, iron oxides, pyroxene, actinolite, quartz | thin sections and polished blocks examined using optical microscope, BSE detector, and EDS prior to analysis | EMPA, LA-ICPMS | JEOL JXA-8230 electron probe microanalyzer; RESOlution-LR 193 nm ArF excimer laser ablation system coupled to an Agilent 7700x ICP-MS | Laboratory of Mineral Resources Research Center, Fuzhou University; Adelaide Microscopy, the University of Adelaide | EPMA point analysis: accelerating voltage 15 kV, beam current 20 nA, beam diameter ~5 μm; EPMA mapping: accelerating voltage 20 kV, working current 50 nA, dwell time ~10 ms; BSE imaging: accelerating voltage 20 kV, beam current 10 nA; LA-ICP-MS: energy density 3~3.5 J/cm2, spot sizes 29 to 51 μm, repetition rates 5 Hz (polished thin-section) and 10 Hz (polished blocks), ~30 s background acquisition, ~40 s sample data acquisition | STDGL3 (Danyushevsky et al. 2011) and GSD-1G (USGS) | 35.854 | [19 empty] | 1909.4604 | [5 empty] | 34.4669 | [5 empty] | 175.2082 | [9 empty] | 85754.9797 |  | 37.3273 |  |  |  | 34.2913 | [7 empty] | 231.1443 | [13 empty] | 4452.5805 | [15 empty] | 34.0629 | [17 empty] | 34.0042 | [9 empty] | 34.22 | [32 empty] | 2025 |  |  | CHN | Tibet
| Lawu |  | Magmatic hydrothermal | Skarn | Cu-Pb-Zn skarn | Cu, Pb, Zn | In, Sn | Cu, Pb, Zn, In, Sn |  |  | YOB1-7-1 | YOB1-7-1 | underground mine |  |  |  |  | ore material | drill core | underground mining tunnels and drill cores | mineral separate | [5 empty] | mineralisation |  |  |  | sphalerite, chalcopyrite, pyrrhotite, pyrite, arsenopyrite |  |  | Sn-poor Skarn |  |  |  | galena, bismuthinite, marcasite, iron oxides, pyroxene, actinolite, quartz | thin sections and polished blocks examined using optical microscope, BSE detector, and EDS prior to analysis | EMPA, LA-ICPMS | JEOL JXA-8230 electron probe microanalyzer; RESOlution-LR 193 nm ArF excimer laser ablation system coupled to an Agilent 7700x ICP-MS | Laboratory of Mineral Resources Research Center, Fuzhou University; Adelaide Microscopy, the University of Adelaide | EPMA point analysis: accelerating voltage 15 kV, beam current 20 nA, beam diameter ~5 μm; EPMA mapping: accelerating voltage 20 kV, working current 50 nA, dwell time ~10 ms; BSE imaging: accelerating voltage 20 kV, beam current 10 nA; LA-ICP-MS: energy density 3~3.5 J/cm2, spot sizes 29 to 51 μm, repetition rates 5 Hz (polished thin-section) and 10 Hz (polished blocks), ~30 s background acquisition, ~40 s sample data acquisition | STDGL3 (Danyushevsky et al. 2011) and GSD-1G (USGS) | 36.854 | [19 empty] | 1910.4604 | [5 empty] | 35.4669 | [5 empty] | 176.2082 | [9 empty] | 85755.9797 |  | 38.3273 |  |  |  | 35.2913 | [7 empty] | 232.1443 | [13 empty] | 4453.5805 | [15 empty] | 35.0629 | [17 empty] | 35.0042 | [9 empty] | 35.22 | [32 empty] | 2025 |  |  | CHN | Tibet
| Lawu |  | Magmatic hydrothermal | Skarn | Cu-Pb-Zn skarn | Cu, Pb, Zn | In, Sn | Cu, Pb, Zn, In, Sn |  |  | YOB1-8-1 | YOB1-8-1 | underground mine |  |  |  |  | ore material | drill core | underground mining tunnels and drill cores | mineral separate | [5 empty] | mineralisation |  |  |  | sphalerite, chalcopyrite, pyrrhotite, pyrite, arsenopyrite |  |  | Sn-poor Skarn |  |  |  | galena, bismuthinite, marcasite, iron oxides, pyroxene, actinolite, quartz | thin sections and polished blocks examined using optical microscope, BSE detector, and EDS prior to analysis | EMPA, LA-ICPMS | JEOL JXA-8230 electron probe microanalyzer; RESOlution-LR 193 nm ArF excimer laser ablation system coupled to an Agilent 7700x ICP-MS | Laboratory of Mineral Resources Research Center, Fuzhou University; Adelaide Microscopy, the University of Adelaide | EPMA point analysis: accelerating voltage 15 kV, beam current 20 nA, beam diameter ~5 μm; EPMA mapping: accelerating voltage 20 kV, working current 50 nA, dwell time ~10 ms; BSE imaging: accelerating voltage 20 kV, beam current 10 nA; LA-ICP-MS: energy density 3~3.5 J/cm2, spot sizes 29 to 51 μm, repetition rates 5 Hz (polished thin-section) and 10 Hz (polished blocks), ~30 s background acquisition, ~40 s sample data acquisition | STDGL3 (Danyushevsky et al. 2011) and GSD-1G (USGS) | 37.854 | [19 empty] | 1911.4604 | [5 empty] | 36.4669 | [5 empty] | 177.2082 | [9 empty] | 85756.9797 |  | 39.3273 |  |  |  | 36.2913 | [7 empty] | 233.1443 | [13 empty] | 4454.5805 | [15 empty] | 36.0629 | [17 empty] | 36.0042 | [9 empty] | 36.22 | [32 empty] | 2025 |  |  | CHN | Tibet
| Lawu |  | Magmatic hydrothermal | Skarn | Cu-Pb-Zn skarn | Cu, Pb, Zn | In, Sn | Cu, Pb, Zn, In, Sn |  |  | YOB2-1-1 | YOB2-1-1 | underground mine |  |  |  |  | ore material | drill core | underground mining tunnels and drill cores | mineral separate | [5 empty] | mineralisation |  |  |  | sphalerite, chalcopyrite, pyrrhotite, pyrite, arsenopyrite |  |  | Sn-poor Skarn |  |  |  | galena, bismuthinite, marcasite, iron oxides, pyroxene, actinolite, quartz | thin sections and polished blocks examined using optical microscope, BSE detector, and EDS prior to analysis | EMPA, LA-ICPMS | JEOL JXA-8230 electron probe microanalyzer; RESOlution-LR 193 nm ArF excimer laser ablation system coupled to an Agilent 7700x ICP-MS | Laboratory of Mineral Resources Research Center, Fuzhou University; Adelaide Microscopy, the University of Adelaide | EPMA point analysis: accelerating voltage 15 kV, beam current 20 nA, beam diameter ~5 μm; EPMA mapping: accelerating voltage 20 kV, working current 50 nA, dwell time ~10 ms; BSE imaging: accelerating voltage 20 kV, beam current 10 nA; LA-ICP-MS: energy density 3~3.5 J/cm2, spot sizes 29 to 51 μm, repetition rates 5 Hz (polished thin-section) and 10 Hz (polished blocks), ~30 s background acquisition, ~40 s sample data acquisition | STDGL3 (Danyushevsky et al. 2011) and GSD-1G (USGS) | 38.854 | [19 empty] | 1912.4604 | [5 empty] | 37.4669 | [5 empty] | 178.2082 | [9 empty] | 85757.9797 |  | 40.3273 |  |  |  | 37.2913 | [7 empty] | 234.1443 | [13 empty] | 4455.5805 | [15 empty] | 37.0629 | [17 empty] | 37.0042 | [9 empty] | 37.22 | [32 empty] | 2025 |  |  | CHN | Tibet
| Lawu |  | Magmatic hydrothermal | Skarn | Cu-Pb-Zn skarn | Cu, Pb, Zn | In, Sn | Cu, Pb, Zn, In, Sn |  |  | YOB2-2-1 | YOB2-2-1 | underground mine |  |  |  |  | ore material | drill core | underground mining tunnels and drill cores | mineral separate | [5 empty] | mineralisation |  |  |  | sphalerite, chalcopyrite, pyrrhotite, pyrite, arsenopyrite |  |  | Sn-poor Skarn |  |  |  | galena, bismuthinite, marcasite, iron oxides, pyroxene, actinolite, quartz | thin sections and polished blocks examined using optical microscope, BSE detector, and EDS prior to analysis | EMPA, LA-ICPMS | JEOL JXA-8230 electron probe microanalyzer; RESOlution-LR 193 nm ArF excimer laser ablation system coupled to an Agilent 7700x ICP-MS | Laboratory of Mineral Resources Research Center, Fuzhou University; Adelaide Microscopy, the University of Adelaide | EPMA point analysis: accelerating voltage 15 kV, beam current 20 nA, beam diameter ~5 μm; EPMA mapping: accelerating voltage 20 kV, working current 50 nA, dwell time ~10 ms; BSE imaging: accelerating voltage 20 kV, beam current 10 nA; LA-ICP-MS: energy density 3~3.5 J/cm2, spot sizes 29 to 51 μm, repetition rates 5 Hz (polished thin-section) and 10 Hz (polished blocks), ~30 s background acquisition, ~40 s sample data acquisition | STDGL3 (Danyushevsky et al. 2011) and GSD-1G (USGS) | 39.854 | [19 empty] | 1913.4604 | [5 empty] | 38.4669 | [5 empty] | 179.2082 | [9 empty] | 85758.9797 |  | 41.3273 |  |  |  | 38.2913 | [7 empty] | 235.1443 | [13 empty] | 4456.5805 | [15 empty] | 38.0629 | [17 empty] | 38.0042 | [9 empty] | 38.22 | [32 empty] | 2025 |  |  | CHN | Tibet
| Lawu |  | Magmatic hydrothermal | Skarn | Cu-Pb-Zn skarn | Cu, Pb, Zn | In, Sn | Cu, Pb, Zn, In, Sn |  |  | YOB2-3-1 | YOB2-3-1 | underground mine |  |  |  |  | ore material | drill core | underground mining tunnels and drill cores | mineral separate | [5 empty] | mineralisation |  |  |  | sphalerite, chalcopyrite, pyrrhotite, pyrite, arsenopyrite |  |  | Sn-poor Skarn |  |  |  | galena, bismuthinite, marcasite, iron oxides, pyroxene, actinolite, quartz | thin sections and polished blocks examined using optical microscope, BSE detector, and EDS prior to analysis | EMPA, LA-ICPMS | JEOL JXA-8230 electron probe microanalyzer; RESOlution-LR 193 nm ArF excimer laser ablation system coupled to an Agilent 7700x ICP-MS | Laboratory of Mineral Resources Research Center, Fuzhou University; Adelaide Microscopy, the University of Adelaide | EPMA point analysis: accelerating voltage 15 kV, beam current 20 nA, beam diameter ~5 μm; EPMA mapping: accelerating voltage 20 kV, working current 50 nA, dwell time ~10 ms; BSE imaging: accelerating voltage 20 kV, beam current 10 nA; LA-ICP-MS: energy density 3~3.5 J/cm2, spot sizes 29 to 51 μm, repetition rates 5 Hz (polished thin-section) and 10 Hz (polished blocks), ~30 s background acquisition, ~40 s sample data acquisition | STDGL3 (Danyushevsky et al. 2011) and GSD-1G (USGS) | 40.854 | [19 empty] | 1914.4604 | [5 empty] | 39.4669 | [5 empty] | 180.2082 | [9 empty] | 85759.9797 |  | 42.3273 |  |  |  | 39.2913 | [7 empty] | 236.1443 | [13 empty] | 4457.5805 | [15 empty] | 39.0629 | [17 empty] | 39.0042 | [9 empty] | 39.22 | [32 empty] | 2025 |  |  | CHN | Tibet
| Lawu |  | Magmatic hydrothermal | Skarn | Cu-Pb-Zn skarn | Cu, Pb, Zn | In, Sn | Cu, Pb, Zn, In, Sn |  |  | YOB2-4-1 | YOB2-4-1 | underground mine |  |  |  |  | ore material | drill core | underground mining tunnels and drill cores | mineral separate | [5 empty] | mineralisation |  |  |  | sphalerite, chalcopyrite, pyrrhotite, pyrite, arsenopyrite |  |  | Sn-poor Skarn |  |  |  | galena, bismuthinite, marcasite, iron oxides, pyroxene, actinolite, quartz | thin sections and polished blocks examined using optical microscope, BSE detector, and EDS prior to analysis | EMPA, LA-ICPMS | JEOL JXA-8230 electron probe microanalyzer; RESOlution-LR 193 nm ArF excimer laser ablation system coupled to an Agilent 7700x ICP-MS | Laboratory of Mineral Resources Research Center, Fuzhou University; Adelaide Microscopy, the University of Adelaide | EPMA point analysis: accelerating voltage 15 kV, beam current 20 nA, beam diameter ~5 μm; EPMA mapping: accelerating voltage 20 kV, working current 50 nA, dwell time ~10 ms; BSE imaging: accelerating voltage 20 kV, beam current 10 nA; LA-ICP-MS: energy density 3~3.5 J/cm2, spot sizes 29 to 51 μm, repetition rates 5 Hz (polished thin-section) and 10 Hz (polished blocks), ~30 s background acquisition, ~40 s sample data acquisition | STDGL3 (Danyushevsky et al. 2011) and GSD-1G (USGS) | 41.854 | [19 empty] | 1915.4604 | [5 empty] | 40.4669 | [5 empty] | 181.2082 | [9 empty] | 85760.9797 |  | 43.3273 |  |  |  | 40.2913 | [7 empty] | 237.1443 | [13 empty] | 4458.5805 | [15 empty] | 40.0629 | [17 empty] | 40.0042 | [9 empty] | 40.22 | [32 empty] | 2025 |  |  | CHN | Tibet
| Lawu |  | Magmatic hydrothermal | Skarn | Cu-Pb-Zn skarn | Cu, Pb, Zn | In, Sn | Cu, Pb, Zn, In, Sn |  |  | YOB2-5-1 | YOB2-5-1 | underground mine |  |  |  |  | ore material | drill core | underground mining tunnels and drill cores | mineral separate | [5 empty] | mineralisation |  |  |  | sphalerite, chalcopyrite, pyrrhotite, pyrite, arsenopyrite |  |  | Sn-poor Skarn |  |  |  | galena, bismuthinite, marcasite, iron oxides, pyroxene, actinolite, quartz | thin sections and polished blocks examined using optical microscope, BSE detector, and EDS prior to analysis | EMPA, LA-ICPMS | JEOL JXA-8230 electron probe microanalyzer; RESOlution-LR 193 nm ArF excimer laser ablation system coupled to an Agilent 7700x ICP-MS | Laboratory of Mineral Resources Research Center, Fuzhou University; Adelaide Microscopy, the University of Adelaide | EPMA point analysis: accelerating voltage 15 kV, beam current 20 nA, beam diameter ~5 μm; EPMA mapping: accelerating voltage 20 kV, working current 50 nA, dwell time ~10 ms; BSE imaging: accelerating voltage 20 kV, beam current 10 nA; LA-ICP-MS: energy density 3~3.5 J/cm2, spot sizes 29 to 51 μm, repetition rates 5 Hz (polished thin-section) and 10 Hz (polished blocks), ~30 s background acquisition, ~40 s sample data acquisition | STDGL3 (Danyushevsky et al. 2011) and GSD-1G (USGS) | 42.854 | [19 empty] | 1916.4604 | [5 empty] | 41.4669 | [5 empty] | 182.2082 | [9 empty] | 85761.9797 |  | 44.3273 |  |  |  | 41.2913 | [7 empty] | 238.1443 | [13 empty] | 4459.5805 | [15 empty] | 41.0629 | [17 empty] | 41.0042 | [9 empty] | 41.22 | [32 empty] | 2025 |  |  | CHN | Tibet
| Lawu |  | Magmatic hydrothermal | Skarn | Cu-Pb-Zn skarn | Cu, Pb, Zn | In, Sn | Cu, Pb, Zn, In, Sn |  |  | YOB2-6-1 | YOB2-6-1 | underground mine |  |  |  |  | ore material | drill core | underground mining tunnels and drill cores | mineral separate | [5 empty] | mineralisation |  |  |  | sphalerite, chalcopyrite, pyrrhotite, pyrite, arsenopyrite |  |  | Sn-poor Skarn |  |  |  | galena, bismuthinite, marcasite, iron oxides, pyroxene, actinolite, quartz | thin sections and polished blocks examined using optical microscope, BSE detector, and EDS prior to analysis | EMPA, LA-ICPMS | JEOL JXA-8230 electron probe microanalyzer; RESOlution-LR 193 nm ArF excimer laser ablation system coupled to an Agilent 7700x ICP-MS | Laboratory of Mineral Resources Research Center, Fuzhou University; Adelaide Microscopy, the University of Adelaide | EPMA point analysis: accelerating voltage 15 kV, beam current 20 nA, beam diameter ~5 μm; EPMA mapping: accelerating voltage 20 kV, working current 50 nA, dwell time ~10 ms; BSE imaging: accelerating voltage 20 kV, beam current 10 nA; LA-ICP-MS: energy density 3~3.5 J/cm2, spot sizes 29 to 51 μm, repetition rates 5 Hz (polished thin-section) and 10 Hz (polished blocks), ~30 s background acquisition, ~40 s sample data acquisition | STDGL3 (Danyushevsky et al. 2011) and GSD-1G (USGS) | 43.854 | [19 empty] | 1917.4604 | [5 empty] | 42.4669 | [5 empty] | 183.2082 | [9 empty] | 85762.9797 |  | 45.3273 |  |  |  | 42.2913 | [7 empty] | 239.1443 | [13 empty] | 4460.5805 | [15 empty] | 42.0629 | [17 empty] | 42.0042 | [9 empty] | 42.22 | [32 empty] | 2025 |  |  | CHN | Tibet
| Lawu |  | Magmatic hydrothermal | Skarn | Cu-Pb-Zn skarn | Cu, Pb, Zn | In, Sn | Cu, Pb, Zn, In, Sn |  |  | YOB7-1-1 | YOB7-1-1 | underground mine |  |  |  |  | ore material | drill core | underground mining tunnels and drill cores | mineral separate | [5 empty] | mineralisation |  |  |  | sphalerite, chalcopyrite, pyrrhotite, pyrite, arsenopyrite |  |  | Sn-poor Skarn |  |  |  | galena, bismuthinite, marcasite, iron oxides, pyroxene, actinolite, quartz | thin sections and polished blocks examined using optical microscope, BSE detector, and EDS prior to analysis | EMPA, LA-ICPMS | JEOL JXA-8230 electron probe microanalyzer; RESOlution-LR 193 nm ArF excimer laser ablation system coupled to an Agilent 7700x ICP-MS | Laboratory of Mineral Resources Research Center, Fuzhou University; Adelaide Microscopy, the University of Adelaide | EPMA point analysis: accelerating voltage 15 kV, beam current 20 nA, beam diameter ~5 μm; EPMA mapping: accelerating voltage 20 kV, working current 50 nA, dwell time ~10 ms; BSE imaging: accelerating voltage 20 kV, beam current 10 nA; LA-ICP-MS: energy density 3~3.5 J/cm2, spot sizes 29 to 51 μm, repetition rates 5 Hz (polished thin-section) and 10 Hz (polished blocks), ~30 s background acquisition, ~40 s sample data acquisition | STDGL3 (Danyushevsky et al. 2011) and GSD-1G (USGS) | 44.854 | [19 empty] | 1918.4604 | [5 empty] | 43.4669 | [5 empty] | 184.2082 | [9 empty] | 85763.9797 |  | 46.3273 |  |  |  | 43.2913 | [7 empty] | 240.1443 | [13 empty] | 4461.5805 | [15 empty] | 43.0629 | [17 empty] | 43.0042 | [9 empty] | 43.22 | [32 empty] | 2025 |  |  | CHN | Tibet
| Lawu |  | Magmatic hydrothermal | Skarn | Cu-Pb-Zn skarn | Cu, Pb, Zn | In, Sn | Cu, Pb, Zn, In, Sn |  |  | YOB7-2-1 | YOB7-2-1 | underground mine |  |  |  |  | ore material | drill core | underground mining tunnels and drill cores | mineral separate | [5 empty] | mineralisation |  |  |  | sphalerite, chalcopyrite, pyrrhotite, pyrite, arsenopyrite |  |  | Sn-poor Skarn |  |  |  | galena, bismuthinite, marcasite, iron oxides, pyroxene, actinolite, quartz | thin sections and polished blocks examined using optical microscope, BSE detector, and EDS prior to analysis | EMPA, LA-ICPMS | JEOL JXA-8230 electron probe microanalyzer; RESOlution-LR 193 nm ArF excimer laser ablation system coupled to an Agilent 7700x ICP-MS | Laboratory of Mineral Resources Research Center, Fuzhou University; Adelaide Microscopy, the University of Adelaide | EPMA point analysis: accelerating voltage 15 kV, beam current 20 nA, beam diameter ~5 μm; EPMA mapping: accelerating voltage 20 kV, working current 50 nA, dwell time ~10 ms; BSE imaging: accelerating voltage 20 kV, beam current 10 nA; LA-ICP-MS: energy density 3~3.5 J/cm2, spot sizes 29 to 51 μm, repetition rates 5 Hz (polished thin-section) and 10 Hz (polished blocks), ~30 s background acquisition, ~40 s sample data acquisition | STDGL3 (Danyushevsky et al. 2011) and GSD-1G (USGS) | 45.854 | [19 empty] | 1919.4604 | [5 empty] | 44.4669 | [5 empty] | 185.2082 | [9 empty] | 85764.9797 |  | 47.3273 |  |  |  | 44.2913 | [7 empty] | 241.1443 | [13 empty] | 4462.5805 | [15 empty] | 44.0629 | [17 empty] | 44.0042 | [9 empty] | 44.22 | [32 empty] | 2025 |  |  | CHN | Tibet
| Lawu |  | Magmatic hydrothermal | Skarn | Cu-Pb-Zn skarn | Cu, Pb, Zn | In, Sn | Cu, Pb, Zn, In, Sn |  |  | YOB7-3-1 | YOB7-3-1 | underground mine |  |  |  |  | ore material | drill core | underground mining tunnels and drill cores | mineral separate | [5 empty] | mineralisation |  |  |  | sphalerite, chalcopyrite, pyrrhotite, pyrite, arsenopyrite |  |  | Sn-poor Skarn |  |  |  | galena, bismuthinite, marcasite, iron oxides, pyroxene, actinolite, quartz | thin sections and polished blocks examined using optical microscope, BSE detector, and EDS prior to analysis | EMPA, LA-ICPMS | JEOL JXA-8230 electron probe microanalyzer; RESOlution-LR 193 nm ArF excimer laser ablation system coupled to an Agilent 7700x ICP-MS | Laboratory of Mineral Resources Research Center, Fuzhou University; Adelaide Microscopy, the University of Adelaide | EPMA point analysis: accelerating voltage 15 kV, beam current 20 nA, beam diameter ~5 μm; EPMA mapping: accelerating voltage 20 kV, working current 50 nA, dwell time ~10 ms; BSE imaging: accelerating voltage 20 kV, beam current 10 nA; LA-ICP-MS: energy density 3~3.5 J/cm2, spot sizes 29 to 51 μm, repetition rates 5 Hz (polished thin-section) and 10 Hz (polished blocks), ~30 s background acquisition, ~40 s sample data acquisition | STDGL3 (Danyushevsky et al. 2011) and GSD-1G (USGS) | 46.854 | [19 empty] | 1920.4604 | [5 empty] | 45.4669 | [5 empty] | 186.2082 | [9 empty] | 85765.9797 |  | 48.3273 |  |  |  | 45.2913 | [7 empty] | 242.1443 | [13 empty] | 4463.5805 | [15 empty] | 45.0629 | [17 empty] | 45.0042 | [9 empty] | 45.22 | [32 empty] | 2025 |  |  | CHN | Tibet
| Lawu |  | Magmatic hydrothermal | Skarn | Cu-Pb-Zn skarn | Cu, Pb, Zn | In, Sn | Cu, Pb, Zn, In, Sn |  |  | YOB7-4-1 | YOB7-4-1 | underground mine |  |  |  |  | ore material | drill core | underground mining tunnels and drill cores | mineral separate | [5 empty] | mineralisation |  |  |  | sphalerite, chalcopyrite, pyrrhotite, pyrite, arsenopyrite |  |  | Sn-poor Skarn |  |  |  | galena, bismuthinite, marcasite, iron oxides, pyroxene, actinolite, quartz | thin sections and polished blocks examined using optical microscope, BSE detector, and EDS prior to analysis | EMPA, LA-ICPMS | JEOL JXA-8230 electron probe microanalyzer; RESOlution-LR 193 nm ArF excimer laser ablation system coupled to an Agilent 7700x ICP-MS | Laboratory of Mineral Resources Research Center, Fuzhou University; Adelaide Microscopy, the University of Adelaide | EPMA point analysis: accelerating voltage 15 kV, beam current 20 nA, beam diameter ~5 μm; EPMA mapping: accelerating voltage 20 kV, working current 50 nA, dwell time ~10 ms; BSE imaging: accelerating voltage 20 kV, beam current 10 nA; LA-ICP-MS: energy density 3~3.5 J/cm2, spot sizes 29 to 51 μm, repetition rates 5 Hz (polished thin-section) and 10 Hz (polished blocks), ~30 s background acquisition, ~40 s sample data acquisition | STDGL3 (Danyushevsky et al. 2011) and GSD-1G (USGS) | 47.854 | [19 empty] | 1921.4604 | [5 empty] | 46.4669 | [5 empty] | 187.2082 | [9 empty] | 85766.9797 |  | 49.3273 |  |  |  | 46.2913 | [7 empty] | 243.1443 | [13 empty] | 4464.5805 | [15 empty] | 46.0629 | [17 empty] | 46.0042 | [9 empty] | 46.22 | [32 empty] | 2025 |  |  | CHN | Tibet
| Lawu |  | Magmatic hydrothermal | Skarn | Cu-Pb-Zn skarn | Cu, Pb, Zn | In, Sn | Cu, Pb, Zn, In, Sn |  |  | YOB7-5-1 | YOB7-5-1 | underground mine |  |  |  |  | ore material | drill core | underground mining tunnels and drill cores | mineral separate | [5 empty] | mineralisation |  |  |  | sphalerite, chalcopyrite, pyrrhotite, pyrite, arsenopyrite |  |  | Sn-poor Skarn |  |  |  | galena, bismuthinite, marcasite, iron oxides, pyroxene, actinolite, quartz | thin sections and polished blocks examined using optical microscope, BSE detector, and EDS prior to analysis | EMPA, LA-ICPMS | JEOL JXA-8230 electron probe microanalyzer; RESOlution-LR 193 nm ArF excimer laser ablation system coupled to an Agilent 7700x ICP-MS | Laboratory of Mineral Resources Research Center, Fuzhou University; Adelaide Microscopy, the University of Adelaide | EPMA point analysis: accelerating voltage 15 kV, beam current 20 nA, beam diameter ~5 μm; EPMA mapping: accelerating voltage 20 kV, working current 50 nA, dwell time ~10 ms; BSE imaging: accelerating voltage 20 kV, beam current 10 nA; LA-ICP-MS: energy density 3~3.5 J/cm2, spot sizes 29 to 51 μm, repetition rates 5 Hz (polished thin-section) and 10 Hz (polished blocks), ~30 s background acquisition, ~40 s sample data acquisition | STDGL3 (Danyushevsky et al. 2011) and GSD-1G (USGS) | 48.854 | [19 empty] | 1922.4604 | [5 empty] | 47.4669 | [5 empty] | 188.2082 | [9 empty] | 85767.9797 |  | 50.3273 |  |  |  | 47.2913 | [7 empty] | 244.1443 | [13 empty] | 4465.5805 | [15 empty] | 47.0629 | [17 empty] | 47.0042 | [9 empty] | 47.22 | [32 empty] | 2025 |  |  | CHN | Tibet
| Lawu |  | Magmatic hydrothermal | Skarn | Cu-Pb-Zn skarn | Cu, Pb, Zn | In, Sn | Cu, Pb, Zn, In, Sn |  |  | YOB14-1-1 | YOB14-1-1 | underground mine |  |  |  |  | ore material | drill core | underground mining tunnels and drill cores | mineral separate | [5 empty] | mineralisation |  |  |  | sphalerite, chalcopyrite, pyrrhotite, pyrite, arsenopyrite |  |  | Sn-poor Skarn |  |  |  | galena, bismuthinite, marcasite, iron oxides, pyroxene, actinolite, quartz | thin sections and polished blocks examined using optical microscope, BSE detector, and EDS prior to analysis | EMPA, LA-ICPMS | JEOL JXA-8230 electron probe microanalyzer; RESOlution-LR 193 nm ArF excimer laser ablation system coupled to an Agilent 7700x ICP-MS | Laboratory of Mineral Resources Research Center, Fuzhou University; Adelaide Microscopy, the University of Adelaide | EPMA point analysis: accelerating voltage 15 kV, beam current 20 nA, beam diameter ~5 μm; EPMA mapping: accelerating voltage 20 kV, working current 50 nA, dwell time ~10 ms; BSE imaging: accelerating voltage 20 kV, beam current 10 nA; LA-ICP-MS: energy density 3~3.5 J/cm2, spot sizes 29 to 51 μm, repetition rates 5 Hz (polished thin-section) and 10 Hz (polished blocks), ~30 s background acquisition, ~40 s sample data acquisition | STDGL3 (Danyushevsky et al. 2011) and GSD-1G (USGS) | 49.854 | [19 empty] | 1923.4604 | [5 empty] | 48.4669 | [5 empty] | 189.2082 | [9 empty] | 85768.9797 |  | 51.3273 |  |  |  | 48.2913 | [7 empty] | 245.1443 | [13 empty] | 4466.5805 | [15 empty] | 48.0629 | [17 empty] | 48.0042 | [9 empty] | 48.22 | [32 empty] | 2025 |  |  | CHN | Tibet
| Lawu |  | Magmatic hydrothermal | Skarn | Cu-Pb-Zn skarn | Cu, Pb, Zn | In, Sn | Cu, Pb, Zn, In, Sn |  |  | YOB14-2-1 | YOB14-2-1 | underground mine |  |  |  |  | ore material | drill core | underground mining tunnels and drill cores | mineral separate | [5 empty] | mineralisation |  |  |  | sphalerite, chalcopyrite, pyrrhotite, pyrite, arsenopyrite |  |  | Sn-poor Skarn |  |  |  | galena, bismuthinite, marcasite, iron oxides, pyroxene, actinolite, quartz | thin sections and polished blocks examined using optical microscope, BSE detector, and EDS prior to analysis | EMPA, LA-ICPMS | JEOL JXA-8230 electron probe microanalyzer; RESOlution-LR 193 nm ArF excimer laser ablation system coupled to an Agilent 7700x ICP-MS | Laboratory of Mineral Resources Research Center, Fuzhou University; Adelaide Microscopy, the University of Adelaide | EPMA point analysis: accelerating voltage 15 kV, beam current 20 nA, beam diameter ~5 μm; EPMA mapping: accelerating voltage 20 kV, working current 50 nA, dwell time ~10 ms; BSE imaging: accelerating voltage 20 kV, beam current 10 nA; LA-ICP-MS: energy density 3~3.5 J/cm2, spot sizes 29 to 51 μm, repetition rates 5 Hz (polished thin-section) and 10 Hz (polished blocks), ~30 s background acquisition, ~40 s sample data acquisition | STDGL3 (Danyushevsky et al. 2011) and GSD-1G (USGS) | 50.854 | [19 empty] | 1924.4604 | [5 empty] | 49.4669 | [5 empty] | 190.2082 | [9 empty] | 85769.9797 |  | 52.3273 |  |  |  | 49.2913 | [7 empty] | 246.1443 | [13 empty] | 4467.5805 | [15 empty] | 49.0629 | [17 empty] | 49.0042 | [9 empty] | 49.22 | [32 empty] | 2025 |  |  | CHN | Tibet
| Lawu |  | Magmatic hydrothermal | Skarn | Cu-Pb-Zn skarn | Cu, Pb, Zn | In, Sn | Cu, Pb, Zn, In, Sn |  |  | YOB14-3-1 | YOB14-3-1 | underground mine |  |  |  |  | ore material | drill core | underground mining tunnels and drill cores | mineral separate | [5 empty] | mineralisation |  |  |  | sphalerite, chalcopyrite, pyrrhotite, pyrite, arsenopyrite |  |  | Sn-poor Skarn |  |  |  | galena, bismuthinite, marcasite, iron oxides, pyroxene, actinolite, quartz | thin sections and polished blocks examined using optical microscope, BSE detector, and EDS prior to analysis | EMPA, LA-ICPMS | JEOL JXA-8230 electron probe microanalyzer; RESOlution-LR 193 nm ArF excimer laser ablation system coupled to an Agilent 7700x ICP-MS | Laboratory of Mineral Resources Research Center, Fuzhou University; Adelaide Microscopy, the University of Adelaide | EPMA point analysis: accelerating voltage 15 kV, beam current 20 nA, beam diameter ~5 μm; EPMA mapping: accelerating voltage 20 kV, working current 50 nA, dwell time ~10 ms; BSE imaging: accelerating voltage 20 kV, beam current 10 nA; LA-ICP-MS: energy density 3~3.5 J/cm2, spot sizes 29 to 51 μm, repetition rates 5 Hz (polished thin-section) and 10 Hz (polished blocks), ~30 s background acquisition, ~40 s sample data acquisition | STDGL3 (Danyushevsky et al. 2011) and GSD-1G (USGS) | 51.854 | [19 empty] | 1925.4604 | [5 empty] | 50.4669 | [5 empty] | 191.2082 | [9 empty] | 85770.9797 |  | 53.3273 |  |  |  | 50.2913 | [7 empty] | 247.1443 | [13 empty] | 4468.5805 | [15 empty] | 50.0629 | [17 empty] | 50.0042 | [9 empty] | 50.22 | [32 empty] | 2025 |  |  | CHN | Tibet
| Lawu |  | Magmatic hydrothermal | Skarn | Cu-Pb-Zn skarn | Cu, Pb, Zn | In, Sn | Cu, Pb, Zn, In, Sn |  |  | YOB14-4-1 | YOB14-4-1 | underground mine |  |  |  |  | ore material | drill core | underground mining tunnels and drill cores | mineral separate | [5 empty] | mineralisation |  |  |  | sphalerite, chalcopyrite, pyrrhotite, pyrite, arsenopyrite |  |  | Sn-poor Skarn |  |  |  | galena, bismuthinite, marcasite, iron oxides, pyroxene, actinolite, quartz | thin sections and polished blocks examined using optical microscope, BSE detector, and EDS prior to analysis | EMPA, LA-ICPMS | JEOL JXA-8230 electron probe microanalyzer; RESOlution-LR 193 nm ArF excimer laser ablation system coupled to an Agilent 7700x ICP-MS | Laboratory of Mineral Resources Research Center, Fuzhou University; Adelaide Microscopy, the University of Adelaide | EPMA point analysis: accelerating voltage 15 kV, beam current 20 nA, beam diameter ~5 μm; EPMA mapping: accelerating voltage 20 kV, working current 50 nA, dwell time ~10 ms; BSE imaging: accelerating voltage 20 kV, beam current 10 nA; LA-ICP-MS: energy density 3~3.5 J/cm2, spot sizes 29 to 51 μm, repetition rates 5 Hz (polished thin-section) and 10 Hz (polished blocks), ~30 s background acquisition, ~40 s sample data acquisition | STDGL3 (Danyushevsky et al. 2011) and GSD-1G (USGS) | 52.854 | [19 empty] | 1926.4604 | [5 empty] | 51.4669 | [5 empty] | 192.2082 | [9 empty] | 85771.9797 |  | 54.3273 |  |  |  | 51.2913 | [7 empty] | 248.1443 | [13 empty] | 4469.5805 | [15 empty] | 51.0629 | [17 empty] | 51.0042 | [9 empty] | 51.22 | [32 empty] | 2025 |  |  | CHN | Tibet
| Lawu |  | Magmatic hydrothermal | Skarn | Cu-Pb-Zn skarn | Cu, Pb, Zn | In, Sn | Cu, Pb, Zn, In, Sn |  |  | YOB14-5-1 | YOB14-5-1 | underground mine |  |  |  |  | ore material | drill core | underground mining tunnels and drill cores | mineral separate | [5 empty] | mineralisation |  |  |  | sphalerite, chalcopyrite, pyrrhotite, pyrite, arsenopyrite |  |  | Sn-poor Skarn |  |  |  | galena, bismuthinite, marcasite, iron oxides, pyroxene, actinolite, quartz | thin sections and polished blocks examined using optical microscope, BSE detector, and EDS prior to analysis | EMPA, LA-ICPMS | JEOL JXA-8230 electron probe microanalyzer; RESOlution-LR 193 nm ArF excimer laser ablation system coupled to an Agilent 7700x ICP-MS | Laboratory of Mineral Resources Research Center, Fuzhou University; Adelaide Microscopy, the University of Adelaide | EPMA point analysis: accelerating voltage 15 kV, beam current 20 nA, beam diameter ~5 μm; EPMA mapping: accelerating voltage 20 kV, working current 50 nA, dwell time ~10 ms; BSE imaging: accelerating voltage 20 kV, beam current 10 nA; LA-ICP-MS: energy density 3~3.5 J/cm2, spot sizes 29 to 51 μm, repetition rates 5 Hz (polished thin-section) and 10 Hz (polished blocks), ~30 s background acquisition, ~40 s sample data acquisition | STDGL3 (Danyushevsky et al. 2011) and GSD-1G (USGS) | 53.854 | [19 empty] | 1927.4604 | [5 empty] | 52.4669 | [5 empty] | 193.2082 | [9 empty] | 85772.9797 |  | 55.3273 |  |  |  | 52.2913 | [7 empty] | 249.1443 | [13 empty] | 4470.5805 | [15 empty] | 52.0629 | [17 empty] | 52.0042 | [9 empty] | 52.22 | [32 empty] | 2025 |  |  | CHN | Tibet
| Lawu |  | Magmatic hydrothermal | Skarn | Cu-Pb-Zn skarn | Cu, Pb, Zn | In, Sn | Cu, Pb, Zn, In, Sn |  |  | YOB14-6-1 | YOB14-6-1 | underground mine |  |  |  |  | ore material | drill core | underground mining tunnels and drill cores | mineral separate | [5 empty] | mineralisation |  |  |  | sphalerite, chalcopyrite, pyrrhotite, pyrite, arsenopyrite |  |  | Sn-poor Skarn |  |  |  | galena, bismuthinite, marcasite, iron oxides, pyroxene, actinolite, quartz | thin sections and polished blocks examined using optical microscope, BSE detector, and EDS prior to analysis | EMPA, LA-ICPMS | JEOL JXA-8230 electron probe microanalyzer; RESOlution-LR 193 nm ArF excimer laser ablation system coupled to an Agilent 7700x ICP-MS | Laboratory of Mineral Resources Research Center, Fuzhou University; Adelaide Microscopy, the University of Adelaide | EPMA point analysis: accelerating voltage 15 kV, beam current 20 nA, beam diameter ~5 μm; EPMA mapping: accelerating voltage 20 kV, working current 50 nA, dwell time ~10 ms; BSE imaging: accelerating voltage 20 kV, beam current 10 nA; LA-ICP-MS: energy density 3~3.5 J/cm2, spot sizes 29 to 51 μm, repetition rates 5 Hz (polished thin-section) and 10 Hz (polished blocks), ~30 s background acquisition, ~40 s sample data acquisition | STDGL3 (Danyushevsky et al. 2011) and GSD-1G (USGS) | 54.854 | [19 empty] | 1928.4604 | [5 empty] | 53.4669 | [5 empty] | 194.2082 | [9 empty] | 85773.9797 |  | 56.3273 |  |  |  | 53.2913 | [7 empty] | 250.1443 | [13 empty] | 4471.5805 | [15 empty] | 53.0629 | [17 empty] | 53.0042 | [9 empty] | 53.22 | [32 empty] | 2025 |  |  | CHN | Tibet
| Lawu |  | Magmatic hydrothermal | Skarn | Cu-Pb-Zn skarn | Cu, Pb, Zn | In, Sn | Cu, Pb, Zn, In, Sn |  |  | YOB14-7-1 | YOB14-7-1 | underground mine |  |  |  |  | ore material | drill core | underground mining tunnels and drill cores | mineral separate | [5 empty] | mineralisation |  |  |  | sphalerite, chalcopyrite, pyrrhotite, pyrite, arsenopyrite |  |  | Sn-poor Skarn |  |  |  | galena, bismuthinite, marcasite, iron oxides, pyroxene, actinolite, quartz | thin sections and polished blocks examined using optical microscope, BSE detector, and EDS prior to analysis | EMPA, LA-ICPMS | JEOL JXA-8230 electron probe microanalyzer; RESOlution-LR 193 nm ArF excimer laser ablation system coupled to an Agilent 7700x ICP-MS | Laboratory of Mineral Resources Research Center, Fuzhou University; Adelaide Microscopy, the University of Adelaide | EPMA point analysis: accelerating voltage 15 kV, beam current 20 nA, beam diameter ~5 μm; EPMA mapping: accelerating voltage 20 kV, working current 50 nA, dwell time ~10 ms; BSE imaging: accelerating voltage 20 kV, beam current 10 nA; LA-ICP-MS: energy density 3~3.5 J/cm2, spot sizes 29 to 51 μm, repetition rates 5 Hz (polished thin-section) and 10 Hz (polished blocks), ~30 s background acquisition, ~40 s sample data acquisition | STDGL3 (Danyushevsky et al. 2011) and GSD-1G (USGS) | 55.854 | [19 empty] | 1929.4604 | [5 empty] | 54.4669 | [5 empty] | 195.2082 | [9 empty] | 85774.9797 |  | 57.3273 |  |  |  | 54.2913 | [7 empty] | 251.1443 | [13 empty] | 4472.5805 | [15 empty] | 54.0629 | [17 empty] | 54.0042 | [9 empty] | 54.22 | [32 empty] | 2025 |  |  | CHN | Tibet
| Lawu |  | Magmatic hydrothermal | Skarn | Cu-Pb-Zn skarn | Cu, Pb, Zn | In, Sn | Cu, Pb, Zn, In, Sn |  |  | YOB16-1-1 | YOB16-1-1 | underground mine |  |  |  |  | ore material | drill core | underground mining tunnels and drill cores | mineral separate | [5 empty] | mineralisation |  |  |  | sphalerite, chalcopyrite, pyrrhotite, pyrite, arsenopyrite |  |  | Sn-poor Skarn |  |  |  | galena, bismuthinite, marcasite, iron oxides, pyroxene, actinolite, quartz | thin sections and polished blocks examined using optical microscope, BSE detector, and EDS prior to analysis | EMPA, LA-ICPMS | JEOL JXA-8230 electron probe microanalyzer; RESOlution-LR 193 nm ArF excimer laser ablation system coupled to an Agilent 7700x ICP-MS | Laboratory of Mineral Resources Research Center, Fuzhou University; Adelaide Microscopy, the University of Adelaide | EPMA point analysis: accelerating voltage 15 kV, beam current 20 nA, beam diameter ~5 μm; EPMA mapping: accelerating voltage 20 kV, working current 50 nA, dwell time ~10 ms; BSE imaging: accelerating voltage 20 kV, beam current 10 nA; LA-ICP-MS: energy density 3~3.5 J/cm2, spot sizes 29 to 51 μm, repetition rates 5 Hz (polished thin-section) and 10 Hz (polished blocks), ~30 s background acquisition, ~40 s sample data acquisition | STDGL3 (Danyushevsky et al. 2011) and GSD-1G (USGS) | 56.854 | [19 empty] | 1930.4604 | [5 empty] | 55.4669 | [5 empty] | 196.2082 | [9 empty] | 85775.9797 |  | 58.3273 |  |  |  | 55.2913 | [7 empty] | 252.1443 | [13 empty] | 4473.5805 | [15 empty] | 55.0629 | [17 empty] | 55.0042 | [9 empty] | 55.22 | [32 empty] | 2025 |  |  | CHN | Tibet
| Lawu |  | Magmatic hydrothermal | Skarn | Cu-Pb-Zn skarn | Cu, Pb, Zn | In, Sn | Cu, Pb, Zn, In, Sn |  |  | YOB16-2-1 | YOB16-2-1 | underground mine |  |  |  |  | ore material | drill core | underground mining tunnels and drill cores | mineral separate | [5 empty] | mineralisation |  |  |  | sphalerite, chalcopyrite, pyrrhotite, pyrite, arsenopyrite |  |  | Sn-poor Skarn |  |  |  | galena, bismuthinite, marcasite, iron oxides, pyroxene, actinolite, quartz | thin sections and polished blocks examined using optical microscope, BSE detector, and EDS prior to analysis | EMPA, LA-ICPMS | JEOL JXA-8230 electron probe microanalyzer; RESOlution-LR 193 nm ArF excimer laser ablation system coupled to an Agilent 7700x ICP-MS | Laboratory of Mineral Resources Research Center, Fuzhou University; Adelaide Microscopy, the University of Adelaide | EPMA point analysis: accelerating voltage 15 kV, beam current 20 nA, beam diameter ~5 μm; EPMA mapping: accelerating voltage 20 kV, working current 50 nA, dwell time ~10 ms; BSE imaging: accelerating voltage 20 kV, beam current 10 nA; LA-ICP-MS: energy density 3~3.5 J/cm2, spot sizes 29 to 51 μm, repetition rates 5 Hz (polished thin-section) and 10 Hz (polished blocks), ~30 s background acquisition, ~40 s sample data acquisition | STDGL3 (Danyushevsky et al. 2011) and GSD-1G (USGS) | 57.854 | [19 empty] | 1931.4604 | [5 empty] | 56.4669 | [5 empty] | 197.2082 | [9 empty] | 85776.9797 |  | 59.3273 |  |  |  | 56.2913 | [7 empty] | 253.1443 | [13 empty] | 4474.5805 | [15 empty] | 56.0629 | [17 empty] | 56.0042 | [9 empty] | 56.22 | [32 empty] | 2025 |  |  | CHN | Tibet
| Lawu |  | Magmatic hydrothermal | Skarn | Cu-Pb-Zn skarn | Cu, Pb, Zn | In, Sn | Cu, Pb, Zn, In, Sn |  |  | YOB16-3-1 | YOB16-3-1 | underground mine |  |  |  |  | ore material | drill core | underground mining tunnels and drill cores | mineral separate | [5 empty] | mineralisation |  |  |  | sphalerite, chalcopyrite, pyrrhotite, pyrite, arsenopyrite |  |  | Sn-poor Skarn |  |  |  | galena, bismuthinite, marcasite, iron oxides, pyroxene, actinolite, quartz | thin sections and polished blocks examined using optical microscope, BSE detector, and EDS prior to analysis | EMPA, LA-ICPMS | JEOL JXA-8230 electron probe microanalyzer; RESOlution-LR 193 nm ArF excimer laser ablation system coupled to an Agilent 7700x ICP-MS | Laboratory of Mineral Resources Research Center, Fuzhou University; Adelaide Microscopy, the University of Adelaide | EPMA point analysis: accelerating voltage 15 kV, beam current 20 nA, beam diameter ~5 μm; EPMA mapping: accelerating voltage 20 kV, working current 50 nA, dwell time ~10 ms; BSE imaging: accelerating voltage 20 kV, beam current 10 nA; LA-ICP-MS: energy density 3~3.5 J/cm2, spot sizes 29 to 51 μm, repetition rates 5 Hz (polished thin-section) and 10 Hz (polished blocks), ~30 s background acquisition, ~40 s sample data acquisition | STDGL3 (Danyushevsky et al. 2011) and GSD-1G (USGS) | 58.854 | [19 empty] | 1932.4604 | [5 empty] | 57.4669 | [5 empty] | 198.2082 | [9 empty] | 85777.9797 |  | 60.3273 |  |  |  | 57.2913 | [7 empty] | 254.1443 | [13 empty] | 4475.5805 | [15 empty] | 57.0629 | [17 empty] | 57.0042 | [9 empty] | 57.22 | [32 empty] | 2025 |  |  | CHN | Tibet
| Lawu |  | Magmatic hydrothermal | Skarn | Cu-Pb-Zn skarn | Cu, Pb, Zn | In, Sn | Cu, Pb, Zn, In, Sn |  |  | YOB16-4-1 | YOB16-4-1 | underground mine |  |  |  |  | ore material | drill core | underground mining tunnels and drill cores | mineral separate | [5 empty] | mineralisation |  |  |  | sphalerite, chalcopyrite, pyrrhotite, pyrite, arsenopyrite |  |  | Sn-poor Skarn |  |  |  | galena, bismuthinite, marcasite, iron oxides, pyroxene, actinolite, quartz | thin sections and polished blocks examined using optical microscope, BSE detector, and EDS prior to analysis | EMPA, LA-ICPMS | JEOL JXA-8230 electron probe microanalyzer; RESOlution-LR 193 nm ArF excimer laser ablation system coupled to an Agilent 7700x ICP-MS | Laboratory of Mineral Resources Research Center, Fuzhou University; Adelaide Microscopy, the University of Adelaide | EPMA point analysis: accelerating voltage 15 kV, beam current 20 nA, beam diameter ~5 μm; EPMA mapping: accelerating voltage 20 kV, working current 50 nA, dwell time ~10 ms; BSE imaging: accelerating voltage 20 kV, beam current 10 nA; LA-ICP-MS: energy density 3~3.5 J/cm2, spot sizes 29 to 51 μm, repetition rates 5 Hz (polished thin-section) and 10 Hz (polished blocks), ~30 s background acquisition, ~40 s sample data acquisition | STDGL3 (Danyushevsky et al. 2011) and GSD-1G (USGS) | 59.854 | [19 empty] | 1933.4604 | [5 empty] | 58.4669 | [5 empty] | 199.2082 | [9 empty] | 85778.9797 |  | 61.3273 |  |  |  | 58.2913 | [7 empty] | 255.1443 | [13 empty] | 4476.5805 | [15 empty] | 58.0629 | [17 empty] | 58.0042 | [9 empty] | 58.22 | [32 empty] | 2025 |  |  | CHN | Tibet
| Lawu |  | Magmatic hydrothermal | Skarn | Cu-Pb-Zn skarn | Cu, Pb, Zn | In, Sn | Cu, Pb, Zn, In, Sn |  |  | YOB16-5-1 | YOB16-5-1 | underground mine |  |  |  |  | ore material | drill core | underground mining tunnels and drill cores | mineral separate | [5 empty] | mineralisation |  |  |  | sphalerite, chalcopyrite, pyrrhotite, pyrite, arsenopyrite |  |  | Sn-poor Skarn |  |  |  | galena, bismuthinite, marcasite, iron oxides, pyroxene, actinolite, quartz | thin sections and polished blocks examined using optical microscope, BSE detector, and EDS prior to analysis | EMPA, LA-ICPMS | JEOL JXA-8230 electron probe microanalyzer; RESOlution-LR 193 nm ArF excimer laser ablation system coupled to an Agilent 7700x ICP-MS | Laboratory of Mineral Resources Research Center, Fuzhou University; Adelaide Microscopy, the University of Adelaide | EPMA point analysis: accelerating voltage 15 kV, beam current 20 nA, beam diameter ~5 μm; EPMA mapping: accelerating voltage 20 kV, working current 50 nA, dwell time ~10 ms; BSE imaging: accelerating voltage 20 kV, beam current 10 nA; LA-ICP-MS: energy density 3~3.5 J/cm2, spot sizes 29 to 51 μm, repetition rates 5 Hz (polished thin-section) and 10 Hz (polished blocks), ~30 s background acquisition, ~40 s sample data acquisition | STDGL3 (Danyushevsky et al. 2011) and GSD-1G (USGS) | 60.854 | [19 empty] | 1934.4604 | [5 empty] | 59.4669 | [5 empty] | 200.2082 | [9 empty] | 85779.9797 |  | 62.3273 |  |  |  | 59.2913 | [7 empty] | 256.1443 | [13 empty] | 4477.5805 | [15 empty] | 59.0629 | [17 empty] | 59.0042 | [9 empty] | 59.22 | [32 empty] | 2025 |  |  | CHN | Tibet
| Lawu |  | Magmatic hydrothermal | Skarn | Cu-Pb-Zn skarn | Cu, Pb, Zn | In, Sn | Cu, Pb, Zn, In, Sn |  |  | YOB16-6-1 | YOB16-6-1 | underground mine |  |  |  |  | ore material | drill core | underground mining tunnels and drill cores | mineral separate | [5 empty] | mineralisation |  |  |  | sphalerite, chalcopyrite, pyrrhotite, pyrite, arsenopyrite |  |  | Sn-poor Skarn |  |  |  | galena, bismuthinite, marcasite, iron oxides, pyroxene, actinolite, quartz | thin sections and polished blocks examined using optical microscope, BSE detector, and EDS prior to analysis | EMPA, LA-ICPMS | JEOL JXA-8230 electron probe microanalyzer; RESOlution-LR 193 nm ArF excimer laser ablation system coupled to an Agilent 7700x ICP-MS | Laboratory of Mineral Resources Research Center, Fuzhou University; Adelaide Microscopy, the University of Adelaide | EPMA point analysis: accelerating voltage 15 kV, beam current 20 nA, beam diameter ~5 μm; EPMA mapping: accelerating voltage 20 kV, working current 50 nA, dwell time ~10 ms; BSE imaging: accelerating voltage 20 kV, beam current 10 nA; LA-ICP-MS: energy density 3~3.5 J/cm2, spot sizes 29 to 51 μm, repetition rates 5 Hz (polished thin-section) and 10 Hz (polished blocks), ~30 s background acquisition, ~40 s sample data acquisition | STDGL3 (Danyushevsky et al. 2011) and GSD-1G (USGS) | 61.854 | [19 empty] | 1935.4604 | [5 empty] | 60.4669 | [5 empty] | 201.2082 | [9 empty] | 85780.9797 |  | 63.3273 |  |  |  | 60.2913 | [7 empty] | 257.1443 | [13 empty] | 4478.5805 | [15 empty] | 60.0629 | [17 empty] | 60.0042 | [9 empty] | 60.22 | [32 empty] | 2025 |  |  | CHN | Tibet
| Lawu |  | Magmatic hydrothermal | Skarn | Cu-Pb-Zn skarn | Cu, Pb, Zn | In, Sn | Cu, Pb, Zn, In, Sn |  |  | YOB17-1-1 | YOB17-1-1 | underground mine |  |  |  |  | ore material | drill core | underground mining tunnels and drill cores | mineral separate | [5 empty] | mineralisation |  |  |  | sphalerite, chalcopyrite, pyrrhotite, pyrite, arsenopyrite |  |  | Sn-poor Skarn |  |  |  | galena, bismuthinite, marcasite, iron oxides, pyroxene, actinolite, quartz | thin sections and polished blocks examined using optical microscope, BSE detector, and EDS prior to analysis | EMPA, LA-ICPMS | JEOL JXA-8230 electron probe microanalyzer; RESOlution-LR 193 nm ArF excimer laser ablation system coupled to an Agilent 7700x ICP-MS | Laboratory of Mineral Resources Research Center, Fuzhou University; Adelaide Microscopy, the University of Adelaide | EPMA point analysis: accelerating voltage 15 kV, beam current 20 nA, beam diameter ~5 μm; EPMA mapping: accelerating voltage 20 kV, working current 50 nA, dwell time ~10 ms; BSE imaging: accelerating voltage 20 kV, beam current 10 nA; LA-ICP-MS: energy density 3~3.5 J/cm2, spot sizes 29 to 51 μm, repetition rates 5 Hz (polished thin-section) and 10 Hz (polished blocks), ~30 s background acquisition, ~40 s sample data acquisition | STDGL3 (Danyushevsky et al. 2011) and GSD-1G (USGS) | 62.854 | [19 empty] | 1936.4604 | [5 empty] | 61.4669 | [5 empty] | 202.2082 | [9 empty] | 85781.9797 |  | 64.3273 |  |  |  | 61.2913 | [7 empty] | 258.1443 | [13 empty] | 4479.5805 | [15 empty] | 61.0629 | [17 empty] | 61.0042 | [9 empty] | 61.22 | [32 empty] | 2025 |  |  | CHN | Tibet
| Lawu |  | Magmatic hydrothermal | Skarn | Cu-Pb-Zn skarn | Cu, Pb, Zn | In, Sn | Cu, Pb, Zn, In, Sn |  |  | YOB17-2-1 | YOB17-2-1 | underground mine |  |  |  |  | ore material | drill core | underground mining tunnels and drill cores | mineral separate | [5 empty] | mineralisation |  |  |  | sphalerite, chalcopyrite, pyrrhotite, pyrite, arsenopyrite |  |  | Sn-poor Skarn |  |  |  | galena, bismuthinite, marcasite, iron oxides, pyroxene, actinolite, quartz | thin sections and polished blocks examined using optical microscope, BSE detector, and EDS prior to analysis | EMPA, LA-ICPMS | JEOL JXA-8230 electron probe microanalyzer; RESOlution-LR 193 nm ArF excimer laser ablation system coupled to an Agilent 7700x ICP-MS | Laboratory of Mineral Resources Research Center, Fuzhou University; Adelaide Microscopy, the University of Adelaide | EPMA point analysis: accelerating voltage 15 kV, beam current 20 nA, beam diameter ~5 μm; EPMA mapping: accelerating voltage 20 kV, working current 50 nA, dwell time ~10 ms; BSE imaging: accelerating voltage 20 kV, beam current 10 nA; LA-ICP-MS: energy density 3~3.5 J/cm2, spot sizes 29 to 51 μm, repetition rates 5 Hz (polished thin-section) and 10 Hz (polished blocks), ~30 s background acquisition, ~40 s sample data acquisition | STDGL3 (Danyushevsky et al. 2011) and GSD-1G (USGS) | 63.854 | [19 empty] | 1937.4604 | [5 empty] | 62.4669 | [5 empty] | 203.2082 | [9 empty] | 85782.9797 |  | 65.3273 |  |  |  | 62.2913 | [7 empty] | 259.1443 | [13 empty] | 4480.5805 | [15 empty] | 62.0629 | [17 empty] | 62.0042 | [9 empty] | 62.22 | [32 empty] | 2025 |  |  | CHN | Tibet
| Lawu |  | Magmatic hydrothermal | Skarn | Cu-Pb-Zn skarn | Cu, Pb, Zn | In, Sn | Cu, Pb, Zn, In, Sn |  |  | YOB17-3-1 | YOB17-3-1 | underground mine |  |  |  |  | ore material | drill core | underground mining tunnels and drill cores | mineral separate | [5 empty] | mineralisation |  |  |  | sphalerite, chalcopyrite, pyrrhotite, pyrite, arsenopyrite |  |  | Sn-poor Skarn |  |  |  | galena, bismuthinite, marcasite, iron oxides, pyroxene, actinolite, quartz | thin sections and polished blocks examined using optical microscope, BSE detector, and EDS prior to analysis | EMPA, LA-ICPMS | JEOL JXA-8230 electron probe microanalyzer; RESOlution-LR 193 nm ArF excimer laser ablation system coupled to an Agilent 7700x ICP-MS | Laboratory of Mineral Resources Research Center, Fuzhou University; Adelaide Microscopy, the University of Adelaide | EPMA point analysis: accelerating voltage 15 kV, beam current 20 nA, beam diameter ~5 μm; EPMA mapping: accelerating voltage 20 kV, working current 50 nA, dwell time ~10 ms; BSE imaging: accelerating voltage 20 kV, beam current 10 nA; LA-ICP-MS: energy density 3~3.5 J/cm2, spot sizes 29 to 51 μm, repetition rates 5 Hz (polished thin-section) and 10 Hz (polished blocks), ~30 s background acquisition, ~40 s sample data acquisition | STDGL3 (Danyushevsky et al. 2011) and GSD-1G (USGS) | 64.854 | [19 empty] | 1938.4604 | [5 empty] | 63.4669 | [5 empty] | 204.2082 | [9 empty] | 85783.9797 |  | 66.3273 |  |  |  | 63.2913 | [7 empty] | 260.1443 | [13 empty] | 4481.5805 | [15 empty] | 63.0629 | [17 empty] | 63.0042 | [9 empty] | 63.22 | [32 empty] | 2025 |  |  | CHN | Tibet
| Lawu |  | Magmatic hydrothermal | Skarn | Cu-Pb-Zn skarn | Cu, Pb, Zn | In, Sn | Cu, Pb, Zn, In, Sn |  |  | YOB17-4-1 | YOB17-4-1 | underground mine |  |  |  |  | ore material | drill core | underground mining tunnels and drill cores | mineral separate | [5 empty] | mineralisation |  |  |  | sphalerite, chalcopyrite, pyrrhotite, pyrite, arsenopyrite |  |  | Sn-poor Skarn |  |  |  | galena, bismuthinite, marcasite, iron oxides, pyroxene, actinolite, quartz | thin sections and polished blocks examined using optical microscope, BSE detector, and EDS prior to analysis | EMPA, LA-ICPMS | JEOL JXA-8230 electron probe microanalyzer; RESOlution-LR 193 nm ArF excimer laser ablation system coupled to an Agilent 7700x ICP-MS | Laboratory of Mineral Resources Research Center, Fuzhou University; Adelaide Microscopy, the University of Adelaide | EPMA point analysis: accelerating voltage 15 kV, beam current 20 nA, beam diameter ~5 μm; EPMA mapping: accelerating voltage 20 kV, working current 50 nA, dwell time ~10 ms; BSE imaging: accelerating voltage 20 kV, beam current 10 nA; LA-ICP-MS: energy density 3~3.5 J/cm2, spot sizes 29 to 51 μm, repetition rates 5 Hz (polished thin-section) and 10 Hz (polished blocks), ~30 s background acquisition, ~40 s sample data acquisition | STDGL3 (Danyushevsky et al. 2011) and GSD-1G (USGS) | 65.854 | [19 empty] | 1939.4604 | [5 empty] | 64.4669 | [5 empty] | 205.2082 | [9 empty] | 85784.9797 |  | 67.3273 |  |  |  | 64.2913 | [7 empty] | 261.1443 | [13 empty] | 4482.5805 | [15 empty] | 64.0629 | [17 empty] | 64.0042 | [9 empty] | 64.22 | [32 empty] | 2025 |  |  | CHN | Tibet
| Lawu |  | Magmatic hydrothermal | Skarn | Cu-Pb-Zn skarn | Cu, Pb, Zn | In, Sn | Cu, Pb, Zn, In, Sn |  |  | XG980-1-1-1 | XG980-1-1-1 | underground mine |  |  |  |  | ore material | drill core | underground mining tunnels and drill cores | mineral separate | [5 empty] | mineralisation |  |  |  | sphalerite, chalcopyrite, pyrrhotite, pyrite, arsenopyrite |  |  | Sn-poor Skarn |  |  |  | galena, bismuthinite, marcasite, iron oxides, pyroxene, actinolite, quartz | thin sections and polished blocks examined using optical microscope, BSE detector, and EDS prior to analysis | EMPA, LA-ICPMS | JEOL JXA-8230 electron probe microanalyzer; RESOlution-LR 193 nm ArF excimer laser ablation system coupled to an Agilent 7700x ICP-MS | Laboratory of Mineral Resources Research Center, Fuzhou University; Adelaide Microscopy, the University of Adelaide | EPMA point analysis: accelerating voltage 15 kV, beam current 20 nA, beam diameter ~5 μm; EPMA mapping: accelerating voltage 20 kV, working current 50 nA, dwell time ~10 ms; BSE imaging: accelerating voltage 20 kV, beam current 10 nA; LA-ICP-MS: energy density 3~3.5 J/cm2, spot sizes 29 to 51 μm, repetition rates 5 Hz (polished thin-section) and 10 Hz (polished blocks), ~30 s background acquisition, ~40 s sample data acquisition | STDGL3 (Danyushevsky et al. 2011) and GSD-1G (USGS) | 66.854 | [19 empty] | 1940.4604 | [5 empty] | 65.4669 | [5 empty] | 206.2082 | [9 empty] | 85785.9797 |  | 68.3273 |  |  |  | 65.2913 | [7 empty] | 262.1443 | [13 empty] | 4483.5805 | [15 empty] | 65.0629 | [17 empty] | 65.0042 | [9 empty] | 65.22 | [32 empty] | 2025 |  |  | CHN | Tibet
| Lawu |  | Magmatic hydrothermal | Skarn | Cu-Pb-Zn skarn | Cu, Pb, Zn | In, Sn | Cu, Pb, Zn, In, Sn |  |  | XG980-1-2-1 | XG980-1-2-1 | underground mine |  |  |  |  | ore material | drill core | underground mining tunnels and drill cores | mineral separate | [5 empty] | mineralisation |  |  |  | sphalerite, chalcopyrite, pyrrhotite, pyrite, arsenopyrite |  |  | Sn-poor Skarn |  |  |  | galena, bismuthinite, marcasite, iron oxides, pyroxene, actinolite, quartz | thin sections and polished blocks examined using optical microscope, BSE detector, and EDS prior to analysis | EMPA, LA-ICPMS | JEOL JXA-8230 electron probe microanalyzer; RESOlution-LR 193 nm ArF excimer laser ablation system coupled to an Agilent 7700x ICP-MS | Laboratory of Mineral Resources Research Center, Fuzhou University; Adelaide Microscopy, the University of Adelaide | EPMA point analysis: accelerating voltage 15 kV, beam current 20 nA, beam diameter ~5 μm; EPMA mapping: accelerating voltage 20 kV, working current 50 nA, dwell time ~10 ms; BSE imaging: accelerating voltage 20 kV, beam current 10 nA; LA-ICP-MS: energy density 3~3.5 J/cm2, spot sizes 29 to 51 μm, repetition rates 5 Hz (polished thin-section) and 10 Hz (polished blocks), ~30 s background acquisition, ~40 s sample data acquisition | STDGL3 (Danyushevsky et al. 2011) and GSD-1G (USGS) | 67.854 | [19 empty] | 1941.4604 | [5 empty] | 66.4669 | [5 empty] | 207.2082 | [9 empty] | 85786.9797 |  | 69.3273 |  |  |  | 66.2913 | [7 empty] | 263.1443 | [13 empty] | 4484.5805 | [15 empty] | 66.0629 | [17 empty] | 66.0042 | [9 empty] | 66.22 | [32 empty] | 2025 |  |  | CHN | Tibet
| Lawu |  | Magmatic hydrothermal | Skarn | Cu-Pb-Zn skarn | Cu, Pb, Zn | In, Sn | Cu, Pb, Zn, In, Sn |  |  | XG980-1-3-1 | XG980-1-3-1 | underground mine |  |  |  |  | ore material | drill core | underground mining tunnels and drill cores | mineral separate | [5 empty] | mineralisation |  |  |  | sphalerite, chalcopyrite, pyrrhotite, pyrite, arsenopyrite |  |  | Sn-poor Skarn |  |  |  | galena, bismuthinite, marcasite, iron oxides, pyroxene, actinolite, quartz | thin sections and polished blocks examined using optical microscope, BSE detector, and EDS prior to analysis | EMPA, LA-ICPMS | JEOL JXA-8230 electron probe microanalyzer; RESOlution-LR 193 nm ArF excimer laser ablation system coupled to an Agilent 7700x ICP-MS | Laboratory of Mineral Resources Research Center, Fuzhou University; Adelaide Microscopy, the University of Adelaide | EPMA point analysis: accelerating voltage 15 kV, beam current 20 nA, beam diameter ~5 μm; EPMA mapping: accelerating voltage 20 kV, working current 50 nA, dwell time ~10 ms; BSE imaging: accelerating voltage 20 kV, beam current 10 nA; LA-ICP-MS: energy density 3~3.5 J/cm2, spot sizes 29 to 51 μm, repetition rates 5 Hz (polished thin-section) and 10 Hz (polished blocks), ~30 s background acquisition, ~40 s sample data acquisition | STDGL3 (Danyushevsky et al. 2011) and GSD-1G (USGS) | 68.854 | [19 empty] | 1942.4604 | [5 empty] | 67.4669 | [5 empty] | 208.2082 | [9 empty] | 85787.9797 |  | 70.3273 |  |  |  | 67.2913 | [7 empty] | 264.1443 | [13 empty] | 4485.5805 | [15 empty] | 67.0629 | [17 empty] | 67.0042 | [9 empty] | 67.22 | [32 empty] | 2025 |  |  | CHN | Tibet
| Lawu |  | Magmatic hydrothermal | Skarn | Cu-Pb-Zn skarn | Cu, Pb, Zn | In, Sn | Cu, Pb, Zn, In, Sn |  |  | XG980-1-4-1 | XG980-1-4-1 | underground mine |  |  |  |  | ore material | drill core | underground mining tunnels and drill cores | mineral separate | [5 empty] | mineralisation |  |  |  | sphalerite, chalcopyrite, pyrrhotite, pyrite, arsenopyrite |  |  | Sn-poor Skarn |  |  |  | galena, bismuthinite, marcasite, iron oxides, pyroxene, actinolite, quartz | thin sections and polished blocks examined using optical microscope, BSE detector, and EDS prior to analysis | EMPA, LA-ICPMS | JEOL JXA-8230 electron probe microanalyzer; RESOlution-LR 193 nm ArF excimer laser ablation system coupled to an Agilent 7700x ICP-MS | Laboratory of Mineral Resources Research Center, Fuzhou University; Adelaide Microscopy, the University of Adelaide | EPMA point analysis: accelerating voltage 15 kV, beam current 20 nA, beam diameter ~5 μm; EPMA mapping: accelerating voltage 20 kV, working current 50 nA, dwell time ~10 ms; BSE imaging: accelerating voltage 20 kV, beam current 10 nA; LA-ICP-MS: energy density 3~3.5 J/cm2, spot sizes 29 to 51 μm, repetition rates 5 Hz (polished thin-section) and 10 Hz (polished blocks), ~30 s background acquisition, ~40 s sample data acquisition | STDGL3 (Danyushevsky et al. 2011) and GSD-1G (USGS) | 69.854 | [19 empty] | 1943.4604 | [5 empty] | 68.4669 | [5 empty] | 209.2082 | [9 empty] | 85788.9797 |  | 71.3273 |  |  |  | 68.2913 | [7 empty] | 265.1443 | [13 empty] | 4486.5805 | [15 empty] | 68.0629 | [17 empty] | 68.0042 | [9 empty] | 68.22 | [32 empty] | 2025 |  |  | CHN | Tibet
| Lawu |  | Magmatic hydrothermal | Skarn | Cu-Pb-Zn skarn | Cu, Pb, Zn | In, Sn | Cu, Pb, Zn, In, Sn |  |  | XG980-1-5-1 | XG980-1-5-1 | underground mine |  |  |  |  | ore material | drill core | underground mining tunnels and drill cores | mineral separate | [5 empty] | mineralisation |  |  |  | sphalerite, chalcopyrite, pyrrhotite, pyrite, arsenopyrite |  |  | Sn-poor Skarn |  |  |  | galena, bismuthinite, marcasite, iron oxides, pyroxene, actinolite, quartz | thin sections and polished blocks examined using optical microscope, BSE detector, and EDS prior to analysis | EMPA, LA-ICPMS | JEOL JXA-8230 electron probe microanalyzer; RESOlution-LR 193 nm ArF excimer laser ablation system coupled to an Agilent 7700x ICP-MS | Laboratory of Mineral Resources Research Center, Fuzhou University; Adelaide Microscopy, the University of Adelaide | EPMA point analysis: accelerating voltage 15 kV, beam current 20 nA, beam diameter ~5 μm; EPMA mapping: accelerating voltage 20 kV, working current 50 nA, dwell time ~10 ms; BSE imaging: accelerating voltage 20 kV, beam current 10 nA; LA-ICP-MS: energy density 3~3.5 J/cm2, spot sizes 29 to 51 μm, repetition rates 5 Hz (polished thin-section) and 10 Hz (polished blocks), ~30 s background acquisition, ~40 s sample data acquisition | STDGL3 (Danyushevsky et al. 2011) and GSD-1G (USGS) | 70.854 | [19 empty] | 1944.4604 | [5 empty] | 69.4669 | [5 empty] | 210.2082 | [9 empty] | 85789.9797 |  | 72.3273 |  |  |  | 69.2913 | [7 empty] | 266.1443 | [13 empty] | 4487.5805 | [15 empty] | 69.0629 | [17 empty] | 69.0042 | [9 empty] | 69.22 | [32 empty] | 2025 |  |  | CHN | Tibet
| Lawu |  | Magmatic hydrothermal | Skarn | Cu-Pb-Zn skarn | Cu, Pb, Zn | In, Sn | Cu, Pb, Zn, In, Sn |  |  | XG980-1-6-1 | XG980-1-6-1 | underground mine |  |  |  |  | ore material | drill core | underground mining tunnels and drill cores | mineral separate | [5 empty] | mineralisation |  |  |  | sphalerite, chalcopyrite, pyrrhotite, pyrite, arsenopyrite |  |  | Sn-poor Skarn |  |  |  | galena, bismuthinite, marcasite, iron oxides, pyroxene, actinolite, quartz | thin sections and polished blocks examined using optical microscope, BSE detector, and EDS prior to analysis | EMPA, LA-ICPMS | JEOL JXA-8230 electron probe microanalyzer; RESOlution-LR 193 nm ArF excimer laser ablation system coupled to an Agilent 7700x ICP-MS | Laboratory of Mineral Resources Research Center, Fuzhou University; Adelaide Microscopy, the University of Adelaide | EPMA point analysis: accelerating voltage 15 kV, beam current 20 nA, beam diameter ~5 μm; EPMA mapping: accelerating voltage 20 kV, working current 50 nA, dwell time ~10 ms; BSE imaging: accelerating voltage 20 kV, beam current 10 nA; LA-ICP-MS: energy density 3~3.5 J/cm2, spot sizes 29 to 51 μm, repetition rates 5 Hz (polished thin-section) and 10 Hz (polished blocks), ~30 s background acquisition, ~40 s sample data acquisition | STDGL3 (Danyushevsky et al. 2011) and GSD-1G (USGS) | 71.854 | [19 empty] | 1945.4604 | [5 empty] | 70.4669 | [5 empty] | 211.2082 | [9 empty] | 85790.9797 |  | 73.3273 |  |  |  | 70.2913 | [7 empty] | 267.1443 | [13 empty] | 4488.5805 | [15 empty] | 70.0629 | [17 empty] | 70.0042 | [9 empty] | 70.22 | [32 empty] | 2025 |  |  | CHN | Tibet
| Lawu |  | Magmatic hydrothermal | Skarn | Cu-Pb-Zn skarn | Cu, Pb, Zn | In, Sn | Cu, Pb, Zn, In, Sn |  |  | XG980-1-7-1 | XG980-1-7-1 | underground mine |  |  |  |  | ore material | drill core | underground mining tunnels and drill cores | mineral separate | [5 empty] | mineralisation |  |  |  | sphalerite, chalcopyrite, pyrrhotite, pyrite, arsenopyrite |  |  | Sn-poor Skarn |  |  |  | galena, bismuthinite, marcasite, iron oxides, pyroxene, actinolite, quartz | thin sections and polished blocks examined using optical microscope, BSE detector, and EDS prior to analysis | EMPA, LA-ICPMS | JEOL JXA-8230 electron probe microanalyzer; RESOlution-LR 193 nm ArF excimer laser ablation system coupled to an Agilent 7700x ICP-MS | Laboratory of Mineral Resources Research Center, Fuzhou University; Adelaide Microscopy, the University of Adelaide | EPMA point analysis: accelerating voltage 15 kV, beam current 20 nA, beam diameter ~5 μm; EPMA mapping: accelerating voltage 20 kV, working current 50 nA, dwell time ~10 ms; BSE imaging: accelerating voltage 20 kV, beam current 10 nA; LA-ICP-MS: energy density 3~3.5 J/cm2, spot sizes 29 to 51 μm, repetition rates 5 Hz (polished thin-section) and 10 Hz (polished blocks), ~30 s background acquisition, ~40 s sample data acquisition | STDGL3 (Danyushevsky et al. 2011) and GSD-1G (USGS) | 72.854 | [19 empty] | 1946.4604 | [5 empty] | 71.4669 | [5 empty] | 212.2082 | [9 empty] | 85791.9797 |  | 74.3273 |  |  |  | 71.2913 | [7 empty] | 268.1443 | [13 empty] | 4489.5805 | [15 empty] | 71.0629 | [17 empty] | 71.0042 | [9 empty] | 71.22 | [32 empty] | 2025 |  |  | CHN | Tibet
| Lawu |  | Magmatic hydrothermal | Skarn | Cu-Pb-Zn skarn | Cu, Pb, Zn | In, Sn | Cu, Pb, Zn, In, Sn |  |  | XG980-1-8-1 | XG980-1-8-1 | underground mine |  |  |  |  | ore material | drill core | underground mining tunnels and drill cores | mineral separate | [5 empty] | mineralisation |  |  |  | sphalerite, chalcopyrite, pyrrhotite, pyrite, arsenopyrite |  |  | Sn-poor Skarn |  |  |  | galena, bismuthinite, marcasite, iron oxides, pyroxene, actinolite, quartz | thin sections and polished blocks examined using optical microscope, BSE detector, and EDS prior to analysis | EMPA, LA-ICPMS | JEOL JXA-8230 electron probe microanalyzer; RESOlution-LR 193 nm ArF excimer laser ablation system coupled to an Agilent 7700x ICP-MS | Laboratory of Mineral Resources Research Center, Fuzhou University; Adelaide Microscopy, the University of Adelaide | EPMA point analysis: accelerating voltage 15 kV, beam current 20 nA, beam diameter ~5 μm; EPMA mapping: accelerating voltage 20 kV, working current 50 nA, dwell time ~10 ms; BSE imaging: accelerating voltage 20 kV, beam current 10 nA; LA-ICP-MS: energy density 3~3.5 J/cm2, spot sizes 29 to 51 μm, repetition rates 5 Hz (polished thin-section) and 10 Hz (polished blocks), ~30 s background acquisition, ~40 s sample data acquisition | STDGL3 (Danyushevsky et al. 2011) and GSD-1G (USGS) | 73.854 | [19 empty] | 1947.4604 | [5 empty] | 72.4669 | [5 empty] | 213.2082 | [9 empty] | 85792.9797 |  | 75.3273 |  |  |  | 72.2913 | [7 empty] | 269.1443 | [13 empty] | 4490.5805 | [15 empty] | 72.0629 | [17 empty] | 72.0042 | [9 empty] | 72.22 | [32 empty] | 2025 |  |  | CHN | Tibet
| Lawu |  | Magmatic hydrothermal | Skarn | Cu-Pb-Zn skarn | Cu, Pb, Zn | In, Sn | Cu, Pb, Zn, In, Sn |  |  | XG980-4-1-1 | XG980-4-1-1 | underground mine |  |  |  |  | ore material | drill core | underground mining tunnels and drill cores | mineral separate | [5 empty] | mineralisation |  |  |  | sphalerite, chalcopyrite, pyrrhotite, pyrite, arsenopyrite |  |  | Sn-poor Skarn |  |  |  | galena, bismuthinite, marcasite, iron oxides, pyroxene, actinolite, quartz | thin sections and polished blocks examined using optical microscope, BSE detector, and EDS prior to analysis | EMPA, LA-ICPMS | JEOL JXA-8230 electron probe microanalyzer; RESOlution-LR 193 nm ArF excimer laser ablation system coupled to an Agilent 7700x ICP-MS | Laboratory of Mineral Resources Research Center, Fuzhou University; Adelaide Microscopy, the University of Adelaide | EPMA point analysis: accelerating voltage 15 kV, beam current 20 nA, beam diameter ~5 μm; EPMA mapping: accelerating voltage 20 kV, working current 50 nA, dwell time ~10 ms; BSE imaging: accelerating voltage 20 kV, beam current 10 nA; LA-ICP-MS: energy density 3~3.5 J/cm2, spot sizes 29 to 51 μm, repetition rates 5 Hz (polished thin-section) and 10 Hz (polished blocks), ~30 s background acquisition, ~40 s sample data acquisition | STDGL3 (Danyushevsky et al. 2011) and GSD-1G (USGS) | 74.854 | [19 empty] | 1948.4604 | [5 empty] | 73.4669 | [5 empty] | 214.2082 | [9 empty] | 85793.9797 |  | 76.3273 |  |  |  | 73.2913 | [7 empty] | 270.1443 | [13 empty] | 4491.5805 | [15 empty] | 73.0629 | [17 empty] | 73.0042 | [9 empty] | 73.22 | [32 empty] | 2025 |  |  | CHN | Tibet
| Lawu |  | Magmatic hydrothermal | Skarn | Cu-Pb-Zn skarn | Cu, Pb, Zn | In, Sn | Cu, Pb, Zn, In, Sn |  |  | XG980-4-2-1 | XG980-4-2-1 | underground mine |  |  |  |  | ore material | drill core | underground mining tunnels and drill cores | mineral separate | [5 empty] | mineralisation |  |  |  | sphalerite, chalcopyrite, pyrrhotite, pyrite, arsenopyrite |  |  | Sn-poor Skarn |  |  |  | galena, bismuthinite, marcasite, iron oxides, pyroxene, actinolite, quartz | thin sections and polished blocks examined using optical microscope, BSE detector, and EDS prior to analysis | EMPA, LA-ICPMS | JEOL JXA-8230 electron probe microanalyzer; RESOlution-LR 193 nm ArF excimer laser ablation system coupled to an Agilent 7700x ICP-MS | Laboratory of Mineral Resources Research Center, Fuzhou University; Adelaide Microscopy, the University of Adelaide | EPMA point analysis: accelerating voltage 15 kV, beam current 20 nA, beam diameter ~5 μm; EPMA mapping: accelerating voltage 20 kV, working current 50 nA, dwell time ~10 ms; BSE imaging: accelerating voltage 20 kV, beam current 10 nA; LA-ICP-MS: energy density 3~3.5 J/cm2, spot sizes 29 to 51 μm, repetition rates 5 Hz (polished thin-section) and 10 Hz (polished blocks), ~30 s background acquisition, ~40 s sample data acquisition | STDGL3 (Danyushevsky et al. 2011) and GSD-1G (USGS) | 75.854 | [19 empty] | 1949.4604 | [5 empty] | 74.4669 | [5 empty] | 215.2082 | [9 empty] | 85794.9797 |  | 77.3273 |  |  |  | 74.2913 | [7 empty] | 271.1443 | [13 empty] | 4492.5805 | [15 empty] | 74.0629 | [17 empty] | 74.0042 | [9 empty] | 74.22 | [32 empty] | 2025 |  |  | CHN | Tibet
| Lawu |  | Magmatic hydrothermal | Skarn | Cu-Pb-Zn skarn | Cu, Pb, Zn | In, Sn | Cu, Pb, Zn, In, Sn |  |  | XG980-4-3-1 | XG980-4-3-1 | underground mine |  |  |  |  | ore material | drill core | underground mining tunnels and drill cores | mineral separate | [5 empty] | mineralisation |  |  |  | sphalerite, chalcopyrite, pyrrhotite, pyrite, arsenopyrite |  |  | Sn-poor Skarn |  |  |  | galena, bismuthinite, marcasite, iron oxides, pyroxene, actinolite, quartz | thin sections and polished blocks examined using optical microscope, BSE detector, and EDS prior to analysis | EMPA, LA-ICPMS | JEOL JXA-8230 electron probe microanalyzer; RESOlution-LR 193 nm ArF excimer laser ablation system coupled to an Agilent 7700x ICP-MS | Laboratory of Mineral Resources Research Center, Fuzhou University; Adelaide Microscopy, the University of Adelaide | EPMA point analysis: accelerating voltage 15 kV, beam current 20 nA, beam diameter ~5 μm; EPMA mapping: accelerating voltage 20 kV, working current 50 nA, dwell time ~10 ms; BSE imaging: accelerating voltage 20 kV, beam current 10 nA; LA-ICP-MS: energy density 3~3.5 J/cm2, spot sizes 29 to 51 μm, repetition rates 5 Hz (polished thin-section) and 10 Hz (polished blocks), ~30 s background acquisition, ~40 s sample data acquisition | STDGL3 (Danyushevsky et al. 2011) and GSD-1G (USGS) | 76.854 | [19 empty] | 1950.4604 | [5 empty] | 75.4669 | [5 empty] | 216.2082 | [9 empty] | 85795.9797 |  | 78.3273 |  |  |  | 75.2913 | [7 empty] | 272.1443 | [13 empty] | 4493.5805 | [15 empty] | 75.0629 | [17 empty] | 75.0042 | [9 empty] | 75.22 | [32 empty] | 2025 |  |  | CHN | Tibet
| Lawu |  | Magmatic hydrothermal | Skarn | Cu-Pb-Zn skarn | Cu, Pb, Zn | In, Sn | Cu, Pb, Zn, In, Sn |  |  | XG980-4-4-1 | XG980-4-4-1 | underground mine |  |  |  |  | ore material | drill core | underground mining tunnels and drill cores | mineral separate | [5 empty] | mineralisation |  |  |  | sphalerite, chalcopyrite, pyrrhotite, pyrite, arsenopyrite |  |  | Sn-poor Skarn |  |  |  | galena, bismuthinite, marcasite, iron oxides, pyroxene, actinolite, quartz | thin sections and polished blocks examined using optical microscope, BSE detector, and EDS prior to analysis | EMPA, LA-ICPMS | JEOL JXA-8230 electron probe microanalyzer; RESOlution-LR 193 nm ArF excimer laser ablation system coupled to an Agilent 7700x ICP-MS | Laboratory of Mineral Resources Research Center, Fuzhou University; Adelaide Microscopy, the University of Adelaide | EPMA point analysis: accelerating voltage 15 kV, beam current 20 nA, beam diameter ~5 μm; EPMA mapping: accelerating voltage 20 kV, working current 50 nA, dwell time ~10 ms; BSE imaging: accelerating voltage 20 kV, beam current 10 nA; LA-ICP-MS: energy density 3~3.5 J/cm2, spot sizes 29 to 51 μm, repetition rates 5 Hz (polished thin-section) and 10 Hz (polished blocks), ~30 s background acquisition, ~40 s sample data acquisition | STDGL3 (Danyushevsky et al. 2011) and GSD-1G (USGS) | 77.854 | [19 empty] | 1951.4604 | [5 empty] | 76.4669 | [5 empty] | 217.2082 | [9 empty] | 85796.9797 |  | 79.3273 |  |  |  | 76.2913 | [7 empty] | 273.1443 | [13 empty] | 4494.5805 | [15 empty] | 76.0629 | [17 empty] | 76.0042 | [9 empty] | 76.22 | [32 empty] | 2025 |  |  | CHN | Tibet
| Lawu |  | Magmatic hydrothermal | Skarn | Cu-Pb-Zn skarn | Cu, Pb, Zn | In, Sn | Cu, Pb, Zn, In, Sn |  |  | XG980-4-5-1 | XG980-4-5-1 | underground mine |  |  |  |  | ore material | drill core | underground mining tunnels and drill cores | mineral separate | [5 empty] | mineralisation |  |  |  | sphalerite, chalcopyrite, pyrrhotite, pyrite, arsenopyrite |  |  | Sn-poor Skarn |  |  |  | galena, bismuthinite, marcasite, iron oxides, pyroxene, actinolite, quartz | thin sections and polished blocks examined using optical microscope, BSE detector, and EDS prior to analysis | EMPA, LA-ICPMS | JEOL JXA-8230 electron probe microanalyzer; RESOlution-LR 193 nm ArF excimer laser ablation system coupled to an Agilent 7700x ICP-MS | Laboratory of Mineral Resources Research Center, Fuzhou University; Adelaide Microscopy, the University of Adelaide | EPMA point analysis: accelerating voltage 15 kV, beam current 20 nA, beam diameter ~5 μm; EPMA mapping: accelerating voltage 20 kV, working current 50 nA, dwell time ~10 ms; BSE imaging: accelerating voltage 20 kV, beam current 10 nA; LA-ICP-MS: energy density 3~3.5 J/cm2, spot sizes 29 to 51 μm, repetition rates 5 Hz (polished thin-section) and 10 Hz (polished blocks), ~30 s background acquisition, ~40 s sample data acquisition | STDGL3 (Danyushevsky et al. 2011) and GSD-1G (USGS) | 78.854 | [19 empty] | 1952.4604 | [5 empty] | 77.4669 | [5 empty] | 218.2082 | [9 empty] | 85797.9797 |  | 80.3273 |  |  |  | 77.2913 | [7 empty] | 274.1443 | [13 empty] | 4495.5805 | [15 empty] | 77.0629 | [17 empty] | 77.0042 | [9 empty] | 77.22 | [32 empty] | 2025 |  |  | CHN | Tibet
| Lawu |  | Magmatic hydrothermal | Skarn | Cu-Pb-Zn skarn | Cu, Pb, Zn | In, Sn | Cu, Pb, Zn, In, Sn |  |  | XG980-4-6-1 | XG980-4-6-1 | underground mine |  |  |  |  | ore material | drill core | underground mining tunnels and drill cores | mineral separate | [5 empty] | mineralisation |  |  |  | sphalerite, chalcopyrite, pyrrhotite, pyrite, arsenopyrite |  |  | Sn-poor Skarn |  |  |  | galena, bismuthinite, marcasite, iron oxides, pyroxene, actinolite, quartz | thin sections and polished blocks examined using optical microscope, BSE detector, and EDS prior to analysis | EMPA, LA-ICPMS | JEOL JXA-8230 electron probe microanalyzer; RESOlution-LR 193 nm ArF excimer laser ablation system coupled to an Agilent 7700x ICP-MS | Laboratory of Mineral Resources Research Center, Fuzhou University; Adelaide Microscopy, the University of Adelaide | EPMA point analysis: accelerating voltage 15 kV, beam current 20 nA, beam diameter ~5 μm; EPMA mapping: accelerating voltage 20 kV, working current 50 nA, dwell time ~10 ms; BSE imaging: accelerating voltage 20 kV, beam current 10 nA; LA-ICP-MS: energy density 3~3.5 J/cm2, spot sizes 29 to 51 μm, repetition rates 5 Hz (polished thin-section) and 10 Hz (polished blocks), ~30 s background acquisition, ~40 s sample data acquisition | STDGL3 (Danyushevsky et al. 2011) and GSD-1G (USGS) | 79.854 | [19 empty] | 1953.4604 | [5 empty] | 78.4669 | [5 empty] | 219.2082 | [9 empty] | 85798.9797 |  | 81.3273 |  |  |  | 78.2913 | [7 empty] | 275.1443 | [13 empty] | 4496.5805 | [15 empty] | 78.0629 | [17 empty] | 78.0042 | [9 empty] | 78.22 | [32 empty] | 2025 |  |  | CHN | Tibet
| Lawu |  | Magmatic hydrothermal | Skarn | Cu-Pb-Zn skarn | Cu, Pb, Zn | In, Sn | Cu, Pb, Zn, In, Sn |  |  | XG980-8-1-1 | XG980-8-1-1 | underground mine |  |  |  |  | ore material | drill core | underground mining tunnels and drill cores | mineral separate | [5 empty] | mineralisation |  |  |  | sphalerite, chalcopyrite, pyrrhotite, pyrite, arsenopyrite |  |  | Sn-poor Skarn |  |  |  | galena, bismuthinite, marcasite, iron oxides, pyroxene, actinolite, quartz | thin sections and polished blocks examined using optical microscope, BSE detector, and EDS prior to analysis | EMPA, LA-ICPMS | JEOL JXA-8230 electron probe microanalyzer; RESOlution-LR 193 nm ArF excimer laser ablation system coupled to an Agilent 7700x ICP-MS | Laboratory of Mineral Resources Research Center, Fuzhou University; Adelaide Microscopy, the University of Adelaide | EPMA point analysis: accelerating voltage 15 kV, beam current 20 nA, beam diameter ~5 μm; EPMA mapping: accelerating voltage 20 kV, working current 50 nA, dwell time ~10 ms; BSE imaging: accelerating voltage 20 kV, beam current 10 nA; LA-ICP-MS: energy density 3~3.5 J/cm2, spot sizes 29 to 51 μm, repetition rates 5 Hz (polished thin-section) and 10 Hz (polished blocks), ~30 s background acquisition, ~40 s sample data acquisition | STDGL3 (Danyushevsky et al. 2011) and GSD-1G (USGS) | 80.854 | [19 empty] | 1954.4604 | [5 empty] | 79.4669 | [5 empty] | 220.2082 | [9 empty] | 85799.9797 |  | 82.3273 |  |  |  | 79.2913 | [7 empty] | 276.1443 | [13 empty] | 4497.5805 | [15 empty] | 79.0629 | [17 empty] | 79.0042 | [9 empty] | 79.22 | [32 empty] | 2025 |  |  | CHN | Tibet
| Lawu |  | Magmatic hydrothermal | Skarn | Cu-Pb-Zn skarn | Cu, Pb, Zn | In, Sn | Cu, Pb, Zn, In, Sn |  |  | XG980-8-2-1 | XG980-8-2-1 | underground mine |  |  |  |  | ore material | drill core | underground mining tunnels and drill cores | mineral separate | [5 empty] | mineralisation |  |  |  | sphalerite, chalcopyrite, pyrrhotite, pyrite, arsenopyrite |  |  | Sn-poor Skarn |  |  |  | galena, bismuthinite, marcasite, iron oxides, pyroxene, actinolite, quartz | thin sections and polished blocks examined using optical microscope, BSE detector, and EDS prior to analysis | EMPA, LA-ICPMS | JEOL JXA-8230 electron probe microanalyzer; RESOlution-LR 193 nm ArF excimer laser ablation system coupled to an Agilent 7700x ICP-MS | Laboratory of Mineral Resources Research Center, Fuzhou University; Adelaide Microscopy, the University of Adelaide | EPMA point analysis: accelerating voltage 15 kV, beam current 20 nA, beam diameter ~5 μm; EPMA mapping: accelerating voltage 20 kV, working current 50 nA, dwell time ~10 ms; BSE imaging: accelerating voltage 20 kV, beam current 10 nA; LA-ICP-MS: energy density 3~3.5 J/cm2, spot sizes 29 to 51 μm, repetition rates 5 Hz (polished thin-section) and 10 Hz (polished blocks), ~30 s background acquisition, ~40 s sample data acquisition | STDGL3 (Danyushevsky et al. 2011) and GSD-1G (USGS) | 81.854 | [19 empty] | 1955.4604 | [5 empty] | 80.4669 | [5 empty] | 221.2082 | [9 empty] | 85800.9797 |  | 83.3273 |  |  |  | 80.2913 | [7 empty] | 277.1443 | [13 empty] | 4498.5805 | [15 empty] | 80.0629 | [17 empty] | 80.0042 | [9 empty] | 80.22 | [32 empty] | 2025 |  |  | CHN | Tibet
| Lawu |  | Magmatic hydrothermal | Skarn | Cu-Pb-Zn skarn | Cu, Pb, Zn | In, Sn | Cu, Pb, Zn, In, Sn |  |  | XG980-8-3-1 | XG980-8-3-1 | underground mine |  |  |  |  | ore material | drill core | underground mining tunnels and drill cores | mineral separate | [5 empty] | mineralisation |  |  |  | sphalerite, chalcopyrite, pyrrhotite, pyrite, arsenopyrite |  |  | Sn-poor Skarn |  |  |  | galena, bismuthinite, marcasite, iron oxides, pyroxene, actinolite, quartz | thin sections and polished blocks examined using optical microscope, BSE detector, and EDS prior to analysis | EMPA, LA-ICPMS | JEOL JXA-8230 electron probe microanalyzer; RESOlution-LR 193 nm ArF excimer laser ablation system coupled to an Agilent 7700x ICP-MS | Laboratory of Mineral Resources Research Center, Fuzhou University; Adelaide Microscopy, the University of Adelaide | EPMA point analysis: accelerating voltage 15 kV, beam current 20 nA, beam diameter ~5 μm; EPMA mapping: accelerating voltage 20 kV, working current 50 nA, dwell time ~10 ms; BSE imaging: accelerating voltage 20 kV, beam current 10 nA; LA-ICP-MS: energy density 3~3.5 J/cm2, spot sizes 29 to 51 μm, repetition rates 5 Hz (polished thin-section) and 10 Hz (polished blocks), ~30 s background acquisition, ~40 s sample data acquisition | STDGL3 (Danyushevsky et al. 2011) and GSD-1G (USGS) | 82.854 | [19 empty] | 1956.4604 | [5 empty] | 81.4669 | [5 empty] | 222.2082 | [9 empty] | 85801.9797 |  | 84.3273 |  |  |  | 81.2913 | [7 empty] | 278.1443 | [13 empty] | 4499.5805 | [15 empty] | 81.0629 | [17 empty] | 81.0042 | [9 empty] | 81.22 | [32 empty] | 2025 |  |  | CHN | Tibet
| Lawu |  | Magmatic hydrothermal | Skarn | Cu-Pb-Zn skarn | Cu, Pb, Zn | In, Sn | Cu, Pb, Zn, In, Sn |  |  | XG980-8-4-1 | XG980-8-4-1 | underground mine |  |  |  |  | ore material | drill core | underground mining tunnels and drill cores | mineral separate | [5 empty] | mineralisation |  |  |  | sphalerite, chalcopyrite, pyrrhotite, pyrite, arsenopyrite |  |  | Sn-poor Skarn |  |  |  | galena, bismuthinite, marcasite, iron oxides, pyroxene, actinolite, quartz | thin sections and polished blocks examined using optical microscope, BSE detector, and EDS prior to analysis | EMPA, LA-ICPMS | JEOL JXA-8230 electron probe microanalyzer; RESOlution-LR 193 nm ArF excimer laser ablation system coupled to an Agilent 7700x ICP-MS | Laboratory of Mineral Resources Research Center, Fuzhou University; Adelaide Microscopy, the University of Adelaide | EPMA point analysis: accelerating voltage 15 kV, beam current 20 nA, beam diameter ~5 μm; EPMA mapping: accelerating voltage 20 kV, working current 50 nA, dwell time ~10 ms; BSE imaging: accelerating voltage 20 kV, beam current 10 nA; LA-ICP-MS: energy density 3~3.5 J/cm2, spot sizes 29 to 51 μm, repetition rates 5 Hz (polished thin-section) and 10 Hz (polished blocks), ~30 s background acquisition, ~40 s sample data acquisition | STDGL3 (Danyushevsky et al. 2011) and GSD-1G (USGS) | 83.854 | [19 empty] | 1957.4604 | [5 empty] | 82.4669 | [5 empty] | 223.2082 | [9 empty] | 85802.9797 |  | 85.3273 |  |  |  | 82.2913 | [7 empty] | 279.1443 | [13 empty] | 4500.5805 | [15 empty] | 82.0629 | [17 empty] | 82.0042 | [9 empty] | 82.22 | [32 empty] | 2025 |  |  | CHN | Tibet
| Lawu |  | Magmatic hydrothermal | Skarn | Cu-Pb-Zn skarn | Cu, Pb, Zn | In, Sn | Cu, Pb, Zn, In, Sn |  |  | XG980-8-5-1 | XG980-8-5-1 | underground mine |  |  |  |  | ore material | drill core | underground mining tunnels and drill cores | mineral separate | [5 empty] | mineralisation |  |  |  | sphalerite, chalcopyrite, pyrrhotite, pyrite, arsenopyrite |  |  | Sn-poor Skarn |  |  |  | galena, bismuthinite, marcasite, iron oxides, pyroxene, actinolite, quartz | thin sections and polished blocks examined using optical microscope, BSE detector, and EDS prior to analysis | EMPA, LA-ICPMS | JEOL JXA-8230 electron probe microanalyzer; RESOlution-LR 193 nm ArF excimer laser ablation system coupled to an Agilent 7700x ICP-MS | Laboratory of Mineral Resources Research Center, Fuzhou University; Adelaide Microscopy, the University of Adelaide | EPMA point analysis: accelerating voltage 15 kV, beam current 20 nA, beam diameter ~5 μm; EPMA mapping: accelerating voltage 20 kV, working current 50 nA, dwell time ~10 ms; BSE imaging: accelerating voltage 20 kV, beam current 10 nA; LA-ICP-MS: energy density 3~3.5 J/cm2, spot sizes 29 to 51 μm, repetition rates 5 Hz (polished thin-section) and 10 Hz (polished blocks), ~30 s background acquisition, ~40 s sample data acquisition | STDGL3 (Danyushevsky et al. 2011) and GSD-1G (USGS) | 84.854 | [19 empty] | 1958.4604 | [5 empty] | 83.4669 | [5 empty] | 224.2082 | [9 empty] | 85803.9797 |  | 86.3273 |  |  |  | 83.2913 | [7 empty] | 280.1443 | [13 empty] | 4501.5805 | [15 empty] | 83.0629 | [17 empty] | 83.0042 | [9 empty] | 83.22 | [32 empty] | 2025 |  |  | CHN | Tibet
| Lawu |  | Magmatic hydrothermal | Skarn | Cu-Pb-Zn skarn | Cu, Pb, Zn | In, Sn | Cu, Pb, Zn, In, Sn |  |  | XG900-8-2-1 | XG900-8-2-1 | underground mine |  |  |  |  | ore material | drill core | underground mining tunnels and drill cores | mineral separate | [5 empty] | mineralisation |  |  |  | sphalerite, chalcopyrite, pyrrhotite, pyrite, arsenopyrite |  |  | Sn-poor Skarn |  |  |  | galena, bismuthinite, marcasite, iron oxides, pyroxene, actinolite, quartz | thin sections and polished blocks examined using optical microscope, BSE detector, and EDS prior to analysis | EMPA, LA-ICPMS | JEOL JXA-8230 electron probe microanalyzer; RESOlution-LR 193 nm ArF excimer laser ablation system coupled to an Agilent 7700x ICP-MS | Laboratory of Mineral Resources Research Center, Fuzhou University; Adelaide Microscopy, the University of Adelaide | EPMA point analysis: accelerating voltage 15 kV, beam current 20 nA, beam diameter ~5 μm; EPMA mapping: accelerating voltage 20 kV, working current 50 nA, dwell time ~10 ms; BSE imaging: accelerating voltage 20 kV, beam current 10 nA; LA-ICP-MS: energy density 3~3.5 J/cm2, spot sizes 29 to 51 μm, repetition rates 5 Hz (polished thin-section) and 10 Hz (polished blocks), ~30 s background acquisition, ~40 s sample data acquisition | STDGL3 (Danyushevsky et al. 2011) and GSD-1G (USGS) | 85.854 | [19 empty] | 1959.4604 | [5 empty] | 84.4669 | [5 empty] | 225.2082 | [9 empty] | 85804.9797 |  | 87.3273 |  |  |  | 84.2913 | [7 empty] | 281.1443 | [13 empty] | 4502.5805 | [15 empty] | 84.0629 | [17 empty] | 84.0042 | [9 empty] | 84.22 | [32 empty] | 2025 |  |  | CHN | Tibet
| Lawu |  | Magmatic hydrothermal | Skarn | Cu-Pb-Zn skarn | Cu, Pb, Zn | In, Sn | Cu, Pb, Zn, In, Sn |  |  | XG900-8-3-1 | XG900-8-3-1 | underground mine |  |  |  |  | ore material | drill core | underground mining tunnels and drill cores | mineral separate | [5 empty] | mineralisation |  |  |  | sphalerite, chalcopyrite, pyrrhotite, pyrite, arsenopyrite |  |  | Sn-poor Skarn |  |  |  | galena, bismuthinite, marcasite, iron oxides, pyroxene, actinolite, quartz | thin sections and polished blocks examined using optical microscope, BSE detector, and EDS prior to analysis | EMPA, LA-ICPMS | JEOL JXA-8230 electron probe microanalyzer; RESOlution-LR 193 nm ArF excimer laser ablation system coupled to an Agilent 7700x ICP-MS | Laboratory of Mineral Resources Research Center, Fuzhou University; Adelaide Microscopy, the University of Adelaide | EPMA point analysis: accelerating voltage 15 kV, beam current 20 nA, beam diameter ~5 μm; EPMA mapping: accelerating voltage 20 kV, working current 50 nA, dwell time ~10 ms; BSE imaging: accelerating voltage 20 kV, beam current 10 nA; LA-ICP-MS: energy density 3~3.5 J/cm2, spot sizes 29 to 51 μm, repetition rates 5 Hz (polished thin-section) and 10 Hz (polished blocks), ~30 s background acquisition, ~40 s sample data acquisition | STDGL3 (Danyushevsky et al. 2011) and GSD-1G (USGS) | 86.854 | [19 empty] | 1960.4604 | [5 empty] | 85.4669 | [5 empty] | 226.2082 | [9 empty] | 85805.9797 |  | 88.3273 |  |  |  | 85.2913 | [7 empty] | 282.1443 | [13 empty] | 4503.5805 | [15 empty] | 85.0629 | [17 empty] | 85.0042 | [9 empty] | 85.22 | [32 empty] | 2025 |  |  | CHN | Tibet
| Lawu |  | Magmatic hydrothermal | Skarn | Cu-Pb-Zn skarn | Cu, Pb, Zn | In, Sn | Cu, Pb, Zn, In, Sn |  |  | XG900-8-5-1 | XG900-8-5-1 | underground mine |  |  |  |  | ore material | drill core | underground mining tunnels and drill cores | mineral separate | [5 empty] | mineralisation |  |  |  | sphalerite, chalcopyrite, pyrrhotite, pyrite, arsenopyrite |  |  | Sn-poor Skarn |  |  |  | galena, bismuthinite, marcasite, iron oxides, pyroxene, actinolite, quartz | thin sections and polished blocks examined using optical microscope, BSE detector, and EDS prior to analysis | EMPA, LA-ICPMS | JEOL JXA-8230 electron probe microanalyzer; RESOlution-LR 193 nm ArF excimer laser ablation system coupled to an Agilent 7700x ICP-MS | Laboratory of Mineral Resources Research Center, Fuzhou University; Adelaide Microscopy, the University of Adelaide | EPMA point analysis: accelerating voltage 15 kV, beam current 20 nA, beam diameter ~5 μm; EPMA mapping: accelerating voltage 20 kV, working current 50 nA, dwell time ~10 ms; BSE imaging: accelerating voltage 20 kV, beam current 10 nA; LA-ICP-MS: energy density 3~3.5 J/cm2, spot sizes 29 to 51 μm, repetition rates 5 Hz (polished thin-section) and 10 Hz (polished blocks), ~30 s background acquisition, ~40 s sample data acquisition | STDGL3 (Danyushevsky et al. 2011) and GSD-1G (USGS) | 87.854 | [19 empty] | 1961.4604 | [5 empty] | 86.4669 | [5 empty] | 227.2082 | [9 empty] | 85806.9797 |  | 89.3273 |  |  |  | 86.2913 | [7 empty] | 283.1443 | [13 empty] | 4504.5805 | [15 empty] | 86.0629 | [17 empty] | 86.0042 | [9 empty] | 86.22 | [32 empty] | 2025 |  |  | CHN | Tibet
| Lawu |  | Magmatic hydrothermal | Skarn | Cu-Pb-Zn skarn | Cu, Pb, Zn | In, Sn | Cu, Pb, Zn, In, Sn |  |  | XG900-8-7-1 | XG900-8-7-1 | underground mine |  |  |  |  | ore material | drill core | underground mining tunnels and drill cores | mineral separate | [5 empty] | mineralisation |  |  |  | sphalerite, chalcopyrite, pyrrhotite, pyrite, arsenopyrite |  |  | Sn-poor Skarn |  |  |  | galena, bismuthinite, marcasite, iron oxides, pyroxene, actinolite, quartz | thin sections and polished blocks examined using optical microscope, BSE detector, and EDS prior to analysis | EMPA, LA-ICPMS | JEOL JXA-8230 electron probe microanalyzer; RESOlution-LR 193 nm ArF excimer laser ablation system coupled to an Agilent 7700x ICP-MS | Laboratory of Mineral Resources Research Center, Fuzhou University; Adelaide Microscopy, the University of Adelaide | EPMA point analysis: accelerating voltage 15 kV, beam current 20 nA, beam diameter ~5 μm; EPMA mapping: accelerating voltage 20 kV, working current 50 nA, dwell time ~10 ms; BSE imaging: accelerating voltage 20 kV, beam current 10 nA; LA-ICP-MS: energy density 3~3.5 J/cm2, spot sizes 29 to 51 μm, repetition rates 5 Hz (polished thin-section) and 10 Hz (polished blocks), ~30 s background acquisition, ~40 s sample data acquisition | STDGL3 (Danyushevsky et al. 2011) and GSD-1G (USGS) | 88.854 | [19 empty] | 1962.4604 | [5 empty] | 87.4669 | [5 empty] | 228.2082 | [9 empty] | 85807.9797 |  | 90.3273 |  |  |  | 87.2913 | [7 empty] | 284.1443 | [13 empty] | 4505.5805 | [15 empty] | 87.0629 | [17 empty] | 87.0042 | [9 empty] | 87.22 | [32 empty] | 2025 |  |  | CHN | Tibet
| Lawu |  | Magmatic hydrothermal | Skarn | Cu-Pb-Zn skarn | Cu, Pb, Zn | In, Sn | Cu, Pb, Zn, In, Sn |  |  | XG900-9-3-1 | XG900-9-3-1 | underground mine |  |  |  |  | ore material | drill core | underground mining tunnels and drill cores | mineral separate | [5 empty] | mineralisation |  |  |  | sphalerite, chalcopyrite, pyrrhotite, pyrite, arsenopyrite |  |  | Sn-poor Skarn |  |  |  | galena, bismuthinite, marcasite, iron oxides, pyroxene, actinolite, quartz | thin sections and polished blocks examined using optical microscope, BSE detector, and EDS prior to analysis | EMPA, LA-ICPMS | JEOL JXA-8230 electron probe microanalyzer; RESOlution-LR 193 nm ArF excimer laser ablation system coupled to an Agilent 7700x ICP-MS | Laboratory of Mineral Resources Research Center, Fuzhou University; Adelaide Microscopy, the University of Adelaide | EPMA point analysis: accelerating voltage 15 kV, beam current 20 nA, beam diameter ~5 μm; EPMA mapping: accelerating voltage 20 kV, working current 50 nA, dwell time ~10 ms; BSE imaging: accelerating voltage 20 kV, beam current 10 nA; LA-ICP-MS: energy density 3~3.5 J/cm2, spot sizes 29 to 51 μm, repetition rates 5 Hz (polished thin-section) and 10 Hz (polished blocks), ~30 s background acquisition, ~40 s sample data acquisition | STDGL3 (Danyushevsky et al. 2011) and GSD-1G (USGS) | 89.854 | [19 empty] | 1963.4604 | [5 empty] | 88.4669 | [5 empty] | 229.2082 | [9 empty] | 85808.9797 |  | 91.3273 |  |  |  | 88.2913 | [7 empty] | 285.1443 | [13 empty] | 4506.5805 | [15 empty] | 88.0629 | [17 empty] | 88.0042 | [9 empty] | 88.22 | [32 empty] | 2025 |  |  | CHN | Tibet
| Lawu |  | Magmatic hydrothermal | Skarn | Cu-Pb-Zn skarn | Cu, Pb, Zn | In, Sn | Cu, Pb, Zn, In, Sn |  |  | XG900-9-4-1 | XG900-9-4-1 | underground mine |  |  |  |  | ore material | drill core | underground mining tunnels and drill cores | mineral separate | [5 empty] | mineralisation |  |  |  | sphalerite, chalcopyrite, pyrrhotite, pyrite, arsenopyrite |  |  | Sn-poor Skarn |  |  |  | galena, bismuthinite, marcasite, iron oxides, pyroxene, actinolite, quartz | thin sections and polished blocks examined using optical microscope, BSE detector, and EDS prior to analysis | EMPA, LA-ICPMS | JEOL JXA-8230 electron probe microanalyzer; RESOlution-LR 193 nm ArF excimer laser ablation system coupled to an Agilent 7700x ICP-MS | Laboratory of Mineral Resources Research Center, Fuzhou University; Adelaide Microscopy, the University of Adelaide | EPMA point analysis: accelerating voltage 15 kV, beam current 20 nA, beam diameter ~5 μm; EPMA mapping: accelerating voltage 20 kV, working current 50 nA, dwell time ~10 ms; BSE imaging: accelerating voltage 20 kV, beam current 10 nA; LA-ICP-MS: energy density 3~3.5 J/cm2, spot sizes 29 to 51 μm, repetition rates 5 Hz (polished thin-section) and 10 Hz (polished blocks), ~30 s background acquisition, ~40 s sample data acquisition | STDGL3 (Danyushevsky et al. 2011) and GSD-1G (USGS) | 90.854 | [19 empty] | 1964.4604 | [5 empty] | 89.4669 | [5 empty] | 230.2082 | [9 empty] | 85809.9797 |  | 92.3273 |  |  |  | 89.2913 | [7 empty] | 286.1443 | [13 empty] | 4507.5805 | [15 empty] | 89.0629 | [17 empty] | 89.0042 | [9 empty] | 89.22 | [32 empty] | 2025 |  |  | CHN | Tibet
| Lawu |  | Magmatic hydrothermal | Skarn | Cu-Pb-Zn skarn | Cu, Pb, Zn | In, Sn | Cu, Pb, Zn, In, Sn |  |  | XG900-9-9-1 | XG900-9-9-1 | underground mine |  |  |  |  | ore material | drill core | underground mining tunnels and drill cores | mineral separate | [5 empty] | mineralisation |  |  |  | sphalerite, chalcopyrite, pyrrhotite, pyrite, arsenopyrite |  |  | Sn-poor Skarn |  |  |  | galena, bismuthinite, marcasite, iron oxides, pyroxene, actinolite, quartz | thin sections and polished blocks examined using optical microscope, BSE detector, and EDS prior to analysis | EMPA, LA-ICPMS | JEOL JXA-8230 electron probe microanalyzer; RESOlution-LR 193 nm ArF excimer laser ablation system coupled to an Agilent 7700x ICP-MS | Laboratory of Mineral Resources Research Center, Fuzhou University; Adelaide Microscopy, the University of Adelaide | EPMA point analysis: accelerating voltage 15 kV, beam current 20 nA, beam diameter ~5 μm; EPMA mapping: accelerating voltage 20 kV, working current 50 nA, dwell time ~10 ms; BSE imaging: accelerating voltage 20 kV, beam current 10 nA; LA-ICP-MS: energy density 3~3.5 J/cm2, spot sizes 29 to 51 μm, repetition rates 5 Hz (polished thin-section) and 10 Hz (polished blocks), ~30 s background acquisition, ~40 s sample data acquisition | STDGL3 (Danyushevsky et al. 2011) and GSD-1G (USGS) | 91.854 | [19 empty] | 1965.4604 | [5 empty] | 90.4669 | [5 empty] | 231.2082 | [9 empty] | 85810.9797 |  | 93.3273 |  |  |  | 90.2913 | [7 empty] | 287.1443 | [13 empty] | 4508.5805 | [15 empty] | 90.0629 | [17 empty] | 90.0042 | [9 empty] | 90.22 | [32 empty] | 2025 |  |  | CHN | Tibet
| Lawu |  | Magmatic hydrothermal | Skarn | Cu-Pb-Zn skarn | Cu, Pb, Zn | In, Sn | Cu, Pb, Zn, In, Sn |  |  | XG900-9-10-1 | XG900-9-10-1 | underground mine |  |  |  |  | ore material | drill core | underground mining tunnels and drill cores | mineral separate | [5 empty] | mineralisation |  |  |  | sphalerite, chalcopyrite, pyrrhotite, pyrite, arsenopyrite |  |  | Sn-poor Skarn |  |  |  | galena, bismuthinite, marcasite, iron oxides, pyroxene, actinolite, quartz | thin sections and polished blocks examined using optical microscope, BSE detector, and EDS prior to analysis | EMPA, LA-ICPMS | JEOL JXA-8230 electron probe microanalyzer; RESOlution-LR 193 nm ArF excimer laser ablation system coupled to an Agilent 7700x ICP-MS | Laboratory of Mineral Resources Research Center, Fuzhou University; Adelaide Microscopy, the University of Adelaide | EPMA point analysis: accelerating voltage 15 kV, beam current 20 nA, beam diameter ~5 μm; EPMA mapping: accelerating voltage 20 kV, working current 50 nA, dwell time ~10 ms; BSE imaging: accelerating voltage 20 kV, beam current 10 nA; LA-ICP-MS: energy density 3~3.5 J/cm2, spot sizes 29 to 51 μm, repetition rates 5 Hz (polished thin-section) and 10 Hz (polished blocks), ~30 s background acquisition, ~40 s sample data acquisition | STDGL3 (Danyushevsky et al. 2011) and GSD-1G (USGS) | 92.854 | [19 empty] | 1966.4604 | [5 empty] | 91.4669 | [5 empty] | 232.2082 | [9 empty] | 85811.9797 |  | 94.3273 |  |  |  | 91.2913 | [7 empty] | 288.1443 | [13 empty] | 4509.5805 | [15 empty] | 91.0629 | [17 empty] | 91.0042 | [9 empty] | 91.22 | [32 empty] | 2025 |  |  | CHN | Tibet
| Lawu |  | Magmatic hydrothermal | Skarn | Cu-Pb-Zn skarn | Cu, Pb, Zn | In, Sn | Cu, Pb, Zn, In, Sn |  |  | XG900-9-11-1 | XG900-9-11-1 | underground mine |  |  |  |  | ore material | drill core | underground mining tunnels and drill cores | mineral separate | [5 empty] | mineralisation |  |  |  | sphalerite, chalcopyrite, pyrrhotite, pyrite, arsenopyrite |  |  | Sn-poor Skarn |  |  |  | galena, bismuthinite, marcasite, iron oxides, pyroxene, actinolite, quartz | thin sections and polished blocks examined using optical microscope, BSE detector, and EDS prior to analysis | EMPA, LA-ICPMS | JEOL JXA-8230 electron probe microanalyzer; RESOlution-LR 193 nm ArF excimer laser ablation system coupled to an Agilent 7700x ICP-MS | Laboratory of Mineral Resources Research Center, Fuzhou University; Adelaide Microscopy, the University of Adelaide | EPMA point analysis: accelerating voltage 15 kV, beam current 20 nA, beam diameter ~5 μm; EPMA mapping: accelerating voltage 20 kV, working current 50 nA, dwell time ~10 ms; BSE imaging: accelerating voltage 20 kV, beam current 10 nA; LA-ICP-MS: energy density 3~3.5 J/cm2, spot sizes 29 to 51 μm, repetition rates 5 Hz (polished thin-section) and 10 Hz (polished blocks), ~30 s background acquisition, ~40 s sample data acquisition | STDGL3 (Danyushevsky et al. 2011) and GSD-1G (USGS) | 93.854 | [19 empty] | 1967.4604 | [5 empty] | 92.4669 | [5 empty] | 233.2082 | [9 empty] | 85812.9797 |  | 95.3273 |  |  |  | 92.2913 | [7 empty] | 289.1443 | [13 empty] | 4510.5805 | [15 empty] | 92.0629 | [17 empty] | 92.0042 | [9 empty] | 92.22 | [32 empty] | 2025 |  |  | CHN | Tibet
| Lawu |  | Magmatic hydrothermal | Skarn | Cu-Pb-Zn skarn | Cu, Pb, Zn | In, Sn | Cu, Pb, Zn, In, Sn |  |  | XG900-9-12-1 | XG900-9-12-1 | underground mine |  |  |  |  | ore material | drill core | underground mining tunnels and drill cores | mineral separate | [5 empty] | mineralisation |  |  |  | sphalerite, chalcopyrite, pyrrhotite, pyrite, arsenopyrite |  |  | Sn-poor Skarn |  |  |  | galena, bismuthinite, marcasite, iron oxides, pyroxene, actinolite, quartz | thin sections and polished blocks examined using optical microscope, BSE detector, and EDS prior to analysis | EMPA, LA-ICPMS | JEOL JXA-8230 electron probe microanalyzer; RESOlution-LR 193 nm ArF excimer laser ablation system coupled to an Agilent 7700x ICP-MS | Laboratory of Mineral Resources Research Center, Fuzhou University; Adelaide Microscopy, the University of Adelaide | EPMA point analysis: accelerating voltage 15 kV, beam current 20 nA, beam diameter ~5 μm; EPMA mapping: accelerating voltage 20 kV, working current 50 nA, dwell time ~10 ms; BSE imaging: accelerating voltage 20 kV, beam current 10 nA; LA-ICP-MS: energy density 3~3.5 J/cm2, spot sizes 29 to 51 μm, repetition rates 5 Hz (polished thin-section) and 10 Hz (polished blocks), ~30 s background acquisition, ~40 s sample data acquisition | STDGL3 (Danyushevsky et al. 2011) and GSD-1G (USGS) | 94.854 | [19 empty] | 1968.4604 | [5 empty] | 93.4669 | [5 empty] | 234.2082 | [9 empty] | 85813.9797 |  | 96.3273 |  |  |  | 93.2913 | [7 empty] | 290.1443 | [13 empty] | 4511.5805 | [15 empty] | 93.0629 | [17 empty] | 93.0042 | [9 empty] | 93.22 | [32 empty] | 2025 |  |  | CHN | Tibet
| Lawu |  | Magmatic hydrothermal | Skarn | Cu-Pb-Zn skarn | Cu, Pb, Zn | In, Sn | Cu, Pb, Zn, In, Sn |  |  | XG900-10-4-1 | XG900-10-4-1 | underground mine |  |  |  |  | ore material | drill core | underground mining tunnels and drill cores | mineral separate | [5 empty] | mineralisation |  |  |  | sphalerite, chalcopyrite, pyrrhotite, pyrite, arsenopyrite |  |  | Sn-poor Skarn |  |  |  | galena, bismuthinite, marcasite, iron oxides, pyroxene, actinolite, quartz | thin sections and polished blocks examined using optical microscope, BSE detector, and EDS prior to analysis | EMPA, LA-ICPMS | JEOL JXA-8230 electron probe microanalyzer; RESOlution-LR 193 nm ArF excimer laser ablation system coupled to an Agilent 7700x ICP-MS | Laboratory of Mineral Resources Research Center, Fuzhou University; Adelaide Microscopy, the University of Adelaide | EPMA point analysis: accelerating voltage 15 kV, beam current 20 nA, beam diameter ~5 μm; EPMA mapping: accelerating voltage 20 kV, working current 50 nA, dwell time ~10 ms; BSE imaging: accelerating voltage 20 kV, beam current 10 nA; LA-ICP-MS: energy density 3~3.5 J/cm2, spot sizes 29 to 51 μm, repetition rates 5 Hz (polished thin-section) and 10 Hz (polished blocks), ~30 s background acquisition, ~40 s sample data acquisition | STDGL3 (Danyushevsky et al. 2011) and GSD-1G (USGS) | 95.854 | [19 empty] | 1969.4604 | [5 empty] | 94.4669 | [5 empty] | 235.2082 | [9 empty] | 85814.9797 |  | 97.3273 |  |  |  | 94.2913 | [7 empty] | 291.1443 | [13 empty] | 4512.5805 | [15 empty] | 94.0629 | [17 empty] | 94.0042 | [9 empty] | 94.22 | [32 empty] | 2025 |  |  | CHN | Tibet
| Lawu |  | Magmatic hydrothermal | Skarn | Cu-Pb-Zn skarn | Cu, Pb, Zn | In, Sn | Cu, Pb, Zn, In, Sn |  |  | XG900-10-7-1 | XG900-10-7-1 | underground mine |  |  |  |  | ore material | drill core | underground mining tunnels and drill cores | mineral separate | [5 empty] | mineralisation |  |  |  | sphalerite, chalcopyrite, pyrrhotite, pyrite, arsenopyrite |  |  | Sn-poor Skarn |  |  |  | galena, bismuthinite, marcasite, iron oxides, pyroxene, actinolite, quartz | thin sections and polished blocks examined using optical microscope, BSE detector, and EDS prior to analysis | EMPA, LA-ICPMS | JEOL JXA-8230 electron probe microanalyzer; RESOlution-LR 193 nm ArF excimer laser ablation system coupled to an Agilent 7700x ICP-MS | Laboratory of Mineral Resources Research Center, Fuzhou University; Adelaide Microscopy, the University of Adelaide | EPMA point analysis: accelerating voltage 15 kV, beam current 20 nA, beam diameter ~5 μm; EPMA mapping: accelerating voltage 20 kV, working current 50 nA, dwell time ~10 ms; BSE imaging: accelerating voltage 20 kV, beam current 10 nA; LA-ICP-MS: energy density 3~3.5 J/cm2, spot sizes 29 to 51 μm, repetition rates 5 Hz (polished thin-section) and 10 Hz (polished blocks), ~30 s background acquisition, ~40 s sample data acquisition | STDGL3 (Danyushevsky et al. 2011) and GSD-1G (USGS) | 96.854 | [19 empty] | 1970.4604 | [5 empty] | 95.4669 | [5 empty] | 236.2082 | [9 empty] | 85815.9797 |  | 98.3273 |  |  |  | 95.2913 | [7 empty] | 292.1443 | [13 empty] | 4513.5805 | [15 empty] | 95.0629 | [17 empty] | 95.0042 | [9 empty] | 95.22 | [32 empty] | 2025 |  |  | CHN | Tibet
| Lawu |  | Magmatic hydrothermal | Skarn | Cu-Pb-Zn skarn | Cu, Pb, Zn | In, Sn | Cu, Pb, Zn, In, Sn |  |  | XG900-10-8-1 | XG900-10-8-1 | underground mine |  |  |  |  | ore material | drill core | underground mining tunnels and drill cores | mineral separate | [5 empty] | mineralisation |  |  |  | sphalerite, chalcopyrite, pyrrhotite, pyrite, arsenopyrite |  |  | Sn-poor Skarn |  |  |  | galena, bismuthinite, marcasite, iron oxides, pyroxene, actinolite, quartz | thin sections and polished blocks examined using optical microscope, BSE detector, and EDS prior to analysis | EMPA, LA-ICPMS | JEOL JXA-8230 electron probe microanalyzer; RESOlution-LR 193 nm ArF excimer laser ablation system coupled to an Agilent 7700x ICP-MS | Laboratory of Mineral Resources Research Center, Fuzhou University; Adelaide Microscopy, the University of Adelaide | EPMA point analysis: accelerating voltage 15 kV, beam current 20 nA, beam diameter ~5 μm; EPMA mapping: accelerating voltage 20 kV, working current 50 nA, dwell time ~10 ms; BSE imaging: accelerating voltage 20 kV, beam current 10 nA; LA-ICP-MS: energy density 3~3.5 J/cm2, spot sizes 29 to 51 μm, repetition rates 5 Hz (polished thin-section) and 10 Hz (polished blocks), ~30 s background acquisition, ~40 s sample data acquisition | STDGL3 (Danyushevsky et al. 2011) and GSD-1G (USGS) | 97.854 | [19 empty] | 1971.4604 | [5 empty] | 96.4669 | [5 empty] | 237.2082 | [9 empty] | 85816.9797 |  | 99.3273 |  |  |  | 96.2913 | [7 empty] | 293.1443 | [13 empty] | 4514.5805 | [15 empty] | 96.0629 | [17 empty] | 96.0042 | [9 empty] | 96.22 | [32 empty] | 2025 |  |  | CHN | Tibet
| Lawu |  | Magmatic hydrothermal | Skarn | Cu-Pb-Zn skarn | Cu, Pb, Zn | In, Sn | Cu, Pb, Zn, In, Sn |  |  | XG900-10-12-1 | XG900-10-12-1 | underground mine |  |  |  |  | ore material | drill core | underground mining tunnels and drill cores | mineral separate | [5 empty] | mineralisation |  |  |  | sphalerite, chalcopyrite, pyrrhotite, pyrite, arsenopyrite |  |  | Sn-poor Skarn |  |  |  | galena, bismuthinite, marcasite, iron oxides, pyroxene, actinolite, quartz | thin sections and polished blocks examined using optical microscope, BSE detector, and EDS prior to analysis | EMPA, LA-ICPMS | JEOL JXA-8230 electron probe microanalyzer; RESOlution-LR 193 nm ArF excimer laser ablation system coupled to an Agilent 7700x ICP-MS | Laboratory of Mineral Resources Research Center, Fuzhou University; Adelaide Microscopy, the University of Adelaide | EPMA point analysis: accelerating voltage 15 kV, beam current 20 nA, beam diameter ~5 μm; EPMA mapping: accelerating voltage 20 kV, working current 50 nA, dwell time ~10 ms; BSE imaging: accelerating voltage 20 kV, beam current 10 nA; LA-ICP-MS: energy density 3~3.5 J/cm2, spot sizes 29 to 51 μm, repetition rates 5 Hz (polished thin-section) and 10 Hz (polished blocks), ~30 s background acquisition, ~40 s sample data acquisition | STDGL3 (Danyushevsky et al. 2011) and GSD-1G (USGS) | 98.854 | [19 empty] | 1972.4604 | [5 empty] | 97.4669 | [5 empty] | 238.2082 | [9 empty] | 85817.9797 |  | 100.3273 |  |  |  | 97.2913 | [7 empty] | 294.1443 | [13 empty] | 4515.5805 | [15 empty] | 97.0629 | [17 empty] | 97.0042 | [9 empty] | 97.22 | [32 empty] | 2025 |  |  | CHN | Tibet
| Lawu |  | Magmatic hydrothermal | Skarn | Cu-Pb-Zn skarn | Cu, Pb, Zn | In, Sn | Cu, Pb, Zn, In, Sn |  |  | XG900-10-13-1 | XG900-10-13-1 | underground mine |  |  |  |  | ore material | drill core | underground mining tunnels and drill cores | mineral separate | [5 empty] | mineralisation |  |  |  | sphalerite, chalcopyrite, pyrrhotite, pyrite, arsenopyrite |  |  | Sn-poor Skarn |  |  |  | galena, bismuthinite, marcasite, iron oxides, pyroxene, actinolite, quartz | thin sections and polished blocks examined using optical microscope, BSE detector, and EDS prior to analysis | EMPA, LA-ICPMS | JEOL JXA-8230 electron probe microanalyzer; RESOlution-LR 193 nm ArF excimer laser ablation system coupled to an Agilent 7700x ICP-MS | Laboratory of Mineral Resources Research Center, Fuzhou University; Adelaide Microscopy, the University of Adelaide | EPMA point analysis: accelerating voltage 15 kV, beam current 20 nA, beam diameter ~5 μm; EPMA mapping: accelerating voltage 20 kV, working current 50 nA, dwell time ~10 ms; BSE imaging: accelerating voltage 20 kV, beam current 10 nA; LA-ICP-MS: energy density 3~3.5 J/cm2, spot sizes 29 to 51 μm, repetition rates 5 Hz (polished thin-section) and 10 Hz (polished blocks), ~30 s background acquisition, ~40 s sample data acquisition | STDGL3 (Danyushevsky et al. 2011) and GSD-1G (USGS) | 99.854 | [19 empty] | 1973.4604 | [5 empty] | 98.4669 | [5 empty] | 239.2082 | [9 empty] | 85818.9797 |  | 101.3273 |  |  |  | 98.2913 | [7 empty] | 295.1443 | [13 empty] | 4516.5805 | [15 empty] | 98.0629 | [17 empty] | 98.0042 | [9 empty] | 98.22 | [32 empty] | 2025 |  |  | CHN | Tibet
| Lawu |  | Magmatic hydrothermal | Skarn | Cu-Pb-Zn skarn | Cu, Pb, Zn | In, Sn | Cu, Pb, Zn, In, Sn |  |  | XG900-10-14-1 | XG900-10-14-1 | underground mine |  |  |  |  | ore material | drill core | underground mining tunnels and drill cores | mineral separate | [5 empty] | mineralisation |  |  |  | sphalerite, chalcopyrite, pyrrhotite, pyrite, arsenopyrite |  |  | Sn-poor Skarn |  |  |  | galena, bismuthinite, marcasite, iron oxides, pyroxene, actinolite, quartz | thin sections and polished blocks examined using optical microscope, BSE detector, and EDS prior to analysis | EMPA, LA-ICPMS | JEOL JXA-8230 electron probe microanalyzer; RESOlution-LR 193 nm ArF excimer laser ablation system coupled to an Agilent 7700x ICP-MS | Laboratory of Mineral Resources Research Center, Fuzhou University; Adelaide Microscopy, the University of Adelaide | EPMA point analysis: accelerating voltage 15 kV, beam current 20 nA, beam diameter ~5 μm; EPMA mapping: accelerating voltage 20 kV, working current 50 nA, dwell time ~10 ms; BSE imaging: accelerating voltage 20 kV, beam current 10 nA; LA-ICP-MS: energy density 3~3.5 J/cm2, spot sizes 29 to 51 μm, repetition rates 5 Hz (polished thin-section) and 10 Hz (polished blocks), ~30 s background acquisition, ~40 s sample data acquisition | STDGL3 (Danyushevsky et al. 2011) and GSD-1G (USGS) | 100.854 | [19 empty] | 1974.4604 | [5 empty] | 99.4669 | [5 empty] | 240.2082 | [9 empty] | 85819.9797 |  | 102.3273 |  |  |  | 99.2913 | [7 empty] | 296.1443 | [13 empty] | 4517.5805 | [15 empty] | 99.0629 | [17 empty] | 99.0042 | [9 empty] | 99.22 | [32 empty] | 2025 |  |  | CHN | Tibet
| Lawu |  | Magmatic hydrothermal | Skarn | Cu-Pb-Zn skarn | Cu, Pb, Zn | In, Sn | Cu, Pb, Zn, In, Sn |  |  | XG900-8-1-1 | XG900-8-1-1 | underground mine |  |  |  |  | ore material | drill core | underground mining tunnels and drill cores | mineral separate | [5 empty] | mineralisation |  |  |  | sphalerite, chalcopyrite, pyrrhotite, pyrite, arsenopyrite |  |  | Sn-poor Skarn |  |  |  | galena, bismuthinite, marcasite, iron oxides, pyroxene, actinolite, quartz | thin sections and polished blocks examined using optical microscope, BSE detector, and EDS prior to analysis | EMPA, LA-ICPMS | JEOL JXA-8230 electron probe microanalyzer; RESOlution-LR 193 nm ArF excimer laser ablation system coupled to an Agilent 7700x ICP-MS | Laboratory of Mineral Resources Research Center, Fuzhou University; Adelaide Microscopy, the University of Adelaide | EPMA point analysis: accelerating voltage 15 kV, beam current 20 nA, beam diameter ~5 μm; EPMA mapping: accelerating voltage 20 kV, working current 50 nA, dwell time ~10 ms; BSE imaging: accelerating voltage 20 kV, beam current 10 nA; LA-ICP-MS: energy density 3~3.5 J/cm2, spot sizes 29 to 51 μm, repetition rates 5 Hz (polished thin-section) and 10 Hz (polished blocks), ~30 s background acquisition, ~40 s sample data acquisition | STDGL3 (Danyushevsky et al. 2011) and GSD-1G (USGS) | 101.854 | [19 empty] | 1975.4604 | [5 empty] | 100.4669 | [5 empty] | 241.2082 | [9 empty] | 85820.9797 |  | 103.3273 |  |  |  | 100.2913 | [7 empty] | 297.1443 | [13 empty] | 4518.5805 | [15 empty] | 100.0629 | [17 empty] | 100.0042 | [9 empty] | 100.22 | [32 empty] | 2025 |  |  | CHN | Tibet
| Lawu |  | Magmatic hydrothermal | Skarn | Cu-Pb-Zn skarn | Cu, Pb, Zn | In, Sn | Cu, Pb, Zn, In, Sn |  |  | XG900-8-6-1 | XG900-8-6-1 | underground mine |  |  |  |  | ore material | drill core | underground mining tunnels and drill cores | mineral separate | [5 empty] | mineralisation |  |  |  | sphalerite, chalcopyrite, pyrrhotite, pyrite, arsenopyrite |  |  | Sn-poor Skarn |  |  |  | galena, bismuthinite, marcasite, iron oxides, pyroxene, actinolite, quartz | thin sections and polished blocks examined using optical microscope, BSE detector, and EDS prior to analysis | EMPA, LA-ICPMS | JEOL JXA-8230 electron probe microanalyzer; RESOlution-LR 193 nm ArF excimer laser ablation system coupled to an Agilent 7700x ICP-MS | Laboratory of Mineral Resources Research Center, Fuzhou University; Adelaide Microscopy, the University of Adelaide | EPMA point analysis: accelerating voltage 15 kV, beam current 20 nA, beam diameter ~5 μm; EPMA mapping: accelerating voltage 20 kV, working current 50 nA, dwell time ~10 ms; BSE imaging: accelerating voltage 20 kV, beam current 10 nA; LA-ICP-MS: energy density 3~3.5 J/cm2, spot sizes 29 to 51 μm, repetition rates 5 Hz (polished thin-section) and 10 Hz (polished blocks), ~30 s background acquisition, ~40 s sample data acquisition | STDGL3 (Danyushevsky et al. 2011) and GSD-1G (USGS) | 102.854 | [19 empty] | 1976.4604 | [5 empty] | 101.4669 | [5 empty] | 242.2082 | [9 empty] | 85821.9797 |  | 104.3273 |  |  |  | 101.2913 | [7 empty] | 298.1443 | [13 empty] | 4519.5805 | [15 empty] | 101.0629 | [17 empty] | 101.0042 | [9 empty] | 101.22 | [32 empty] | 2025 |  |  | CHN | Tibet
| Lawu |  | Magmatic hydrothermal | Skarn | Cu-Pb-Zn skarn | Cu, Pb, Zn | In, Sn | Cu, Pb, Zn, In, Sn |  |  | XG900-8-8-1 | XG900-8-8-1 | underground mine |  |  |  |  | ore material | drill core | underground mining tunnels and drill cores | mineral separate | [5 empty] | mineralisation |  |  |  | sphalerite, chalcopyrite, pyrrhotite, pyrite, arsenopyrite |  |  | Sn-poor Skarn |  |  |  | galena, bismuthinite, marcasite, iron oxides, pyroxene, actinolite, quartz | thin sections and polished blocks examined using optical microscope, BSE detector, and EDS prior to analysis | EMPA, LA-ICPMS | JEOL JXA-8230 electron probe microanalyzer; RESOlution-LR 193 nm ArF excimer laser ablation system coupled to an Agilent 7700x ICP-MS | Laboratory of Mineral Resources Research Center, Fuzhou University; Adelaide Microscopy, the University of Adelaide | EPMA point analysis: accelerating voltage 15 kV, beam current 20 nA, beam diameter ~5 μm; EPMA mapping: accelerating voltage 20 kV, working current 50 nA, dwell time ~10 ms; BSE imaging: accelerating voltage 20 kV, beam current 10 nA; LA-ICP-MS: energy density 3~3.5 J/cm2, spot sizes 29 to 51 μm, repetition rates 5 Hz (polished thin-section) and 10 Hz (polished blocks), ~30 s background acquisition, ~40 s sample data acquisition | STDGL3 (Danyushevsky et al. 2011) and GSD-1G (USGS) | 103.854 | [19 empty] | 1977.4604 | [5 empty] | 102.4669 | [5 empty] | 243.2082 | [9 empty] | 85822.9797 |  | 105.3273 |  |  |  | 102.2913 | [7 empty] | 299.1443 | [13 empty] | 4520.5805 | [15 empty] | 102.0629 | [17 empty] | 102.0042 | [9 empty] | 102.22 | [32 empty] | 2025 |  |  | CHN | Tibet
| Lawu |  | Magmatic hydrothermal | Skarn | Cu-Pb-Zn skarn | Cu, Pb, Zn | In, Sn | Cu, Pb, Zn, In, Sn |  |  | XG900-9-1-1 | XG900-9-1-1 | underground mine |  |  |  |  | ore material | drill core | underground mining tunnels and drill cores | mineral separate | [5 empty] | mineralisation |  |  |  | sphalerite, chalcopyrite, pyrrhotite, pyrite, arsenopyrite |  |  | Sn-poor Skarn |  |  |  | galena, bismuthinite, marcasite, iron oxides, pyroxene, actinolite, quartz | thin sections and polished blocks examined using optical microscope, BSE detector, and EDS prior to analysis | EMPA, LA-ICPMS | JEOL JXA-8230 electron probe microanalyzer; RESOlution-LR 193 nm ArF excimer laser ablation system coupled to an Agilent 7700x ICP-MS | Laboratory of Mineral Resources Research Center, Fuzhou University; Adelaide Microscopy, the University of Adelaide | EPMA point analysis: accelerating voltage 15 kV, beam current 20 nA, beam diameter ~5 μm; EPMA mapping: accelerating voltage 20 kV, working current 50 nA, dwell time ~10 ms; BSE imaging: accelerating voltage 20 kV, beam current 10 nA; LA-ICP-MS: energy density 3~3.5 J/cm2, spot sizes 29 to 51 μm, repetition rates 5 Hz (polished thin-section) and 10 Hz (polished blocks), ~30 s background acquisition, ~40 s sample data acquisition | STDGL3 (Danyushevsky et al. 2011) and GSD-1G (USGS) | 104.854 | [19 empty] | 1978.4604 | [5 empty] | 103.4669 | [5 empty] | 244.2082 | [9 empty] | 85823.9797 |  | 106.3273 |  |  |  | 103.2913 | [7 empty] | 300.1443 | [13 empty] | 4521.5805 | [15 empty] | 103.0629 | [17 empty] | 103.0042 | [9 empty] | 103.22 | [32 empty] | 2025 |  |  | CHN | Tibet
| Lawu |  | Magmatic hydrothermal | Skarn | Cu-Pb-Zn skarn | Cu, Pb, Zn | In, Sn | Cu, Pb, Zn, In, Sn |  |  | XG900-9-2-1 | XG900-9-2-1 | underground mine |  |  |  |  | ore material | drill core | underground mining tunnels and drill cores | mineral separate | [5 empty] | mineralisation |  |  |  | sphalerite, chalcopyrite, pyrrhotite, pyrite, arsenopyrite |  |  | Sn-poor Skarn |  |  |  | galena, bismuthinite, marcasite, iron oxides, pyroxene, actinolite, quartz | thin sections and polished blocks examined using optical microscope, BSE detector, and EDS prior to analysis | EMPA, LA-ICPMS | JEOL JXA-8230 electron probe microanalyzer; RESOlution-LR 193 nm ArF excimer laser ablation system coupled to an Agilent 7700x ICP-MS | Laboratory of Mineral Resources Research Center, Fuzhou University; Adelaide Microscopy, the University of Adelaide | EPMA point analysis: accelerating voltage 15 kV, beam current 20 nA, beam diameter ~5 μm; EPMA mapping: accelerating voltage 20 kV, working current 50 nA, dwell time ~10 ms; BSE imaging: accelerating voltage 20 kV, beam current 10 nA; LA-ICP-MS: energy density 3~3.5 J/cm2, spot sizes 29 to 51 μm, repetition rates 5 Hz (polished thin-section) and 10 Hz (polished blocks), ~30 s background acquisition, ~40 s sample data acquisition | STDGL3 (Danyushevsky et al. 2011) and GSD-1G (USGS) | 105.854 | [19 empty] | 1979.4604 | [5 empty] | 104.4669 | [5 empty] | 245.2082 | [9 empty] | 85824.9797 |  | 107.3273 |  |  |  | 104.2913 | [7 empty] | 301.1443 | [13 empty] | 4522.5805 | [15 empty] | 104.0629 | [17 empty] | 104.0042 | [9 empty] | 104.22 | [32 empty] | 2025 |  |  | CHN | Tibet
| Lawu |  | Magmatic hydrothermal | Skarn | Cu-Pb-Zn skarn | Cu, Pb, Zn | In, Sn | Cu, Pb, Zn, In, Sn |  |  | XG900-9-5-1 | XG900-9-5-1 | underground mine |  |  |  |  | ore material | drill core | underground mining tunnels and drill cores | mineral separate | [5 empty] | mineralisation |  |  |  | sphalerite, chalcopyrite, pyrrhotite, pyrite, arsenopyrite |  |  | Sn-poor Skarn |  |  |  | galena, bismuthinite, marcasite, iron oxides, pyroxene, actinolite, quartz | thin sections and polished blocks examined using optical microscope, BSE detector, and EDS prior to analysis | EMPA, LA-ICPMS | JEOL JXA-8230 electron probe microanalyzer; RESOlution-LR 193 nm ArF excimer laser ablation system coupled to an Agilent 7700x ICP-MS | Laboratory of Mineral Resources Research Center, Fuzhou University; Adelaide Microscopy, the University of Adelaide | EPMA point analysis: accelerating voltage 15 kV, beam current 20 nA, beam diameter ~5 μm; EPMA mapping: accelerating voltage 20 kV, working current 50 nA, dwell time ~10 ms; BSE imaging: accelerating voltage 20 kV, beam current 10 nA; LA-ICP-MS: energy density 3~3.5 J/cm2, spot sizes 29 to 51 μm, repetition rates 5 Hz (polished thin-section) and 10 Hz (polished blocks), ~30 s background acquisition, ~40 s sample data acquisition | STDGL3 (Danyushevsky et al. 2011) and GSD-1G (USGS) | 106.854 | [19 empty] | 1980.4604 | [5 empty] | 105.4669 | [5 empty] | 246.2082 | [9 empty] | 85825.9797 |  | 108.3273 |  |  |  | 105.2913 | [7 empty] | 302.1443 | [13 empty] | 4523.5805 | [15 empty] | 105.0629 | [17 empty] | 105.0042 | [9 empty] | 105.22 | [32 empty] | 2025 |  |  | CHN | Tibet
| Lawu |  | Magmatic hydrothermal | Skarn | Cu-Pb-Zn skarn | Cu, Pb, Zn | In, Sn | Cu, Pb, Zn, In, Sn |  |  | XG900-9-6-1 | XG900-9-6-1 | underground mine |  |  |  |  | ore material | drill core | underground mining tunnels and drill cores | mineral separate | [5 empty] | mineralisation |  |  |  | sphalerite, chalcopyrite, pyrrhotite, pyrite, arsenopyrite |  |  | Sn-poor Skarn |  |  |  | galena, bismuthinite, marcasite, iron oxides, pyroxene, actinolite, quartz | thin sections and polished blocks examined using optical microscope, BSE detector, and EDS prior to analysis | EMPA, LA-ICPMS | JEOL JXA-8230 electron probe microanalyzer; RESOlution-LR 193 nm ArF excimer laser ablation system coupled to an Agilent 7700x ICP-MS | Laboratory of Mineral Resources Research Center, Fuzhou University; Adelaide Microscopy, the University of Adelaide | EPMA point analysis: accelerating voltage 15 kV, beam current 20 nA, beam diameter ~5 μm; EPMA mapping: accelerating voltage 20 kV, working current 50 nA, dwell time ~10 ms; BSE imaging: accelerating voltage 20 kV, beam current 10 nA; LA-ICP-MS: energy density 3~3.5 J/cm2, spot sizes 29 to 51 μm, repetition rates 5 Hz (polished thin-section) and 10 Hz (polished blocks), ~30 s background acquisition, ~40 s sample data acquisition | STDGL3 (Danyushevsky et al. 2011) and GSD-1G (USGS) | 107.854 | [19 empty] | 1981.4604 | [5 empty] | 106.4669 | [5 empty] | 247.2082 | [9 empty] | 85826.9797 |  | 109.3273 |  |  |  | 106.2913 | [7 empty] | 303.1443 | [13 empty] | 4524.5805 | [15 empty] | 106.0629 | [17 empty] | 106.0042 | [9 empty] | 106.22 | [32 empty] | 2025 |  |  | CHN | Tibet
| Lawu |  | Magmatic hydrothermal | Skarn | Cu-Pb-Zn skarn | Cu, Pb, Zn | In, Sn | Cu, Pb, Zn, In, Sn |  |  | XG900-9-7-1 | XG900-9-7-1 | underground mine |  |  |  |  | ore material | drill core | underground mining tunnels and drill cores | mineral separate | [5 empty] | mineralisation |  |  |  | sphalerite, chalcopyrite, pyrrhotite, pyrite, arsenopyrite |  |  | Sn-poor Skarn |  |  |  | galena, bismuthinite, marcasite, iron oxides, pyroxene, actinolite, quartz | thin sections and polished blocks examined using optical microscope, BSE detector, and EDS prior to analysis | EMPA, LA-ICPMS | JEOL JXA-8230 electron probe microanalyzer; RESOlution-LR 193 nm ArF excimer laser ablation system coupled to an Agilent 7700x ICP-MS | Laboratory of Mineral Resources Research Center, Fuzhou University; Adelaide Microscopy, the University of Adelaide | EPMA point analysis: accelerating voltage 15 kV, beam current 20 nA, beam diameter ~5 μm; EPMA mapping: accelerating voltage 20 kV, working current 50 nA, dwell time ~10 ms; BSE imaging: accelerating voltage 20 kV, beam current 10 nA; LA-ICP-MS: energy density 3~3.5 J/cm2, spot sizes 29 to 51 μm, repetition rates 5 Hz (polished thin-section) and 10 Hz (polished blocks), ~30 s background acquisition, ~40 s sample data acquisition | STDGL3 (Danyushevsky et al. 2011) and GSD-1G (USGS) | 108.854 | [19 empty] | 1982.4604 | [5 empty] | 107.4669 | [5 empty] | 248.2082 | [9 empty] | 85827.9797 |  | 110.3273 |  |  |  | 107.2913 | [7 empty] | 304.1443 | [13 empty] | 4525.5805 | [15 empty] | 107.0629 | [17 empty] | 107.0042 | [9 empty] | 107.22 | [32 empty] | 2025 |  |  | CHN | Tibet
| Lawu |  | Magmatic hydrothermal | Skarn | Cu-Pb-Zn skarn | Cu, Pb, Zn | In, Sn | Cu, Pb, Zn, In, Sn |  |  | XG900-9-8-1 | XG900-9-8-1 | underground mine |  |  |  |  | ore material | drill core | underground mining tunnels and drill cores | mineral separate | [5 empty] | mineralisation |  |  |  | sphalerite, chalcopyrite, pyrrhotite, pyrite, arsenopyrite |  |  | Sn-poor Skarn |  |  |  | galena, bismuthinite, marcasite, iron oxides, pyroxene, actinolite, quartz | thin sections and polished blocks examined using optical microscope, BSE detector, and EDS prior to analysis | EMPA, LA-ICPMS | JEOL JXA-8230 electron probe microanalyzer; RESOlution-LR 193 nm ArF excimer laser ablation system coupled to an Agilent 7700x ICP-MS | Laboratory of Mineral Resources Research Center, Fuzhou University; Adelaide Microscopy, the University of Adelaide | EPMA point analysis: accelerating voltage 15 kV, beam current 20 nA, beam diameter ~5 μm; EPMA mapping: accelerating voltage 20 kV, working current 50 nA, dwell time ~10 ms; BSE imaging: accelerating voltage 20 kV, beam current 10 nA; LA-ICP-MS: energy density 3~3.5 J/cm2, spot sizes 29 to 51 μm, repetition rates 5 Hz (polished thin-section) and 10 Hz (polished blocks), ~30 s background acquisition, ~40 s sample data acquisition | STDGL3 (Danyushevsky et al. 2011) and GSD-1G (USGS) | 109.854 | [19 empty] | 1983.4604 | [5 empty] | 108.4669 | [5 empty] | 249.2082 | [9 empty] | 85828.9797 |  | 111.3273 |  |  |  | 108.2913 | [7 empty] | 305.1443 | [13 empty] | 4526.5805 | [15 empty] | 108.0629 | [17 empty] | 108.0042 | [9 empty] | 108.22 | [32 empty] | 2025 |  |  | CHN | Tibet
| Lawu |  | Magmatic hydrothermal | Skarn | Cu-Pb-Zn skarn | Cu, Pb, Zn | In, Sn | Cu, Pb, Zn, In, Sn |  |  | XG900-10-1-1 | XG900-10-1-1 | underground mine |  |  |  |  | ore material | drill core | underground mining tunnels and drill cores | mineral separate | [5 empty] | mineralisation |  |  |  | sphalerite, chalcopyrite, pyrrhotite, pyrite, arsenopyrite |  |  | Sn-poor Skarn |  |  |  | galena, bismuthinite, marcasite, iron oxides, pyroxene, actinolite, quartz | thin sections and polished blocks examined using optical microscope, BSE detector, and EDS prior to analysis | EMPA, LA-ICPMS | JEOL JXA-8230 electron probe microanalyzer; RESOlution-LR 193 nm ArF excimer laser ablation system coupled to an Agilent 7700x ICP-MS | Laboratory of Mineral Resources Research Center, Fuzhou University; Adelaide Microscopy, the University of Adelaide | EPMA point analysis: accelerating voltage 15 kV, beam current 20 nA, beam diameter ~5 μm; EPMA mapping: accelerating voltage 20 kV, working current 50 nA, dwell time ~10 ms; BSE imaging: accelerating voltage 20 kV, beam current 10 nA; LA-ICP-MS: energy density 3~3.5 J/cm2, spot sizes 29 to 51 μm, repetition rates 5 Hz (polished thin-section) and 10 Hz (polished blocks), ~30 s background acquisition, ~40 s sample data acquisition | STDGL3 (Danyushevsky et al. 2011) and GSD-1G (USGS) | 110.854 | [19 empty] | 1984.4604 | [5 empty] | 109.4669 | [5 empty] | 250.2082 | [9 empty] | 85829.9797 |  | 112.3273 |  |  |  | 109.2913 | [7 empty] | 306.1443 | [13 empty] | 4527.5805 | [15 empty] | 109.0629 | [17 empty] | 109.0042 | [9 empty] | 109.22 | [32 empty] | 2025 |  |  | CHN | Tibet
| Lawu |  | Magmatic hydrothermal | Skarn | Cu-Pb-Zn skarn | Cu, Pb, Zn | In, Sn | Cu, Pb, Zn, In, Sn |  |  | XG900-10-2-1 | XG900-10-2-1 | underground mine |  |  |  |  | ore material | drill core | underground mining tunnels and drill cores | mineral separate | [5 empty] | mineralisation |  |  |  | sphalerite, chalcopyrite, pyrrhotite, pyrite, arsenopyrite |  |  | Sn-poor Skarn |  |  |  | galena, bismuthinite, marcasite, iron oxides, pyroxene, actinolite, quartz | thin sections and polished blocks examined using optical microscope, BSE detector, and EDS prior to analysis | EMPA, LA-ICPMS | JEOL JXA-8230 electron probe microanalyzer; RESOlution-LR 193 nm ArF excimer laser ablation system coupled to an Agilent 7700x ICP-MS | Laboratory of Mineral Resources Research Center, Fuzhou University; Adelaide Microscopy, the University of Adelaide | EPMA point analysis: accelerating voltage 15 kV, beam current 20 nA, beam diameter ~5 μm; EPMA mapping: accelerating voltage 20 kV, working current 50 nA, dwell time ~10 ms; BSE imaging: accelerating voltage 20 kV, beam current 10 nA; LA-ICP-MS: energy density 3~3.5 J/cm2, spot sizes 29 to 51 μm, repetition rates 5 Hz (polished thin-section) and 10 Hz (polished blocks), ~30 s background acquisition, ~40 s sample data acquisition | STDGL3 (Danyushevsky et al. 2011) and GSD-1G (USGS) | 111.854 | [19 empty] | 1985.4604 | [5 empty] | 110.4669 | [5 empty] | 251.2082 | [9 empty] | 85830.9797 |  | 113.3273 |  |  |  | 110.2913 | [7 empty] | 307.1443 | [13 empty] | 4528.5805 | [15 empty] | 110.0629 | [17 empty] | 110.0042 | [9 empty] | 110.22 | [32 empty] | 2025 |  |  | CHN | Tibet
| Lawu |  | Magmatic hydrothermal | Skarn | Cu-Pb-Zn skarn | Cu, Pb, Zn | In, Sn | Cu, Pb, Zn, In, Sn |  |  | XG900-10-3-1 | XG900-10-3-1 | underground mine |  |  |  |  | ore material | drill core | underground mining tunnels and drill cores | mineral separate | [5 empty] | mineralisation |  |  |  | sphalerite, chalcopyrite, pyrrhotite, pyrite, arsenopyrite |  |  | Sn-poor Skarn |  |  |  | galena, bismuthinite, marcasite, iron oxides, pyroxene, actinolite, quartz | thin sections and polished blocks examined using optical microscope, BSE detector, and EDS prior to analysis | EMPA, LA-ICPMS | JEOL JXA-8230 electron probe microanalyzer; RESOlution-LR 193 nm ArF excimer laser ablation system coupled to an Agilent 7700x ICP-MS | Laboratory of Mineral Resources Research Center, Fuzhou University; Adelaide Microscopy, the University of Adelaide | EPMA point analysis: accelerating voltage 15 kV, beam current 20 nA, beam diameter ~5 μm; EPMA mapping: accelerating voltage 20 kV, working current 50 nA, dwell time ~10 ms; BSE imaging: accelerating voltage 20 kV, beam current 10 nA; LA-ICP-MS: energy density 3~3.5 J/cm2, spot sizes 29 to 51 μm, repetition rates 5 Hz (polished thin-section) and 10 Hz (polished blocks), ~30 s background acquisition, ~40 s sample data acquisition | STDGL3 (Danyushevsky et al. 2011) and GSD-1G (USGS) | 112.854 | [19 empty] | 1986.4604 | [5 empty] | 111.4669 | [5 empty] | 252.2082 | [9 empty] | 85831.9797 |  | 114.3273 |  |  |  | 111.2913 | [7 empty] | 308.1443 | [13 empty] | 4529.5805 | [15 empty] | 111.0629 | [17 empty] | 111.0042 | [9 empty] | 111.22 | [32 empty] | 2025 |  |  | CHN | Tibet
| Lawu |  | Magmatic hydrothermal | Skarn | Cu-Pb-Zn skarn | Cu, Pb, Zn | In, Sn | Cu, Pb, Zn, In, Sn |  |  | XG900-10-5-1 | XG900-10-5-1 | underground mine |  |  |  |  | ore material | drill core | underground mining tunnels and drill cores | mineral separate | [5 empty] | mineralisation |  |  |  | sphalerite, chalcopyrite, pyrrhotite, pyrite, arsenopyrite |  |  | Sn-poor Skarn |  |  |  | galena, bismuthinite, marcasite, iron oxides, pyroxene, actinolite, quartz | thin sections and polished blocks examined using optical microscope, BSE detector, and EDS prior to analysis | EMPA, LA-ICPMS | JEOL JXA-8230 electron probe microanalyzer; RESOlution-LR 193 nm ArF excimer laser ablation system coupled to an Agilent 7700x ICP-MS | Laboratory of Mineral Resources Research Center, Fuzhou University; Adelaide Microscopy, the University of Adelaide | EPMA point analysis: accelerating voltage 15 kV, beam current 20 nA, beam diameter ~5 μm; EPMA mapping: accelerating voltage 20 kV, working current 50 nA, dwell time ~10 ms; BSE imaging: accelerating voltage 20 kV, beam current 10 nA; LA-ICP-MS: energy density 3~3.5 J/cm2, spot sizes 29 to 51 μm, repetition rates 5 Hz (polished thin-section) and 10 Hz (polished blocks), ~30 s background acquisition, ~40 s sample data acquisition | STDGL3 (Danyushevsky et al. 2011) and GSD-1G (USGS) | 113.854 | [19 empty] | 1987.4604 | [5 empty] | 112.4669 | [5 empty] | 253.2082 | [9 empty] | 85832.9797 |  | 115.3273 |  |  |  | 112.2913 | [7 empty] | 309.1443 | [13 empty] | 4530.5805 | [15 empty] | 112.0629 | [17 empty] | 112.0042 | [9 empty] | 112.22 | [32 empty] | 2025 |  |  | CHN | Tibet
| Lawu |  | Magmatic hydrothermal | Skarn | Cu-Pb-Zn skarn | Cu, Pb, Zn | In, Sn | Cu, Pb, Zn, In, Sn |  |  | XG900-10-6-1 | XG900-10-6-1 | underground mine |  |  |  |  | ore material | drill core | underground mining tunnels and drill cores | mineral separate | [5 empty] | mineralisation |  |  |  | sphalerite, chalcopyrite, pyrrhotite, pyrite, arsenopyrite |  |  | Sn-poor Skarn |  |  |  | galena, bismuthinite, marcasite, iron oxides, pyroxene, actinolite, quartz | thin sections and polished blocks examined using optical microscope, BSE detector, and EDS prior to analysis | EMPA, LA-ICPMS | JEOL JXA-8230 electron probe microanalyzer; RESOlution-LR 193 nm ArF excimer laser ablation system coupled to an Agilent 7700x ICP-MS | Laboratory of Mineral Resources Research Center, Fuzhou University; Adelaide Microscopy, the University of Adelaide | EPMA point analysis: accelerating voltage 15 kV, beam current 20 nA, beam diameter ~5 μm; EPMA mapping: accelerating voltage 20 kV, working current 50 nA, dwell time ~10 ms; BSE imaging: accelerating voltage 20 kV, beam current 10 nA; LA-ICP-MS: energy density 3~3.5 J/cm2, spot sizes 29 to 51 μm, repetition rates 5 Hz (polished thin-section) and 10 Hz (polished blocks), ~30 s background acquisition, ~40 s sample data acquisition | STDGL3 (Danyushevsky et al. 2011) and GSD-1G (USGS) | 114.854 | [19 empty] | 1988.4604 | [5 empty] | 113.4669 | [5 empty] | 254.2082 | [9 empty] | 85833.9797 |  | 116.3273 |  |  |  | 113.2913 | [7 empty] | 310.1443 | [13 empty] | 4531.5805 | [15 empty] | 113.0629 | [17 empty] | 113.0042 | [9 empty] | 113.22 | [32 empty] | 2025 |  |  | CHN | Tibet
| Lawu |  | Magmatic hydrothermal | Skarn | Cu-Pb-Zn skarn | Cu, Pb, Zn | In, Sn | Cu, Pb, Zn, In, Sn |  |  | XG900-10-9-1 | XG900-10-9-1 | underground mine |  |  |  |  | ore material | drill core | underground mining tunnels and drill cores | mineral separate | [5 empty] | mineralisation |  |  |  | sphalerite, chalcopyrite, pyrrhotite, pyrite, arsenopyrite |  |  | Sn-poor Skarn |  |  |  | galena, bismuthinite, marcasite, iron oxides, pyroxene, actinolite, quartz | thin sections and polished blocks examined using optical microscope, BSE detector, and EDS prior to analysis | EMPA, LA-ICPMS | JEOL JXA-8230 electron probe microanalyzer; RESOlution-LR 193 nm ArF excimer laser ablation system coupled to an Agilent 7700x ICP-MS | Laboratory of Mineral Resources Research Center, Fuzhou University; Adelaide Microscopy, the University of Adelaide | EPMA point analysis: accelerating voltage 15 kV, beam current 20 nA, beam diameter ~5 μm; EPMA mapping: accelerating voltage 20 kV, working current 50 nA, dwell time ~10 ms; BSE imaging: accelerating voltage 20 kV, beam current 10 nA; LA-ICP-MS: energy density 3~3.5 J/cm2, spot sizes 29 to 51 μm, repetition rates 5 Hz (polished thin-section) and 10 Hz (polished blocks), ~30 s background acquisition, ~40 s sample data acquisition | STDGL3 (Danyushevsky et al. 2011) and GSD-1G (USGS) | 115.854 | [19 empty] | 1989.4604 | [5 empty] | 114.4669 | [5 empty] | 255.2082 | [9 empty] | 85834.9797 |  | 117.3273 |  |  |  | 114.2913 | [7 empty] | 311.1443 | [13 empty] | 4532.5805 | [15 empty] | 114.0629 | [17 empty] | 114.0042 | [9 empty] | 114.22 | [32 empty] | 2025 |  |  | CHN | Tibet
| Lawu |  | Magmatic hydrothermal | Skarn | Cu-Pb-Zn skarn | Cu, Pb, Zn | In, Sn | Cu, Pb, Zn, In, Sn |  |  | XG900-10-10-1 | XG900-10-10-1 | underground mine |  |  |  |  | ore material | drill core | underground mining tunnels and drill cores | mineral separate | [5 empty] | mineralisation |  |  |  | sphalerite, chalcopyrite, pyrrhotite, pyrite, arsenopyrite |  |  | Sn-poor Skarn |  |  |  | galena, bismuthinite, marcasite, iron oxides, pyroxene, actinolite, quartz | thin sections and polished blocks examined using optical microscope, BSE detector, and EDS prior to analysis | EMPA, LA-ICPMS | JEOL JXA-8230 electron probe microanalyzer; RESOlution-LR 193 nm ArF excimer laser ablation system coupled to an Agilent 7700x ICP-MS | Laboratory of Mineral Resources Research Center, Fuzhou University; Adelaide Microscopy, the University of Adelaide | EPMA point analysis: accelerating voltage 15 kV, beam current 20 nA, beam diameter ~5 μm; EPMA mapping: accelerating voltage 20 kV, working current 50 nA, dwell time ~10 ms; BSE imaging: accelerating voltage 20 kV, beam current 10 nA; LA-ICP-MS: energy density 3~3.5 J/cm2, spot sizes 29 to 51 μm, repetition rates 5 Hz (polished thin-section) and 10 Hz (polished blocks), ~30 s background acquisition, ~40 s sample data acquisition | STDGL3 (Danyushevsky et al. 2011) and GSD-1G (USGS) | 116.854 | [19 empty] | 1990.4604 | [5 empty] | 115.4669 | [5 empty] | 256.2082 | [9 empty] | 85835.9797 |  | 118.3273 |  |  |  | 115.2913 | [7 empty] | 312.1443 | [13 empty] | 4533.5805 | [15 empty] | 115.0629 | [17 empty] | 115.0042 | [9 empty] | 115.22 | [32 empty] | 2025 |  |  | CHN | Tibet
| Lawu |  | Magmatic hydrothermal | Skarn | Cu-Pb-Zn skarn | Cu, Pb, Zn | In, Sn | Cu, Pb, Zn, In, Sn |  |  | XG900-10-11-1 | XG900-10-11-1 | underground mine |  |  |  |  | ore material | drill core | underground mining tunnels and drill cores | mineral separate | [5 empty] | mineralisation |  |  |  | sphalerite, chalcopyrite, pyrrhotite, pyrite, arsenopyrite |  |  | Sn-poor Skarn |  |  |  | galena, bismuthinite, marcasite, iron oxides, pyroxene, actinolite, quartz | thin sections and polished blocks examined using optical microscope, BSE detector, and EDS prior to analysis | EMPA, LA-ICPMS | JEOL JXA-8230 electron probe microanalyzer; RESOlution-LR 193 nm ArF excimer laser ablation system coupled to an Agilent 7700x ICP-MS | Laboratory of Mineral Resources Research Center, Fuzhou University; Adelaide Microscopy, the University of Adelaide | EPMA point analysis: accelerating voltage 15 kV, beam current 20 nA, beam diameter ~5 μm; EPMA mapping: accelerating voltage 20 kV, working current 50 nA, dwell time ~10 ms; BSE imaging: accelerating voltage 20 kV, beam current 10 nA; LA-ICP-MS: energy density 3~3.5 J/cm2, spot sizes 29 to 51 μm, repetition rates 5 Hz (polished thin-section) and 10 Hz (polished blocks), ~30 s background acquisition, ~40 s sample data acquisition | STDGL3 (Danyushevsky et al. 2011) and GSD-1G (USGS) | 117.854 | [19 empty] | 1991.4604 | [5 empty] | 116.4669 | [5 empty] | 257.2082 | [9 empty] | 85836.9797 |  | 119.3273 |  |  |  | 116.2913 | [7 empty] | 313.1443 | [13 empty] | 4534.5805 | [15 empty] | 116.0629 | [17 empty] | 116.0042 | [9 empty] | 116.22 | [32 empty] | 2025 |  |  | CHN | Tibet
| Lawu |  | Magmatic hydrothermal | Skarn | Cu-Pb-Zn skarn | Cu, Pb, Zn | In, Sn | Cu, Pb, Zn, In, Sn |  |  | Lcs75-1 | Lcs75-1 | underground mine |  |  |  |  | ore material | drill core | underground mining tunnels and drill cores | mineral separate | [5 empty] | mineralisation |  |  |  | sphalerite, chalcopyrite, pyrrhotite, pyrite, arsenopyrite |  |  | Sn-rich Skarn |  |  |  | galena, bismuthinite, marcasite, iron oxides, pyroxene, actinolite, quartz | thin sections and polished blocks examined using optical microscope, BSE detector, and EDS prior to analysis | EMPA, LA-ICPMS | JEOL JXA-8230 electron probe microanalyzer; RESOlution-LR 193 nm ArF excimer laser ablation system coupled to an Agilent 7700x ICP-MS | Laboratory of Mineral Resources Research Center, Fuzhou University; Adelaide Microscopy, the University of Adelaide | EPMA point analysis: accelerating voltage 15 kV, beam current 20 nA, beam diameter ~5 μm; EPMA mapping: accelerating voltage 20 kV, working current 50 nA, dwell time ~10 ms; BSE imaging: accelerating voltage 20 kV, beam current 10 nA; LA-ICP-MS: energy density 3~3.5 J/cm2, spot sizes 29 to 51 μm, repetition rates 5 Hz (polished thin-section) and 10 Hz (polished blocks), ~30 s background acquisition, ~40 s sample data acquisition | STDGL3 (Danyushevsky et al. 2011) and GSD-1G (USGS) | 15 | [19 empty] | 4250 | [5 empty] | 1.57 | [5 empty] | 4912 | [9 empty] | 112000 |  | 30.32 |  |  |  | 0.64 | [7 empty] | 633.2 | [13 empty] | 4026 | [15 empty] | 0.37 | [17 empty] | 8.56 | [9 empty] | 35.79 | [32 empty] | 2025 |  |  | CHN | Tibet
| Lawu |  | Magmatic hydrothermal | Skarn | Cu-Pb-Zn skarn | Cu, Pb, Zn | In, Sn | Cu, Pb, Zn, In, Sn |  |  | Lcs67-1 | Lcs67-1 | underground mine |  |  |  |  | ore material | drill core | underground mining tunnels and drill cores | mineral separate | [5 empty] | mineralisation |  |  |  | sphalerite, chalcopyrite, pyrrhotite, pyrite, arsenopyrite |  |  | Sn-rich Skarn |  |  |  | galena, bismuthinite, marcasite, iron oxides, pyroxene, actinolite, quartz | thin sections and polished blocks examined using optical microscope, BSE detector, and EDS prior to analysis | EMPA, LA-ICPMS | JEOL JXA-8230 electron probe microanalyzer; RESOlution-LR 193 nm ArF excimer laser ablation system coupled to an Agilent 7700x ICP-MS | Laboratory of Mineral Resources Research Center, Fuzhou University; Adelaide Microscopy, the University of Adelaide | EPMA point analysis: accelerating voltage 15 kV, beam current 20 nA, beam diameter ~5 μm; EPMA mapping: accelerating voltage 20 kV, working current 50 nA, dwell time ~10 ms; BSE imaging: accelerating voltage 20 kV, beam current 10 nA; LA-ICP-MS: energy density 3~3.5 J/cm2, spot sizes 29 to 51 μm, repetition rates 5 Hz (polished thin-section) and 10 Hz (polished blocks), ~30 s background acquisition, ~40 s sample data acquisition | STDGL3 (Danyushevsky et al. 2011) and GSD-1G (USGS) | 64.1 | [19 empty] | 4993 | [5 empty] | 3.14 | [5 empty] | 1079 | [9 empty] | 110500 |  | 24.48 |  |  |  | 0.86 | [7 empty] | 941.7 | [13 empty] | 2768 | [15 empty] | 2.3 | [17 empty] | 53.34 | [9 empty] | 19.58 | [32 empty] | 2025 |  |  | CHN | Tibet
| Lawu |  | Magmatic hydrothermal | Skarn | Cu-Pb-Zn skarn | Cu, Pb, Zn | In, Sn | Cu, Pb, Zn, In, Sn |  |  | Lcs76-1 | Lcs76-1 | underground mine |  |  |  |  | ore material | drill core | underground mining tunnels and drill cores | mineral separate | [5 empty] | mineralisation |  |  |  | sphalerite, chalcopyrite, pyrrhotite, pyrite, arsenopyrite |  |  | Sn-rich Skarn |  |  |  | galena, bismuthinite, marcasite, iron oxides, pyroxene, actinolite, quartz | thin sections and polished blocks examined using optical microscope, BSE detector, and EDS prior to analysis | EMPA, LA-ICPMS | JEOL JXA-8230 electron probe microanalyzer; RESOlution-LR 193 nm ArF excimer laser ablation system coupled to an Agilent 7700x ICP-MS | Laboratory of Mineral Resources Research Center, Fuzhou University; Adelaide Microscopy, the University of Adelaide | EPMA point analysis: accelerating voltage 15 kV, beam current 20 nA, beam diameter ~5 μm; EPMA mapping: accelerating voltage 20 kV, working current 50 nA, dwell time ~10 ms; BSE imaging: accelerating voltage 20 kV, beam current 10 nA; LA-ICP-MS: energy density 3~3.5 J/cm2, spot sizes 29 to 51 μm, repetition rates 5 Hz (polished thin-section) and 10 Hz (polished blocks), ~30 s background acquisition, ~40 s sample data acquisition | STDGL3 (Danyushevsky et al. 2011) and GSD-1G (USGS) | 27.2 | [19 empty] | 4201 | [5 empty] | 4.09 | [5 empty] | 7161 | [9 empty] | 110500 |  | 30.65 |  |  |  | 0.47 | [7 empty] | 1576 | [13 empty] | 3258 | [15 empty] | 1.19 | [17 empty] | 19.79 | [9 empty] | 25.7 | [32 empty] | 2025 |  |  | CHN | Tibet
| Lawu |  | Magmatic hydrothermal | Skarn | Cu-Pb-Zn skarn | Cu, Pb, Zn | In, Sn | Cu, Pb, Zn, In, Sn |  |  | Lcc5-1 | Lcc5-1 | underground mine |  |  |  |  | ore material | drill core | underground mining tunnels and drill cores | mineral separate | [5 empty] | mineralisation |  |  |  | sphalerite, chalcopyrite, pyrrhotite, pyrite, arsenopyrite |  |  | Sn-rich Skarn |  |  |  | galena, bismuthinite, marcasite, iron oxides, pyroxene, actinolite, quartz | thin sections and polished blocks examined using optical microscope, BSE detector, and EDS prior to analysis | EMPA, LA-ICPMS | JEOL JXA-8230 electron probe microanalyzer; RESOlution-LR 193 nm ArF excimer laser ablation system coupled to an Agilent 7700x ICP-MS | Laboratory of Mineral Resources Research Center, Fuzhou University; Adelaide Microscopy, the University of Adelaide | EPMA point analysis: accelerating voltage 15 kV, beam current 20 nA, beam diameter ~5 μm; EPMA mapping: accelerating voltage 20 kV, working current 50 nA, dwell time ~10 ms; BSE imaging: accelerating voltage 20 kV, beam current 10 nA; LA-ICP-MS: energy density 3~3.5 J/cm2, spot sizes 29 to 51 μm, repetition rates 5 Hz (polished thin-section) and 10 Hz (polished blocks), ~30 s background acquisition, ~40 s sample data acquisition | STDGL3 (Danyushevsky et al. 2011) and GSD-1G (USGS) | 48.7 | [19 empty] | 3859 | [5 empty] | 1.49 | [5 empty] | 5058 | [9 empty] | 98800 |  | 21.31 |  |  |  | 1.3 | [7 empty] | 696.6 | [13 empty] | 1971 | [15 empty] | 1.69 | [17 empty] | 30.51 | [9 empty] | 12.21 | [32 empty] | 2025 |  |  | CHN | Tibet
| Lawu |  | Magmatic hydrothermal | Skarn | Cu-Pb-Zn skarn | Cu, Pb, Zn | In, Sn | Cu, Pb, Zn, In, Sn |  |  | Lcs68-1 | Lcs68-1 | underground mine |  |  |  |  | ore material | drill core | underground mining tunnels and drill cores | mineral separate | [5 empty] | mineralisation |  |  |  | sphalerite, chalcopyrite, pyrrhotite, pyrite, arsenopyrite |  |  | Sn-rich Skarn |  |  |  | galena, bismuthinite, marcasite, iron oxides, pyroxene, actinolite, quartz | thin sections and polished blocks examined using optical microscope, BSE detector, and EDS prior to analysis | EMPA, LA-ICPMS | JEOL JXA-8230 electron probe microanalyzer; RESOlution-LR 193 nm ArF excimer laser ablation system coupled to an Agilent 7700x ICP-MS | Laboratory of Mineral Resources Research Center, Fuzhou University; Adelaide Microscopy, the University of Adelaide | EPMA point analysis: accelerating voltage 15 kV, beam current 20 nA, beam diameter ~5 μm; EPMA mapping: accelerating voltage 20 kV, working current 50 nA, dwell time ~10 ms; BSE imaging: accelerating voltage 20 kV, beam current 10 nA; LA-ICP-MS: energy density 3~3.5 J/cm2, spot sizes 29 to 51 μm, repetition rates 5 Hz (polished thin-section) and 10 Hz (polished blocks), ~30 s background acquisition, ~40 s sample data acquisition | STDGL3 (Danyushevsky et al. 2011) and GSD-1G (USGS) | 16.4 | [19 empty] | 4186 | [5 empty] | 1.84 | [5 empty] | 2765 | [9 empty] | 132500 |  | 45.4 |  |  |  | 0.64 | [7 empty] | 849.4 | [13 empty] | 4594 | [15 empty] | 0.63 | [17 empty] | 11.86 | [9 empty] | 702.3 | [32 empty] | 2025 |  |  | CHN | Tibet
| Lawu |  | Magmatic hydrothermal | Skarn | Cu-Pb-Zn skarn | Cu, Pb, Zn | In, Sn | Cu, Pb, Zn, In, Sn |  |  | Lcs69-1 | Lcs69-1 | underground mine |  |  |  |  | ore material | drill core | underground mining tunnels and drill cores | mineral separate | [5 empty] | mineralisation |  |  |  | sphalerite, chalcopyrite, pyrrhotite, pyrite, arsenopyrite |  |  | Sn-rich Skarn |  |  |  | galena, bismuthinite, marcasite, iron oxides, pyroxene, actinolite, quartz | thin sections and polished blocks examined using optical microscope, BSE detector, and EDS prior to analysis | EMPA, LA-ICPMS | JEOL JXA-8230 electron probe microanalyzer; RESOlution-LR 193 nm ArF excimer laser ablation system coupled to an Agilent 7700x ICP-MS | Laboratory of Mineral Resources Research Center, Fuzhou University; Adelaide Microscopy, the University of Adelaide | EPMA point analysis: accelerating voltage 15 kV, beam current 20 nA, beam diameter ~5 μm; EPMA mapping: accelerating voltage 20 kV, working current 50 nA, dwell time ~10 ms; BSE imaging: accelerating voltage 20 kV, beam current 10 nA; LA-ICP-MS: energy density 3~3.5 J/cm2, spot sizes 29 to 51 μm, repetition rates 5 Hz (polished thin-section) and 10 Hz (polished blocks), ~30 s background acquisition, ~40 s sample data acquisition | STDGL3 (Danyushevsky et al. 2011) and GSD-1G (USGS) | 11.3 | [19 empty] | 4420 | [5 empty] | 1.12 | [5 empty] | 2398 | [9 empty] | 117800 |  | 26.55 |  |  |  | 0.62 | [7 empty] | 558.2 | [13 empty] | 2785 | [15 empty] | 0.46 | [17 empty] | 6.97 | [9 empty] | 13.1 | [32 empty] | 2025 |  |  | CHN | Tibet
| Lawu |  | Magmatic hydrothermal | Skarn | Cu-Pb-Zn skarn | Cu, Pb, Zn | In, Sn | Cu, Pb, Zn, In, Sn |  |  | Lc117-1 | Lc117-1 | underground mine |  |  |  |  | ore material | drill core | underground mining tunnels and drill cores | mineral separate | [5 empty] | mineralisation |  |  |  | sphalerite, chalcopyrite, pyrrhotite, pyrite, arsenopyrite |  |  | Sn-rich Skarn |  |  |  | galena, bismuthinite, marcasite, iron oxides, pyroxene, actinolite, quartz | thin sections and polished blocks examined using optical microscope, BSE detector, and EDS prior to analysis | EMPA, LA-ICPMS | JEOL JXA-8230 electron probe microanalyzer; RESOlution-LR 193 nm ArF excimer laser ablation system coupled to an Agilent 7700x ICP-MS | Laboratory of Mineral Resources Research Center, Fuzhou University; Adelaide Microscopy, the University of Adelaide | EPMA point analysis: accelerating voltage 15 kV, beam current 20 nA, beam diameter ~5 μm; EPMA mapping: accelerating voltage 20 kV, working current 50 nA, dwell time ~10 ms; BSE imaging: accelerating voltage 20 kV, beam current 10 nA; LA-ICP-MS: energy density 3~3.5 J/cm2, spot sizes 29 to 51 μm, repetition rates 5 Hz (polished thin-section) and 10 Hz (polished blocks), ~30 s background acquisition, ~40 s sample data acquisition | STDGL3 (Danyushevsky et al. 2011) and GSD-1G (USGS) | 13.8 | [19 empty] | 4717 | [5 empty] | 2.27 | [5 empty] | 1053 | [9 empty] | 100400 |  | 19.29 |  |  |  | 0.58 | [7 empty] | 192.1 | [13 empty] | 3154 | [15 empty] | 0.51 | [17 empty] | 10.08 | [9 empty] | 12.52 | [32 empty] | 2025 |  |  | CHN | Tibet
| Lawu |  | Magmatic hydrothermal | Skarn | Cu-Pb-Zn skarn | Cu, Pb, Zn | In, Sn | Cu, Pb, Zn, In, Sn |  |  | Lcb5-1 | Lcb5-1 | underground mine |  |  |  |  | ore material | drill core | underground mining tunnels and drill cores | mineral separate | [5 empty] | mineralisation |  |  |  | sphalerite, chalcopyrite, pyrrhotite, pyrite, arsenopyrite |  |  | Sn-rich Skarn |  |  |  | galena, bismuthinite, marcasite, iron oxides, pyroxene, actinolite, quartz | thin sections and polished blocks examined using optical microscope, BSE detector, and EDS prior to analysis | EMPA, LA-ICPMS | JEOL JXA-8230 electron probe microanalyzer; RESOlution-LR 193 nm ArF excimer laser ablation system coupled to an Agilent 7700x ICP-MS | Laboratory of Mineral Resources Research Center, Fuzhou University; Adelaide Microscopy, the University of Adelaide | EPMA point analysis: accelerating voltage 15 kV, beam current 20 nA, beam diameter ~5 μm; EPMA mapping: accelerating voltage 20 kV, working current 50 nA, dwell time ~10 ms; BSE imaging: accelerating voltage 20 kV, beam current 10 nA; LA-ICP-MS: energy density 3~3.5 J/cm2, spot sizes 29 to 51 μm, repetition rates 5 Hz (polished thin-section) and 10 Hz (polished blocks), ~30 s background acquisition, ~40 s sample data acquisition | STDGL3 (Danyushevsky et al. 2011) and GSD-1G (USGS) | 17.6 | [19 empty] | 3867 | [5 empty] | 6.53 | [5 empty] | 788 | [9 empty] | 110800 |  | 8.15 |  |  |  | 0.41 | [7 empty] | 217.4 | [13 empty] | 2562 | [15 empty] | 0.07 | [17 empty] | 3.85 | [9 empty] | 4.44 | [32 empty] | 2025 |  |  | CHN | Tibet
| Lawu |  | Magmatic hydrothermal | Skarn | Cu-Pb-Zn skarn | Cu, Pb, Zn | In, Sn | Cu, Pb, Zn, In, Sn |  |  | Lcs73-1 | Lcs73-1 | underground mine |  |  |  |  | ore material | drill core | underground mining tunnels and drill cores | mineral separate | [5 empty] | mineralisation |  |  |  | sphalerite, chalcopyrite, pyrrhotite, pyrite, arsenopyrite |  |  | Sn-rich Skarn |  |  |  | galena, bismuthinite, marcasite, iron oxides, pyroxene, actinolite, quartz | thin sections and polished blocks examined using optical microscope, BSE detector, and EDS prior to analysis | EMPA, LA-ICPMS | JEOL JXA-8230 electron probe microanalyzer; RESOlution-LR 193 nm ArF excimer laser ablation system coupled to an Agilent 7700x ICP-MS | Laboratory of Mineral Resources Research Center, Fuzhou University; Adelaide Microscopy, the University of Adelaide | EPMA point analysis: accelerating voltage 15 kV, beam current 20 nA, beam diameter ~5 μm; EPMA mapping: accelerating voltage 20 kV, working current 50 nA, dwell time ~10 ms; BSE imaging: accelerating voltage 20 kV, beam current 10 nA; LA-ICP-MS: energy density 3~3.5 J/cm2, spot sizes 29 to 51 μm, repetition rates 5 Hz (polished thin-section) and 10 Hz (polished blocks), ~30 s background acquisition, ~40 s sample data acquisition | STDGL3 (Danyushevsky et al. 2011) and GSD-1G (USGS) | 67.3 | [19 empty] | 4690 | [5 empty] | 1.1 | [5 empty] | 3307 | [9 empty] | 92550 |  | 36.9 |  |  |  | 1.13 | [7 empty] | 289.5 | [13 empty] | 3211 | [15 empty] | 0.96 | [17 empty] | 13.75 | [9 empty] | 15.84 | [32 empty] | 2025 |  |  | CHN | Tibet
| Lawu |  | Magmatic hydrothermal | Skarn | Cu-Pb-Zn skarn | Cu, Pb, Zn | In, Sn | Cu, Pb, Zn, In, Sn |  |  | Lcc27-1 | Lcc27-1 | underground mine |  |  |  |  | ore material | drill core | underground mining tunnels and drill cores | mineral separate | [5 empty] | mineralisation |  |  |  | sphalerite, chalcopyrite, pyrrhotite, pyrite, arsenopyrite |  |  | Sn-rich Skarn |  |  |  | galena, bismuthinite, marcasite, iron oxides, pyroxene, actinolite, quartz | thin sections and polished blocks examined using optical microscope, BSE detector, and EDS prior to analysis | EMPA, LA-ICPMS | JEOL JXA-8230 electron probe microanalyzer; RESOlution-LR 193 nm ArF excimer laser ablation system coupled to an Agilent 7700x ICP-MS | Laboratory of Mineral Resources Research Center, Fuzhou University; Adelaide Microscopy, the University of Adelaide | EPMA point analysis: accelerating voltage 15 kV, beam current 20 nA, beam diameter ~5 μm; EPMA mapping: accelerating voltage 20 kV, working current 50 nA, dwell time ~10 ms; BSE imaging: accelerating voltage 20 kV, beam current 10 nA; LA-ICP-MS: energy density 3~3.5 J/cm2, spot sizes 29 to 51 μm, repetition rates 5 Hz (polished thin-section) and 10 Hz (polished blocks), ~30 s background acquisition, ~40 s sample data acquisition | STDGL3 (Danyushevsky et al. 2011) and GSD-1G (USGS) | 78.7 | [19 empty] | 4303 | [5 empty] | 0.17 | [5 empty] | 2887 | [9 empty] | 123100 |  | 44.44 |  |  |  | 0.67 | [7 empty] | 502 | [13 empty] | 3168 | [15 empty] | 0.4 | [17 empty] | 25.26 | [9 empty] | 514.4 | [32 empty] | 2025 |  |  | CHN | Tibet
| Lawu |  | Magmatic hydrothermal | Skarn | Cu-Pb-Zn skarn | Cu, Pb, Zn | In, Sn | Cu, Pb, Zn, In, Sn |  |  | Lcc9-1 | Lcc9-1 | underground mine |  |  |  |  | ore material | drill core | underground mining tunnels and drill cores | mineral separate | [5 empty] | mineralisation |  |  |  | sphalerite, chalcopyrite, pyrrhotite, pyrite, arsenopyrite |  |  | Sn-rich Skarn |  |  |  | galena, bismuthinite, marcasite, iron oxides, pyroxene, actinolite, quartz | thin sections and polished blocks examined using optical microscope, BSE detector, and EDS prior to analysis | EMPA, LA-ICPMS | JEOL JXA-8230 electron probe microanalyzer; RESOlution-LR 193 nm ArF excimer laser ablation system coupled to an Agilent 7700x ICP-MS | Laboratory of Mineral Resources Research Center, Fuzhou University; Adelaide Microscopy, the University of Adelaide | EPMA point analysis: accelerating voltage 15 kV, beam current 20 nA, beam diameter ~5 μm; EPMA mapping: accelerating voltage 20 kV, working current 50 nA, dwell time ~10 ms; BSE imaging: accelerating voltage 20 kV, beam current 10 nA; LA-ICP-MS: energy density 3~3.5 J/cm2, spot sizes 29 to 51 μm, repetition rates 5 Hz (polished thin-section) and 10 Hz (polished blocks), ~30 s background acquisition, ~40 s sample data acquisition | STDGL3 (Danyushevsky et al. 2011) and GSD-1G (USGS) | 43.7 | [19 empty] | 4424 | [5 empty] | 0.87 | [5 empty] | 4129 | [9 empty] | 112600 |  | 30.81 |  |  |  | 0.99 | [7 empty] | 532 | [13 empty] | 3052 | [15 empty] | 1.77 | [17 empty] | 22.8 | [9 empty] | 20.2 | [32 empty] | 2025 |  |  | CHN | Tibet
| Lawu |  | Magmatic hydrothermal | Skarn | Cu-Pb-Zn skarn | Cu, Pb, Zn | In, Sn | Cu, Pb, Zn, In, Sn |  |  | Lcc16-1 | Lcc16-1 | underground mine |  |  |  |  | ore material | drill core | underground mining tunnels and drill cores | mineral separate | [5 empty] | mineralisation |  |  |  | sphalerite, chalcopyrite, pyrrhotite, pyrite, arsenopyrite |  |  | Sn-rich Skarn |  |  |  | galena, bismuthinite, marcasite, iron oxides, pyroxene, actinolite, quartz | thin sections and polished blocks examined using optical microscope, BSE detector, and EDS prior to analysis | EMPA, LA-ICPMS | JEOL JXA-8230 electron probe microanalyzer; RESOlution-LR 193 nm ArF excimer laser ablation system coupled to an Agilent 7700x ICP-MS | Laboratory of Mineral Resources Research Center, Fuzhou University; Adelaide Microscopy, the University of Adelaide | EPMA point analysis: accelerating voltage 15 kV, beam current 20 nA, beam diameter ~5 μm; EPMA mapping: accelerating voltage 20 kV, working current 50 nA, dwell time ~10 ms; BSE imaging: accelerating voltage 20 kV, beam current 10 nA; LA-ICP-MS: energy density 3~3.5 J/cm2, spot sizes 29 to 51 μm, repetition rates 5 Hz (polished thin-section) and 10 Hz (polished blocks), ~30 s background acquisition, ~40 s sample data acquisition | STDGL3 (Danyushevsky et al. 2011) and GSD-1G (USGS) | 43.8 | [19 empty] | 3914 | [5 empty] | 0.2 | [5 empty] | 1321 | [9 empty] | 102400 |  | 28.56 |  |  |  | 0.65 | [7 empty] | 308.8 | [13 empty] | 2977 | [15 empty] | 0.29 | [17 empty] | 8.6 | [9 empty] | 21.51 | [32 empty] | 2025 |  |  | CHN | Tibet
| Lawu |  | Magmatic hydrothermal | Skarn | Cu-Pb-Zn skarn | Cu, Pb, Zn | In, Sn | Cu, Pb, Zn, In, Sn |  |  | Lcc28-1 | Lcc28-1 | underground mine |  |  |  |  | ore material | drill core | underground mining tunnels and drill cores | mineral separate | [5 empty] | mineralisation |  |  |  | sphalerite, chalcopyrite, pyrrhotite, pyrite, arsenopyrite |  |  | Sn-rich Skarn |  |  |  | galena, bismuthinite, marcasite, iron oxides, pyroxene, actinolite, quartz | thin sections and polished blocks examined using optical microscope, BSE detector, and EDS prior to analysis | EMPA, LA-ICPMS | JEOL JXA-8230 electron probe microanalyzer; RESOlution-LR 193 nm ArF excimer laser ablation system coupled to an Agilent 7700x ICP-MS | Laboratory of Mineral Resources Research Center, Fuzhou University; Adelaide Microscopy, the University of Adelaide | EPMA point analysis: accelerating voltage 15 kV, beam current 20 nA, beam diameter ~5 μm; EPMA mapping: accelerating voltage 20 kV, working current 50 nA, dwell time ~10 ms; BSE imaging: accelerating voltage 20 kV, beam current 10 nA; LA-ICP-MS: energy density 3~3.5 J/cm2, spot sizes 29 to 51 μm, repetition rates 5 Hz (polished thin-section) and 10 Hz (polished blocks), ~30 s background acquisition, ~40 s sample data acquisition | STDGL3 (Danyushevsky et al. 2011) and GSD-1G (USGS) | 311 | [19 empty] | 3874 | [5 empty] | 0.93 | [5 empty] | 1584 | [9 empty] | 123600 |  | 23.56 |  |  |  | 0.55 | [7 empty] | 353.3 | [13 empty] | 3278 | [15 empty] | 0.92 | [17 empty] | 22.08 | [9 empty] | 12.49 | [32 empty] | 2025 |  |  | CHN | Tibet
| Lawu |  | Magmatic hydrothermal | Skarn | Cu-Pb-Zn skarn | Cu, Pb, Zn | In, Sn | Cu, Pb, Zn, In, Sn |  |  | Lcs48-1 | Lcs48-1 | underground mine |  |  |  |  | ore material | drill core | underground mining tunnels and drill cores | mineral separate | [5 empty] | mineralisation |  |  |  | sphalerite, chalcopyrite, pyrrhotite, pyrite, arsenopyrite |  |  | Sn-rich Skarn |  |  |  | galena, bismuthinite, marcasite, iron oxides, pyroxene, actinolite, quartz | thin sections and polished blocks examined using optical microscope, BSE detector, and EDS prior to analysis | EMPA, LA-ICPMS | JEOL JXA-8230 electron probe microanalyzer; RESOlution-LR 193 nm ArF excimer laser ablation system coupled to an Agilent 7700x ICP-MS | Laboratory of Mineral Resources Research Center, Fuzhou University; Adelaide Microscopy, the University of Adelaide | EPMA point analysis: accelerating voltage 15 kV, beam current 20 nA, beam diameter ~5 μm; EPMA mapping: accelerating voltage 20 kV, working current 50 nA, dwell time ~10 ms; BSE imaging: accelerating voltage 20 kV, beam current 10 nA; LA-ICP-MS: energy density 3~3.5 J/cm2, spot sizes 29 to 51 μm, repetition rates 5 Hz (polished thin-section) and 10 Hz (polished blocks), ~30 s background acquisition, ~40 s sample data acquisition | STDGL3 (Danyushevsky et al. 2011) and GSD-1G (USGS) | 82.5 | [19 empty] | 3813 | [5 empty] | 0.31 | [5 empty] | 6720 | [9 empty] | 121100 |  | 12.9 |  |  |  | 0.41 | [7 empty] | 871.3 | [13 empty] | 2820 | [15 empty] | 1.31 | [17 empty] | 90.19 | [9 empty] | 50.92 | [32 empty] | 2025 |  |  | CHN | Tibet
| Lawu |  | Magmatic hydrothermal | Skarn | Cu-Pb-Zn skarn | Cu, Pb, Zn | In, Sn | Cu, Pb, Zn, In, Sn |  |  | Lk16-1 | Lk16-1 | underground mine |  |  |  |  | ore material | drill core | underground mining tunnels and drill cores | mineral separate | [5 empty] | mineralisation |  |  |  | sphalerite, chalcopyrite, pyrrhotite, pyrite, arsenopyrite |  |  | Sn-rich Skarn |  |  |  | galena, bismuthinite, marcasite, iron oxides, pyroxene, actinolite, quartz | thin sections and polished blocks examined using optical microscope, BSE detector, and EDS prior to analysis | EMPA, LA-ICPMS | JEOL JXA-8230 electron probe microanalyzer; RESOlution-LR 193 nm ArF excimer laser ablation system coupled to an Agilent 7700x ICP-MS | Laboratory of Mineral Resources Research Center, Fuzhou University; Adelaide Microscopy, the University of Adelaide | EPMA point analysis: accelerating voltage 15 kV, beam current 20 nA, beam diameter ~5 μm; EPMA mapping: accelerating voltage 20 kV, working current 50 nA, dwell time ~10 ms; BSE imaging: accelerating voltage 20 kV, beam current 10 nA; LA-ICP-MS: energy density 3~3.5 J/cm2, spot sizes 29 to 51 μm, repetition rates 5 Hz (polished thin-section) and 10 Hz (polished blocks), ~30 s background acquisition, ~40 s sample data acquisition | STDGL3 (Danyushevsky et al. 2011) and GSD-1G (USGS) | 126 | [19 empty] | 4126 | [5 empty] | 0.21 | [5 empty] | 1096 | [9 empty] | 107600 |  | 38.44 |  |  |  | 0.9 | [7 empty] | 356.1 | [13 empty] | 3377 | [15 empty] | 0.82 | [17 empty] | 20.27 | [9 empty] | 32.98 | [32 empty] | 2025 |  |  | CHN | Tibet
| Lawu |  | Magmatic hydrothermal | Skarn | Cu-Pb-Zn skarn | Cu, Pb, Zn | In, Sn | Cu, Pb, Zn, In, Sn |  |  | 18-38 a4 sp - 1.d-1 | 18-38 a4 sp - 1.d-1 | underground mine |  |  |  |  | ore material | drill core | underground mining tunnels and drill cores | mineral separate | [5 empty] | mineralisation |  |  |  | sphalerite, chalcopyrite, pyrrhotite, pyrite, arsenopyrite |  |  | Sn-rich Skarn |  |  |  | galena, bismuthinite, marcasite, iron oxides, pyroxene, actinolite, quartz | thin sections and polished blocks examined using optical microscope, BSE detector, and EDS prior to analysis | EMPA, LA-ICPMS | JEOL JXA-8230 electron probe microanalyzer; RESOlution-LR 193 nm ArF excimer laser ablation system coupled to an Agilent 7700x ICP-MS | Laboratory of Mineral Resources Research Center, Fuzhou University; Adelaide Microscopy, the University of Adelaide | EPMA point analysis: accelerating voltage 15 kV, beam current 20 nA, beam diameter ~5 μm; EPMA mapping: accelerating voltage 20 kV, working current 50 nA, dwell time ~10 ms; BSE imaging: accelerating voltage 20 kV, beam current 10 nA; LA-ICP-MS: energy density 3~3.5 J/cm2, spot sizes 29 to 51 μm, repetition rates 5 Hz (polished thin-section) and 10 Hz (polished blocks), ~30 s background acquisition, ~40 s sample data acquisition | STDGL3 (Danyushevsky et al. 2011) and GSD-1G (USGS) | 16.5539 | [19 empty] | 3241.5282 | [5 empty] | 4.2386 | [5 empty] | 404.7578 | [9 empty] | 105631.2664 |  | 11.3874 |  |  |  | 0.34617 | [7 empty] | 1482.6206 | [13 empty] | 596.4913 | [15 empty] | 0.40801 | [17 empty] | 0.069253 | [9 empty] | 1.9775 | [32 empty] | 2025 |  |  | CHN | Tibet
| Lawu |  | Magmatic hydrothermal | Skarn | Cu-Pb-Zn skarn | Cu, Pb, Zn | In, Sn | Cu, Pb, Zn, In, Sn |  |  | 18-38 a4 sp - 2.d-1 | 18-38 a4 sp - 2.d-1 | underground mine |  |  |  |  | ore material | drill core | underground mining tunnels and drill cores | mineral separate | [5 empty] | mineralisation |  |  |  | sphalerite, chalcopyrite, pyrrhotite, pyrite, arsenopyrite |  |  | Sn-rich Skarn |  |  |  | galena, bismuthinite, marcasite, iron oxides, pyroxene, actinolite, quartz | thin sections and polished blocks examined using optical microscope, BSE detector, and EDS prior to analysis | EMPA, LA-ICPMS | JEOL JXA-8230 electron probe microanalyzer; RESOlution-LR 193 nm ArF excimer laser ablation system coupled to an Agilent 7700x ICP-MS | Laboratory of Mineral Resources Research Center, Fuzhou University; Adelaide Microscopy, the University of Adelaide | EPMA point analysis: accelerating voltage 15 kV, beam current 20 nA, beam diameter ~5 μm; EPMA mapping: accelerating voltage 20 kV, working current 50 nA, dwell time ~10 ms; BSE imaging: accelerating voltage 20 kV, beam current 10 nA; LA-ICP-MS: energy density 3~3.5 J/cm2, spot sizes 29 to 51 μm, repetition rates 5 Hz (polished thin-section) and 10 Hz (polished blocks), ~30 s background acquisition, ~40 s sample data acquisition | STDGL3 (Danyushevsky et al. 2011) and GSD-1G (USGS) | 8.7174 | [19 empty] | 3191.2108 | [5 empty] | 3.2215 | [5 empty] | 404.7578 | [9 empty] | 98274.6985 |  | 9.016 |  |  |  | 0.29865 | [7 empty] | 1541.4587 | [13 empty] | 414.2131 | [15 empty] | 2.29 | [17 empty] | 0.18165 | [9 empty] | 2.5772 | [32 empty] | 2025 |  |  | CHN | Tibet
| Lawu |  | Magmatic hydrothermal | Skarn | Cu-Pb-Zn skarn | Cu, Pb, Zn | In, Sn | Cu, Pb, Zn, In, Sn |  |  | 18-38 a4 sp - 3.d-1 | 18-38 a4 sp - 3.d-1 | underground mine |  |  |  |  | ore material | drill core | underground mining tunnels and drill cores | mineral separate | [5 empty] | mineralisation |  |  |  | sphalerite, chalcopyrite, pyrrhotite, pyrite, arsenopyrite |  |  | Sn-rich Skarn |  |  |  | galena, bismuthinite, marcasite, iron oxides, pyroxene, actinolite, quartz | thin sections and polished blocks examined using optical microscope, BSE detector, and EDS prior to analysis | EMPA, LA-ICPMS | JEOL JXA-8230 electron probe microanalyzer; RESOlution-LR 193 nm ArF excimer laser ablation system coupled to an Agilent 7700x ICP-MS | Laboratory of Mineral Resources Research Center, Fuzhou University; Adelaide Microscopy, the University of Adelaide | EPMA point analysis: accelerating voltage 15 kV, beam current 20 nA, beam diameter ~5 μm; EPMA mapping: accelerating voltage 20 kV, working current 50 nA, dwell time ~10 ms; BSE imaging: accelerating voltage 20 kV, beam current 10 nA; LA-ICP-MS: energy density 3~3.5 J/cm2, spot sizes 29 to 51 μm, repetition rates 5 Hz (polished thin-section) and 10 Hz (polished blocks), ~30 s background acquisition, ~40 s sample data acquisition | STDGL3 (Danyushevsky et al. 2011) and GSD-1G (USGS) | 8.336 | [19 empty] | 3149.7407 | [5 empty] | 3.1598 | [5 empty] | 404.7578 | [9 empty] | 97806.5187 |  | 8.3615 |  |  |  | 0.31279 | [7 empty] | 1500.7676 | [13 empty] | 399.7243 | [15 empty] | 2.4645 | [17 empty] | 0.31598 | [9 empty] | 1.5992 | [32 empty] | 2025 |  |  | CHN | Tibet
| Lawu |  | Magmatic hydrothermal | Skarn | Cu-Pb-Zn skarn | Cu, Pb, Zn | In, Sn | Cu, Pb, Zn, In, Sn |  |  | 18-38 a4 sp - 4.d-1 | 18-38 a4 sp - 4.d-1 | underground mine |  |  |  |  | ore material | drill core | underground mining tunnels and drill cores | mineral separate | [5 empty] | mineralisation |  |  |  | sphalerite, chalcopyrite, pyrrhotite, pyrite, arsenopyrite |  |  | Sn-rich Skarn |  |  |  | galena, bismuthinite, marcasite, iron oxides, pyroxene, actinolite, quartz | thin sections and polished blocks examined using optical microscope, BSE detector, and EDS prior to analysis | EMPA, LA-ICPMS | JEOL JXA-8230 electron probe microanalyzer; RESOlution-LR 193 nm ArF excimer laser ablation system coupled to an Agilent 7700x ICP-MS | Laboratory of Mineral Resources Research Center, Fuzhou University; Adelaide Microscopy, the University of Adelaide | EPMA point analysis: accelerating voltage 15 kV, beam current 20 nA, beam diameter ~5 μm; EPMA mapping: accelerating voltage 20 kV, working current 50 nA, dwell time ~10 ms; BSE imaging: accelerating voltage 20 kV, beam current 10 nA; LA-ICP-MS: energy density 3~3.5 J/cm2, spot sizes 29 to 51 μm, repetition rates 5 Hz (polished thin-section) and 10 Hz (polished blocks), ~30 s background acquisition, ~40 s sample data acquisition | STDGL3 (Danyushevsky et al. 2011) and GSD-1G (USGS) | 17.3911 | [19 empty] | 3149.73 | [5 empty] | 4.0915 | [5 empty] | 404.7578 | [9 empty] | 106363.2488 |  | 12.9194 |  |  |  | 0.32824 | [7 empty] | 1395.8924 | [13 empty] | 580.293 | [15 empty] | 0.19407 | [17 empty] | 0.92531 | [9 empty] | 4.0579 | [32 empty] | 2025 |  |  | CHN | Tibet
| Lawu |  | Magmatic hydrothermal | Skarn | Cu-Pb-Zn skarn | Cu, Pb, Zn | In, Sn | Cu, Pb, Zn, In, Sn |  |  | 18-38 a4 sp - 5.d-1 | 18-38 a4 sp - 5.d-1 | underground mine |  |  |  |  | ore material | drill core | underground mining tunnels and drill cores | mineral separate | [5 empty] | mineralisation |  |  |  | sphalerite, chalcopyrite, pyrrhotite, pyrite, arsenopyrite |  |  | Sn-rich Skarn |  |  |  | galena, bismuthinite, marcasite, iron oxides, pyroxene, actinolite, quartz | thin sections and polished blocks examined using optical microscope, BSE detector, and EDS prior to analysis | EMPA, LA-ICPMS | JEOL JXA-8230 electron probe microanalyzer; RESOlution-LR 193 nm ArF excimer laser ablation system coupled to an Agilent 7700x ICP-MS | Laboratory of Mineral Resources Research Center, Fuzhou University; Adelaide Microscopy, the University of Adelaide | EPMA point analysis: accelerating voltage 15 kV, beam current 20 nA, beam diameter ~5 μm; EPMA mapping: accelerating voltage 20 kV, working current 50 nA, dwell time ~10 ms; BSE imaging: accelerating voltage 20 kV, beam current 10 nA; LA-ICP-MS: energy density 3~3.5 J/cm2, spot sizes 29 to 51 μm, repetition rates 5 Hz (polished thin-section) and 10 Hz (polished blocks), ~30 s background acquisition, ~40 s sample data acquisition | STDGL3 (Danyushevsky et al. 2011) and GSD-1G (USGS) | 13.4737 | [19 empty] | 3132.1896 | [5 empty] | 4.0683 | [5 empty] | 404.7578 | [9 empty] | 110764.023 |  | 7.8421 |  |  |  | 0.29533 | [7 empty] | 1107.5727 | [13 empty] | 637.1994 | [15 empty] | 0.10499 | [17 empty] | 0.92531 | [9 empty] | 6.6668 | [32 empty] | 2025 |  |  | CHN | Tibet
| Lawu |  | Magmatic hydrothermal | Skarn | Cu-Pb-Zn skarn | Cu, Pb, Zn | In, Sn | Cu, Pb, Zn, In, Sn |  |  | 18-38 a4 sp - 6.d-1 | 18-38 a4 sp - 6.d-1 | underground mine |  |  |  |  | ore material | drill core | underground mining tunnels and drill cores | mineral separate | [5 empty] | mineralisation |  |  |  | sphalerite, chalcopyrite, pyrrhotite, pyrite, arsenopyrite |  |  | Sn-rich Skarn |  |  |  | galena, bismuthinite, marcasite, iron oxides, pyroxene, actinolite, quartz | thin sections and polished blocks examined using optical microscope, BSE detector, and EDS prior to analysis | EMPA, LA-ICPMS | JEOL JXA-8230 electron probe microanalyzer; RESOlution-LR 193 nm ArF excimer laser ablation system coupled to an Agilent 7700x ICP-MS | Laboratory of Mineral Resources Research Center, Fuzhou University; Adelaide Microscopy, the University of Adelaide | EPMA point analysis: accelerating voltage 15 kV, beam current 20 nA, beam diameter ~5 μm; EPMA mapping: accelerating voltage 20 kV, working current 50 nA, dwell time ~10 ms; BSE imaging: accelerating voltage 20 kV, beam current 10 nA; LA-ICP-MS: energy density 3~3.5 J/cm2, spot sizes 29 to 51 μm, repetition rates 5 Hz (polished thin-section) and 10 Hz (polished blocks), ~30 s background acquisition, ~40 s sample data acquisition | STDGL3 (Danyushevsky et al. 2011) and GSD-1G (USGS) | 19.0159 | [19 empty] | 3241.6805 | [5 empty] | 4.0852 | [5 empty] | 404.7578 | [9 empty] | 108198.4577 |  | 7.774 |  |  |  | 0.31193 | [7 empty] | 1182.3084 | [13 empty] | 633.6362 | [15 empty] | 0.2111 | [17 empty] | 0.92531 | [9 empty] | 4.9741 | [32 empty] | 2025 |  |  | CHN | Tibet
| Lawu |  | Magmatic hydrothermal | Skarn | Cu-Pb-Zn skarn | Cu, Pb, Zn | In, Sn | Cu, Pb, Zn, In, Sn |  |  | 18-38 a4 sp - 7.d-1 | 18-38 a4 sp - 7.d-1 | underground mine |  |  |  |  | ore material | drill core | underground mining tunnels and drill cores | mineral separate | [5 empty] | mineralisation |  |  |  | sphalerite, chalcopyrite, pyrrhotite, pyrite, arsenopyrite |  |  | Sn-rich Skarn |  |  |  | galena, bismuthinite, marcasite, iron oxides, pyroxene, actinolite, quartz | thin sections and polished blocks examined using optical microscope, BSE detector, and EDS prior to analysis | EMPA, LA-ICPMS | JEOL JXA-8230 electron probe microanalyzer; RESOlution-LR 193 nm ArF excimer laser ablation system coupled to an Agilent 7700x ICP-MS | Laboratory of Mineral Resources Research Center, Fuzhou University; Adelaide Microscopy, the University of Adelaide | EPMA point analysis: accelerating voltage 15 kV, beam current 20 nA, beam diameter ~5 μm; EPMA mapping: accelerating voltage 20 kV, working current 50 nA, dwell time ~10 ms; BSE imaging: accelerating voltage 20 kV, beam current 10 nA; LA-ICP-MS: energy density 3~3.5 J/cm2, spot sizes 29 to 51 μm, repetition rates 5 Hz (polished thin-section) and 10 Hz (polished blocks), ~30 s background acquisition, ~40 s sample data acquisition | STDGL3 (Danyushevsky et al. 2011) and GSD-1G (USGS) | 30.1328 | [19 empty] | 3219.2306 | [5 empty] | 4.0177 | [5 empty] | 404.7578 | [9 empty] | 106857.5237 |  | 10.5732 |  |  |  | 0.28302 | [7 empty] | 1145.6036 | [13 empty] | 586.6191 | [15 empty] | 1.4281 | [17 empty] | 0.75712 | [9 empty] | 6.6516 | [32 empty] | 2025 |  |  | CHN | Tibet
| Lawu |  | Magmatic hydrothermal | Skarn | Cu-Pb-Zn skarn | Cu, Pb, Zn | In, Sn | Cu, Pb, Zn, In, Sn |  |  | 18-38 a4 sp - 8.d-1 | 18-38 a4 sp - 8.d-1 | underground mine |  |  |  |  | ore material | drill core | underground mining tunnels and drill cores | mineral separate | [5 empty] | mineralisation |  |  |  | sphalerite, chalcopyrite, pyrrhotite, pyrite, arsenopyrite |  |  | Sn-rich Skarn |  |  |  | galena, bismuthinite, marcasite, iron oxides, pyroxene, actinolite, quartz | thin sections and polished blocks examined using optical microscope, BSE detector, and EDS prior to analysis | EMPA, LA-ICPMS | JEOL JXA-8230 electron probe microanalyzer; RESOlution-LR 193 nm ArF excimer laser ablation system coupled to an Agilent 7700x ICP-MS | Laboratory of Mineral Resources Research Center, Fuzhou University; Adelaide Microscopy, the University of Adelaide | EPMA point analysis: accelerating voltage 15 kV, beam current 20 nA, beam diameter ~5 μm; EPMA mapping: accelerating voltage 20 kV, working current 50 nA, dwell time ~10 ms; BSE imaging: accelerating voltage 20 kV, beam current 10 nA; LA-ICP-MS: energy density 3~3.5 J/cm2, spot sizes 29 to 51 μm, repetition rates 5 Hz (polished thin-section) and 10 Hz (polished blocks), ~30 s background acquisition, ~40 s sample data acquisition | STDGL3 (Danyushevsky et al. 2011) and GSD-1G (USGS) | 18.3041 | [19 empty] | 2763.1186 | [5 empty] | 4.0182 | [5 empty] | 1254.3056 | [9 empty] | 92322.7268 |  | 2.3351 |  |  |  | 0.3426 | [7 empty] | 1713.121 | [13 empty] | 355.1435 | [15 empty] | 2.917 | [17 empty] | 0.59798 | [9 empty] | 6.7091 | [32 empty] | 2025 |  |  | CHN | Tibet
| Lawu |  | Magmatic hydrothermal | Skarn | Cu-Pb-Zn skarn | Cu, Pb, Zn | In, Sn | Cu, Pb, Zn, In, Sn |  |  | 18-38 a4 sp - 9.d-1 | 18-38 a4 sp - 9.d-1 | underground mine |  |  |  |  | ore material | drill core | underground mining tunnels and drill cores | mineral separate | [5 empty] | mineralisation |  |  |  | sphalerite, chalcopyrite, pyrrhotite, pyrite, arsenopyrite |  |  | Sn-rich Skarn |  |  |  | galena, bismuthinite, marcasite, iron oxides, pyroxene, actinolite, quartz | thin sections and polished blocks examined using optical microscope, BSE detector, and EDS prior to analysis | EMPA, LA-ICPMS | JEOL JXA-8230 electron probe microanalyzer; RESOlution-LR 193 nm ArF excimer laser ablation system coupled to an Agilent 7700x ICP-MS | Laboratory of Mineral Resources Research Center, Fuzhou University; Adelaide Microscopy, the University of Adelaide | EPMA point analysis: accelerating voltage 15 kV, beam current 20 nA, beam diameter ~5 μm; EPMA mapping: accelerating voltage 20 kV, working current 50 nA, dwell time ~10 ms; BSE imaging: accelerating voltage 20 kV, beam current 10 nA; LA-ICP-MS: energy density 3~3.5 J/cm2, spot sizes 29 to 51 μm, repetition rates 5 Hz (polished thin-section) and 10 Hz (polished blocks), ~30 s background acquisition, ~40 s sample data acquisition | STDGL3 (Danyushevsky et al. 2011) and GSD-1G (USGS) | 5.3777 | [19 empty] | 3183.3233 | [5 empty] | 3.815 | [5 empty] | 404.7578 | [9 empty] | 92880.5565 |  | 7.7153 |  |  |  | 0.33189 | [7 empty] | 1619.6185 | [13 empty] | 466.3836 | [15 empty] | 0.46807 | [17 empty] | 0.10124 | [9 empty] | 4.1965 | [32 empty] | 2025 |  |  | CHN | Tibet
| Lawu |  | Magmatic hydrothermal | Skarn | Cu-Pb-Zn skarn | Cu, Pb, Zn | In, Sn | Cu, Pb, Zn, In, Sn |  |  | 18-38 a4 sp - 10.d-1 | 18-38 a4 sp - 10.d-1 | underground mine |  |  |  |  | ore material | drill core | underground mining tunnels and drill cores | mineral separate | [5 empty] | mineralisation |  |  |  | sphalerite, chalcopyrite, pyrrhotite, pyrite, arsenopyrite |  |  | Sn-rich Skarn |  |  |  | galena, bismuthinite, marcasite, iron oxides, pyroxene, actinolite, quartz | thin sections and polished blocks examined using optical microscope, BSE detector, and EDS prior to analysis | EMPA, LA-ICPMS | JEOL JXA-8230 electron probe microanalyzer; RESOlution-LR 193 nm ArF excimer laser ablation system coupled to an Agilent 7700x ICP-MS | Laboratory of Mineral Resources Research Center, Fuzhou University; Adelaide Microscopy, the University of Adelaide | EPMA point analysis: accelerating voltage 15 kV, beam current 20 nA, beam diameter ~5 μm; EPMA mapping: accelerating voltage 20 kV, working current 50 nA, dwell time ~10 ms; BSE imaging: accelerating voltage 20 kV, beam current 10 nA; LA-ICP-MS: energy density 3~3.5 J/cm2, spot sizes 29 to 51 μm, repetition rates 5 Hz (polished thin-section) and 10 Hz (polished blocks), ~30 s background acquisition, ~40 s sample data acquisition | STDGL3 (Danyushevsky et al. 2011) and GSD-1G (USGS) | 0.6461 | [19 empty] | 3195.5355 | [5 empty] | 3.7275 | [5 empty] | 1042.9172 | [9 empty] | 98312.221 |  | 5.0644 |  |  |  | 0.32137 | [7 empty] | 1922.4976 | [13 empty] | 543.4352 | [15 empty] | 0.095517 | [17 empty] | 0.92531 | [9 empty] | 1.2611 | [32 empty] | 2025 |  |  | CHN | Tibet
| Lawu |  | Magmatic hydrothermal | Skarn | Cu-Pb-Zn skarn | Cu, Pb, Zn | In, Sn | Cu, Pb, Zn, In, Sn |  |  | 18-38 a4 sp - 11.d-1 | 18-38 a4 sp - 11.d-1 | underground mine |  |  |  |  | ore material | drill core | underground mining tunnels and drill cores | mineral separate | [5 empty] | mineralisation |  |  |  | sphalerite, chalcopyrite, pyrrhotite, pyrite, arsenopyrite |  |  | Sn-rich Skarn |  |  |  | galena, bismuthinite, marcasite, iron oxides, pyroxene, actinolite, quartz | thin sections and polished blocks examined using optical microscope, BSE detector, and EDS prior to analysis | EMPA, LA-ICPMS | JEOL JXA-8230 electron probe microanalyzer; RESOlution-LR 193 nm ArF excimer laser ablation system coupled to an Agilent 7700x ICP-MS | Laboratory of Mineral Resources Research Center, Fuzhou University; Adelaide Microscopy, the University of Adelaide | EPMA point analysis: accelerating voltage 15 kV, beam current 20 nA, beam diameter ~5 μm; EPMA mapping: accelerating voltage 20 kV, working current 50 nA, dwell time ~10 ms; BSE imaging: accelerating voltage 20 kV, beam current 10 nA; LA-ICP-MS: energy density 3~3.5 J/cm2, spot sizes 29 to 51 μm, repetition rates 5 Hz (polished thin-section) and 10 Hz (polished blocks), ~30 s background acquisition, ~40 s sample data acquisition | STDGL3 (Danyushevsky et al. 2011) and GSD-1G (USGS) | 4.6215 | [19 empty] | 3089.2737 | [5 empty] | 3.8085 | [5 empty] | 964.5741 | [9 empty] | 92722.1549 |  | 6.6084 |  |  |  | 0.27019 | [7 empty] | 1756.5673 | [13 empty] | 451.7459 | [15 empty] | 0.82322 | [17 empty] | 0.084959 | [9 empty] | 1.2671 | [32 empty] | 2025 |  |  | CHN | Tibet
| Lawu |  | Magmatic hydrothermal | Skarn | Cu-Pb-Zn skarn | Cu, Pb, Zn | In, Sn | Cu, Pb, Zn, In, Sn |  |  | 18-38 a4 sp - 13.d-1 | 18-38 a4 sp - 13.d-1 | underground mine |  |  |  |  | ore material | drill core | underground mining tunnels and drill cores | mineral separate | [5 empty] | mineralisation |  |  |  | sphalerite, chalcopyrite, pyrrhotite, pyrite, arsenopyrite |  |  | Sn-rich Skarn |  |  |  | galena, bismuthinite, marcasite, iron oxides, pyroxene, actinolite, quartz | thin sections and polished blocks examined using optical microscope, BSE detector, and EDS prior to analysis | EMPA, LA-ICPMS | JEOL JXA-8230 electron probe microanalyzer; RESOlution-LR 193 nm ArF excimer laser ablation system coupled to an Agilent 7700x ICP-MS | Laboratory of Mineral Resources Research Center, Fuzhou University; Adelaide Microscopy, the University of Adelaide | EPMA point analysis: accelerating voltage 15 kV, beam current 20 nA, beam diameter ~5 μm; EPMA mapping: accelerating voltage 20 kV, working current 50 nA, dwell time ~10 ms; BSE imaging: accelerating voltage 20 kV, beam current 10 nA; LA-ICP-MS: energy density 3~3.5 J/cm2, spot sizes 29 to 51 μm, repetition rates 5 Hz (polished thin-section) and 10 Hz (polished blocks), ~30 s background acquisition, ~40 s sample data acquisition | STDGL3 (Danyushevsky et al. 2011) and GSD-1G (USGS) | 8.6006 | [19 empty] | 2143.1015 | [5 empty] | 5.9922 | [5 empty] | 930.5572 | [9 empty] | 89248.8982 |  | 6.0522 |  |  |  | 15.8618 | [7 empty] | 2519.518 | [13 empty] | 504.0518 | [15 empty] | 2.8904 | [17 empty] | 3.7363 | [9 empty] | 9.5171 | [32 empty] | 2025 |  |  | CHN | Tibet
| Lawu |  | Magmatic hydrothermal | Skarn | Cu-Pb-Zn skarn | Cu, Pb, Zn | In, Sn | Cu, Pb, Zn, In, Sn |  |  | 18-38 a4 sp - 14.d-1 | 18-38 a4 sp - 14.d-1 | underground mine |  |  |  |  | ore material | drill core | underground mining tunnels and drill cores | mineral separate | [5 empty] | mineralisation |  |  |  | sphalerite, chalcopyrite, pyrrhotite, pyrite, arsenopyrite |  |  | Sn-rich Skarn |  |  |  | galena, bismuthinite, marcasite, iron oxides, pyroxene, actinolite, quartz | thin sections and polished blocks examined using optical microscope, BSE detector, and EDS prior to analysis | EMPA, LA-ICPMS | JEOL JXA-8230 electron probe microanalyzer; RESOlution-LR 193 nm ArF excimer laser ablation system coupled to an Agilent 7700x ICP-MS | Laboratory of Mineral Resources Research Center, Fuzhou University; Adelaide Microscopy, the University of Adelaide | EPMA point analysis: accelerating voltage 15 kV, beam current 20 nA, beam diameter ~5 μm; EPMA mapping: accelerating voltage 20 kV, working current 50 nA, dwell time ~10 ms; BSE imaging: accelerating voltage 20 kV, beam current 10 nA; LA-ICP-MS: energy density 3~3.5 J/cm2, spot sizes 29 to 51 μm, repetition rates 5 Hz (polished thin-section) and 10 Hz (polished blocks), ~30 s background acquisition, ~40 s sample data acquisition | STDGL3 (Danyushevsky et al. 2011) and GSD-1G (USGS) | 18.7871 | [19 empty] | 2603.3619 | [5 empty] | 3.7507 | [5 empty] | 977.6027 | [9 empty] | 84944.7467 |  | 4.544 |  |  |  | 0.2 | [7 empty] | 1966.8687 | [13 empty] | 424.7237 | [15 empty] | 2.2813 | [17 empty] | 0.59716 | [9 empty] | 14.4258 | [32 empty] | 2025 |  |  | CHN | Tibet
| Lawu |  | Magmatic hydrothermal | Skarn | Cu-Pb-Zn skarn | Cu, Pb, Zn | In, Sn | Cu, Pb, Zn, In, Sn |  |  | 18-38 a4 sp - 16.d-1 | 18-38 a4 sp - 16.d-1 | underground mine |  |  |  |  | ore material | drill core | underground mining tunnels and drill cores | mineral separate | [5 empty] | mineralisation |  |  |  | sphalerite, chalcopyrite, pyrrhotite, pyrite, arsenopyrite |  |  | Sn-rich Skarn |  |  |  | galena, bismuthinite, marcasite, iron oxides, pyroxene, actinolite, quartz | thin sections and polished blocks examined using optical microscope, BSE detector, and EDS prior to analysis | EMPA, LA-ICPMS | JEOL JXA-8230 electron probe microanalyzer; RESOlution-LR 193 nm ArF excimer laser ablation system coupled to an Agilent 7700x ICP-MS | Laboratory of Mineral Resources Research Center, Fuzhou University; Adelaide Microscopy, the University of Adelaide | EPMA point analysis: accelerating voltage 15 kV, beam current 20 nA, beam diameter ~5 μm; EPMA mapping: accelerating voltage 20 kV, working current 50 nA, dwell time ~10 ms; BSE imaging: accelerating voltage 20 kV, beam current 10 nA; LA-ICP-MS: energy density 3~3.5 J/cm2, spot sizes 29 to 51 μm, repetition rates 5 Hz (polished thin-section) and 10 Hz (polished blocks), ~30 s background acquisition, ~40 s sample data acquisition | STDGL3 (Danyushevsky et al. 2011) and GSD-1G (USGS) | 24.1554 | [19 empty] | 2160.5643 | [5 empty] | 4.4061 | [5 empty] | 404.7578 | [9 empty] | 94384.9018 |  | 4.0616 |  |  |  | 0.875 | [7 empty] | 2140.5794 | [13 empty] | 464.0964 | [15 empty] | 8.8719 | [17 empty] | 1.0661 | [9 empty] | 7.1571 | [32 empty] | 2025 |  |  | CHN | Tibet
| Lawu |  | Magmatic hydrothermal | Skarn | Cu-Pb-Zn skarn | Cu, Pb, Zn | In, Sn | Cu, Pb, Zn, In, Sn |  |  | 18-38 a4 sp - 17.d-1 | 18-38 a4 sp - 17.d-1 | underground mine |  |  |  |  | ore material | drill core | underground mining tunnels and drill cores | mineral separate | [5 empty] | mineralisation |  |  |  | sphalerite, chalcopyrite, pyrrhotite, pyrite, arsenopyrite |  |  | Sn-rich Skarn |  |  |  | galena, bismuthinite, marcasite, iron oxides, pyroxene, actinolite, quartz | thin sections and polished blocks examined using optical microscope, BSE detector, and EDS prior to analysis | EMPA, LA-ICPMS | JEOL JXA-8230 electron probe microanalyzer; RESOlution-LR 193 nm ArF excimer laser ablation system coupled to an Agilent 7700x ICP-MS | Laboratory of Mineral Resources Research Center, Fuzhou University; Adelaide Microscopy, the University of Adelaide | EPMA point analysis: accelerating voltage 15 kV, beam current 20 nA, beam diameter ~5 μm; EPMA mapping: accelerating voltage 20 kV, working current 50 nA, dwell time ~10 ms; BSE imaging: accelerating voltage 20 kV, beam current 10 nA; LA-ICP-MS: energy density 3~3.5 J/cm2, spot sizes 29 to 51 μm, repetition rates 5 Hz (polished thin-section) and 10 Hz (polished blocks), ~30 s background acquisition, ~40 s sample data acquisition | STDGL3 (Danyushevsky et al. 2011) and GSD-1G (USGS) | 5.6904 | [19 empty] | 3129.7109 | [5 empty] | 3.7508 | [5 empty] | 1007 | [9 empty] | 101465.148 |  | 5.9004 |  |  |  | 0.29402 | [7 empty] | 1681.6191 | [13 empty] | 509.4897 | [15 empty] | 0.57625 | [17 empty] | 0.048889 | [9 empty] | 2.1639 | [32 empty] | 2025 |  |  | CHN | Tibet
| Lawu |  | Magmatic hydrothermal | Skarn | Cu-Pb-Zn skarn | Cu, Pb, Zn | In, Sn | Cu, Pb, Zn, In, Sn |  |  | 18-38 a4 sp - 19.d-1 | 18-38 a4 sp - 19.d-1 | underground mine |  |  |  |  | ore material | drill core | underground mining tunnels and drill cores | mineral separate | [5 empty] | mineralisation |  |  |  | sphalerite, chalcopyrite, pyrrhotite, pyrite, arsenopyrite |  |  | Sn-rich Skarn |  |  |  | galena, bismuthinite, marcasite, iron oxides, pyroxene, actinolite, quartz | thin sections and polished blocks examined using optical microscope, BSE detector, and EDS prior to analysis | EMPA, LA-ICPMS | JEOL JXA-8230 electron probe microanalyzer; RESOlution-LR 193 nm ArF excimer laser ablation system coupled to an Agilent 7700x ICP-MS | Laboratory of Mineral Resources Research Center, Fuzhou University; Adelaide Microscopy, the University of Adelaide | EPMA point analysis: accelerating voltage 15 kV, beam current 20 nA, beam diameter ~5 μm; EPMA mapping: accelerating voltage 20 kV, working current 50 nA, dwell time ~10 ms; BSE imaging: accelerating voltage 20 kV, beam current 10 nA; LA-ICP-MS: energy density 3~3.5 J/cm2, spot sizes 29 to 51 μm, repetition rates 5 Hz (polished thin-section) and 10 Hz (polished blocks), ~30 s background acquisition, ~40 s sample data acquisition | STDGL3 (Danyushevsky et al. 2011) and GSD-1G (USGS) | 17.6723 | [19 empty] | 3400.2885 | [5 empty] | 3.1166 | [5 empty] | 404.7578 | [9 empty] | 107511.6198 |  | 3.2517 |  |  |  | 0.28365 | [7 empty] | 1985.5807 | [13 empty] | 769.0563 | [15 empty] | 0.85602 | [17 empty] | 0.23354 | [9 empty] | 5.2652 | [32 empty] | 2025 |  |  | CHN | Tibet
| Lawu |  | Magmatic hydrothermal | Skarn | Cu-Pb-Zn skarn | Cu, Pb, Zn | In, Sn | Cu, Pb, Zn, In, Sn |  |  | 18-38 a4 sp - 20.d-1 | 18-38 a4 sp - 20.d-1 | underground mine |  |  |  |  | ore material | drill core | underground mining tunnels and drill cores | mineral separate | [5 empty] | mineralisation |  |  |  | sphalerite, chalcopyrite, pyrrhotite, pyrite, arsenopyrite |  |  | Sn-rich Skarn |  |  |  | galena, bismuthinite, marcasite, iron oxides, pyroxene, actinolite, quartz | thin sections and polished blocks examined using optical microscope, BSE detector, and EDS prior to analysis | EMPA, LA-ICPMS | JEOL JXA-8230 electron probe microanalyzer; RESOlution-LR 193 nm ArF excimer laser ablation system coupled to an Agilent 7700x ICP-MS | Laboratory of Mineral Resources Research Center, Fuzhou University; Adelaide Microscopy, the University of Adelaide | EPMA point analysis: accelerating voltage 15 kV, beam current 20 nA, beam diameter ~5 μm; EPMA mapping: accelerating voltage 20 kV, working current 50 nA, dwell time ~10 ms; BSE imaging: accelerating voltage 20 kV, beam current 10 nA; LA-ICP-MS: energy density 3~3.5 J/cm2, spot sizes 29 to 51 μm, repetition rates 5 Hz (polished thin-section) and 10 Hz (polished blocks), ~30 s background acquisition, ~40 s sample data acquisition | STDGL3 (Danyushevsky et al. 2011) and GSD-1G (USGS) | 19.624 | [19 empty] | 3203.5148 | [5 empty] | 4.116 | [5 empty] | 404.7578 | [9 empty] | 100016.0238 |  | 11.0029 |  |  |  | 0.30573 | [7 empty] | 1497.3846 | [13 empty] | 552.9322 | [15 empty] | 1.0033 | [17 empty] | 0.28204 | [9 empty] | 5.143 | [32 empty] | 2025 |  |  | CHN | Tibet
| Lawu |  | Magmatic hydrothermal | Skarn | Cu-Pb-Zn skarn | Cu, Pb, Zn | In, Sn | Cu, Pb, Zn, In, Sn |  |  | 18-62 a4 sp - 1.d-1 | 18-62 a4 sp - 1.d-1 | underground mine |  |  |  |  | ore material | drill core | underground mining tunnels and drill cores | mineral separate | [5 empty] | mineralisation |  |  |  | sphalerite, chalcopyrite, pyrrhotite, pyrite, arsenopyrite |  |  | Sn-rich Skarn |  |  |  | galena, bismuthinite, marcasite, iron oxides, pyroxene, actinolite, quartz | thin sections and polished blocks examined using optical microscope, BSE detector, and EDS prior to analysis | EMPA, LA-ICPMS | JEOL JXA-8230 electron probe microanalyzer; RESOlution-LR 193 nm ArF excimer laser ablation system coupled to an Agilent 7700x ICP-MS | Laboratory of Mineral Resources Research Center, Fuzhou University; Adelaide Microscopy, the University of Adelaide | EPMA point analysis: accelerating voltage 15 kV, beam current 20 nA, beam diameter ~5 μm; EPMA mapping: accelerating voltage 20 kV, working current 50 nA, dwell time ~10 ms; BSE imaging: accelerating voltage 20 kV, beam current 10 nA; LA-ICP-MS: energy density 3~3.5 J/cm2, spot sizes 29 to 51 μm, repetition rates 5 Hz (polished thin-section) and 10 Hz (polished blocks), ~30 s background acquisition, ~40 s sample data acquisition | STDGL3 (Danyushevsky et al. 2011) and GSD-1G (USGS) | 7.4584 | [19 empty] | 3340.7684 | [5 empty] | 1.9845 | [5 empty] | 404.7578 | [9 empty] | 102047.6842 |  | 2.4387 |  |  |  | 0.31153 | [7 empty] | 1417.2691 | [13 empty] | 618.4936 | [15 empty] | 1.486 | [17 empty] | 0.084648 | [9 empty] | 1.7494 | [32 empty] | 2025 |  |  | CHN | Tibet
| Lawu |  | Magmatic hydrothermal | Skarn | Cu-Pb-Zn skarn | Cu, Pb, Zn | In, Sn | Cu, Pb, Zn, In, Sn |  |  | 18-62 a4 sp - 2.d-1 | 18-62 a4 sp - 2.d-1 | underground mine |  |  |  |  | ore material | drill core | underground mining tunnels and drill cores | mineral separate | [5 empty] | mineralisation |  |  |  | sphalerite, chalcopyrite, pyrrhotite, pyrite, arsenopyrite |  |  | Sn-rich Skarn |  |  |  | galena, bismuthinite, marcasite, iron oxides, pyroxene, actinolite, quartz | thin sections and polished blocks examined using optical microscope, BSE detector, and EDS prior to analysis | EMPA, LA-ICPMS | JEOL JXA-8230 electron probe microanalyzer; RESOlution-LR 193 nm ArF excimer laser ablation system coupled to an Agilent 7700x ICP-MS | Laboratory of Mineral Resources Research Center, Fuzhou University; Adelaide Microscopy, the University of Adelaide | EPMA point analysis: accelerating voltage 15 kV, beam current 20 nA, beam diameter ~5 μm; EPMA mapping: accelerating voltage 20 kV, working current 50 nA, dwell time ~10 ms; BSE imaging: accelerating voltage 20 kV, beam current 10 nA; LA-ICP-MS: energy density 3~3.5 J/cm2, spot sizes 29 to 51 μm, repetition rates 5 Hz (polished thin-section) and 10 Hz (polished blocks), ~30 s background acquisition, ~40 s sample data acquisition | STDGL3 (Danyushevsky et al. 2011) and GSD-1G (USGS) | 9.9694 | [19 empty] | 3038.4379 | [5 empty] | 1.8948 | [5 empty] | 404.7578 | [9 empty] | 105427.0918 |  | 4.0385 |  |  |  | 0.40266 | [7 empty] | 1372.4893 | [13 empty] | 624.2061 | [15 empty] | 1.5061 | [17 empty] | 0.17685 | [9 empty] | 8.7451 | [32 empty] | 2025 |  |  | CHN | Tibet
| Lawu |  | Magmatic hydrothermal | Skarn | Cu-Pb-Zn skarn | Cu, Pb, Zn | In, Sn | Cu, Pb, Zn, In, Sn |  |  | 18-62 a4 sp - 3.d-1 | 18-62 a4 sp - 3.d-1 | underground mine |  |  |  |  | ore material | drill core | underground mining tunnels and drill cores | mineral separate | [5 empty] | mineralisation |  |  |  | sphalerite, chalcopyrite, pyrrhotite, pyrite, arsenopyrite |  |  | Sn-rich Skarn |  |  |  | galena, bismuthinite, marcasite, iron oxides, pyroxene, actinolite, quartz | thin sections and polished blocks examined using optical microscope, BSE detector, and EDS prior to analysis | EMPA, LA-ICPMS | JEOL JXA-8230 electron probe microanalyzer; RESOlution-LR 193 nm ArF excimer laser ablation system coupled to an Agilent 7700x ICP-MS | Laboratory of Mineral Resources Research Center, Fuzhou University; Adelaide Microscopy, the University of Adelaide | EPMA point analysis: accelerating voltage 15 kV, beam current 20 nA, beam diameter ~5 μm; EPMA mapping: accelerating voltage 20 kV, working current 50 nA, dwell time ~10 ms; BSE imaging: accelerating voltage 20 kV, beam current 10 nA; LA-ICP-MS: energy density 3~3.5 J/cm2, spot sizes 29 to 51 μm, repetition rates 5 Hz (polished thin-section) and 10 Hz (polished blocks), ~30 s background acquisition, ~40 s sample data acquisition | STDGL3 (Danyushevsky et al. 2011) and GSD-1G (USGS) | 11.2984 | [19 empty] | 3253.5428 | [5 empty] | 1.9657 | [5 empty] | 404.7578 | [9 empty] | 103887.4019 |  | 2.2753 |  |  |  | 0.2927 | [7 empty] | 1409.1726 | [13 empty] | 623.3244 | [15 empty] | 1.897 | [17 empty] | 0.56971 | [9 empty] | 2.815 | [32 empty] | 2025 |  |  | CHN | Tibet
| Lawu |  | Magmatic hydrothermal | Skarn | Cu-Pb-Zn skarn | Cu, Pb, Zn | In, Sn | Cu, Pb, Zn, In, Sn |  |  | 18-62 a4 sp - 4.d-1 | 18-62 a4 sp - 4.d-1 | underground mine |  |  |  |  | ore material | drill core | underground mining tunnels and drill cores | mineral separate | [5 empty] | mineralisation |  |  |  | sphalerite, chalcopyrite, pyrrhotite, pyrite, arsenopyrite |  |  | Sn-rich Skarn |  |  |  | galena, bismuthinite, marcasite, iron oxides, pyroxene, actinolite, quartz | thin sections and polished blocks examined using optical microscope, BSE detector, and EDS prior to analysis | EMPA, LA-ICPMS | JEOL JXA-8230 electron probe microanalyzer; RESOlution-LR 193 nm ArF excimer laser ablation system coupled to an Agilent 7700x ICP-MS | Laboratory of Mineral Resources Research Center, Fuzhou University; Adelaide Microscopy, the University of Adelaide | EPMA point analysis: accelerating voltage 15 kV, beam current 20 nA, beam diameter ~5 μm; EPMA mapping: accelerating voltage 20 kV, working current 50 nA, dwell time ~10 ms; BSE imaging: accelerating voltage 20 kV, beam current 10 nA; LA-ICP-MS: energy density 3~3.5 J/cm2, spot sizes 29 to 51 μm, repetition rates 5 Hz (polished thin-section) and 10 Hz (polished blocks), ~30 s background acquisition, ~40 s sample data acquisition | STDGL3 (Danyushevsky et al. 2011) and GSD-1G (USGS) | 12.9066 | [19 empty] | 3248.9441 | [5 empty] | 2 | [5 empty] | 404.7578 | [9 empty] | 102892.7126 |  | 2.7772 |  |  |  | 0.32217 | [7 empty] | 1438.5181 | [13 empty] | 589.3808 | [15 empty] | 1.897 | [17 empty] | 1.0138 | [9 empty] | 4.22 | [32 empty] | 2025 |  |  | CHN | Tibet
| Lawu |  | Magmatic hydrothermal | Skarn | Cu-Pb-Zn skarn | Cu, Pb, Zn | In, Sn | Cu, Pb, Zn, In, Sn |  |  | 18-62 a4 sp - 5.d-1 | 18-62 a4 sp - 5.d-1 | underground mine |  |  |  |  | ore material | drill core | underground mining tunnels and drill cores | mineral separate | [5 empty] | mineralisation |  |  |  | sphalerite, chalcopyrite, pyrrhotite, pyrite, arsenopyrite |  |  | Sn-rich Skarn |  |  |  | galena, bismuthinite, marcasite, iron oxides, pyroxene, actinolite, quartz | thin sections and polished blocks examined using optical microscope, BSE detector, and EDS prior to analysis | EMPA, LA-ICPMS | JEOL JXA-8230 electron probe microanalyzer; RESOlution-LR 193 nm ArF excimer laser ablation system coupled to an Agilent 7700x ICP-MS | Laboratory of Mineral Resources Research Center, Fuzhou University; Adelaide Microscopy, the University of Adelaide | EPMA point analysis: accelerating voltage 15 kV, beam current 20 nA, beam diameter ~5 μm; EPMA mapping: accelerating voltage 20 kV, working current 50 nA, dwell time ~10 ms; BSE imaging: accelerating voltage 20 kV, beam current 10 nA; LA-ICP-MS: energy density 3~3.5 J/cm2, spot sizes 29 to 51 μm, repetition rates 5 Hz (polished thin-section) and 10 Hz (polished blocks), ~30 s background acquisition, ~40 s sample data acquisition | STDGL3 (Danyushevsky et al. 2011) and GSD-1G (USGS) | 7.9996 | [19 empty] | 2954.6601 | [5 empty] | 2.076 | [5 empty] | 404.7578 | [9 empty] | 97086.8011 |  | 2.8419 |  |  |  | 0.53689 | [7 empty] | 1411.2328 | [13 empty] | 546.1021 | [15 empty] | 1.897 | [17 empty] | 0.42951 | [9 empty] | 9.3955 | [32 empty] | 2025 |  |  | CHN | Tibet
| Lawu |  | Magmatic hydrothermal | Skarn | Cu-Pb-Zn skarn | Cu, Pb, Zn | In, Sn | Cu, Pb, Zn, In, Sn |  |  | 18-62 a4 sp - 6.d-1 | 18-62 a4 sp - 6.d-1 | underground mine |  |  |  |  | ore material | drill core | underground mining tunnels and drill cores | mineral separate | [5 empty] | mineralisation |  |  |  | sphalerite, chalcopyrite, pyrrhotite, pyrite, arsenopyrite |  |  | Sn-rich Skarn |  |  |  | galena, bismuthinite, marcasite, iron oxides, pyroxene, actinolite, quartz | thin sections and polished blocks examined using optical microscope, BSE detector, and EDS prior to analysis | EMPA, LA-ICPMS | JEOL JXA-8230 electron probe microanalyzer; RESOlution-LR 193 nm ArF excimer laser ablation system coupled to an Agilent 7700x ICP-MS | Laboratory of Mineral Resources Research Center, Fuzhou University; Adelaide Microscopy, the University of Adelaide | EPMA point analysis: accelerating voltage 15 kV, beam current 20 nA, beam diameter ~5 μm; EPMA mapping: accelerating voltage 20 kV, working current 50 nA, dwell time ~10 ms; BSE imaging: accelerating voltage 20 kV, beam current 10 nA; LA-ICP-MS: energy density 3~3.5 J/cm2, spot sizes 29 to 51 μm, repetition rates 5 Hz (polished thin-section) and 10 Hz (polished blocks), ~30 s background acquisition, ~40 s sample data acquisition | STDGL3 (Danyushevsky et al. 2011) and GSD-1G (USGS) | 12.1446 | [19 empty] | 3394.7671 | [5 empty] | 1.9791 | [5 empty] | 404.7578 | [9 empty] | 97031.6718 |  | 1.5541 |  |  |  | 0.31748 | [7 empty] | 1503.8057 | [13 empty] | 557.0602 | [15 empty] | 1.897 | [17 empty] | 1.8423 | [9 empty] | 8.0487 | [32 empty] | 2025 |  |  | CHN | Tibet
| Lawu |  | Magmatic hydrothermal | Skarn | Cu-Pb-Zn skarn | Cu, Pb, Zn | In, Sn | Cu, Pb, Zn, In, Sn |  |  | 18-62 a4 sp - 7.d-1 | 18-62 a4 sp - 7.d-1 | underground mine |  |  |  |  | ore material | drill core | underground mining tunnels and drill cores | mineral separate | [5 empty] | mineralisation |  |  |  | sphalerite, chalcopyrite, pyrrhotite, pyrite, arsenopyrite |  |  | Sn-rich Skarn |  |  |  | galena, bismuthinite, marcasite, iron oxides, pyroxene, actinolite, quartz | thin sections and polished blocks examined using optical microscope, BSE detector, and EDS prior to analysis | EMPA, LA-ICPMS | JEOL JXA-8230 electron probe microanalyzer; RESOlution-LR 193 nm ArF excimer laser ablation system coupled to an Agilent 7700x ICP-MS | Laboratory of Mineral Resources Research Center, Fuzhou University; Adelaide Microscopy, the University of Adelaide | EPMA point analysis: accelerating voltage 15 kV, beam current 20 nA, beam diameter ~5 μm; EPMA mapping: accelerating voltage 20 kV, working current 50 nA, dwell time ~10 ms; BSE imaging: accelerating voltage 20 kV, beam current 10 nA; LA-ICP-MS: energy density 3~3.5 J/cm2, spot sizes 29 to 51 μm, repetition rates 5 Hz (polished thin-section) and 10 Hz (polished blocks), ~30 s background acquisition, ~40 s sample data acquisition | STDGL3 (Danyushevsky et al. 2011) and GSD-1G (USGS) | 10.457 | [19 empty] | 3346.8577 | [5 empty] | 1.9151 | [5 empty] | 404.7578 | [9 empty] | 109940.6786 |  | 2.775 |  |  |  | 0.30255 | [7 empty] | 1395.6566 | [13 empty] | 661.2653 | [15 empty] | 1.897 | [17 empty] | 0.05269 | [9 empty] | 4.2963 | [32 empty] | 2025 |  |  | CHN | Tibet
| Lawu |  | Magmatic hydrothermal | Skarn | Cu-Pb-Zn skarn | Cu, Pb, Zn | In, Sn | Cu, Pb, Zn, In, Sn |  |  | 18-62 a4 sp - 8.d-1 | 18-62 a4 sp - 8.d-1 | underground mine |  |  |  |  | ore material | drill core | underground mining tunnels and drill cores | mineral separate | [5 empty] | mineralisation |  |  |  | sphalerite, chalcopyrite, pyrrhotite, pyrite, arsenopyrite |  |  | Sn-rich Skarn |  |  |  | galena, bismuthinite, marcasite, iron oxides, pyroxene, actinolite, quartz | thin sections and polished blocks examined using optical microscope, BSE detector, and EDS prior to analysis | EMPA, LA-ICPMS | JEOL JXA-8230 electron probe microanalyzer; RESOlution-LR 193 nm ArF excimer laser ablation system coupled to an Agilent 7700x ICP-MS | Laboratory of Mineral Resources Research Center, Fuzhou University; Adelaide Microscopy, the University of Adelaide | EPMA point analysis: accelerating voltage 15 kV, beam current 20 nA, beam diameter ~5 μm; EPMA mapping: accelerating voltage 20 kV, working current 50 nA, dwell time ~10 ms; BSE imaging: accelerating voltage 20 kV, beam current 10 nA; LA-ICP-MS: energy density 3~3.5 J/cm2, spot sizes 29 to 51 μm, repetition rates 5 Hz (polished thin-section) and 10 Hz (polished blocks), ~30 s background acquisition, ~40 s sample data acquisition | STDGL3 (Danyushevsky et al. 2011) and GSD-1G (USGS) | 12.9367 | [19 empty] | 2478.3921 | [5 empty] | 1.9609 | [5 empty] | 404.7578 | [9 empty] | 147750.3006 |  | 0 |  |  |  | 8.0343 | [7 empty] | 1339.7181 | [13 empty] | 1060.8063 | [15 empty] | 1.897 | [17 empty] | 1.2392 | [9 empty] | 4.5597 | [32 empty] | 2025 |  |  | CHN | Tibet
| Lawu |  | Magmatic hydrothermal | Skarn | Cu-Pb-Zn skarn | Cu, Pb, Zn | In, Sn | Cu, Pb, Zn, In, Sn |  |  | 18-62 a4 sp - 9.d-1 | 18-62 a4 sp - 9.d-1 | underground mine |  |  |  |  | ore material | drill core | underground mining tunnels and drill cores | mineral separate | [5 empty] | mineralisation |  |  |  | sphalerite, chalcopyrite, pyrrhotite, pyrite, arsenopyrite |  |  | Sn-rich Skarn |  |  |  | galena, bismuthinite, marcasite, iron oxides, pyroxene, actinolite, quartz | thin sections and polished blocks examined using optical microscope, BSE detector, and EDS prior to analysis | EMPA, LA-ICPMS | JEOL JXA-8230 electron probe microanalyzer; RESOlution-LR 193 nm ArF excimer laser ablation system coupled to an Agilent 7700x ICP-MS | Laboratory of Mineral Resources Research Center, Fuzhou University; Adelaide Microscopy, the University of Adelaide | EPMA point analysis: accelerating voltage 15 kV, beam current 20 nA, beam diameter ~5 μm; EPMA mapping: accelerating voltage 20 kV, working current 50 nA, dwell time ~10 ms; BSE imaging: accelerating voltage 20 kV, beam current 10 nA; LA-ICP-MS: energy density 3~3.5 J/cm2, spot sizes 29 to 51 μm, repetition rates 5 Hz (polished thin-section) and 10 Hz (polished blocks), ~30 s background acquisition, ~40 s sample data acquisition | STDGL3 (Danyushevsky et al. 2011) and GSD-1G (USGS) | 9.0441 | [19 empty] | 3282.9851 | [5 empty] | 2.001 | [5 empty] | 404.7578 | [9 empty] | 105855.5366 |  | 4.6057 |  |  |  | 0.36135 | [7 empty] | 1386.8977 | [13 empty] | 643.7187 | [15 empty] | 1.897 | [17 empty] | 0.20586 | [9 empty] | 2.5659 | [32 empty] | 2025 |  |  | CHN | Tibet
| Lawu |  | Magmatic hydrothermal | Skarn | Cu-Pb-Zn skarn | Cu, Pb, Zn | In, Sn | Cu, Pb, Zn, In, Sn |  |  | 18-62 a4 sp - 10.d-1 | 18-62 a4 sp - 10.d-1 | underground mine |  |  |  |  | ore material | drill core | underground mining tunnels and drill cores | mineral separate | [5 empty] | mineralisation |  |  |  | sphalerite, chalcopyrite, pyrrhotite, pyrite, arsenopyrite |  |  | Sn-rich Skarn |  |  |  | galena, bismuthinite, marcasite, iron oxides, pyroxene, actinolite, quartz | thin sections and polished blocks examined using optical microscope, BSE detector, and EDS prior to analysis | EMPA, LA-ICPMS | JEOL JXA-8230 electron probe microanalyzer; RESOlution-LR 193 nm ArF excimer laser ablation system coupled to an Agilent 7700x ICP-MS | Laboratory of Mineral Resources Research Center, Fuzhou University; Adelaide Microscopy, the University of Adelaide | EPMA point analysis: accelerating voltage 15 kV, beam current 20 nA, beam diameter ~5 μm; EPMA mapping: accelerating voltage 20 kV, working current 50 nA, dwell time ~10 ms; BSE imaging: accelerating voltage 20 kV, beam current 10 nA; LA-ICP-MS: energy density 3~3.5 J/cm2, spot sizes 29 to 51 μm, repetition rates 5 Hz (polished thin-section) and 10 Hz (polished blocks), ~30 s background acquisition, ~40 s sample data acquisition | STDGL3 (Danyushevsky et al. 2011) and GSD-1G (USGS) | 14.3027 | [19 empty] | 3271.449 | [5 empty] | 1.9246 | [5 empty] | 404.7578 | [9 empty] | 107691.8119 |  | 4.5007 |  |  |  | 0.28416 | [7 empty] | 1370.0999 | [13 empty] | 631.6596 | [15 empty] | 1.897 | [17 empty] | 0.18362 | [9 empty] | 3.2953 | [32 empty] | 2025 |  |  | CHN | Tibet
| Lawu |  | Magmatic hydrothermal | Skarn | Cu-Pb-Zn skarn | Cu, Pb, Zn | In, Sn | Cu, Pb, Zn, In, Sn |  |  | 18-62 a4 sp - 11.d-1 | 18-62 a4 sp - 11.d-1 | underground mine |  |  |  |  | ore material | drill core | underground mining tunnels and drill cores | mineral separate | [5 empty] | mineralisation |  |  |  | sphalerite, chalcopyrite, pyrrhotite, pyrite, arsenopyrite |  |  | Sn-rich Skarn |  |  |  | galena, bismuthinite, marcasite, iron oxides, pyroxene, actinolite, quartz | thin sections and polished blocks examined using optical microscope, BSE detector, and EDS prior to analysis | EMPA, LA-ICPMS | JEOL JXA-8230 electron probe microanalyzer; RESOlution-LR 193 nm ArF excimer laser ablation system coupled to an Agilent 7700x ICP-MS | Laboratory of Mineral Resources Research Center, Fuzhou University; Adelaide Microscopy, the University of Adelaide | EPMA point analysis: accelerating voltage 15 kV, beam current 20 nA, beam diameter ~5 μm; EPMA mapping: accelerating voltage 20 kV, working current 50 nA, dwell time ~10 ms; BSE imaging: accelerating voltage 20 kV, beam current 10 nA; LA-ICP-MS: energy density 3~3.5 J/cm2, spot sizes 29 to 51 μm, repetition rates 5 Hz (polished thin-section) and 10 Hz (polished blocks), ~30 s background acquisition, ~40 s sample data acquisition | STDGL3 (Danyushevsky et al. 2011) and GSD-1G (USGS) | 7.9864 | [19 empty] | 3150.5765 | [5 empty] | 1.7865 | [5 empty] | 404.7578 | [9 empty] | 110950.1943 |  | 6.3404 |  |  |  | 0.24869 | [7 empty] | 1319.1606 | [13 empty] | 665.9057 | [15 empty] | 0.81295 | [17 empty] | 0.037836 | [9 empty] | 3.6813 | [32 empty] | 2025 |  |  | CHN | Tibet
| Lawu |  | Magmatic hydrothermal | Skarn | Cu-Pb-Zn skarn | Cu, Pb, Zn | In, Sn | Cu, Pb, Zn, In, Sn |  |  | 18-62 a4 sp - 12.d-1 | 18-62 a4 sp - 12.d-1 | underground mine |  |  |  |  | ore material | drill core | underground mining tunnels and drill cores | mineral separate | [5 empty] | mineralisation |  |  |  | sphalerite, chalcopyrite, pyrrhotite, pyrite, arsenopyrite |  |  | Sn-rich Skarn |  |  |  | galena, bismuthinite, marcasite, iron oxides, pyroxene, actinolite, quartz | thin sections and polished blocks examined using optical microscope, BSE detector, and EDS prior to analysis | EMPA, LA-ICPMS | JEOL JXA-8230 electron probe microanalyzer; RESOlution-LR 193 nm ArF excimer laser ablation system coupled to an Agilent 7700x ICP-MS | Laboratory of Mineral Resources Research Center, Fuzhou University; Adelaide Microscopy, the University of Adelaide | EPMA point analysis: accelerating voltage 15 kV, beam current 20 nA, beam diameter ~5 μm; EPMA mapping: accelerating voltage 20 kV, working current 50 nA, dwell time ~10 ms; BSE imaging: accelerating voltage 20 kV, beam current 10 nA; LA-ICP-MS: energy density 3~3.5 J/cm2, spot sizes 29 to 51 μm, repetition rates 5 Hz (polished thin-section) and 10 Hz (polished blocks), ~30 s background acquisition, ~40 s sample data acquisition | STDGL3 (Danyushevsky et al. 2011) and GSD-1G (USGS) | 9.3923 | [19 empty] | 3173.9367 | [5 empty] | 1.8167 | [5 empty] | 404.7578 | [9 empty] | 109812.5405 |  | 6.2655 |  |  |  | 0.33122 | [7 empty] | 1341.1993 | [13 empty] | 654.2196 | [15 empty] | 1.6801 | [17 empty] | 0.26517 | [9 empty] | 2.6821 | [32 empty] | 2025 |  |  | CHN | Tibet
| Lawu |  | Magmatic hydrothermal | Skarn | Cu-Pb-Zn skarn | Cu, Pb, Zn | In, Sn | Cu, Pb, Zn, In, Sn |  |  | 18-62 a4 sp - 13.d-1 | 18-62 a4 sp - 13.d-1 | underground mine |  |  |  |  | ore material | drill core | underground mining tunnels and drill cores | mineral separate | [5 empty] | mineralisation |  |  |  | sphalerite, chalcopyrite, pyrrhotite, pyrite, arsenopyrite |  |  | Sn-rich Skarn |  |  |  | galena, bismuthinite, marcasite, iron oxides, pyroxene, actinolite, quartz | thin sections and polished blocks examined using optical microscope, BSE detector, and EDS prior to analysis | EMPA, LA-ICPMS | JEOL JXA-8230 electron probe microanalyzer; RESOlution-LR 193 nm ArF excimer laser ablation system coupled to an Agilent 7700x ICP-MS | Laboratory of Mineral Resources Research Center, Fuzhou University; Adelaide Microscopy, the University of Adelaide | EPMA point analysis: accelerating voltage 15 kV, beam current 20 nA, beam diameter ~5 μm; EPMA mapping: accelerating voltage 20 kV, working current 50 nA, dwell time ~10 ms; BSE imaging: accelerating voltage 20 kV, beam current 10 nA; LA-ICP-MS: energy density 3~3.5 J/cm2, spot sizes 29 to 51 μm, repetition rates 5 Hz (polished thin-section) and 10 Hz (polished blocks), ~30 s background acquisition, ~40 s sample data acquisition | STDGL3 (Danyushevsky et al. 2011) and GSD-1G (USGS) | 8.078 | [19 empty] | 3154.231 | [5 empty] | 1.8316 | [5 empty] | 404.7578 | [9 empty] | 108473.5532 |  | 2.9965 |  |  |  | 0.30893 | [7 empty] | 1320.8332 | [13 empty] | 662.3385 | [15 empty] | 2.6294 | [17 empty] | 0.21595 | [9 empty] | 1.7836 | [32 empty] | 2025 |  |  | CHN | Tibet
| Lawu |  | Magmatic hydrothermal | Skarn | Cu-Pb-Zn skarn | Cu, Pb, Zn | In, Sn | Cu, Pb, Zn, In, Sn |  |  | 18-62 a4 sp - 14.d-1 | 18-62 a4 sp - 14.d-1 | underground mine |  |  |  |  | ore material | drill core | underground mining tunnels and drill cores | mineral separate | [5 empty] | mineralisation |  |  |  | sphalerite, chalcopyrite, pyrrhotite, pyrite, arsenopyrite |  |  | Sn-rich Skarn |  |  |  | galena, bismuthinite, marcasite, iron oxides, pyroxene, actinolite, quartz | thin sections and polished blocks examined using optical microscope, BSE detector, and EDS prior to analysis | EMPA, LA-ICPMS | JEOL JXA-8230 electron probe microanalyzer; RESOlution-LR 193 nm ArF excimer laser ablation system coupled to an Agilent 7700x ICP-MS | Laboratory of Mineral Resources Research Center, Fuzhou University; Adelaide Microscopy, the University of Adelaide | EPMA point analysis: accelerating voltage 15 kV, beam current 20 nA, beam diameter ~5 μm; EPMA mapping: accelerating voltage 20 kV, working current 50 nA, dwell time ~10 ms; BSE imaging: accelerating voltage 20 kV, beam current 10 nA; LA-ICP-MS: energy density 3~3.5 J/cm2, spot sizes 29 to 51 μm, repetition rates 5 Hz (polished thin-section) and 10 Hz (polished blocks), ~30 s background acquisition, ~40 s sample data acquisition | STDGL3 (Danyushevsky et al. 2011) and GSD-1G (USGS) | 10.2565 | [19 empty] | 2859.109 | [5 empty] | 1.9376 | [5 empty] | 404.7578 | [9 empty] | 104589.7919 |  | 8.1169 |  |  |  | 1.4315 | [7 empty] | 1400.8005 | [13 empty] | 618.9595 | [15 empty] | 1.897 | [17 empty] | 0.68441 | [9 empty] | 4.5597 | [32 empty] | 2025 |  |  | CHN | Tibet
| Lawu |  | Magmatic hydrothermal | Skarn | Cu-Pb-Zn skarn | Cu, Pb, Zn | In, Sn | Cu, Pb, Zn, In, Sn |  |  | 18-62 a4 sp - 15.d-1 | 18-62 a4 sp - 15.d-1 | underground mine |  |  |  |  | ore material | drill core | underground mining tunnels and drill cores | mineral separate | [5 empty] | mineralisation |  |  |  | sphalerite, chalcopyrite, pyrrhotite, pyrite, arsenopyrite |  |  | Sn-rich Skarn |  |  |  | galena, bismuthinite, marcasite, iron oxides, pyroxene, actinolite, quartz | thin sections and polished blocks examined using optical microscope, BSE detector, and EDS prior to analysis | EMPA, LA-ICPMS | JEOL JXA-8230 electron probe microanalyzer; RESOlution-LR 193 nm ArF excimer laser ablation system coupled to an Agilent 7700x ICP-MS | Laboratory of Mineral Resources Research Center, Fuzhou University; Adelaide Microscopy, the University of Adelaide | EPMA point analysis: accelerating voltage 15 kV, beam current 20 nA, beam diameter ~5 μm; EPMA mapping: accelerating voltage 20 kV, working current 50 nA, dwell time ~10 ms; BSE imaging: accelerating voltage 20 kV, beam current 10 nA; LA-ICP-MS: energy density 3~3.5 J/cm2, spot sizes 29 to 51 μm, repetition rates 5 Hz (polished thin-section) and 10 Hz (polished blocks), ~30 s background acquisition, ~40 s sample data acquisition | STDGL3 (Danyushevsky et al. 2011) and GSD-1G (USGS) | 10.05 | [19 empty] | 3121.8676 | [5 empty] | 1.875 | [5 empty] | 404.7578 | [9 empty] | 101718.5081 |  | 3.3206 |  |  |  | 0.45937 | [7 empty] | 1422.1048 | [13 empty] | 625.4048 | [15 empty] | 2.6344 | [17 empty] | 0.20062 | [9 empty] | 2.9812 | [32 empty] | 2025 |  |  | CHN | Tibet
| Lawu |  | Magmatic hydrothermal | Skarn | Cu-Pb-Zn skarn | Cu, Pb, Zn | In, Sn | Cu, Pb, Zn, In, Sn |  |  | 18-62 a4 sp - 16.d-1 | 18-62 a4 sp - 16.d-1 | underground mine |  |  |  |  | ore material | drill core | underground mining tunnels and drill cores | mineral separate | [5 empty] | mineralisation |  |  |  | sphalerite, chalcopyrite, pyrrhotite, pyrite, arsenopyrite |  |  | Sn-rich Skarn |  |  |  | galena, bismuthinite, marcasite, iron oxides, pyroxene, actinolite, quartz | thin sections and polished blocks examined using optical microscope, BSE detector, and EDS prior to analysis | EMPA, LA-ICPMS | JEOL JXA-8230 electron probe microanalyzer; RESOlution-LR 193 nm ArF excimer laser ablation system coupled to an Agilent 7700x ICP-MS | Laboratory of Mineral Resources Research Center, Fuzhou University; Adelaide Microscopy, the University of Adelaide | EPMA point analysis: accelerating voltage 15 kV, beam current 20 nA, beam diameter ~5 μm; EPMA mapping: accelerating voltage 20 kV, working current 50 nA, dwell time ~10 ms; BSE imaging: accelerating voltage 20 kV, beam current 10 nA; LA-ICP-MS: energy density 3~3.5 J/cm2, spot sizes 29 to 51 μm, repetition rates 5 Hz (polished thin-section) and 10 Hz (polished blocks), ~30 s background acquisition, ~40 s sample data acquisition | STDGL3 (Danyushevsky et al. 2011) and GSD-1G (USGS) | 9.5578 | [19 empty] | 3192.4434 | [5 empty] | 1.7758 | [5 empty] | 404.7578 | [9 empty] | 111627.4922 |  | 0.57933 |  |  |  | 0.29669 | [7 empty] | 1349.939 | [13 empty] | 672.0284 | [15 empty] | 0.30145 | [17 empty] | 0.44986 | [9 empty] | 2.7367 | [32 empty] | 2025 |  |  | CHN | Tibet
| Lawu |  | Magmatic hydrothermal | Skarn | Cu-Pb-Zn skarn | Cu, Pb, Zn | In, Sn | Cu, Pb, Zn, In, Sn |  |  | 18-62 a4 sp - 17.d-1 | 18-62 a4 sp - 17.d-1 | underground mine |  |  |  |  | ore material | drill core | underground mining tunnels and drill cores | mineral separate | [5 empty] | mineralisation |  |  |  | sphalerite, chalcopyrite, pyrrhotite, pyrite, arsenopyrite |  |  | Sn-rich Skarn |  |  |  | galena, bismuthinite, marcasite, iron oxides, pyroxene, actinolite, quartz | thin sections and polished blocks examined using optical microscope, BSE detector, and EDS prior to analysis | EMPA, LA-ICPMS | JEOL JXA-8230 electron probe microanalyzer; RESOlution-LR 193 nm ArF excimer laser ablation system coupled to an Agilent 7700x ICP-MS | Laboratory of Mineral Resources Research Center, Fuzhou University; Adelaide Microscopy, the University of Adelaide | EPMA point analysis: accelerating voltage 15 kV, beam current 20 nA, beam diameter ~5 μm; EPMA mapping: accelerating voltage 20 kV, working current 50 nA, dwell time ~10 ms; BSE imaging: accelerating voltage 20 kV, beam current 10 nA; LA-ICP-MS: energy density 3~3.5 J/cm2, spot sizes 29 to 51 μm, repetition rates 5 Hz (polished thin-section) and 10 Hz (polished blocks), ~30 s background acquisition, ~40 s sample data acquisition | STDGL3 (Danyushevsky et al. 2011) and GSD-1G (USGS) | 16.9073 | [19 empty] | 3164.976 | [5 empty] | 1.9949 | [5 empty] | 404.7578 | [9 empty] | 97060.4562 |  | 3.066 |  |  |  | 0.28229 | [7 empty] | 1431.5157 | [13 empty] | 545.6855 | [15 empty] | 1.897 | [17 empty] | 1.2077 | [9 empty] | 5.4032 | [32 empty] | 2025 |  |  | CHN | Tibet
| Lawu |  | Magmatic hydrothermal | Skarn | Cu-Pb-Zn skarn | Cu, Pb, Zn | In, Sn | Cu, Pb, Zn, In, Sn |  |  | 18-62 a4 sp - 18.d-1 | 18-62 a4 sp - 18.d-1 | underground mine |  |  |  |  | ore material | drill core | underground mining tunnels and drill cores | mineral separate | [5 empty] | mineralisation |  |  |  | sphalerite, chalcopyrite, pyrrhotite, pyrite, arsenopyrite |  |  | Sn-rich Skarn |  |  |  | galena, bismuthinite, marcasite, iron oxides, pyroxene, actinolite, quartz | thin sections and polished blocks examined using optical microscope, BSE detector, and EDS prior to analysis | EMPA, LA-ICPMS | JEOL JXA-8230 electron probe microanalyzer; RESOlution-LR 193 nm ArF excimer laser ablation system coupled to an Agilent 7700x ICP-MS | Laboratory of Mineral Resources Research Center, Fuzhou University; Adelaide Microscopy, the University of Adelaide | EPMA point analysis: accelerating voltage 15 kV, beam current 20 nA, beam diameter ~5 μm; EPMA mapping: accelerating voltage 20 kV, working current 50 nA, dwell time ~10 ms; BSE imaging: accelerating voltage 20 kV, beam current 10 nA; LA-ICP-MS: energy density 3~3.5 J/cm2, spot sizes 29 to 51 μm, repetition rates 5 Hz (polished thin-section) and 10 Hz (polished blocks), ~30 s background acquisition, ~40 s sample data acquisition | STDGL3 (Danyushevsky et al. 2011) and GSD-1G (USGS) | 21.9703 | [19 empty] | 2986.5908 | [5 empty] | 1.7922 | [5 empty] | 404.7578 | [9 empty] | 109548.7174 |  | 8.443 |  |  |  | 0.3768 | [7 empty] | 1315.6596 | [13 empty] | 634.07 | [15 empty] | 1.897 | [17 empty] | 0.11914 | [9 empty] | 8.4812 | [32 empty] | 2025 |  |  | CHN | Tibet
| Lawu |  | Magmatic hydrothermal | Skarn | Cu-Pb-Zn skarn | Cu, Pb, Zn | In, Sn | Cu, Pb, Zn, In, Sn |  |  | 18-62 a4 sp - 19.d-1 | 18-62 a4 sp - 19.d-1 | underground mine |  |  |  |  | ore material | drill core | underground mining tunnels and drill cores | mineral separate | [5 empty] | mineralisation |  |  |  | sphalerite, chalcopyrite, pyrrhotite, pyrite, arsenopyrite |  |  | Sn-rich Skarn |  |  |  | galena, bismuthinite, marcasite, iron oxides, pyroxene, actinolite, quartz | thin sections and polished blocks examined using optical microscope, BSE detector, and EDS prior to analysis | EMPA, LA-ICPMS | JEOL JXA-8230 electron probe microanalyzer; RESOlution-LR 193 nm ArF excimer laser ablation system coupled to an Agilent 7700x ICP-MS | Laboratory of Mineral Resources Research Center, Fuzhou University; Adelaide Microscopy, the University of Adelaide | EPMA point analysis: accelerating voltage 15 kV, beam current 20 nA, beam diameter ~5 μm; EPMA mapping: accelerating voltage 20 kV, working current 50 nA, dwell time ~10 ms; BSE imaging: accelerating voltage 20 kV, beam current 10 nA; LA-ICP-MS: energy density 3~3.5 J/cm2, spot sizes 29 to 51 μm, repetition rates 5 Hz (polished thin-section) and 10 Hz (polished blocks), ~30 s background acquisition, ~40 s sample data acquisition | STDGL3 (Danyushevsky et al. 2011) and GSD-1G (USGS) | 9.8301 | [19 empty] | 3048.1684 | [5 empty] | 1.8036 | [5 empty] | 404.7578 | [9 empty] | 114438.157 |  | 13.1651 |  |  |  | 0.26061 | [7 empty] | 1348.9853 | [13 empty] | 668.6985 | [15 empty] | 2.004 | [17 empty] | 0.1329 | [9 empty] | 3.1431 | [32 empty] | 2025 |  |  | CHN | Tibet
| Lawu |  | Magmatic hydrothermal | Skarn | Cu-Pb-Zn skarn | Cu, Pb, Zn | In, Sn | Cu, Pb, Zn, In, Sn |  |  | 18-62 a4 sp - 20.d-1 | 18-62 a4 sp - 20.d-1 | underground mine |  |  |  |  | ore material | drill core | underground mining tunnels and drill cores | mineral separate | [5 empty] | mineralisation |  |  |  | sphalerite, chalcopyrite, pyrrhotite, pyrite, arsenopyrite |  |  | Sn-rich Skarn |  |  |  | galena, bismuthinite, marcasite, iron oxides, pyroxene, actinolite, quartz | thin sections and polished blocks examined using optical microscope, BSE detector, and EDS prior to analysis | EMPA, LA-ICPMS | JEOL JXA-8230 electron probe microanalyzer; RESOlution-LR 193 nm ArF excimer laser ablation system coupled to an Agilent 7700x ICP-MS | Laboratory of Mineral Resources Research Center, Fuzhou University; Adelaide Microscopy, the University of Adelaide | EPMA point analysis: accelerating voltage 15 kV, beam current 20 nA, beam diameter ~5 μm; EPMA mapping: accelerating voltage 20 kV, working current 50 nA, dwell time ~10 ms; BSE imaging: accelerating voltage 20 kV, beam current 10 nA; LA-ICP-MS: energy density 3~3.5 J/cm2, spot sizes 29 to 51 μm, repetition rates 5 Hz (polished thin-section) and 10 Hz (polished blocks), ~30 s background acquisition, ~40 s sample data acquisition | STDGL3 (Danyushevsky et al. 2011) and GSD-1G (USGS) | 14.857 | [19 empty] | 3010.211 | [5 empty] | 1.8738 | [5 empty] | 404.7578 | [9 empty] | 120297.5687 |  | 13.0499 |  |  |  | 0.34363 | [7 empty] | 1266.6025 | [13 empty] | 641.9566 | [15 empty] | 0.29936 | [17 empty] | 0.054328 | [9 empty] | 4.5597 | [32 empty] | 2025 |  |  | CHN | Tibet
| Lawu |  | Magmatic hydrothermal | Skarn | Cu-Pb-Zn skarn | Cu, Pb, Zn | In, Sn | Cu, Pb, Zn, In, Sn |  |  | 18-112 A3 SP - 2.d-1 | 18-112 A3 SP - 2.d-1 | underground mine |  |  |  |  | ore material | drill core | underground mining tunnels and drill cores | mineral separate | [5 empty] | mineralisation |  |  |  | sphalerite, chalcopyrite, pyrrhotite, pyrite, arsenopyrite |  |  | Sn-rich Skarn |  |  |  | galena, bismuthinite, marcasite, iron oxides, pyroxene, actinolite, quartz | thin sections and polished blocks examined using optical microscope, BSE detector, and EDS prior to analysis | EMPA, LA-ICPMS | JEOL JXA-8230 electron probe microanalyzer; RESOlution-LR 193 nm ArF excimer laser ablation system coupled to an Agilent 7700x ICP-MS | Laboratory of Mineral Resources Research Center, Fuzhou University; Adelaide Microscopy, the University of Adelaide | EPMA point analysis: accelerating voltage 15 kV, beam current 20 nA, beam diameter ~5 μm; EPMA mapping: accelerating voltage 20 kV, working current 50 nA, dwell time ~10 ms; BSE imaging: accelerating voltage 20 kV, beam current 10 nA; LA-ICP-MS: energy density 3~3.5 J/cm2, spot sizes 29 to 51 μm, repetition rates 5 Hz (polished thin-section) and 10 Hz (polished blocks), ~30 s background acquisition, ~40 s sample data acquisition | STDGL3 (Danyushevsky et al. 2011) and GSD-1G (USGS) | 85.6748 | [19 empty] | 3469.7209 | [5 empty] | 94.114 | [5 empty] | 10319.5192 | [9 empty] | 123811.7768 |  | 1.4815 |  |  |  | 0.64974 | [7 empty] | 1987.2008 | [13 empty] | 618.5248 | [15 empty] | 19.3142 | [17 empty] | 6.7835 | [9 empty] | 24.3564 | [32 empty] | 2025 |  |  | CHN | Tibet
| Lawu |  | Magmatic hydrothermal | Skarn | Cu-Pb-Zn skarn | Cu, Pb, Zn | In, Sn | Cu, Pb, Zn, In, Sn |  |  | 18-112 A3 SP - 3.d-1 | 18-112 A3 SP - 3.d-1 | underground mine |  |  |  |  | ore material | drill core | underground mining tunnels and drill cores | mineral separate | [5 empty] | mineralisation |  |  |  | sphalerite, chalcopyrite, pyrrhotite, pyrite, arsenopyrite |  |  | Sn-rich Skarn |  |  |  | galena, bismuthinite, marcasite, iron oxides, pyroxene, actinolite, quartz | thin sections and polished blocks examined using optical microscope, BSE detector, and EDS prior to analysis | EMPA, LA-ICPMS | JEOL JXA-8230 electron probe microanalyzer; RESOlution-LR 193 nm ArF excimer laser ablation system coupled to an Agilent 7700x ICP-MS | Laboratory of Mineral Resources Research Center, Fuzhou University; Adelaide Microscopy, the University of Adelaide | EPMA point analysis: accelerating voltage 15 kV, beam current 20 nA, beam diameter ~5 μm; EPMA mapping: accelerating voltage 20 kV, working current 50 nA, dwell time ~10 ms; BSE imaging: accelerating voltage 20 kV, beam current 10 nA; LA-ICP-MS: energy density 3~3.5 J/cm2, spot sizes 29 to 51 μm, repetition rates 5 Hz (polished thin-section) and 10 Hz (polished blocks), ~30 s background acquisition, ~40 s sample data acquisition | STDGL3 (Danyushevsky et al. 2011) and GSD-1G (USGS) | 69.0045 | [19 empty] | 3535.8428 | [5 empty] | 94.8939 | [5 empty] | 10319.5192 | [9 empty] | 118133.2301 |  | 0.328 |  |  |  | 0.26794 | [7 empty] | 1799.9192 | [13 empty] | 692.0834 | [15 empty] | 5.7181 | [17 empty] | 2.7724 | [9 empty] | 7.3795 | [32 empty] | 2025 |  |  | CHN | Tibet
| Lawu |  | Magmatic hydrothermal | Skarn | Cu-Pb-Zn skarn | Cu, Pb, Zn | In, Sn | Cu, Pb, Zn, In, Sn |  |  | 18-112 A3 SP - 4.d-1 | 18-112 A3 SP - 4.d-1 | underground mine |  |  |  |  | ore material | drill core | underground mining tunnels and drill cores | mineral separate | [5 empty] | mineralisation |  |  |  | sphalerite, chalcopyrite, pyrrhotite, pyrite, arsenopyrite |  |  | Sn-rich Skarn |  |  |  | galena, bismuthinite, marcasite, iron oxides, pyroxene, actinolite, quartz | thin sections and polished blocks examined using optical microscope, BSE detector, and EDS prior to analysis | EMPA, LA-ICPMS | JEOL JXA-8230 electron probe microanalyzer; RESOlution-LR 193 nm ArF excimer laser ablation system coupled to an Agilent 7700x ICP-MS | Laboratory of Mineral Resources Research Center, Fuzhou University; Adelaide Microscopy, the University of Adelaide | EPMA point analysis: accelerating voltage 15 kV, beam current 20 nA, beam diameter ~5 μm; EPMA mapping: accelerating voltage 20 kV, working current 50 nA, dwell time ~10 ms; BSE imaging: accelerating voltage 20 kV, beam current 10 nA; LA-ICP-MS: energy density 3~3.5 J/cm2, spot sizes 29 to 51 μm, repetition rates 5 Hz (polished thin-section) and 10 Hz (polished blocks), ~30 s background acquisition, ~40 s sample data acquisition | STDGL3 (Danyushevsky et al. 2011) and GSD-1G (USGS) | 138.1164 | [19 empty] | 3537.3188 | [5 empty] | 92.5054 | [5 empty] | 10319.5192 | [9 empty] | 114422.3403 |  | 0.3632 |  |  |  | 0.32593 | [7 empty] | 1882.0996 | [13 empty] | 599.2611 | [15 empty] | 16.2896 | [17 empty] | 7.4241 | [9 empty] | 18.9947 | [32 empty] | 2025 |  |  | CHN | Tibet
| Lawu |  | Magmatic hydrothermal | Skarn | Cu-Pb-Zn skarn | Cu, Pb, Zn | In, Sn | Cu, Pb, Zn, In, Sn |  |  | 18-112 A3 SP - 6.d-1 | 18-112 A3 SP - 6.d-1 | underground mine |  |  |  |  | ore material | drill core | underground mining tunnels and drill cores | mineral separate | [5 empty] | mineralisation |  |  |  | sphalerite, chalcopyrite, pyrrhotite, pyrite, arsenopyrite |  |  | Sn-rich Skarn |  |  |  | galena, bismuthinite, marcasite, iron oxides, pyroxene, actinolite, quartz | thin sections and polished blocks examined using optical microscope, BSE detector, and EDS prior to analysis | EMPA, LA-ICPMS | JEOL JXA-8230 electron probe microanalyzer; RESOlution-LR 193 nm ArF excimer laser ablation system coupled to an Agilent 7700x ICP-MS | Laboratory of Mineral Resources Research Center, Fuzhou University; Adelaide Microscopy, the University of Adelaide | EPMA point analysis: accelerating voltage 15 kV, beam current 20 nA, beam diameter ~5 μm; EPMA mapping: accelerating voltage 20 kV, working current 50 nA, dwell time ~10 ms; BSE imaging: accelerating voltage 20 kV, beam current 10 nA; LA-ICP-MS: energy density 3~3.5 J/cm2, spot sizes 29 to 51 μm, repetition rates 5 Hz (polished thin-section) and 10 Hz (polished blocks), ~30 s background acquisition, ~40 s sample data acquisition | STDGL3 (Danyushevsky et al. 2011) and GSD-1G (USGS) | 104.6132 | [19 empty] | 3631.0442 | [5 empty] | 97.4329 | [5 empty] | 10319.5192 | [9 empty] | 115583.0893 |  | 0.22345 |  |  |  | 0.28113 | [7 empty] | 1848.1431 | [13 empty] | 567.7433 | [15 empty] | 15.1086 | [17 empty] | 4.9464 | [9 empty] | 14.5401 | [32 empty] | 2025 |  |  | CHN | Tibet
| Lawu |  | Magmatic hydrothermal | Skarn | Cu-Pb-Zn skarn | Cu, Pb, Zn | In, Sn | Cu, Pb, Zn, In, Sn |  |  | 18-112 A3 SP - 7.d-1 | 18-112 A3 SP - 7.d-1 | underground mine |  |  |  |  | ore material | drill core | underground mining tunnels and drill cores | mineral separate | [5 empty] | mineralisation |  |  |  | sphalerite, chalcopyrite, pyrrhotite, pyrite, arsenopyrite |  |  | Sn-rich Skarn |  |  |  | galena, bismuthinite, marcasite, iron oxides, pyroxene, actinolite, quartz | thin sections and polished blocks examined using optical microscope, BSE detector, and EDS prior to analysis | EMPA, LA-ICPMS | JEOL JXA-8230 electron probe microanalyzer; RESOlution-LR 193 nm ArF excimer laser ablation system coupled to an Agilent 7700x ICP-MS | Laboratory of Mineral Resources Research Center, Fuzhou University; Adelaide Microscopy, the University of Adelaide | EPMA point analysis: accelerating voltage 15 kV, beam current 20 nA, beam diameter ~5 μm; EPMA mapping: accelerating voltage 20 kV, working current 50 nA, dwell time ~10 ms; BSE imaging: accelerating voltage 20 kV, beam current 10 nA; LA-ICP-MS: energy density 3~3.5 J/cm2, spot sizes 29 to 51 μm, repetition rates 5 Hz (polished thin-section) and 10 Hz (polished blocks), ~30 s background acquisition, ~40 s sample data acquisition | STDGL3 (Danyushevsky et al. 2011) and GSD-1G (USGS) | 68.8785 | [19 empty] | 3591.4509 | [5 empty] | 98.0967 | [5 empty] | 10319.5192 | [9 empty] | 111029.3838 |  | 0.9339 |  |  |  | 0.47098 | [7 empty] | 2135.9927 | [13 empty] | 611.4759 | [15 empty] | 9.1103 | [17 empty] | 3.9948 | [9 empty] | 11.9172 | [32 empty] | 2025 |  |  | CHN | Tibet
| Lawu |  | Magmatic hydrothermal | Skarn | Cu-Pb-Zn skarn | Cu, Pb, Zn | In, Sn | Cu, Pb, Zn, In, Sn |  |  | 18-112 A3 SP - 8.d-1 | 18-112 A3 SP - 8.d-1 | underground mine |  |  |  |  | ore material | drill core | underground mining tunnels and drill cores | mineral separate | [5 empty] | mineralisation |  |  |  | sphalerite, chalcopyrite, pyrrhotite, pyrite, arsenopyrite |  |  | Sn-rich Skarn |  |  |  | galena, bismuthinite, marcasite, iron oxides, pyroxene, actinolite, quartz | thin sections and polished blocks examined using optical microscope, BSE detector, and EDS prior to analysis | EMPA, LA-ICPMS | JEOL JXA-8230 electron probe microanalyzer; RESOlution-LR 193 nm ArF excimer laser ablation system coupled to an Agilent 7700x ICP-MS | Laboratory of Mineral Resources Research Center, Fuzhou University; Adelaide Microscopy, the University of Adelaide | EPMA point analysis: accelerating voltage 15 kV, beam current 20 nA, beam diameter ~5 μm; EPMA mapping: accelerating voltage 20 kV, working current 50 nA, dwell time ~10 ms; BSE imaging: accelerating voltage 20 kV, beam current 10 nA; LA-ICP-MS: energy density 3~3.5 J/cm2, spot sizes 29 to 51 μm, repetition rates 5 Hz (polished thin-section) and 10 Hz (polished blocks), ~30 s background acquisition, ~40 s sample data acquisition | STDGL3 (Danyushevsky et al. 2011) and GSD-1G (USGS) | 73.6313 | [19 empty] | 3450.668 | [5 empty] | 92.2519 | [5 empty] | 10319.5192 | [9 empty] | 123321.7457 |  | 0.30429 |  |  |  | 0.29416 | [7 empty] | 1778.5467 | [13 empty] | 801.2189 | [15 empty] | 5.9586 | [17 empty] | 2.6707 | [9 empty] | 11.9172 | [32 empty] | 2025 |  |  | CHN | Tibet
| Lawu |  | Magmatic hydrothermal | Skarn | Cu-Pb-Zn skarn | Cu, Pb, Zn | In, Sn | Cu, Pb, Zn, In, Sn |  |  | 18-112 A3 SP - 9.d-1 | 18-112 A3 SP - 9.d-1 | underground mine |  |  |  |  | ore material | drill core | underground mining tunnels and drill cores | mineral separate | [5 empty] | mineralisation |  |  |  | sphalerite, chalcopyrite, pyrrhotite, pyrite, arsenopyrite |  |  | Sn-rich Skarn |  |  |  | galena, bismuthinite, marcasite, iron oxides, pyroxene, actinolite, quartz | thin sections and polished blocks examined using optical microscope, BSE detector, and EDS prior to analysis | EMPA, LA-ICPMS | JEOL JXA-8230 electron probe microanalyzer; RESOlution-LR 193 nm ArF excimer laser ablation system coupled to an Agilent 7700x ICP-MS | Laboratory of Mineral Resources Research Center, Fuzhou University; Adelaide Microscopy, the University of Adelaide | EPMA point analysis: accelerating voltage 15 kV, beam current 20 nA, beam diameter ~5 μm; EPMA mapping: accelerating voltage 20 kV, working current 50 nA, dwell time ~10 ms; BSE imaging: accelerating voltage 20 kV, beam current 10 nA; LA-ICP-MS: energy density 3~3.5 J/cm2, spot sizes 29 to 51 μm, repetition rates 5 Hz (polished thin-section) and 10 Hz (polished blocks), ~30 s background acquisition, ~40 s sample data acquisition | STDGL3 (Danyushevsky et al. 2011) and GSD-1G (USGS) | 100.9287 | [19 empty] | 3637.1333 | [5 empty] | 95.0307 | [5 empty] | 10319.5192 | [9 empty] | 112802.7164 |  | 0.39016 |  |  |  | 0.33377 | [7 empty] | 1944.3519 | [13 empty] | 636.7173 | [15 empty] | 10.9007 | [17 empty] | 4.5841 | [9 empty] | 29.5876 | [32 empty] | 2025 |  |  | CHN | Tibet
| Lawu |  | Magmatic hydrothermal | Skarn | Cu-Pb-Zn skarn | Cu, Pb, Zn | In, Sn | Cu, Pb, Zn, In, Sn |  |  | 18-112 A3 SP - 10.d-1 | 18-112 A3 SP - 10.d-1 | underground mine |  |  |  |  | ore material | drill core | underground mining tunnels and drill cores | mineral separate | [5 empty] | mineralisation |  |  |  | sphalerite, chalcopyrite, pyrrhotite, pyrite, arsenopyrite |  |  | Sn-rich Skarn |  |  |  | galena, bismuthinite, marcasite, iron oxides, pyroxene, actinolite, quartz | thin sections and polished blocks examined using optical microscope, BSE detector, and EDS prior to analysis | EMPA, LA-ICPMS | JEOL JXA-8230 electron probe microanalyzer; RESOlution-LR 193 nm ArF excimer laser ablation system coupled to an Agilent 7700x ICP-MS | Laboratory of Mineral Resources Research Center, Fuzhou University; Adelaide Microscopy, the University of Adelaide | EPMA point analysis: accelerating voltage 15 kV, beam current 20 nA, beam diameter ~5 μm; EPMA mapping: accelerating voltage 20 kV, working current 50 nA, dwell time ~10 ms; BSE imaging: accelerating voltage 20 kV, beam current 10 nA; LA-ICP-MS: energy density 3~3.5 J/cm2, spot sizes 29 to 51 μm, repetition rates 5 Hz (polished thin-section) and 10 Hz (polished blocks), ~30 s background acquisition, ~40 s sample data acquisition | STDGL3 (Danyushevsky et al. 2011) and GSD-1G (USGS) | 65.7089 | [19 empty] | 3295.5565 | [5 empty] | 102.3038 | [5 empty] | 11625.4294 | [9 empty] | 117164.1106 |  | 0.7174 |  |  |  | 0.38542 | [7 empty] | 2232.6991 | [13 empty] | 828.9437 | [15 empty] | 10.1293 | [17 empty] | 3.9729 | [9 empty] | 13.1418 | [32 empty] | 2025 |  |  | CHN | Tibet
| Lawu |  | Magmatic hydrothermal | Skarn | Cu-Pb-Zn skarn | Cu, Pb, Zn | In, Sn | Cu, Pb, Zn, In, Sn |  |  | 18-112 A3 SP - 11.d-1 | 18-112 A3 SP - 11.d-1 | underground mine |  |  |  |  | ore material | drill core | underground mining tunnels and drill cores | mineral separate | [5 empty] | mineralisation |  |  |  | sphalerite, chalcopyrite, pyrrhotite, pyrite, arsenopyrite |  |  | Sn-rich Skarn |  |  |  | galena, bismuthinite, marcasite, iron oxides, pyroxene, actinolite, quartz | thin sections and polished blocks examined using optical microscope, BSE detector, and EDS prior to analysis | EMPA, LA-ICPMS | JEOL JXA-8230 electron probe microanalyzer; RESOlution-LR 193 nm ArF excimer laser ablation system coupled to an Agilent 7700x ICP-MS | Laboratory of Mineral Resources Research Center, Fuzhou University; Adelaide Microscopy, the University of Adelaide | EPMA point analysis: accelerating voltage 15 kV, beam current 20 nA, beam diameter ~5 μm; EPMA mapping: accelerating voltage 20 kV, working current 50 nA, dwell time ~10 ms; BSE imaging: accelerating voltage 20 kV, beam current 10 nA; LA-ICP-MS: energy density 3~3.5 J/cm2, spot sizes 29 to 51 μm, repetition rates 5 Hz (polished thin-section) and 10 Hz (polished blocks), ~30 s background acquisition, ~40 s sample data acquisition | STDGL3 (Danyushevsky et al. 2011) and GSD-1G (USGS) | 65.8536 | [19 empty] | 3502.5343 | [5 empty] | 95.9325 | [5 empty] | 14239.9752 | [9 empty] | 115818.4652 |  | 0.1933 |  |  |  | 0.25397 | [7 empty] | 1973.3219 | [13 empty] | 640.5491 | [15 empty] | 8.494 | [17 empty] | 3.4975 | [9 empty] | 6.9651 | [32 empty] | 2025 |  |  | CHN | Tibet
| Lawu |  | Magmatic hydrothermal | Skarn | Cu-Pb-Zn skarn | Cu, Pb, Zn | In, Sn | Cu, Pb, Zn, In, Sn |  |  | 18-112 A3 SP - 12.d-1 | 18-112 A3 SP - 12.d-1 | underground mine |  |  |  |  | ore material | drill core | underground mining tunnels and drill cores | mineral separate | [5 empty] | mineralisation |  |  |  | sphalerite, chalcopyrite, pyrrhotite, pyrite, arsenopyrite |  |  | Sn-rich Skarn |  |  |  | galena, bismuthinite, marcasite, iron oxides, pyroxene, actinolite, quartz | thin sections and polished blocks examined using optical microscope, BSE detector, and EDS prior to analysis | EMPA, LA-ICPMS | JEOL JXA-8230 electron probe microanalyzer; RESOlution-LR 193 nm ArF excimer laser ablation system coupled to an Agilent 7700x ICP-MS | Laboratory of Mineral Resources Research Center, Fuzhou University; Adelaide Microscopy, the University of Adelaide | EPMA point analysis: accelerating voltage 15 kV, beam current 20 nA, beam diameter ~5 μm; EPMA mapping: accelerating voltage 20 kV, working current 50 nA, dwell time ~10 ms; BSE imaging: accelerating voltage 20 kV, beam current 10 nA; LA-ICP-MS: energy density 3~3.5 J/cm2, spot sizes 29 to 51 μm, repetition rates 5 Hz (polished thin-section) and 10 Hz (polished blocks), ~30 s background acquisition, ~40 s sample data acquisition | STDGL3 (Danyushevsky et al. 2011) and GSD-1G (USGS) | 86.4682 | [19 empty] | 3077.6816 | [5 empty] | 92.6445 | [5 empty] | 15597.7739 | [9 empty] | 121327.6504 |  | 3.4616 |  |  |  | 1.1332 | [7 empty] | 2211.1043 | [13 empty] | 736.9686 | [15 empty] | 14.3416 | [17 empty] | 4.8364 | [9 empty] | 28.2644 | [32 empty] | 2025 |  |  | CHN | Tibet
| Lawu |  | Magmatic hydrothermal | Skarn | Cu-Pb-Zn skarn | Cu, Pb, Zn | In, Sn | Cu, Pb, Zn, In, Sn |  |  | 18-112 A3 SP - 13.d-1 | 18-112 A3 SP - 13.d-1 | underground mine |  |  |  |  | ore material | drill core | underground mining tunnels and drill cores | mineral separate | [5 empty] | mineralisation |  |  |  | sphalerite, chalcopyrite, pyrrhotite, pyrite, arsenopyrite |  |  | Sn-rich Skarn |  |  |  | galena, bismuthinite, marcasite, iron oxides, pyroxene, actinolite, quartz | thin sections and polished blocks examined using optical microscope, BSE detector, and EDS prior to analysis | EMPA, LA-ICPMS | JEOL JXA-8230 electron probe microanalyzer; RESOlution-LR 193 nm ArF excimer laser ablation system coupled to an Agilent 7700x ICP-MS | Laboratory of Mineral Resources Research Center, Fuzhou University; Adelaide Microscopy, the University of Adelaide | EPMA point analysis: accelerating voltage 15 kV, beam current 20 nA, beam diameter ~5 μm; EPMA mapping: accelerating voltage 20 kV, working current 50 nA, dwell time ~10 ms; BSE imaging: accelerating voltage 20 kV, beam current 10 nA; LA-ICP-MS: energy density 3~3.5 J/cm2, spot sizes 29 to 51 μm, repetition rates 5 Hz (polished thin-section) and 10 Hz (polished blocks), ~30 s background acquisition, ~40 s sample data acquisition | STDGL3 (Danyushevsky et al. 2011) and GSD-1G (USGS) | 71.3841 | [19 empty] | 3153.1358 | [5 empty] | 96.1645 | [5 empty] | 11829.3582 | [9 empty] | 118191.6053 |  | 1.2255 |  |  |  | 0.74978 | [7 empty] | 1986.0504 | [13 empty] | 743.414 | [15 empty] | 17.744 | [17 empty] | 4.1913 | [9 empty] | 26.718 | [32 empty] | 2025 |  |  | CHN | Tibet
| Lawu |  | Magmatic hydrothermal | Skarn | Cu-Pb-Zn skarn | Cu, Pb, Zn | In, Sn | Cu, Pb, Zn, In, Sn |  |  | 18-112 A3 SP - 14.d-1 | 18-112 A3 SP - 14.d-1 | underground mine |  |  |  |  | ore material | drill core | underground mining tunnels and drill cores | mineral separate | [5 empty] | mineralisation |  |  |  | sphalerite, chalcopyrite, pyrrhotite, pyrite, arsenopyrite |  |  | Sn-rich Skarn |  |  |  | galena, bismuthinite, marcasite, iron oxides, pyroxene, actinolite, quartz | thin sections and polished blocks examined using optical microscope, BSE detector, and EDS prior to analysis | EMPA, LA-ICPMS | JEOL JXA-8230 electron probe microanalyzer; RESOlution-LR 193 nm ArF excimer laser ablation system coupled to an Agilent 7700x ICP-MS | Laboratory of Mineral Resources Research Center, Fuzhou University; Adelaide Microscopy, the University of Adelaide | EPMA point analysis: accelerating voltage 15 kV, beam current 20 nA, beam diameter ~5 μm; EPMA mapping: accelerating voltage 20 kV, working current 50 nA, dwell time ~10 ms; BSE imaging: accelerating voltage 20 kV, beam current 10 nA; LA-ICP-MS: energy density 3~3.5 J/cm2, spot sizes 29 to 51 μm, repetition rates 5 Hz (polished thin-section) and 10 Hz (polished blocks), ~30 s background acquisition, ~40 s sample data acquisition | STDGL3 (Danyushevsky et al. 2011) and GSD-1G (USGS) | 130.9212 | [19 empty] | 3572.5947 | [5 empty] | 98.5439 | [5 empty] | 10319.5192 | [9 empty] | 116901.1081 |  | 1.026 |  |  |  | 0.41575 | [7 empty] | 2353.223 | [13 empty] | 610.4275 | [15 empty] | 12.2751 | [17 empty] | 4.5792 | [9 empty] | 21.5243 | [32 empty] | 2025 |  |  | CHN | Tibet
| Lawu |  | Magmatic hydrothermal | Skarn | Cu-Pb-Zn skarn | Cu, Pb, Zn | In, Sn | Cu, Pb, Zn, In, Sn |  |  | 18-112 A3 SP - 15.d-1 | 18-112 A3 SP - 15.d-1 | underground mine |  |  |  |  | ore material | drill core | underground mining tunnels and drill cores | mineral separate | [5 empty] | mineralisation |  |  |  | sphalerite, chalcopyrite, pyrrhotite, pyrite, arsenopyrite |  |  | Sn-rich Skarn |  |  |  | galena, bismuthinite, marcasite, iron oxides, pyroxene, actinolite, quartz | thin sections and polished blocks examined using optical microscope, BSE detector, and EDS prior to analysis | EMPA, LA-ICPMS | JEOL JXA-8230 electron probe microanalyzer; RESOlution-LR 193 nm ArF excimer laser ablation system coupled to an Agilent 7700x ICP-MS | Laboratory of Mineral Resources Research Center, Fuzhou University; Adelaide Microscopy, the University of Adelaide | EPMA point analysis: accelerating voltage 15 kV, beam current 20 nA, beam diameter ~5 μm; EPMA mapping: accelerating voltage 20 kV, working current 50 nA, dwell time ~10 ms; BSE imaging: accelerating voltage 20 kV, beam current 10 nA; LA-ICP-MS: energy density 3~3.5 J/cm2, spot sizes 29 to 51 μm, repetition rates 5 Hz (polished thin-section) and 10 Hz (polished blocks), ~30 s background acquisition, ~40 s sample data acquisition | STDGL3 (Danyushevsky et al. 2011) and GSD-1G (USGS) | 63.3255 | [19 empty] | 3551.1373 | [5 empty] | 99.8481 | [5 empty] | 15502.4765 | [9 empty] | 113789.5518 |  | 0.73749 |  |  |  | 0.37135 | [7 empty] | 2076.7268 | [13 empty] | 638.8513 | [15 empty] | 6.0086 | [17 empty] | 2.7097 | [9 empty] | 12.2724 | [32 empty] | 2025 |  |  | CHN | Tibet
| Lawu |  | Magmatic hydrothermal | Skarn | Cu-Pb-Zn skarn | Cu, Pb, Zn | In, Sn | Cu, Pb, Zn, In, Sn |  |  | 18-112 A3 SP - 16.d-1 | 18-112 A3 SP - 16.d-1 | underground mine |  |  |  |  | ore material | drill core | underground mining tunnels and drill cores | mineral separate | [5 empty] | mineralisation |  |  |  | sphalerite, chalcopyrite, pyrrhotite, pyrite, arsenopyrite |  |  | Sn-rich Skarn |  |  |  | galena, bismuthinite, marcasite, iron oxides, pyroxene, actinolite, quartz | thin sections and polished blocks examined using optical microscope, BSE detector, and EDS prior to analysis | EMPA, LA-ICPMS | JEOL JXA-8230 electron probe microanalyzer; RESOlution-LR 193 nm ArF excimer laser ablation system coupled to an Agilent 7700x ICP-MS | Laboratory of Mineral Resources Research Center, Fuzhou University; Adelaide Microscopy, the University of Adelaide | EPMA point analysis: accelerating voltage 15 kV, beam current 20 nA, beam diameter ~5 μm; EPMA mapping: accelerating voltage 20 kV, working current 50 nA, dwell time ~10 ms; BSE imaging: accelerating voltage 20 kV, beam current 10 nA; LA-ICP-MS: energy density 3~3.5 J/cm2, spot sizes 29 to 51 μm, repetition rates 5 Hz (polished thin-section) and 10 Hz (polished blocks), ~30 s background acquisition, ~40 s sample data acquisition | STDGL3 (Danyushevsky et al. 2011) and GSD-1G (USGS) | 99.305 | [19 empty] | 3525.1298 | [5 empty] | 97.129 | [5 empty] | 19682.9636 | [9 empty] | 114635.9541 |  | 0.36684 |  |  |  | 0.32073 | [7 empty] | 2367.2365 | [13 empty] | 602.358 | [15 empty] | 9.6733 | [17 empty] | 3.9069 | [9 empty] | 10.524 | [32 empty] | 2025 |  |  | CHN | Tibet
| Lawu |  | Magmatic hydrothermal | Skarn | Cu-Pb-Zn skarn | Cu, Pb, Zn | In, Sn | Cu, Pb, Zn, In, Sn |  |  | 18-112 A3 SP - 17.d-1 | 18-112 A3 SP - 17.d-1 | underground mine |  |  |  |  | ore material | drill core | underground mining tunnels and drill cores | mineral separate | [5 empty] | mineralisation |  |  |  | sphalerite, chalcopyrite, pyrrhotite, pyrite, arsenopyrite |  |  | Sn-rich Skarn |  |  |  | galena, bismuthinite, marcasite, iron oxides, pyroxene, actinolite, quartz | thin sections and polished blocks examined using optical microscope, BSE detector, and EDS prior to analysis | EMPA, LA-ICPMS | JEOL JXA-8230 electron probe microanalyzer; RESOlution-LR 193 nm ArF excimer laser ablation system coupled to an Agilent 7700x ICP-MS | Laboratory of Mineral Resources Research Center, Fuzhou University; Adelaide Microscopy, the University of Adelaide | EPMA point analysis: accelerating voltage 15 kV, beam current 20 nA, beam diameter ~5 μm; EPMA mapping: accelerating voltage 20 kV, working current 50 nA, dwell time ~10 ms; BSE imaging: accelerating voltage 20 kV, beam current 10 nA; LA-ICP-MS: energy density 3~3.5 J/cm2, spot sizes 29 to 51 μm, repetition rates 5 Hz (polished thin-section) and 10 Hz (polished blocks), ~30 s background acquisition, ~40 s sample data acquisition | STDGL3 (Danyushevsky et al. 2011) and GSD-1G (USGS) | 130.4423 | [19 empty] | 3380.0449 | [5 empty] | 94.4991 | [5 empty] | 31795.9237 | [9 empty] | 114445.5762 |  | 1.3308 |  |  |  | 0.58129 | [7 empty] | 2131.291 | [13 empty] | 506.5624 | [15 empty] | 27.8757 | [17 empty] | 9.4203 | [9 empty] | 24.4493 | [32 empty] | 2025 |  |  | CHN | Tibet
| Lawu |  | Magmatic hydrothermal | Skarn | Cu-Pb-Zn skarn | Cu, Pb, Zn | In, Sn | Cu, Pb, Zn, In, Sn |  |  | 18-112 A3 SP - 18.d-1 | 18-112 A3 SP - 18.d-1 | underground mine |  |  |  |  | ore material | drill core | underground mining tunnels and drill cores | mineral separate | [5 empty] | mineralisation |  |  |  | sphalerite, chalcopyrite, pyrrhotite, pyrite, arsenopyrite |  |  | Sn-rich Skarn |  |  |  | galena, bismuthinite, marcasite, iron oxides, pyroxene, actinolite, quartz | thin sections and polished blocks examined using optical microscope, BSE detector, and EDS prior to analysis | EMPA, LA-ICPMS | JEOL JXA-8230 electron probe microanalyzer; RESOlution-LR 193 nm ArF excimer laser ablation system coupled to an Agilent 7700x ICP-MS | Laboratory of Mineral Resources Research Center, Fuzhou University; Adelaide Microscopy, the University of Adelaide | EPMA point analysis: accelerating voltage 15 kV, beam current 20 nA, beam diameter ~5 μm; EPMA mapping: accelerating voltage 20 kV, working current 50 nA, dwell time ~10 ms; BSE imaging: accelerating voltage 20 kV, beam current 10 nA; LA-ICP-MS: energy density 3~3.5 J/cm2, spot sizes 29 to 51 μm, repetition rates 5 Hz (polished thin-section) and 10 Hz (polished blocks), ~30 s background acquisition, ~40 s sample data acquisition | STDGL3 (Danyushevsky et al. 2011) and GSD-1G (USGS) | 103.9573 | [19 empty] | 3509.3685 | [5 empty] | 92.7562 | [5 empty] | 21124.7139 | [9 empty] | 107289.8482 |  | 1.9948 |  |  |  | 1.0304 | [7 empty] | 2073.313 | [13 empty] | 650.7745 | [15 empty] | 16.2832 | [17 empty] | 7.0447 | [9 empty] | 21.1062 | [32 empty] | 2025 |  |  | CHN | Tibet
| Lawu |  | Magmatic hydrothermal | Skarn | Cu-Pb-Zn skarn | Cu, Pb, Zn | In, Sn | Cu, Pb, Zn, In, Sn |  |  | 18-112 A3 SP - 19.d-1 | 18-112 A3 SP - 19.d-1 | underground mine |  |  |  |  | ore material | drill core | underground mining tunnels and drill cores | mineral separate | [5 empty] | mineralisation |  |  |  | sphalerite, chalcopyrite, pyrrhotite, pyrite, arsenopyrite |  |  | Sn-rich Skarn |  |  |  | galena, bismuthinite, marcasite, iron oxides, pyroxene, actinolite, quartz | thin sections and polished blocks examined using optical microscope, BSE detector, and EDS prior to analysis | EMPA, LA-ICPMS | JEOL JXA-8230 electron probe microanalyzer; RESOlution-LR 193 nm ArF excimer laser ablation system coupled to an Agilent 7700x ICP-MS | Laboratory of Mineral Resources Research Center, Fuzhou University; Adelaide Microscopy, the University of Adelaide | EPMA point analysis: accelerating voltage 15 kV, beam current 20 nA, beam diameter ~5 μm; EPMA mapping: accelerating voltage 20 kV, working current 50 nA, dwell time ~10 ms; BSE imaging: accelerating voltage 20 kV, beam current 10 nA; LA-ICP-MS: energy density 3~3.5 J/cm2, spot sizes 29 to 51 μm, repetition rates 5 Hz (polished thin-section) and 10 Hz (polished blocks), ~30 s background acquisition, ~40 s sample data acquisition | STDGL3 (Danyushevsky et al. 2011) and GSD-1G (USGS) | 178.5022 | [19 empty] | 3616.6104 | [5 empty] | 95.2659 | [5 empty] | 27114.8766 | [9 empty] | 112437.0018 |  | 0.31683 |  |  |  | 0.23804 | [7 empty] | 1991.6435 | [13 empty] | 516.7834 | [15 empty] | 20.1591 | [17 empty] | 6.1991 | [9 empty] | 17.1129 | [32 empty] | 2025 |  |  | CHN | Tibet
| Lawu |  | Magmatic hydrothermal | Skarn | Cu-Pb-Zn skarn | Cu, Pb, Zn | In, Sn | Cu, Pb, Zn, In, Sn |  |  | 18-112 A3 SP - 20.d-1 | 18-112 A3 SP - 20.d-1 | underground mine |  |  |  |  | ore material | drill core | underground mining tunnels and drill cores | mineral separate | [5 empty] | mineralisation |  |  |  | sphalerite, chalcopyrite, pyrrhotite, pyrite, arsenopyrite |  |  | Sn-rich Skarn |  |  |  | galena, bismuthinite, marcasite, iron oxides, pyroxene, actinolite, quartz | thin sections and polished blocks examined using optical microscope, BSE detector, and EDS prior to analysis | EMPA, LA-ICPMS | JEOL JXA-8230 electron probe microanalyzer; RESOlution-LR 193 nm ArF excimer laser ablation system coupled to an Agilent 7700x ICP-MS | Laboratory of Mineral Resources Research Center, Fuzhou University; Adelaide Microscopy, the University of Adelaide | EPMA point analysis: accelerating voltage 15 kV, beam current 20 nA, beam diameter ~5 μm; EPMA mapping: accelerating voltage 20 kV, working current 50 nA, dwell time ~10 ms; BSE imaging: accelerating voltage 20 kV, beam current 10 nA; LA-ICP-MS: energy density 3~3.5 J/cm2, spot sizes 29 to 51 μm, repetition rates 5 Hz (polished thin-section) and 10 Hz (polished blocks), ~30 s background acquisition, ~40 s sample data acquisition | STDGL3 (Danyushevsky et al. 2011) and GSD-1G (USGS) | 275.0309 | [19 empty] | 3571.5286 | [5 empty] | 96.6482 | [5 empty] | 17237.8547 | [9 empty] | 112239.7394 |  | 1.0224 |  |  |  | 0.47498 | [7 empty] | 2750.3574 | [13 empty] | 623.6617 | [15 empty] | 13.0737 | [17 empty] | 3.9124 | [9 empty] | 23.0968 | [32 empty] | 2025 |  |  | CHN | Tibet
| Lawu |  | Magmatic hydrothermal | Skarn | Cu-Pb-Zn skarn | Cu, Pb, Zn | In, Sn | Cu, Pb, Zn, In, Sn |  |  | 18-30 A4 SP - 1.d-1 | 18-30 A4 SP - 1.d-1 | underground mine |  |  |  |  | ore material | drill core | underground mining tunnels and drill cores | mineral separate | [5 empty] | mineralisation |  |  |  | sphalerite, chalcopyrite, pyrrhotite, pyrite, arsenopyrite |  |  | Sn-rich Skarn |  |  |  | galena, bismuthinite, marcasite, iron oxides, pyroxene, actinolite, quartz | thin sections and polished blocks examined using optical microscope, BSE detector, and EDS prior to analysis | EMPA, LA-ICPMS | JEOL JXA-8230 electron probe microanalyzer; RESOlution-LR 193 nm ArF excimer laser ablation system coupled to an Agilent 7700x ICP-MS | Laboratory of Mineral Resources Research Center, Fuzhou University; Adelaide Microscopy, the University of Adelaide | EPMA point analysis: accelerating voltage 15 kV, beam current 20 nA, beam diameter ~5 μm; EPMA mapping: accelerating voltage 20 kV, working current 50 nA, dwell time ~10 ms; BSE imaging: accelerating voltage 20 kV, beam current 10 nA; LA-ICP-MS: energy density 3~3.5 J/cm2, spot sizes 29 to 51 μm, repetition rates 5 Hz (polished thin-section) and 10 Hz (polished blocks), ~30 s background acquisition, ~40 s sample data acquisition | STDGL3 (Danyushevsky et al. 2011) and GSD-1G (USGS) | 39.4292 | [19 empty] | 3235.213 | [5 empty] | 56.8184 | [5 empty] | 622.6 | [9 empty] | 102212.5099 |  | 0.33679 |  |  |  | 0.47946 | [7 empty] | 4572.4774 | [13 empty] | 876.5405 | [15 empty] | 0.2022 | [17 empty] | 0.4 | [9 empty] | 8.4823 | [32 empty] | 2025 |  |  | CHN | Tibet
| Lawu |  | Magmatic hydrothermal | Skarn | Cu-Pb-Zn skarn | Cu, Pb, Zn | In, Sn | Cu, Pb, Zn, In, Sn |  |  | 18-30 A4 SP - 2.d-1 | 18-30 A4 SP - 2.d-1 | underground mine |  |  |  |  | ore material | drill core | underground mining tunnels and drill cores | mineral separate | [5 empty] | mineralisation |  |  |  | sphalerite, chalcopyrite, pyrrhotite, pyrite, arsenopyrite |  |  | Sn-rich Skarn |  |  |  | galena, bismuthinite, marcasite, iron oxides, pyroxene, actinolite, quartz | thin sections and polished blocks examined using optical microscope, BSE detector, and EDS prior to analysis | EMPA, LA-ICPMS | JEOL JXA-8230 electron probe microanalyzer; RESOlution-LR 193 nm ArF excimer laser ablation system coupled to an Agilent 7700x ICP-MS | Laboratory of Mineral Resources Research Center, Fuzhou University; Adelaide Microscopy, the University of Adelaide | EPMA point analysis: accelerating voltage 15 kV, beam current 20 nA, beam diameter ~5 μm; EPMA mapping: accelerating voltage 20 kV, working current 50 nA, dwell time ~10 ms; BSE imaging: accelerating voltage 20 kV, beam current 10 nA; LA-ICP-MS: energy density 3~3.5 J/cm2, spot sizes 29 to 51 μm, repetition rates 5 Hz (polished thin-section) and 10 Hz (polished blocks), ~30 s background acquisition, ~40 s sample data acquisition | STDGL3 (Danyushevsky et al. 2011) and GSD-1G (USGS) | 47.4747 | [19 empty] | 1921.5951 | [5 empty] | 55.1816 | [5 empty] | 622.6 | [9 empty] | 103889.4484 |  | 0.39634 |  |  |  | 0.67868 | [7 empty] | 3920.1519 | [13 empty] | 502.492 | [15 empty] | 0.35 | [17 empty] | 1.2331 | [9 empty] | 24.6622 | [32 empty] | 2025 |  |  | CHN | Tibet
| Lawu |  | Magmatic hydrothermal | Skarn | Cu-Pb-Zn skarn | Cu, Pb, Zn | In, Sn | Cu, Pb, Zn, In, Sn |  |  | 18-30 A4 SP - 3.d-1 | 18-30 A4 SP - 3.d-1 | underground mine |  |  |  |  | ore material | drill core | underground mining tunnels and drill cores | mineral separate | [5 empty] | mineralisation |  |  |  | sphalerite, chalcopyrite, pyrrhotite, pyrite, arsenopyrite |  |  | Sn-rich Skarn |  |  |  | galena, bismuthinite, marcasite, iron oxides, pyroxene, actinolite, quartz | thin sections and polished blocks examined using optical microscope, BSE detector, and EDS prior to analysis | EMPA, LA-ICPMS | JEOL JXA-8230 electron probe microanalyzer; RESOlution-LR 193 nm ArF excimer laser ablation system coupled to an Agilent 7700x ICP-MS | Laboratory of Mineral Resources Research Center, Fuzhou University; Adelaide Microscopy, the University of Adelaide | EPMA point analysis: accelerating voltage 15 kV, beam current 20 nA, beam diameter ~5 μm; EPMA mapping: accelerating voltage 20 kV, working current 50 nA, dwell time ~10 ms; BSE imaging: accelerating voltage 20 kV, beam current 10 nA; LA-ICP-MS: energy density 3~3.5 J/cm2, spot sizes 29 to 51 μm, repetition rates 5 Hz (polished thin-section) and 10 Hz (polished blocks), ~30 s background acquisition, ~40 s sample data acquisition | STDGL3 (Danyushevsky et al. 2011) and GSD-1G (USGS) | 13.391 | [19 empty] | 2967.4275 | [5 empty] | 74.1607 | [5 empty] | 3113 | [9 empty] | 101182.7717 |  | 0.48725 |  |  |  | 0.46565 | [7 empty] | 3664.3438 | [13 empty] | 678.6552 | [15 empty] | 0.35 | [17 empty] | 0.4 | [9 empty] | 3.5429 | [32 empty] | 2025 |  |  | CHN | Tibet
| Lawu |  | Magmatic hydrothermal | Skarn | Cu-Pb-Zn skarn | Cu, Pb, Zn | In, Sn | Cu, Pb, Zn, In, Sn |  |  | 18-30 A4 SP - 4.d-1 | 18-30 A4 SP - 4.d-1 | underground mine |  |  |  |  | ore material | drill core | underground mining tunnels and drill cores | mineral separate | [5 empty] | mineralisation |  |  |  | sphalerite, chalcopyrite, pyrrhotite, pyrite, arsenopyrite |  |  | Sn-rich Skarn |  |  |  | galena, bismuthinite, marcasite, iron oxides, pyroxene, actinolite, quartz | thin sections and polished blocks examined using optical microscope, BSE detector, and EDS prior to analysis | EMPA, LA-ICPMS | JEOL JXA-8230 electron probe microanalyzer; RESOlution-LR 193 nm ArF excimer laser ablation system coupled to an Agilent 7700x ICP-MS | Laboratory of Mineral Resources Research Center, Fuzhou University; Adelaide Microscopy, the University of Adelaide | EPMA point analysis: accelerating voltage 15 kV, beam current 20 nA, beam diameter ~5 μm; EPMA mapping: accelerating voltage 20 kV, working current 50 nA, dwell time ~10 ms; BSE imaging: accelerating voltage 20 kV, beam current 10 nA; LA-ICP-MS: energy density 3~3.5 J/cm2, spot sizes 29 to 51 μm, repetition rates 5 Hz (polished thin-section) and 10 Hz (polished blocks), ~30 s background acquisition, ~40 s sample data acquisition | STDGL3 (Danyushevsky et al. 2011) and GSD-1G (USGS) | 22.568 | [19 empty] | 3169.5713 | [5 empty] | 65.8371 | [5 empty] | 622.6 | [9 empty] | 110383.6242 |  | 0.43926 |  |  |  | 0.46867 | [7 empty] | 3625.9557 | [13 empty] | 700.1881 | [15 empty] | 0.32755 | [17 empty] | 0.4 | [9 empty] | 7.752 | [32 empty] | 2025 |  |  | CHN | Tibet
| Lawu |  | Magmatic hydrothermal | Skarn | Cu-Pb-Zn skarn | Cu, Pb, Zn | In, Sn | Cu, Pb, Zn, In, Sn |  |  | 18-30 A4 SP - 5.d-1 | 18-30 A4 SP - 5.d-1 | underground mine |  |  |  |  | ore material | drill core | underground mining tunnels and drill cores | mineral separate | [5 empty] | mineralisation |  |  |  | sphalerite, chalcopyrite, pyrrhotite, pyrite, arsenopyrite |  |  | Sn-rich Skarn |  |  |  | galena, bismuthinite, marcasite, iron oxides, pyroxene, actinolite, quartz | thin sections and polished blocks examined using optical microscope, BSE detector, and EDS prior to analysis | EMPA, LA-ICPMS | JEOL JXA-8230 electron probe microanalyzer; RESOlution-LR 193 nm ArF excimer laser ablation system coupled to an Agilent 7700x ICP-MS | Laboratory of Mineral Resources Research Center, Fuzhou University; Adelaide Microscopy, the University of Adelaide | EPMA point analysis: accelerating voltage 15 kV, beam current 20 nA, beam diameter ~5 μm; EPMA mapping: accelerating voltage 20 kV, working current 50 nA, dwell time ~10 ms; BSE imaging: accelerating voltage 20 kV, beam current 10 nA; LA-ICP-MS: energy density 3~3.5 J/cm2, spot sizes 29 to 51 μm, repetition rates 5 Hz (polished thin-section) and 10 Hz (polished blocks), ~30 s background acquisition, ~40 s sample data acquisition | STDGL3 (Danyushevsky et al. 2011) and GSD-1G (USGS) | 34.4742 | [19 empty] | 3110.7597 | [5 empty] | 66.1654 | [5 empty] | 622.6 | [9 empty] | 90764.1564 |  | 0.29187 |  |  |  | 0.47495 | [7 empty] | 4284.7707 | [13 empty] | 509.9312 | [15 empty] | 3.5462 | [17 empty] | 0.87981 | [9 empty] | 3.5821 | [32 empty] | 2025 |  |  | CHN | Tibet
| Lawu |  | Magmatic hydrothermal | Skarn | Cu-Pb-Zn skarn | Cu, Pb, Zn | In, Sn | Cu, Pb, Zn, In, Sn |  |  | 18-64 a3 sp - 1.d-1 | 18-64 a3 sp - 1.d-1 | underground mine |  |  |  |  | ore material | drill core | underground mining tunnels and drill cores | mineral separate | [5 empty] | mineralisation |  |  |  | sphalerite, chalcopyrite, pyrrhotite, pyrite, arsenopyrite |  |  | Sn-rich Skarn |  |  |  | galena, bismuthinite, marcasite, iron oxides, pyroxene, actinolite, quartz | thin sections and polished blocks examined using optical microscope, BSE detector, and EDS prior to analysis | EMPA, LA-ICPMS | JEOL JXA-8230 electron probe microanalyzer; RESOlution-LR 193 nm ArF excimer laser ablation system coupled to an Agilent 7700x ICP-MS | Laboratory of Mineral Resources Research Center, Fuzhou University; Adelaide Microscopy, the University of Adelaide | EPMA point analysis: accelerating voltage 15 kV, beam current 20 nA, beam diameter ~5 μm; EPMA mapping: accelerating voltage 20 kV, working current 50 nA, dwell time ~10 ms; BSE imaging: accelerating voltage 20 kV, beam current 10 nA; LA-ICP-MS: energy density 3~3.5 J/cm2, spot sizes 29 to 51 μm, repetition rates 5 Hz (polished thin-section) and 10 Hz (polished blocks), ~30 s background acquisition, ~40 s sample data acquisition | STDGL3 (Danyushevsky et al. 2011) and GSD-1G (USGS) | 13.75 | [19 empty] | 1424.8891 | [5 empty] | 0.51245 | [5 empty] | 35.1934 | [9 empty] | 91751.019 |  | 8.2264 |  |  |  | 0.32612 | [7 empty] | 52.063 | [13 empty] | 333.3479 | [15 empty] | 5.2371 | [17 empty] | 6.4691 | [9 empty] | 5.3019 | [32 empty] | 2025 |  |  | CHN | Tibet
| Lawu |  | Magmatic hydrothermal | Skarn | Cu-Pb-Zn skarn | Cu, Pb, Zn | In, Sn | Cu, Pb, Zn, In, Sn |  |  | 18-64 a3 sp - 2.d-1 | 18-64 a3 sp - 2.d-1 | underground mine |  |  |  |  | ore material | drill core | underground mining tunnels and drill cores | mineral separate | [5 empty] | mineralisation |  |  |  | sphalerite, chalcopyrite, pyrrhotite, pyrite, arsenopyrite |  |  | Sn-rich Skarn |  |  |  | galena, bismuthinite, marcasite, iron oxides, pyroxene, actinolite, quartz | thin sections and polished blocks examined using optical microscope, BSE detector, and EDS prior to analysis | EMPA, LA-ICPMS | JEOL JXA-8230 electron probe microanalyzer; RESOlution-LR 193 nm ArF excimer laser ablation system coupled to an Agilent 7700x ICP-MS | Laboratory of Mineral Resources Research Center, Fuzhou University; Adelaide Microscopy, the University of Adelaide | EPMA point analysis: accelerating voltage 15 kV, beam current 20 nA, beam diameter ~5 μm; EPMA mapping: accelerating voltage 20 kV, working current 50 nA, dwell time ~10 ms; BSE imaging: accelerating voltage 20 kV, beam current 10 nA; LA-ICP-MS: energy density 3~3.5 J/cm2, spot sizes 29 to 51 μm, repetition rates 5 Hz (polished thin-section) and 10 Hz (polished blocks), ~30 s background acquisition, ~40 s sample data acquisition | STDGL3 (Danyushevsky et al. 2011) and GSD-1G (USGS) | 9.6143 | [19 empty] | 1559.1357 | [5 empty] | 0.52397 | [5 empty] | 35.1934 | [9 empty] | 106662.1812 |  | 22.4495 |  |  |  | 0.31686 | [7 empty] | 51.7012 | [13 empty] | 601.6337 | [15 empty] | 5.2371 | [17 empty] | 1.0322 | [9 empty] | 5.3019 | [32 empty] | 2025 |  |  | CHN | Tibet
| Lawu |  | Magmatic hydrothermal | Skarn | Cu-Pb-Zn skarn | Cu, Pb, Zn | In, Sn | Cu, Pb, Zn, In, Sn |  |  | 18-64 a3 sp - 3.d-1 | 18-64 a3 sp - 3.d-1 | underground mine |  |  |  |  | ore material | drill core | underground mining tunnels and drill cores | mineral separate | [5 empty] | mineralisation |  |  |  | sphalerite, chalcopyrite, pyrrhotite, pyrite, arsenopyrite |  |  | Sn-rich Skarn |  |  |  | galena, bismuthinite, marcasite, iron oxides, pyroxene, actinolite, quartz | thin sections and polished blocks examined using optical microscope, BSE detector, and EDS prior to analysis | EMPA, LA-ICPMS | JEOL JXA-8230 electron probe microanalyzer; RESOlution-LR 193 nm ArF excimer laser ablation system coupled to an Agilent 7700x ICP-MS | Laboratory of Mineral Resources Research Center, Fuzhou University; Adelaide Microscopy, the University of Adelaide | EPMA point analysis: accelerating voltage 15 kV, beam current 20 nA, beam diameter ~5 μm; EPMA mapping: accelerating voltage 20 kV, working current 50 nA, dwell time ~10 ms; BSE imaging: accelerating voltage 20 kV, beam current 10 nA; LA-ICP-MS: energy density 3~3.5 J/cm2, spot sizes 29 to 51 μm, repetition rates 5 Hz (polished thin-section) and 10 Hz (polished blocks), ~30 s background acquisition, ~40 s sample data acquisition | STDGL3 (Danyushevsky et al. 2011) and GSD-1G (USGS) | 9.7167 | [19 empty] | 1466.4511 | [5 empty] | 0.47899 | [5 empty] | 35.1934 | [9 empty] | 114221.0682 |  | 24.5681 |  |  |  | 0.28317 | [7 empty] | 47.9418 | [13 empty] | 791.652 | [15 empty] | 5.2371 | [17 empty] | 0.1558 | [9 empty] | 5.3019 | [32 empty] | 2025 |  |  | CHN | Tibet
| Lawu |  | Magmatic hydrothermal | Skarn | Cu-Pb-Zn skarn | Cu, Pb, Zn | In, Sn | Cu, Pb, Zn, In, Sn |  |  | 18-64 a3 sp - 4.d-1 | 18-64 a3 sp - 4.d-1 | underground mine |  |  |  |  | ore material | drill core | underground mining tunnels and drill cores | mineral separate | [5 empty] | mineralisation |  |  |  | sphalerite, chalcopyrite, pyrrhotite, pyrite, arsenopyrite |  |  | Sn-rich Skarn |  |  |  | galena, bismuthinite, marcasite, iron oxides, pyroxene, actinolite, quartz | thin sections and polished blocks examined using optical microscope, BSE detector, and EDS prior to analysis | EMPA, LA-ICPMS | JEOL JXA-8230 electron probe microanalyzer; RESOlution-LR 193 nm ArF excimer laser ablation system coupled to an Agilent 7700x ICP-MS | Laboratory of Mineral Resources Research Center, Fuzhou University; Adelaide Microscopy, the University of Adelaide | EPMA point analysis: accelerating voltage 15 kV, beam current 20 nA, beam diameter ~5 μm; EPMA mapping: accelerating voltage 20 kV, working current 50 nA, dwell time ~10 ms; BSE imaging: accelerating voltage 20 kV, beam current 10 nA; LA-ICP-MS: energy density 3~3.5 J/cm2, spot sizes 29 to 51 μm, repetition rates 5 Hz (polished thin-section) and 10 Hz (polished blocks), ~30 s background acquisition, ~40 s sample data acquisition | STDGL3 (Danyushevsky et al. 2011) and GSD-1G (USGS) | 8.3122 | [19 empty] | 1500.556 | [5 empty] | 0.45971 | [5 empty] | 35.1934 | [9 empty] | 112593.5844 |  | 25.6532 |  |  |  | 0.32234 | [7 empty] | 52.726 | [13 empty] | 716.0329 | [15 empty] | 5.2371 | [17 empty] | 1.0336 | [9 empty] | 5.3019 | [32 empty] | 2025 |  |  | CHN | Tibet
| Lawu |  | Magmatic hydrothermal | Skarn | Cu-Pb-Zn skarn | Cu, Pb, Zn | In, Sn | Cu, Pb, Zn, In, Sn |  |  | 18-64 a3 sp - 5.d-1 | 18-64 a3 sp - 5.d-1 | underground mine |  |  |  |  | ore material | drill core | underground mining tunnels and drill cores | mineral separate | [5 empty] | mineralisation |  |  |  | sphalerite, chalcopyrite, pyrrhotite, pyrite, arsenopyrite |  |  | Sn-rich Skarn |  |  |  | galena, bismuthinite, marcasite, iron oxides, pyroxene, actinolite, quartz | thin sections and polished blocks examined using optical microscope, BSE detector, and EDS prior to analysis | EMPA, LA-ICPMS | JEOL JXA-8230 electron probe microanalyzer; RESOlution-LR 193 nm ArF excimer laser ablation system coupled to an Agilent 7700x ICP-MS | Laboratory of Mineral Resources Research Center, Fuzhou University; Adelaide Microscopy, the University of Adelaide | EPMA point analysis: accelerating voltage 15 kV, beam current 20 nA, beam diameter ~5 μm; EPMA mapping: accelerating voltage 20 kV, working current 50 nA, dwell time ~10 ms; BSE imaging: accelerating voltage 20 kV, beam current 10 nA; LA-ICP-MS: energy density 3~3.5 J/cm2, spot sizes 29 to 51 μm, repetition rates 5 Hz (polished thin-section) and 10 Hz (polished blocks), ~30 s background acquisition, ~40 s sample data acquisition | STDGL3 (Danyushevsky et al. 2011) and GSD-1G (USGS) | 9.4743 | [19 empty] | 1358.9557 | [5 empty] | 0.53902 | [5 empty] | 35.1934 | [9 empty] | 112468.8754 |  | 22.1508 |  |  |  | 0.55975 | [7 empty] | 54.7636 | [13 empty] | 561.8261 | [15 empty] | 5.2371 | [17 empty] | 2.0524 | [9 empty] | 5.3019 | [32 empty] | 2025 |  |  | CHN | Tibet
| Lawu |  | Magmatic hydrothermal | Skarn | Cu-Pb-Zn skarn | Cu, Pb, Zn | In, Sn | Cu, Pb, Zn, In, Sn |  |  | 18-64 a3 sp - 6.d-1 | 18-64 a3 sp - 6.d-1 | underground mine |  |  |  |  | ore material | drill core | underground mining tunnels and drill cores | mineral separate | [5 empty] | mineralisation |  |  |  | sphalerite, chalcopyrite, pyrrhotite, pyrite, arsenopyrite |  |  | Sn-rich Skarn |  |  |  | galena, bismuthinite, marcasite, iron oxides, pyroxene, actinolite, quartz | thin sections and polished blocks examined using optical microscope, BSE detector, and EDS prior to analysis | EMPA, LA-ICPMS | JEOL JXA-8230 electron probe microanalyzer; RESOlution-LR 193 nm ArF excimer laser ablation system coupled to an Agilent 7700x ICP-MS | Laboratory of Mineral Resources Research Center, Fuzhou University; Adelaide Microscopy, the University of Adelaide | EPMA point analysis: accelerating voltage 15 kV, beam current 20 nA, beam diameter ~5 μm; EPMA mapping: accelerating voltage 20 kV, working current 50 nA, dwell time ~10 ms; BSE imaging: accelerating voltage 20 kV, beam current 10 nA; LA-ICP-MS: energy density 3~3.5 J/cm2, spot sizes 29 to 51 μm, repetition rates 5 Hz (polished thin-section) and 10 Hz (polished blocks), ~30 s background acquisition, ~40 s sample data acquisition | STDGL3 (Danyushevsky et al. 2011) and GSD-1G (USGS) | 18.3734 | [19 empty] | 1499.8088 | [5 empty] | 0.53418 | [5 empty] | 35.1934 | [9 empty] | 106150.8505 |  | 22.9736 |  |  |  | 0.39615 | [7 empty] | 43.6234 | [13 empty] | 407.5801 | [15 empty] | 5.2371 | [17 empty] | 6.4865 | [9 empty] | 5.3019 | [32 empty] | 2025 |  |  | CHN | Tibet
| Lawu |  | Magmatic hydrothermal | Skarn | Cu-Pb-Zn skarn | Cu, Pb, Zn | In, Sn | Cu, Pb, Zn, In, Sn |  |  | 18-64 a3 sp - 7.d-1 | 18-64 a3 sp - 7.d-1 | underground mine |  |  |  |  | ore material | drill core | underground mining tunnels and drill cores | mineral separate | [5 empty] | mineralisation |  |  |  | sphalerite, chalcopyrite, pyrrhotite, pyrite, arsenopyrite |  |  | Sn-rich Skarn |  |  |  | galena, bismuthinite, marcasite, iron oxides, pyroxene, actinolite, quartz | thin sections and polished blocks examined using optical microscope, BSE detector, and EDS prior to analysis | EMPA, LA-ICPMS | JEOL JXA-8230 electron probe microanalyzer; RESOlution-LR 193 nm ArF excimer laser ablation system coupled to an Agilent 7700x ICP-MS | Laboratory of Mineral Resources Research Center, Fuzhou University; Adelaide Microscopy, the University of Adelaide | EPMA point analysis: accelerating voltage 15 kV, beam current 20 nA, beam diameter ~5 μm; EPMA mapping: accelerating voltage 20 kV, working current 50 nA, dwell time ~10 ms; BSE imaging: accelerating voltage 20 kV, beam current 10 nA; LA-ICP-MS: energy density 3~3.5 J/cm2, spot sizes 29 to 51 μm, repetition rates 5 Hz (polished thin-section) and 10 Hz (polished blocks), ~30 s background acquisition, ~40 s sample data acquisition | STDGL3 (Danyushevsky et al. 2011) and GSD-1G (USGS) | 14.8719 | [19 empty] | 1502.955 | [5 empty] | 0.56176 | [5 empty] | 35.1934 | [9 empty] | 106931.5492 |  | 19.7597 |  |  |  | 0.29722 | [7 empty] | 42.2649 | [13 empty] | 417.4765 | [15 empty] | 5.2371 | [17 empty] | 6.6623 | [9 empty] | 5.3019 | [32 empty] | 2025 |  |  | CHN | Tibet
| Lawu |  | Magmatic hydrothermal | Skarn | Cu-Pb-Zn skarn | Cu, Pb, Zn | In, Sn | Cu, Pb, Zn, In, Sn |  |  | 18-64 a3 sp - 8.d-1 | 18-64 a3 sp - 8.d-1 | underground mine |  |  |  |  | ore material | drill core | underground mining tunnels and drill cores | mineral separate | [5 empty] | mineralisation |  |  |  | sphalerite, chalcopyrite, pyrrhotite, pyrite, arsenopyrite |  |  | Sn-rich Skarn |  |  |  | galena, bismuthinite, marcasite, iron oxides, pyroxene, actinolite, quartz | thin sections and polished blocks examined using optical microscope, BSE detector, and EDS prior to analysis | EMPA, LA-ICPMS | JEOL JXA-8230 electron probe microanalyzer; RESOlution-LR 193 nm ArF excimer laser ablation system coupled to an Agilent 7700x ICP-MS | Laboratory of Mineral Resources Research Center, Fuzhou University; Adelaide Microscopy, the University of Adelaide | EPMA point analysis: accelerating voltage 15 kV, beam current 20 nA, beam diameter ~5 μm; EPMA mapping: accelerating voltage 20 kV, working current 50 nA, dwell time ~10 ms; BSE imaging: accelerating voltage 20 kV, beam current 10 nA; LA-ICP-MS: energy density 3~3.5 J/cm2, spot sizes 29 to 51 μm, repetition rates 5 Hz (polished thin-section) and 10 Hz (polished blocks), ~30 s background acquisition, ~40 s sample data acquisition | STDGL3 (Danyushevsky et al. 2011) and GSD-1G (USGS) | 14.2959 | [19 empty] | 1556.5316 | [5 empty] | 0.58785 | [5 empty] | 35.1934 | [9 empty] | 105949.6074 |  | 21.2576 |  |  |  | 0.34525 | [7 empty] | 48.0958 | [13 empty] | 456.4133 | [15 empty] | 5.2371 | [17 empty] | 2.5584 | [9 empty] | 5.3019 | [32 empty] | 2025 |  |  | CHN | Tibet
| Lawu |  | Magmatic hydrothermal | Skarn | Cu-Pb-Zn skarn | Cu, Pb, Zn | In, Sn | Cu, Pb, Zn, In, Sn |  |  | 18-64 a3 sp - 9.d-1 | 18-64 a3 sp - 9.d-1 | underground mine |  |  |  |  | ore material | drill core | underground mining tunnels and drill cores | mineral separate | [5 empty] | mineralisation |  |  |  | sphalerite, chalcopyrite, pyrrhotite, pyrite, arsenopyrite |  |  | Sn-rich Skarn |  |  |  | galena, bismuthinite, marcasite, iron oxides, pyroxene, actinolite, quartz | thin sections and polished blocks examined using optical microscope, BSE detector, and EDS prior to analysis | EMPA, LA-ICPMS | JEOL JXA-8230 electron probe microanalyzer; RESOlution-LR 193 nm ArF excimer laser ablation system coupled to an Agilent 7700x ICP-MS | Laboratory of Mineral Resources Research Center, Fuzhou University; Adelaide Microscopy, the University of Adelaide | EPMA point analysis: accelerating voltage 15 kV, beam current 20 nA, beam diameter ~5 μm; EPMA mapping: accelerating voltage 20 kV, working current 50 nA, dwell time ~10 ms; BSE imaging: accelerating voltage 20 kV, beam current 10 nA; LA-ICP-MS: energy density 3~3.5 J/cm2, spot sizes 29 to 51 μm, repetition rates 5 Hz (polished thin-section) and 10 Hz (polished blocks), ~30 s background acquisition, ~40 s sample data acquisition | STDGL3 (Danyushevsky et al. 2011) and GSD-1G (USGS) | 11.6334 | [19 empty] | 1476.6172 | [5 empty] | 0.53773 | [5 empty] | 35.1934 | [9 empty] | 103630.6346 |  | 34.1113 |  |  |  | 0.32163 | [7 empty] | 53.6049 | [13 empty] | 513.8551 | [15 empty] | 5.2371 | [17 empty] | 3.9064 | [9 empty] | 5.3019 | [32 empty] | 2025 |  |  | CHN | Tibet
| Lawu |  | Magmatic hydrothermal | Skarn | Cu-Pb-Zn skarn | Cu, Pb, Zn | In, Sn | Cu, Pb, Zn, In, Sn |  |  | 18-64 a3 sp - 10.d-1 | 18-64 a3 sp - 10.d-1 | underground mine |  |  |  |  | ore material | drill core | underground mining tunnels and drill cores | mineral separate | [5 empty] | mineralisation |  |  |  | sphalerite, chalcopyrite, pyrrhotite, pyrite, arsenopyrite |  |  | Sn-rich Skarn |  |  |  | galena, bismuthinite, marcasite, iron oxides, pyroxene, actinolite, quartz | thin sections and polished blocks examined using optical microscope, BSE detector, and EDS prior to analysis | EMPA, LA-ICPMS | JEOL JXA-8230 electron probe microanalyzer; RESOlution-LR 193 nm ArF excimer laser ablation system coupled to an Agilent 7700x ICP-MS | Laboratory of Mineral Resources Research Center, Fuzhou University; Adelaide Microscopy, the University of Adelaide | EPMA point analysis: accelerating voltage 15 kV, beam current 20 nA, beam diameter ~5 μm; EPMA mapping: accelerating voltage 20 kV, working current 50 nA, dwell time ~10 ms; BSE imaging: accelerating voltage 20 kV, beam current 10 nA; LA-ICP-MS: energy density 3~3.5 J/cm2, spot sizes 29 to 51 μm, repetition rates 5 Hz (polished thin-section) and 10 Hz (polished blocks), ~30 s background acquisition, ~40 s sample data acquisition | STDGL3 (Danyushevsky et al. 2011) and GSD-1G (USGS) | 11.8281 | [19 empty] | 1423.7135 | [5 empty] | 0.55699 | [5 empty] | 35.1934 | [9 empty] | 98265.2133 |  | 24.2145 |  |  |  | 0.41346 | [7 empty] | 52.327 | [13 empty] | 341.166 | [15 empty] | 5.2371 | [17 empty] | 4.0121 | [9 empty] | 5.3019 | [32 empty] | 2025 |  |  | CHN | Tibet
| Lawu |  | Magmatic hydrothermal | Skarn | Cu-Pb-Zn skarn | Cu, Pb, Zn | In, Sn | Cu, Pb, Zn, In, Sn |  |  | 18-64 a3 sp - 11.d-1 | 18-64 a3 sp - 11.d-1 | underground mine |  |  |  |  | ore material | drill core | underground mining tunnels and drill cores | mineral separate | [5 empty] | mineralisation |  |  |  | sphalerite, chalcopyrite, pyrrhotite, pyrite, arsenopyrite |  |  | Sn-rich Skarn |  |  |  | galena, bismuthinite, marcasite, iron oxides, pyroxene, actinolite, quartz | thin sections and polished blocks examined using optical microscope, BSE detector, and EDS prior to analysis | EMPA, LA-ICPMS | JEOL JXA-8230 electron probe microanalyzer; RESOlution-LR 193 nm ArF excimer laser ablation system coupled to an Agilent 7700x ICP-MS | Laboratory of Mineral Resources Research Center, Fuzhou University; Adelaide Microscopy, the University of Adelaide | EPMA point analysis: accelerating voltage 15 kV, beam current 20 nA, beam diameter ~5 μm; EPMA mapping: accelerating voltage 20 kV, working current 50 nA, dwell time ~10 ms; BSE imaging: accelerating voltage 20 kV, beam current 10 nA; LA-ICP-MS: energy density 3~3.5 J/cm2, spot sizes 29 to 51 μm, repetition rates 5 Hz (polished thin-section) and 10 Hz (polished blocks), ~30 s background acquisition, ~40 s sample data acquisition | STDGL3 (Danyushevsky et al. 2011) and GSD-1G (USGS) | 7.9864 | [19 empty] | 1497.7981 | [5 empty] | 0.59138 | [5 empty] | 35.1934 | [9 empty] | 99945.3191 |  | 31.6966 |  |  |  | 0.33185 | [7 empty] | 52.8237 | [13 empty] | 548.0872 | [15 empty] | 5.2371 | [17 empty] | 1.5936 | [9 empty] | 5.3019 | [32 empty] | 2025 |  |  | CHN | Tibet
| Lawu |  | Magmatic hydrothermal | Skarn | Cu-Pb-Zn skarn | Cu, Pb, Zn | In, Sn | Cu, Pb, Zn, In, Sn |  |  | 18-64 a3 sp - 12.d-1 | 18-64 a3 sp - 12.d-1 | underground mine |  |  |  |  | ore material | drill core | underground mining tunnels and drill cores | mineral separate | [5 empty] | mineralisation |  |  |  | sphalerite, chalcopyrite, pyrrhotite, pyrite, arsenopyrite |  |  | Sn-rich Skarn |  |  |  | galena, bismuthinite, marcasite, iron oxides, pyroxene, actinolite, quartz | thin sections and polished blocks examined using optical microscope, BSE detector, and EDS prior to analysis | EMPA, LA-ICPMS | JEOL JXA-8230 electron probe microanalyzer; RESOlution-LR 193 nm ArF excimer laser ablation system coupled to an Agilent 7700x ICP-MS | Laboratory of Mineral Resources Research Center, Fuzhou University; Adelaide Microscopy, the University of Adelaide | EPMA point analysis: accelerating voltage 15 kV, beam current 20 nA, beam diameter ~5 μm; EPMA mapping: accelerating voltage 20 kV, working current 50 nA, dwell time ~10 ms; BSE imaging: accelerating voltage 20 kV, beam current 10 nA; LA-ICP-MS: energy density 3~3.5 J/cm2, spot sizes 29 to 51 μm, repetition rates 5 Hz (polished thin-section) and 10 Hz (polished blocks), ~30 s background acquisition, ~40 s sample data acquisition | STDGL3 (Danyushevsky et al. 2011) and GSD-1G (USGS) | 4.8191 | [19 empty] | 1492.1149 | [5 empty] | 0.53333 | [5 empty] | 35.1934 | [9 empty] | 109388.1528 |  | 29.5323 |  |  |  | 0.15 | [7 empty] | 53.5677 | [13 empty] | 637.1734 | [15 empty] | 5.2371 | [17 empty] | 1.2199 | [9 empty] | 5.3019 | [32 empty] | 2025 |  |  | CHN | Tibet
| Lawu |  | Magmatic hydrothermal | Skarn | Cu-Pb-Zn skarn | Cu, Pb, Zn | In, Sn | Cu, Pb, Zn, In, Sn |  |  | 18-64 a3 sp - 13.d-1 | 18-64 a3 sp - 13.d-1 | underground mine |  |  |  |  | ore material | drill core | underground mining tunnels and drill cores | mineral separate | [5 empty] | mineralisation |  |  |  | sphalerite, chalcopyrite, pyrrhotite, pyrite, arsenopyrite |  |  | Sn-rich Skarn |  |  |  | galena, bismuthinite, marcasite, iron oxides, pyroxene, actinolite, quartz | thin sections and polished blocks examined using optical microscope, BSE detector, and EDS prior to analysis | EMPA, LA-ICPMS | JEOL JXA-8230 electron probe microanalyzer; RESOlution-LR 193 nm ArF excimer laser ablation system coupled to an Agilent 7700x ICP-MS | Laboratory of Mineral Resources Research Center, Fuzhou University; Adelaide Microscopy, the University of Adelaide | EPMA point analysis: accelerating voltage 15 kV, beam current 20 nA, beam diameter ~5 μm; EPMA mapping: accelerating voltage 20 kV, working current 50 nA, dwell time ~10 ms; BSE imaging: accelerating voltage 20 kV, beam current 10 nA; LA-ICP-MS: energy density 3~3.5 J/cm2, spot sizes 29 to 51 μm, repetition rates 5 Hz (polished thin-section) and 10 Hz (polished blocks), ~30 s background acquisition, ~40 s sample data acquisition | STDGL3 (Danyushevsky et al. 2011) and GSD-1G (USGS) | 4.8655 | [19 empty] | 1456.6425 | [5 empty] | 0.4695 | [5 empty] | 35.1934 | [9 empty] | 108846.9089 |  | 28.1478 |  |  |  | 0.32347 | [7 empty] | 52.6377 | [13 empty] | 640.0399 | [15 empty] | 5.2371 | [17 empty] | 0.80657 | [9 empty] | 5.3019 | [32 empty] | 2025 |  |  | CHN | Tibet
| Lawu |  | Magmatic hydrothermal | Skarn | Cu-Pb-Zn skarn | Cu, Pb, Zn | In, Sn | Cu, Pb, Zn, In, Sn |  |  | 18-64 a3 sp - 14.d-1 | 18-64 a3 sp - 14.d-1 | underground mine |  |  |  |  | ore material | drill core | underground mining tunnels and drill cores | mineral separate | [5 empty] | mineralisation |  |  |  | sphalerite, chalcopyrite, pyrrhotite, pyrite, arsenopyrite |  |  | Sn-rich Skarn |  |  |  | galena, bismuthinite, marcasite, iron oxides, pyroxene, actinolite, quartz | thin sections and polished blocks examined using optical microscope, BSE detector, and EDS prior to analysis | EMPA, LA-ICPMS | JEOL JXA-8230 electron probe microanalyzer; RESOlution-LR 193 nm ArF excimer laser ablation system coupled to an Agilent 7700x ICP-MS | Laboratory of Mineral Resources Research Center, Fuzhou University; Adelaide Microscopy, the University of Adelaide | EPMA point analysis: accelerating voltage 15 kV, beam current 20 nA, beam diameter ~5 μm; EPMA mapping: accelerating voltage 20 kV, working current 50 nA, dwell time ~10 ms; BSE imaging: accelerating voltage 20 kV, beam current 10 nA; LA-ICP-MS: energy density 3~3.5 J/cm2, spot sizes 29 to 51 μm, repetition rates 5 Hz (polished thin-section) and 10 Hz (polished blocks), ~30 s background acquisition, ~40 s sample data acquisition | STDGL3 (Danyushevsky et al. 2011) and GSD-1G (USGS) | 6.1431 | [19 empty] | 1444.4492 | [5 empty] | 0.51284 | [5 empty] | 35.1934 | [9 empty] | 100078.3789 |  | 32.5246 |  |  |  | 0.38665 | [7 empty] | 53.8707 | [13 empty] | 656.7355 | [15 empty] | 5.2371 | [17 empty] | 1.2637 | [9 empty] | 5.3019 | [32 empty] | 2025 |  |  | CHN | Tibet
| Lawu |  | Magmatic hydrothermal | Skarn | Cu-Pb-Zn skarn | Cu, Pb, Zn | In, Sn | Cu, Pb, Zn, In, Sn |  |  | 18-64 a3 sp - 15.d-1 | 18-64 a3 sp - 15.d-1 | underground mine |  |  |  |  | ore material | drill core | underground mining tunnels and drill cores | mineral separate | [5 empty] | mineralisation |  |  |  | sphalerite, chalcopyrite, pyrrhotite, pyrite, arsenopyrite |  |  | Sn-rich Skarn |  |  |  | galena, bismuthinite, marcasite, iron oxides, pyroxene, actinolite, quartz | thin sections and polished blocks examined using optical microscope, BSE detector, and EDS prior to analysis | EMPA, LA-ICPMS | JEOL JXA-8230 electron probe microanalyzer; RESOlution-LR 193 nm ArF excimer laser ablation system coupled to an Agilent 7700x ICP-MS | Laboratory of Mineral Resources Research Center, Fuzhou University; Adelaide Microscopy, the University of Adelaide | EPMA point analysis: accelerating voltage 15 kV, beam current 20 nA, beam diameter ~5 μm; EPMA mapping: accelerating voltage 20 kV, working current 50 nA, dwell time ~10 ms; BSE imaging: accelerating voltage 20 kV, beam current 10 nA; LA-ICP-MS: energy density 3~3.5 J/cm2, spot sizes 29 to 51 μm, repetition rates 5 Hz (polished thin-section) and 10 Hz (polished blocks), ~30 s background acquisition, ~40 s sample data acquisition | STDGL3 (Danyushevsky et al. 2011) and GSD-1G (USGS) | 5.2775 | [19 empty] | 1435.3666 | [5 empty] | 0.46394 | [5 empty] | 35.1934 | [9 empty] | 109906.3376 |  | 81.4076 |  |  |  | 0.3897 | [7 empty] | 51.1805 | [13 empty] | 646.2695 | [15 empty] | 5.2371 | [17 empty] | 1.3472 | [9 empty] | 5.3019 | [32 empty] | 2025 |  |  | CHN | Tibet
| Lawu |  | Magmatic hydrothermal | Skarn | Cu-Pb-Zn skarn | Cu, Pb, Zn | In, Sn | Cu, Pb, Zn, In, Sn |  |  | 18-64 a3 sp - 16.d-1 | 18-64 a3 sp - 16.d-1 | underground mine |  |  |  |  | ore material | drill core | underground mining tunnels and drill cores | mineral separate | [5 empty] | mineralisation |  |  |  | sphalerite, chalcopyrite, pyrrhotite, pyrite, arsenopyrite |  |  | Sn-rich Skarn |  |  |  | galena, bismuthinite, marcasite, iron oxides, pyroxene, actinolite, quartz | thin sections and polished blocks examined using optical microscope, BSE detector, and EDS prior to analysis | EMPA, LA-ICPMS | JEOL JXA-8230 electron probe microanalyzer; RESOlution-LR 193 nm ArF excimer laser ablation system coupled to an Agilent 7700x ICP-MS | Laboratory of Mineral Resources Research Center, Fuzhou University; Adelaide Microscopy, the University of Adelaide | EPMA point analysis: accelerating voltage 15 kV, beam current 20 nA, beam diameter ~5 μm; EPMA mapping: accelerating voltage 20 kV, working current 50 nA, dwell time ~10 ms; BSE imaging: accelerating voltage 20 kV, beam current 10 nA; LA-ICP-MS: energy density 3~3.5 J/cm2, spot sizes 29 to 51 μm, repetition rates 5 Hz (polished thin-section) and 10 Hz (polished blocks), ~30 s background acquisition, ~40 s sample data acquisition | STDGL3 (Danyushevsky et al. 2011) and GSD-1G (USGS) | 8.7876 | [19 empty] | 1564.0935 | [5 empty] | 0.5626 | [5 empty] | 35.1934 | [9 empty] | 106531.1647 |  | 35.5058 |  |  |  | 0.34669 | [7 empty] | 26.3221 | [13 empty] | 604.8221 | [15 empty] | 5.2371 | [17 empty] | 2.8474 | [9 empty] | 5.3019 | [32 empty] | 2025 |  |  | CHN | Tibet
| Lawu |  | Magmatic hydrothermal | Skarn | Cu-Pb-Zn skarn | Cu, Pb, Zn | In, Sn | Cu, Pb, Zn, In, Sn |  |  | 18-64 a3 sp - 17.d-1 | 18-64 a3 sp - 17.d-1 | underground mine |  |  |  |  | ore material | drill core | underground mining tunnels and drill cores | mineral separate | [5 empty] | mineralisation |  |  |  | sphalerite, chalcopyrite, pyrrhotite, pyrite, arsenopyrite |  |  | Sn-rich Skarn |  |  |  | galena, bismuthinite, marcasite, iron oxides, pyroxene, actinolite, quartz | thin sections and polished blocks examined using optical microscope, BSE detector, and EDS prior to analysis | EMPA, LA-ICPMS | JEOL JXA-8230 electron probe microanalyzer; RESOlution-LR 193 nm ArF excimer laser ablation system coupled to an Agilent 7700x ICP-MS | Laboratory of Mineral Resources Research Center, Fuzhou University; Adelaide Microscopy, the University of Adelaide | EPMA point analysis: accelerating voltage 15 kV, beam current 20 nA, beam diameter ~5 μm; EPMA mapping: accelerating voltage 20 kV, working current 50 nA, dwell time ~10 ms; BSE imaging: accelerating voltage 20 kV, beam current 10 nA; LA-ICP-MS: energy density 3~3.5 J/cm2, spot sizes 29 to 51 μm, repetition rates 5 Hz (polished thin-section) and 10 Hz (polished blocks), ~30 s background acquisition, ~40 s sample data acquisition | STDGL3 (Danyushevsky et al. 2011) and GSD-1G (USGS) | 11.5903 | [19 empty] | 1541.9512 | [5 empty] | 0.57625 | [5 empty] | 35.1934 | [9 empty] | 101333.5566 |  | 14.7411 |  |  |  | 0.31321 | [7 empty] | 49.4206 | [13 empty] | 403.9333 | [15 empty] | 5.2371 | [17 empty] | 5.529 | [9 empty] | 5.3019 | [32 empty] | 2025 |  |  | CHN | Tibet
| Lawu |  | Magmatic hydrothermal | Skarn | Cu-Pb-Zn skarn | Cu, Pb, Zn | In, Sn | Cu, Pb, Zn, In, Sn |  |  | 18-64 a3 sp - 18.d-1 | 18-64 a3 sp - 18.d-1 | underground mine |  |  |  |  | ore material | drill core | underground mining tunnels and drill cores | mineral separate | [5 empty] | mineralisation |  |  |  | sphalerite, chalcopyrite, pyrrhotite, pyrite, arsenopyrite |  |  | Sn-rich Skarn |  |  |  | galena, bismuthinite, marcasite, iron oxides, pyroxene, actinolite, quartz | thin sections and polished blocks examined using optical microscope, BSE detector, and EDS prior to analysis | EMPA, LA-ICPMS | JEOL JXA-8230 electron probe microanalyzer; RESOlution-LR 193 nm ArF excimer laser ablation system coupled to an Agilent 7700x ICP-MS | Laboratory of Mineral Resources Research Center, Fuzhou University; Adelaide Microscopy, the University of Adelaide | EPMA point analysis: accelerating voltage 15 kV, beam current 20 nA, beam diameter ~5 μm; EPMA mapping: accelerating voltage 20 kV, working current 50 nA, dwell time ~10 ms; BSE imaging: accelerating voltage 20 kV, beam current 10 nA; LA-ICP-MS: energy density 3~3.5 J/cm2, spot sizes 29 to 51 μm, repetition rates 5 Hz (polished thin-section) and 10 Hz (polished blocks), ~30 s background acquisition, ~40 s sample data acquisition | STDGL3 (Danyushevsky et al. 2011) and GSD-1G (USGS) | 9.6039 | [19 empty] | 1545.2494 | [5 empty] | 0.5261 | [5 empty] | 35.1934 | [9 empty] | 99619.4653 |  | 27.6079 |  |  |  | 0.33737 | [7 empty] | 46.3096 | [13 empty] | 450.8125 | [15 empty] | 5.2371 | [17 empty] | 3.5532 | [9 empty] | 5.3019 | [32 empty] | 2025 |  |  | CHN | Tibet
| Lawu |  | Magmatic hydrothermal | Skarn | Cu-Pb-Zn skarn | Cu, Pb, Zn | In, Sn | Cu, Pb, Zn, In, Sn |  |  | 18-64 a3 sp - 19.d-1 | 18-64 a3 sp - 19.d-1 | underground mine |  |  |  |  | ore material | drill core | underground mining tunnels and drill cores | mineral separate | [5 empty] | mineralisation |  |  |  | sphalerite, chalcopyrite, pyrrhotite, pyrite, arsenopyrite |  |  | Sn-rich Skarn |  |  |  | galena, bismuthinite, marcasite, iron oxides, pyroxene, actinolite, quartz | thin sections and polished blocks examined using optical microscope, BSE detector, and EDS prior to analysis | EMPA, LA-ICPMS | JEOL JXA-8230 electron probe microanalyzer; RESOlution-LR 193 nm ArF excimer laser ablation system coupled to an Agilent 7700x ICP-MS | Laboratory of Mineral Resources Research Center, Fuzhou University; Adelaide Microscopy, the University of Adelaide | EPMA point analysis: accelerating voltage 15 kV, beam current 20 nA, beam diameter ~5 μm; EPMA mapping: accelerating voltage 20 kV, working current 50 nA, dwell time ~10 ms; BSE imaging: accelerating voltage 20 kV, beam current 10 nA; LA-ICP-MS: energy density 3~3.5 J/cm2, spot sizes 29 to 51 μm, repetition rates 5 Hz (polished thin-section) and 10 Hz (polished blocks), ~30 s background acquisition, ~40 s sample data acquisition | STDGL3 (Danyushevsky et al. 2011) and GSD-1G (USGS) | 27.9882 | [19 empty] | 1369.5012 | [5 empty] | 0.60143 | [5 empty] | 35.1934 | [9 empty] | 115905.5206 |  | 34.8186 |  |  |  | 0.32903 | [7 empty] | 52.2254 | [13 empty] | 269.1999 | [15 empty] | 5.2371 | [17 empty] | 2.9183 | [9 empty] | 5.3019 | [32 empty] | 2025 |  |  | CHN | Tibet
| Lawu |  | Magmatic hydrothermal | Skarn | Cu-Pb-Zn skarn | Cu, Pb, Zn | In, Sn | Cu, Pb, Zn, In, Sn |  |  | 18-64 a3 sp - 20.d-1 | 18-64 a3 sp - 20.d-1 | underground mine |  |  |  |  | ore material | drill core | underground mining tunnels and drill cores | mineral separate | [5 empty] | mineralisation |  |  |  | sphalerite, chalcopyrite, pyrrhotite, pyrite, arsenopyrite |  |  | Sn-rich Skarn |  |  |  | galena, bismuthinite, marcasite, iron oxides, pyroxene, actinolite, quartz | thin sections and polished blocks examined using optical microscope, BSE detector, and EDS prior to analysis | EMPA, LA-ICPMS | JEOL JXA-8230 electron probe microanalyzer; RESOlution-LR 193 nm ArF excimer laser ablation system coupled to an Agilent 7700x ICP-MS | Laboratory of Mineral Resources Research Center, Fuzhou University; Adelaide Microscopy, the University of Adelaide | EPMA point analysis: accelerating voltage 15 kV, beam current 20 nA, beam diameter ~5 μm; EPMA mapping: accelerating voltage 20 kV, working current 50 nA, dwell time ~10 ms; BSE imaging: accelerating voltage 20 kV, beam current 10 nA; LA-ICP-MS: energy density 3~3.5 J/cm2, spot sizes 29 to 51 μm, repetition rates 5 Hz (polished thin-section) and 10 Hz (polished blocks), ~30 s background acquisition, ~40 s sample data acquisition | STDGL3 (Danyushevsky et al. 2011) and GSD-1G (USGS) | 15.781 | [19 empty] | 1446.0829 | [5 empty] | 0.5565 | [5 empty] | 35.1934 | [9 empty] | 110182.5822 |  | 37.8711 |  |  |  | 0.34579 | [7 empty] | 21.9711 | [13 empty] | 385.8929 | [15 empty] | 5.2371 | [17 empty] | 2.9183 | [9 empty] | 5.3019 | [32 empty] | 2025 |  |  | CHN | Tibet
| Lawu |  | Magmatic hydrothermal | Skarn | Cu-Pb-Zn skarn | Cu, Pb, Zn | In, Sn | Cu, Pb, Zn, In, Sn |  |  | 18-133 SP - 1.d-1 | 18-133 SP - 1.d-1 | underground mine |  |  |  |  | ore material | drill core | underground mining tunnels and drill cores | mineral separate | [5 empty] | mineralisation |  |  |  | sphalerite, chalcopyrite, pyrrhotite, pyrite, arsenopyrite |  |  | Sn-rich Skarn |  |  |  | galena, bismuthinite, marcasite, iron oxides, pyroxene, actinolite, quartz | thin sections and polished blocks examined using optical microscope, BSE detector, and EDS prior to analysis | EMPA, LA-ICPMS | JEOL JXA-8230 electron probe microanalyzer; RESOlution-LR 193 nm ArF excimer laser ablation system coupled to an Agilent 7700x ICP-MS | Laboratory of Mineral Resources Research Center, Fuzhou University; Adelaide Microscopy, the University of Adelaide | EPMA point analysis: accelerating voltage 15 kV, beam current 20 nA, beam diameter ~5 μm; EPMA mapping: accelerating voltage 20 kV, working current 50 nA, dwell time ~10 ms; BSE imaging: accelerating voltage 20 kV, beam current 10 nA; LA-ICP-MS: energy density 3~3.5 J/cm2, spot sizes 29 to 51 μm, repetition rates 5 Hz (polished thin-section) and 10 Hz (polished blocks), ~30 s background acquisition, ~40 s sample data acquisition | STDGL3 (Danyushevsky et al. 2011) and GSD-1G (USGS) | 15.6238 | [19 empty] | 1375.4311 | [5 empty] | 4.5795 | [5 empty] | 35.1934 | [9 empty] | 91040.8164 |  | 0.019358 |  |  |  | 0.18051 | [7 empty] | 41.4685 | [13 empty] | 6236.9636 | [15 empty] | 5.2371 | [17 empty] | 1.6755 | [9 empty] | 3.9433 | [32 empty] | 2025 |  |  | CHN | Tibet
| Lawu |  | Magmatic hydrothermal | Skarn | Cu-Pb-Zn skarn | Cu, Pb, Zn | In, Sn | Cu, Pb, Zn, In, Sn |  |  | 18-133 SP - 2.d-1 | 18-133 SP - 2.d-1 | underground mine |  |  |  |  | ore material | drill core | underground mining tunnels and drill cores | mineral separate | [5 empty] | mineralisation |  |  |  | sphalerite, chalcopyrite, pyrrhotite, pyrite, arsenopyrite |  |  | Sn-rich Skarn |  |  |  | galena, bismuthinite, marcasite, iron oxides, pyroxene, actinolite, quartz | thin sections and polished blocks examined using optical microscope, BSE detector, and EDS prior to analysis | EMPA, LA-ICPMS | JEOL JXA-8230 electron probe microanalyzer; RESOlution-LR 193 nm ArF excimer laser ablation system coupled to an Agilent 7700x ICP-MS | Laboratory of Mineral Resources Research Center, Fuzhou University; Adelaide Microscopy, the University of Adelaide | EPMA point analysis: accelerating voltage 15 kV, beam current 20 nA, beam diameter ~5 μm; EPMA mapping: accelerating voltage 20 kV, working current 50 nA, dwell time ~10 ms; BSE imaging: accelerating voltage 20 kV, beam current 10 nA; LA-ICP-MS: energy density 3~3.5 J/cm2, spot sizes 29 to 51 μm, repetition rates 5 Hz (polished thin-section) and 10 Hz (polished blocks), ~30 s background acquisition, ~40 s sample data acquisition | STDGL3 (Danyushevsky et al. 2011) and GSD-1G (USGS) | 10.6874 | [19 empty] | 1267.4556 | [5 empty] | 6.7551 | [5 empty] | 32.7221 | [9 empty] | 81383.9898 |  | 0.005 |  |  |  | 0.22572 | [7 empty] | 35.0133 | [13 empty] | 6319.7231 | [15 empty] | 4.5783 | [17 empty] | 0.34548 | [9 empty] | 0.61442 | [32 empty] | 2025 |  |  | CHN | Tibet
| Lawu |  | Magmatic hydrothermal | Skarn | Cu-Pb-Zn skarn | Cu, Pb, Zn | In, Sn | Cu, Pb, Zn, In, Sn |  |  | 18-133 SP - 3.d-1 | 18-133 SP - 3.d-1 | underground mine |  |  |  |  | ore material | drill core | underground mining tunnels and drill cores | mineral separate | [5 empty] | mineralisation |  |  |  | sphalerite, chalcopyrite, pyrrhotite, pyrite, arsenopyrite |  |  | Sn-rich Skarn |  |  |  | galena, bismuthinite, marcasite, iron oxides, pyroxene, actinolite, quartz | thin sections and polished blocks examined using optical microscope, BSE detector, and EDS prior to analysis | EMPA, LA-ICPMS | JEOL JXA-8230 electron probe microanalyzer; RESOlution-LR 193 nm ArF excimer laser ablation system coupled to an Agilent 7700x ICP-MS | Laboratory of Mineral Resources Research Center, Fuzhou University; Adelaide Microscopy, the University of Adelaide | EPMA point analysis: accelerating voltage 15 kV, beam current 20 nA, beam diameter ~5 μm; EPMA mapping: accelerating voltage 20 kV, working current 50 nA, dwell time ~10 ms; BSE imaging: accelerating voltage 20 kV, beam current 10 nA; LA-ICP-MS: energy density 3~3.5 J/cm2, spot sizes 29 to 51 μm, repetition rates 5 Hz (polished thin-section) and 10 Hz (polished blocks), ~30 s background acquisition, ~40 s sample data acquisition | STDGL3 (Danyushevsky et al. 2011) and GSD-1G (USGS) | 15.5226 | [19 empty] | 1221.4731 | [5 empty] | 2.7995 | [5 empty] | 35.1934 | [9 empty] | 80711.9358 |  | 0.044226 |  |  |  | 0.22884 | [7 empty] | 23.0585 | [13 empty] | 4628.9235 | [15 empty] | 5.2371 | [17 empty] | 1.4764 | [9 empty] | 6.4207 | [32 empty] | 2025 |  |  | CHN | Tibet
| Lawu |  | Magmatic hydrothermal | Skarn | Cu-Pb-Zn skarn | Cu, Pb, Zn | In, Sn | Cu, Pb, Zn, In, Sn |  |  | 18-133 SP - 4.d-1 | 18-133 SP - 4.d-1 | underground mine |  |  |  |  | ore material | drill core | underground mining tunnels and drill cores | mineral separate | [5 empty] | mineralisation |  |  |  | sphalerite, chalcopyrite, pyrrhotite, pyrite, arsenopyrite |  |  | Sn-rich Skarn |  |  |  | galena, bismuthinite, marcasite, iron oxides, pyroxene, actinolite, quartz | thin sections and polished blocks examined using optical microscope, BSE detector, and EDS prior to analysis | EMPA, LA-ICPMS | JEOL JXA-8230 electron probe microanalyzer; RESOlution-LR 193 nm ArF excimer laser ablation system coupled to an Agilent 7700x ICP-MS | Laboratory of Mineral Resources Research Center, Fuzhou University; Adelaide Microscopy, the University of Adelaide | EPMA point analysis: accelerating voltage 15 kV, beam current 20 nA, beam diameter ~5 μm; EPMA mapping: accelerating voltage 20 kV, working current 50 nA, dwell time ~10 ms; BSE imaging: accelerating voltage 20 kV, beam current 10 nA; LA-ICP-MS: energy density 3~3.5 J/cm2, spot sizes 29 to 51 μm, repetition rates 5 Hz (polished thin-section) and 10 Hz (polished blocks), ~30 s background acquisition, ~40 s sample data acquisition | STDGL3 (Danyushevsky et al. 2011) and GSD-1G (USGS) | 21.1723 | [19 empty] | 1143.885 | [5 empty] | 5.2269 | [5 empty] | 45.8662 | [9 empty] | 71354.2892 |  | 0.16973 |  |  |  | 0.22756 | [7 empty] | 19.1996 | [13 empty] | 4075.6289 | [15 empty] | 5.2371 | [17 empty] | 0.94995 | [9 empty] | 5.3019 | [32 empty] | 2025 |  |  | CHN | Tibet
| Lawu |  | Magmatic hydrothermal | Skarn | Cu-Pb-Zn skarn | Cu, Pb, Zn | In, Sn | Cu, Pb, Zn, In, Sn |  |  | 18-133 SP - 5.d-1 | 18-133 SP - 5.d-1 | underground mine |  |  |  |  | ore material | drill core | underground mining tunnels and drill cores | mineral separate | [5 empty] | mineralisation |  |  |  | sphalerite, chalcopyrite, pyrrhotite, pyrite, arsenopyrite |  |  | Sn-rich Skarn |  |  |  | galena, bismuthinite, marcasite, iron oxides, pyroxene, actinolite, quartz | thin sections and polished blocks examined using optical microscope, BSE detector, and EDS prior to analysis | EMPA, LA-ICPMS | JEOL JXA-8230 electron probe microanalyzer; RESOlution-LR 193 nm ArF excimer laser ablation system coupled to an Agilent 7700x ICP-MS | Laboratory of Mineral Resources Research Center, Fuzhou University; Adelaide Microscopy, the University of Adelaide | EPMA point analysis: accelerating voltage 15 kV, beam current 20 nA, beam diameter ~5 μm; EPMA mapping: accelerating voltage 20 kV, working current 50 nA, dwell time ~10 ms; BSE imaging: accelerating voltage 20 kV, beam current 10 nA; LA-ICP-MS: energy density 3~3.5 J/cm2, spot sizes 29 to 51 μm, repetition rates 5 Hz (polished thin-section) and 10 Hz (polished blocks), ~30 s background acquisition, ~40 s sample data acquisition | STDGL3 (Danyushevsky et al. 2011) and GSD-1G (USGS) | 9.7482 | [19 empty] | 1383.9407 | [5 empty] | 4.2063 | [5 empty] | 35.1934 | [9 empty] | 88962.1369 |  | 0.28305 |  |  |  | 0.18236 | [7 empty] | 9.8593 | [13 empty] | 6673.3116 | [15 empty] | 7.3457 | [17 empty] | 0.46131 | [9 empty] | 5.3019 | [32 empty] | 2025 |  |  | CHN | Tibet
| Lawu |  | Magmatic hydrothermal | Skarn | Cu-Pb-Zn skarn | Cu, Pb, Zn | In, Sn | Cu, Pb, Zn, In, Sn |  |  | 18-133 SP - 6.d-1 | 18-133 SP - 6.d-1 | underground mine |  |  |  |  | ore material | drill core | underground mining tunnels and drill cores | mineral separate | [5 empty] | mineralisation |  |  |  | sphalerite, chalcopyrite, pyrrhotite, pyrite, arsenopyrite |  |  | Sn-rich Skarn |  |  |  | galena, bismuthinite, marcasite, iron oxides, pyroxene, actinolite, quartz | thin sections and polished blocks examined using optical microscope, BSE detector, and EDS prior to analysis | EMPA, LA-ICPMS | JEOL JXA-8230 electron probe microanalyzer; RESOlution-LR 193 nm ArF excimer laser ablation system coupled to an Agilent 7700x ICP-MS | Laboratory of Mineral Resources Research Center, Fuzhou University; Adelaide Microscopy, the University of Adelaide | EPMA point analysis: accelerating voltage 15 kV, beam current 20 nA, beam diameter ~5 μm; EPMA mapping: accelerating voltage 20 kV, working current 50 nA, dwell time ~10 ms; BSE imaging: accelerating voltage 20 kV, beam current 10 nA; LA-ICP-MS: energy density 3~3.5 J/cm2, spot sizes 29 to 51 μm, repetition rates 5 Hz (polished thin-section) and 10 Hz (polished blocks), ~30 s background acquisition, ~40 s sample data acquisition | STDGL3 (Danyushevsky et al. 2011) and GSD-1G (USGS) | 16.2733 | [19 empty] | 1216.8044 | [5 empty] | 6.0397 | [5 empty] | 8.4172 | [9 empty] | 34230.007 |  | 0.05666 |  |  |  | 0.20202 | [7 empty] | 1.1395 | [13 empty] | 1267.0123 | [15 empty] | 4.5482 | [17 empty] | 1.71 | [9 empty] | 7.354 | [32 empty] | 2025 |  |  | CHN | Tibet
| Lawu |  | Magmatic hydrothermal | Skarn | Cu-Pb-Zn skarn | Cu, Pb, Zn | In, Sn | Cu, Pb, Zn, In, Sn |  |  | 18-133 SP - 7.d-1 | 18-133 SP - 7.d-1 | underground mine |  |  |  |  | ore material | drill core | underground mining tunnels and drill cores | mineral separate | [5 empty] | mineralisation |  |  |  | sphalerite, chalcopyrite, pyrrhotite, pyrite, arsenopyrite |  |  | Sn-rich Skarn |  |  |  | galena, bismuthinite, marcasite, iron oxides, pyroxene, actinolite, quartz | thin sections and polished blocks examined using optical microscope, BSE detector, and EDS prior to analysis | EMPA, LA-ICPMS | JEOL JXA-8230 electron probe microanalyzer; RESOlution-LR 193 nm ArF excimer laser ablation system coupled to an Agilent 7700x ICP-MS | Laboratory of Mineral Resources Research Center, Fuzhou University; Adelaide Microscopy, the University of Adelaide | EPMA point analysis: accelerating voltage 15 kV, beam current 20 nA, beam diameter ~5 μm; EPMA mapping: accelerating voltage 20 kV, working current 50 nA, dwell time ~10 ms; BSE imaging: accelerating voltage 20 kV, beam current 10 nA; LA-ICP-MS: energy density 3~3.5 J/cm2, spot sizes 29 to 51 μm, repetition rates 5 Hz (polished thin-section) and 10 Hz (polished blocks), ~30 s background acquisition, ~40 s sample data acquisition | STDGL3 (Danyushevsky et al. 2011) and GSD-1G (USGS) | 18.7335 | [19 empty] | 1025.4497 | [5 empty] | 5.3567 | [5 empty] | 9.5435 | [9 empty] | 43598.5396 |  | 0.053713 |  |  |  | 0.18297 | [7 empty] | 2.2296 | [13 empty] | 1839.4897 | [15 empty] | 3.9197 | [17 empty] | 1.2903 | [9 empty] | 10.2319 | [32 empty] | 2025 |  |  | CHN | Tibet
| Lawu |  | Magmatic hydrothermal | Skarn | Cu-Pb-Zn skarn | Cu, Pb, Zn | In, Sn | Cu, Pb, Zn, In, Sn |  |  | 18-133 SP - 8.d-1 | 18-133 SP - 8.d-1 | underground mine |  |  |  |  | ore material | drill core | underground mining tunnels and drill cores | mineral separate | [5 empty] | mineralisation |  |  |  | sphalerite, chalcopyrite, pyrrhotite, pyrite, arsenopyrite |  |  | Sn-rich Skarn |  |  |  | galena, bismuthinite, marcasite, iron oxides, pyroxene, actinolite, quartz | thin sections and polished blocks examined using optical microscope, BSE detector, and EDS prior to analysis | EMPA, LA-ICPMS | JEOL JXA-8230 electron probe microanalyzer; RESOlution-LR 193 nm ArF excimer laser ablation system coupled to an Agilent 7700x ICP-MS | Laboratory of Mineral Resources Research Center, Fuzhou University; Adelaide Microscopy, the University of Adelaide | EPMA point analysis: accelerating voltage 15 kV, beam current 20 nA, beam diameter ~5 μm; EPMA mapping: accelerating voltage 20 kV, working current 50 nA, dwell time ~10 ms; BSE imaging: accelerating voltage 20 kV, beam current 10 nA; LA-ICP-MS: energy density 3~3.5 J/cm2, spot sizes 29 to 51 μm, repetition rates 5 Hz (polished thin-section) and 10 Hz (polished blocks), ~30 s background acquisition, ~40 s sample data acquisition | STDGL3 (Danyushevsky et al. 2011) and GSD-1G (USGS) | 9.2118 | [19 empty] | 1111.9095 | [5 empty] | 6.8415 | [5 empty] | 24.0142 | [9 empty] | 80093.4222 |  | 0.01556 |  |  |  | 0.21087 | [7 empty] | 33.2773 | [13 empty] | 8133.7323 | [15 empty] | 4.8996 | [17 empty] | 0.21077 | [9 empty] | 1.0393 | [32 empty] | 2025 |  |  | CHN | Tibet
| Lawu |  | Magmatic hydrothermal | Skarn | Cu-Pb-Zn skarn | Cu, Pb, Zn | In, Sn | Cu, Pb, Zn, In, Sn |  |  | 18-133 SP - 9.d-1 | 18-133 SP - 9.d-1 | underground mine |  |  |  |  | ore material | drill core | underground mining tunnels and drill cores | mineral separate | [5 empty] | mineralisation |  |  |  | sphalerite, chalcopyrite, pyrrhotite, pyrite, arsenopyrite |  |  | Sn-rich Skarn |  |  |  | galena, bismuthinite, marcasite, iron oxides, pyroxene, actinolite, quartz | thin sections and polished blocks examined using optical microscope, BSE detector, and EDS prior to analysis | EMPA, LA-ICPMS | JEOL JXA-8230 electron probe microanalyzer; RESOlution-LR 193 nm ArF excimer laser ablation system coupled to an Agilent 7700x ICP-MS | Laboratory of Mineral Resources Research Center, Fuzhou University; Adelaide Microscopy, the University of Adelaide | EPMA point analysis: accelerating voltage 15 kV, beam current 20 nA, beam diameter ~5 μm; EPMA mapping: accelerating voltage 20 kV, working current 50 nA, dwell time ~10 ms; BSE imaging: accelerating voltage 20 kV, beam current 10 nA; LA-ICP-MS: energy density 3~3.5 J/cm2, spot sizes 29 to 51 μm, repetition rates 5 Hz (polished thin-section) and 10 Hz (polished blocks), ~30 s background acquisition, ~40 s sample data acquisition | STDGL3 (Danyushevsky et al. 2011) and GSD-1G (USGS) | 10.5331 | [19 empty] | 1323.6888 | [5 empty] | 4.1386 | [5 empty] | 35.1934 | [9 empty] | 96125.021 |  | 0.12133 |  |  |  | 0.24361 | [7 empty] | 7.5096 | [13 empty] | 8849.4735 | [15 empty] | 5.2371 | [17 empty] | 0.3923 | [9 empty] | 11.0888 | [32 empty] | 2025 |  |  | CHN | Tibet
| Lawu |  | Magmatic hydrothermal | Skarn | Cu-Pb-Zn skarn | Cu, Pb, Zn | In, Sn | Cu, Pb, Zn, In, Sn |  |  | 18-133 SP - 10.d-1 | 18-133 SP - 10.d-1 | underground mine |  |  |  |  | ore material | drill core | underground mining tunnels and drill cores | mineral separate | [5 empty] | mineralisation |  |  |  | sphalerite, chalcopyrite, pyrrhotite, pyrite, arsenopyrite |  |  | Sn-rich Skarn |  |  |  | galena, bismuthinite, marcasite, iron oxides, pyroxene, actinolite, quartz | thin sections and polished blocks examined using optical microscope, BSE detector, and EDS prior to analysis | EMPA, LA-ICPMS | JEOL JXA-8230 electron probe microanalyzer; RESOlution-LR 193 nm ArF excimer laser ablation system coupled to an Agilent 7700x ICP-MS | Laboratory of Mineral Resources Research Center, Fuzhou University; Adelaide Microscopy, the University of Adelaide | EPMA point analysis: accelerating voltage 15 kV, beam current 20 nA, beam diameter ~5 μm; EPMA mapping: accelerating voltage 20 kV, working current 50 nA, dwell time ~10 ms; BSE imaging: accelerating voltage 20 kV, beam current 10 nA; LA-ICP-MS: energy density 3~3.5 J/cm2, spot sizes 29 to 51 μm, repetition rates 5 Hz (polished thin-section) and 10 Hz (polished blocks), ~30 s background acquisition, ~40 s sample data acquisition | STDGL3 (Danyushevsky et al. 2011) and GSD-1G (USGS) | 25.8239 | [19 empty] | 970.6983 | [5 empty] | 6.2584 | [5 empty] | 58.0903 | [9 empty] | 62746.1965 |  | 0.22561 |  |  |  | 0.2047 | [7 empty] | 5.5256 | [13 empty] | 4417.6787 | [15 empty] | 9.6366 | [17 empty] | 0.98532 | [9 empty] | 5.3019 | [32 empty] | 2025 |  |  | CHN | Tibet
| Lawu |  | Magmatic hydrothermal | Skarn | Cu-Pb-Zn skarn | Cu, Pb, Zn | In, Sn | Cu, Pb, Zn, In, Sn |  |  | 18-133 SP - 11.d-1 | 18-133 SP - 11.d-1 | underground mine |  |  |  |  | ore material | drill core | underground mining tunnels and drill cores | mineral separate | [5 empty] | mineralisation |  |  |  | sphalerite, chalcopyrite, pyrrhotite, pyrite, arsenopyrite |  |  | Sn-rich Skarn |  |  |  | galena, bismuthinite, marcasite, iron oxides, pyroxene, actinolite, quartz | thin sections and polished blocks examined using optical microscope, BSE detector, and EDS prior to analysis | EMPA, LA-ICPMS | JEOL JXA-8230 electron probe microanalyzer; RESOlution-LR 193 nm ArF excimer laser ablation system coupled to an Agilent 7700x ICP-MS | Laboratory of Mineral Resources Research Center, Fuzhou University; Adelaide Microscopy, the University of Adelaide | EPMA point analysis: accelerating voltage 15 kV, beam current 20 nA, beam diameter ~5 μm; EPMA mapping: accelerating voltage 20 kV, working current 50 nA, dwell time ~10 ms; BSE imaging: accelerating voltage 20 kV, beam current 10 nA; LA-ICP-MS: energy density 3~3.5 J/cm2, spot sizes 29 to 51 μm, repetition rates 5 Hz (polished thin-section) and 10 Hz (polished blocks), ~30 s background acquisition, ~40 s sample data acquisition | STDGL3 (Danyushevsky et al. 2011) and GSD-1G (USGS) | 24.5359 | [19 empty] | 1140.4217 | [5 empty] | 7.5886 | [5 empty] | 78.9705 | [9 empty] | 55004.1103 |  | 0.3982 |  |  |  | 0.19778 | [7 empty] | 5.0853 | [13 empty] | 1563.7493 | [15 empty] | 1.9932 | [17 empty] | 0.47458 | [9 empty] | 5.3019 | [32 empty] | 2025 |  |  | CHN | Tibet
| Lawu |  | Magmatic hydrothermal | Skarn | Cu-Pb-Zn skarn | Cu, Pb, Zn | In, Sn | Cu, Pb, Zn, In, Sn |  |  | 18-133 SP - 12.d-1 | 18-133 SP - 12.d-1 | underground mine |  |  |  |  | ore material | drill core | underground mining tunnels and drill cores | mineral separate | [5 empty] | mineralisation |  |  |  | sphalerite, chalcopyrite, pyrrhotite, pyrite, arsenopyrite |  |  | Sn-rich Skarn |  |  |  | galena, bismuthinite, marcasite, iron oxides, pyroxene, actinolite, quartz | thin sections and polished blocks examined using optical microscope, BSE detector, and EDS prior to analysis | EMPA, LA-ICPMS | JEOL JXA-8230 electron probe microanalyzer; RESOlution-LR 193 nm ArF excimer laser ablation system coupled to an Agilent 7700x ICP-MS | Laboratory of Mineral Resources Research Center, Fuzhou University; Adelaide Microscopy, the University of Adelaide | EPMA point analysis: accelerating voltage 15 kV, beam current 20 nA, beam diameter ~5 μm; EPMA mapping: accelerating voltage 20 kV, working current 50 nA, dwell time ~10 ms; BSE imaging: accelerating voltage 20 kV, beam current 10 nA; LA-ICP-MS: energy density 3~3.5 J/cm2, spot sizes 29 to 51 μm, repetition rates 5 Hz (polished thin-section) and 10 Hz (polished blocks), ~30 s background acquisition, ~40 s sample data acquisition | STDGL3 (Danyushevsky et al. 2011) and GSD-1G (USGS) | 8.6286 | [19 empty] | 976.2177 | [5 empty] | 5.431 | [5 empty] | 28.1417 | [9 empty] | 65363.1579 |  | 0.023061 |  |  |  | 0.25378 | [7 empty] | 38.5934 | [13 empty] | 6293.8123 | [15 empty] | 2.3348 | [17 empty] | 0.31582 | [9 empty] | 7.1059 | [32 empty] | 2025 |  |  | CHN | Tibet
| Lawu |  | Magmatic hydrothermal | Skarn | Cu-Pb-Zn skarn | Cu, Pb, Zn | In, Sn | Cu, Pb, Zn, In, Sn |  |  | 18-133 SP - 13.d-1 | 18-133 SP - 13.d-1 | underground mine |  |  |  |  | ore material | drill core | underground mining tunnels and drill cores | mineral separate | [5 empty] | mineralisation |  |  |  | sphalerite, chalcopyrite, pyrrhotite, pyrite, arsenopyrite |  |  | Sn-rich Skarn |  |  |  | galena, bismuthinite, marcasite, iron oxides, pyroxene, actinolite, quartz | thin sections and polished blocks examined using optical microscope, BSE detector, and EDS prior to analysis | EMPA, LA-ICPMS | JEOL JXA-8230 electron probe microanalyzer; RESOlution-LR 193 nm ArF excimer laser ablation system coupled to an Agilent 7700x ICP-MS | Laboratory of Mineral Resources Research Center, Fuzhou University; Adelaide Microscopy, the University of Adelaide | EPMA point analysis: accelerating voltage 15 kV, beam current 20 nA, beam diameter ~5 μm; EPMA mapping: accelerating voltage 20 kV, working current 50 nA, dwell time ~10 ms; BSE imaging: accelerating voltage 20 kV, beam current 10 nA; LA-ICP-MS: energy density 3~3.5 J/cm2, spot sizes 29 to 51 μm, repetition rates 5 Hz (polished thin-section) and 10 Hz (polished blocks), ~30 s background acquisition, ~40 s sample data acquisition | STDGL3 (Danyushevsky et al. 2011) and GSD-1G (USGS) | 11.6093 | [19 empty] | 1307.2927 | [5 empty] | 8.0471 | [5 empty] | 37.0321 | [9 empty] | 68127.3483 |  | 0.01 |  |  |  | 0.18728 | [7 empty] | 50.2759 | [13 empty] | 1892.7529 | [15 empty] | 4.3792 | [17 empty] | 0.21514 | [9 empty] | 0.97577 | [32 empty] | 2025 |  |  | CHN | Tibet
| Lawu |  | Magmatic hydrothermal | Skarn | Cu-Pb-Zn skarn | Cu, Pb, Zn | In, Sn | Cu, Pb, Zn, In, Sn |  |  | 18-133 SP - 14.d-1 | 18-133 SP - 14.d-1 | underground mine |  |  |  |  | ore material | drill core | underground mining tunnels and drill cores | mineral separate | [5 empty] | mineralisation |  |  |  | sphalerite, chalcopyrite, pyrrhotite, pyrite, arsenopyrite |  |  | Sn-rich Skarn |  |  |  | galena, bismuthinite, marcasite, iron oxides, pyroxene, actinolite, quartz | thin sections and polished blocks examined using optical microscope, BSE detector, and EDS prior to analysis | EMPA, LA-ICPMS | JEOL JXA-8230 electron probe microanalyzer; RESOlution-LR 193 nm ArF excimer laser ablation system coupled to an Agilent 7700x ICP-MS | Laboratory of Mineral Resources Research Center, Fuzhou University; Adelaide Microscopy, the University of Adelaide | EPMA point analysis: accelerating voltage 15 kV, beam current 20 nA, beam diameter ~5 μm; EPMA mapping: accelerating voltage 20 kV, working current 50 nA, dwell time ~10 ms; BSE imaging: accelerating voltage 20 kV, beam current 10 nA; LA-ICP-MS: energy density 3~3.5 J/cm2, spot sizes 29 to 51 μm, repetition rates 5 Hz (polished thin-section) and 10 Hz (polished blocks), ~30 s background acquisition, ~40 s sample data acquisition | STDGL3 (Danyushevsky et al. 2011) and GSD-1G (USGS) | 16.5606 | [19 empty] | 1175.6806 | [5 empty] | 4.9445 | [5 empty] | 30.5114 | [9 empty] | 74135.6816 |  | 0.060747 |  |  |  | 0.16511 | [7 empty] | 19.8116 | [13 empty] | 7240.8621 | [15 empty] | 4.5479 | [17 empty] | 0.26546 | [9 empty] | 10.4007 | [32 empty] | 2025 |  |  | CHN | Tibet
| Lawu |  | Magmatic hydrothermal | Skarn | Cu-Pb-Zn skarn | Cu, Pb, Zn | In, Sn | Cu, Pb, Zn, In, Sn |  |  | 18-133 SP - 15.d-1 | 18-133 SP - 15.d-1 | underground mine |  |  |  |  | ore material | drill core | underground mining tunnels and drill cores | mineral separate | [5 empty] | mineralisation |  |  |  | sphalerite, chalcopyrite, pyrrhotite, pyrite, arsenopyrite |  |  | Sn-rich Skarn |  |  |  | galena, bismuthinite, marcasite, iron oxides, pyroxene, actinolite, quartz | thin sections and polished blocks examined using optical microscope, BSE detector, and EDS prior to analysis | EMPA, LA-ICPMS | JEOL JXA-8230 electron probe microanalyzer; RESOlution-LR 193 nm ArF excimer laser ablation system coupled to an Agilent 7700x ICP-MS | Laboratory of Mineral Resources Research Center, Fuzhou University; Adelaide Microscopy, the University of Adelaide | EPMA point analysis: accelerating voltage 15 kV, beam current 20 nA, beam diameter ~5 μm; EPMA mapping: accelerating voltage 20 kV, working current 50 nA, dwell time ~10 ms; BSE imaging: accelerating voltage 20 kV, beam current 10 nA; LA-ICP-MS: energy density 3~3.5 J/cm2, spot sizes 29 to 51 μm, repetition rates 5 Hz (polished thin-section) and 10 Hz (polished blocks), ~30 s background acquisition, ~40 s sample data acquisition | STDGL3 (Danyushevsky et al. 2011) and GSD-1G (USGS) | 24.8349 | [19 empty] | 959.6067 | [5 empty] | 5.6878 | [5 empty] | 81.0935 | [9 empty] | 65269.0231 |  | 0.25867 |  |  |  | 0.16576 | [7 empty] | 7.1998 | [13 empty] | 6476.2189 | [15 empty] | 1.0475 | [17 empty] | 0.073773 | [9 empty] | 5.3019 | [32 empty] | 2025 |  |  | CHN | Tibet
| Lawu |  | Magmatic hydrothermal | Skarn | Cu-Pb-Zn skarn | Cu, Pb, Zn | In, Sn | Cu, Pb, Zn, In, Sn |  |  | 18-133 SP - 16.d-1 | 18-133 SP - 16.d-1 | underground mine |  |  |  |  | ore material | drill core | underground mining tunnels and drill cores | mineral separate | [5 empty] | mineralisation |  |  |  | sphalerite, chalcopyrite, pyrrhotite, pyrite, arsenopyrite |  |  | Sn-rich Skarn |  |  |  | galena, bismuthinite, marcasite, iron oxides, pyroxene, actinolite, quartz | thin sections and polished blocks examined using optical microscope, BSE detector, and EDS prior to analysis | EMPA, LA-ICPMS | JEOL JXA-8230 electron probe microanalyzer; RESOlution-LR 193 nm ArF excimer laser ablation system coupled to an Agilent 7700x ICP-MS | Laboratory of Mineral Resources Research Center, Fuzhou University; Adelaide Microscopy, the University of Adelaide | EPMA point analysis: accelerating voltage 15 kV, beam current 20 nA, beam diameter ~5 μm; EPMA mapping: accelerating voltage 20 kV, working current 50 nA, dwell time ~10 ms; BSE imaging: accelerating voltage 20 kV, beam current 10 nA; LA-ICP-MS: energy density 3~3.5 J/cm2, spot sizes 29 to 51 μm, repetition rates 5 Hz (polished thin-section) and 10 Hz (polished blocks), ~30 s background acquisition, ~40 s sample data acquisition | STDGL3 (Danyushevsky et al. 2011) and GSD-1G (USGS) | 26.6321 | [19 empty] | 1141.2767 | [5 empty] | 4.6986 | [5 empty] | 35.1934 | [9 empty] | 78922.4129 |  | 0.45395 |  |  |  | 0.19904 | [7 empty] | 9.9711 | [13 empty] | 5876.6214 | [15 empty] | 5.2371 | [17 empty] | 0.8866 | [9 empty] | 5.3019 | [32 empty] | 2025 |  |  | CHN | Tibet
| Lawu |  | Magmatic hydrothermal | Skarn | Cu-Pb-Zn skarn | Cu, Pb, Zn | In, Sn | Cu, Pb, Zn, In, Sn |  |  | 18-133 SP - 17.d-1 | 18-133 SP - 17.d-1 | underground mine |  |  |  |  | ore material | drill core | underground mining tunnels and drill cores | mineral separate | [5 empty] | mineralisation |  |  |  | sphalerite, chalcopyrite, pyrrhotite, pyrite, arsenopyrite |  |  | Sn-rich Skarn |  |  |  | galena, bismuthinite, marcasite, iron oxides, pyroxene, actinolite, quartz | thin sections and polished blocks examined using optical microscope, BSE detector, and EDS prior to analysis | EMPA, LA-ICPMS | JEOL JXA-8230 electron probe microanalyzer; RESOlution-LR 193 nm ArF excimer laser ablation system coupled to an Agilent 7700x ICP-MS | Laboratory of Mineral Resources Research Center, Fuzhou University; Adelaide Microscopy, the University of Adelaide | EPMA point analysis: accelerating voltage 15 kV, beam current 20 nA, beam diameter ~5 μm; EPMA mapping: accelerating voltage 20 kV, working current 50 nA, dwell time ~10 ms; BSE imaging: accelerating voltage 20 kV, beam current 10 nA; LA-ICP-MS: energy density 3~3.5 J/cm2, spot sizes 29 to 51 μm, repetition rates 5 Hz (polished thin-section) and 10 Hz (polished blocks), ~30 s background acquisition, ~40 s sample data acquisition | STDGL3 (Danyushevsky et al. 2011) and GSD-1G (USGS) | 13.1383 | [19 empty] | 1097.4045 | [5 empty] | 3.8002 | [5 empty] | 26.9259 | [9 empty] | 73775.6307 |  | 0.028929 |  |  |  | 0.16895 | [7 empty] | 18.7905 | [13 empty] | 3246.3824 | [15 empty] | 11.827 | [17 empty] | 1.5086 | [9 empty] | 3.2718 | [32 empty] | 2025 |  |  | CHN | Tibet
| Lawu |  | Magmatic hydrothermal | Skarn | Cu-Pb-Zn skarn | Cu, Pb, Zn | In, Sn | Cu, Pb, Zn, In, Sn |  |  | 18-133 SP - 18.d-1 | 18-133 SP - 18.d-1 | underground mine |  |  |  |  | ore material | drill core | underground mining tunnels and drill cores | mineral separate | [5 empty] | mineralisation |  |  |  | sphalerite, chalcopyrite, pyrrhotite, pyrite, arsenopyrite |  |  | Sn-rich Skarn |  |  |  | galena, bismuthinite, marcasite, iron oxides, pyroxene, actinolite, quartz | thin sections and polished blocks examined using optical microscope, BSE detector, and EDS prior to analysis | EMPA, LA-ICPMS | JEOL JXA-8230 electron probe microanalyzer; RESOlution-LR 193 nm ArF excimer laser ablation system coupled to an Agilent 7700x ICP-MS | Laboratory of Mineral Resources Research Center, Fuzhou University; Adelaide Microscopy, the University of Adelaide | EPMA point analysis: accelerating voltage 15 kV, beam current 20 nA, beam diameter ~5 μm; EPMA mapping: accelerating voltage 20 kV, working current 50 nA, dwell time ~10 ms; BSE imaging: accelerating voltage 20 kV, beam current 10 nA; LA-ICP-MS: energy density 3~3.5 J/cm2, spot sizes 29 to 51 μm, repetition rates 5 Hz (polished thin-section) and 10 Hz (polished blocks), ~30 s background acquisition, ~40 s sample data acquisition | STDGL3 (Danyushevsky et al. 2011) and GSD-1G (USGS) | 19.7546 | [19 empty] | 1114.6009 | [5 empty] | 6.499 | [5 empty] | 5.8327 | [9 empty] | 24671.9346 |  | 0.055083 |  |  |  | 0.18124 | [7 empty] | 0.74474 | [13 empty] | 946.2187 | [15 empty] | 7.0248 | [17 empty] | 0.27248 | [9 empty] | 3.902 | [32 empty] | 2025 |  |  | CHN | Tibet
| Lawu |  | Magmatic hydrothermal | Skarn | Cu-Pb-Zn skarn | Cu, Pb, Zn | In, Sn | Cu, Pb, Zn, In, Sn |  |  | 18-133 SP - 19.d-1 | 18-133 SP - 19.d-1 | underground mine |  |  |  |  | ore material | drill core | underground mining tunnels and drill cores | mineral separate | [5 empty] | mineralisation |  |  |  | sphalerite, chalcopyrite, pyrrhotite, pyrite, arsenopyrite |  |  | Sn-rich Skarn |  |  |  | galena, bismuthinite, marcasite, iron oxides, pyroxene, actinolite, quartz | thin sections and polished blocks examined using optical microscope, BSE detector, and EDS prior to analysis | EMPA, LA-ICPMS | JEOL JXA-8230 electron probe microanalyzer; RESOlution-LR 193 nm ArF excimer laser ablation system coupled to an Agilent 7700x ICP-MS | Laboratory of Mineral Resources Research Center, Fuzhou University; Adelaide Microscopy, the University of Adelaide | EPMA point analysis: accelerating voltage 15 kV, beam current 20 nA, beam diameter ~5 μm; EPMA mapping: accelerating voltage 20 kV, working current 50 nA, dwell time ~10 ms; BSE imaging: accelerating voltage 20 kV, beam current 10 nA; LA-ICP-MS: energy density 3~3.5 J/cm2, spot sizes 29 to 51 μm, repetition rates 5 Hz (polished thin-section) and 10 Hz (polished blocks), ~30 s background acquisition, ~40 s sample data acquisition | STDGL3 (Danyushevsky et al. 2011) and GSD-1G (USGS) | 15.6682 | [19 empty] | 1210.6354 | [5 empty] | 2.7598 | [5 empty] | 24.1991 | [9 empty] | 78783.0673 |  | 0.053282 |  |  |  | 0.25106 | [7 empty] | 10.0238 | [13 empty] | 4901.0001 | [15 empty] | 5.2371 | [17 empty] | 1.9169 | [9 empty] | 2.5763 | [32 empty] | 2025 |  |  | CHN | Tibet
| Lawu |  | Magmatic hydrothermal | Skarn | Cu-Pb-Zn skarn | Cu, Pb, Zn | In, Sn | Cu, Pb, Zn, In, Sn |  |  | 18-133 SP - 20.d-1 | 18-133 SP - 20.d-1 | underground mine |  |  |  |  | ore material | drill core | underground mining tunnels and drill cores | mineral separate | [5 empty] | mineralisation |  |  |  | sphalerite, chalcopyrite, pyrrhotite, pyrite, arsenopyrite |  |  | Sn-rich Skarn |  |  |  | galena, bismuthinite, marcasite, iron oxides, pyroxene, actinolite, quartz | thin sections and polished blocks examined using optical microscope, BSE detector, and EDS prior to analysis | EMPA, LA-ICPMS | JEOL JXA-8230 electron probe microanalyzer; RESOlution-LR 193 nm ArF excimer laser ablation system coupled to an Agilent 7700x ICP-MS | Laboratory of Mineral Resources Research Center, Fuzhou University; Adelaide Microscopy, the University of Adelaide | EPMA point analysis: accelerating voltage 15 kV, beam current 20 nA, beam diameter ~5 μm; EPMA mapping: accelerating voltage 20 kV, working current 50 nA, dwell time ~10 ms; BSE imaging: accelerating voltage 20 kV, beam current 10 nA; LA-ICP-MS: energy density 3~3.5 J/cm2, spot sizes 29 to 51 μm, repetition rates 5 Hz (polished thin-section) and 10 Hz (polished blocks), ~30 s background acquisition, ~40 s sample data acquisition | STDGL3 (Danyushevsky et al. 2011) and GSD-1G (USGS) | 11.1159 | [19 empty] | 1016.5636 | [5 empty] | 4.5976 | [5 empty] | 36.5401 | [9 empty] | 77564.0052 |  | 0.18132 |  |  |  | 0.21336 | [7 empty] | 6.6811 | [13 empty] | 9054.7109 | [15 empty] | 5.2371 | [17 empty] | 0.83654 | [9 empty] | 5.3019 | [32 empty] | 2025 |  |  | CHN | Tibet
| Lawu |  | Magmatic hydrothermal | Skarn | Cu-Pb-Zn skarn | Cu, Pb, Zn | In, Sn | Cu, Pb, Zn, In, Sn |  |  | 18-66 a5 sp - 1.d-1 | 18-66 a5 sp - 1.d-1 | underground mine |  |  |  |  | ore material | drill core | underground mining tunnels and drill cores | mineral separate | [5 empty] | mineralisation |  |  |  | sphalerite, chalcopyrite, pyrrhotite, pyrite, arsenopyrite |  |  | Sn-rich Skarn |  |  |  | galena, bismuthinite, marcasite, iron oxides, pyroxene, actinolite, quartz | thin sections and polished blocks examined using optical microscope, BSE detector, and EDS prior to analysis | EMPA, LA-ICPMS | JEOL JXA-8230 electron probe microanalyzer; RESOlution-LR 193 nm ArF excimer laser ablation system coupled to an Agilent 7700x ICP-MS | Laboratory of Mineral Resources Research Center, Fuzhou University; Adelaide Microscopy, the University of Adelaide | EPMA point analysis: accelerating voltage 15 kV, beam current 20 nA, beam diameter ~5 μm; EPMA mapping: accelerating voltage 20 kV, working current 50 nA, dwell time ~10 ms; BSE imaging: accelerating voltage 20 kV, beam current 10 nA; LA-ICP-MS: energy density 3~3.5 J/cm2, spot sizes 29 to 51 μm, repetition rates 5 Hz (polished thin-section) and 10 Hz (polished blocks), ~30 s background acquisition, ~40 s sample data acquisition | STDGL3 (Danyushevsky et al. 2011) and GSD-1G (USGS) | 12.3541 | [19 empty] | 2536.6349 | [5 empty] | 1.3949 | [5 empty] | 168.2432 | [9 empty] | 126233.4805 |  | 0.18023 |  |  |  | 0.34454 | [7 empty] | 458.6603 | [13 empty] | 1550.4981 | [15 empty] | 0.44945 | [17 empty] | 0.39984 | [9 empty] | 1.5445 | [32 empty] | 2025 |  |  | CHN | Tibet
| Lawu |  | Magmatic hydrothermal | Skarn | Cu-Pb-Zn skarn | Cu, Pb, Zn | In, Sn | Cu, Pb, Zn, In, Sn |  |  | 18-66 a5 sp - 2.d-1 | 18-66 a5 sp - 2.d-1 | underground mine |  |  |  |  | ore material | drill core | underground mining tunnels and drill cores | mineral separate | [5 empty] | mineralisation |  |  |  | sphalerite, chalcopyrite, pyrrhotite, pyrite, arsenopyrite |  |  | Sn-rich Skarn |  |  |  | galena, bismuthinite, marcasite, iron oxides, pyroxene, actinolite, quartz | thin sections and polished blocks examined using optical microscope, BSE detector, and EDS prior to analysis | EMPA, LA-ICPMS | JEOL JXA-8230 electron probe microanalyzer; RESOlution-LR 193 nm ArF excimer laser ablation system coupled to an Agilent 7700x ICP-MS | Laboratory of Mineral Resources Research Center, Fuzhou University; Adelaide Microscopy, the University of Adelaide | EPMA point analysis: accelerating voltage 15 kV, beam current 20 nA, beam diameter ~5 μm; EPMA mapping: accelerating voltage 20 kV, working current 50 nA, dwell time ~10 ms; BSE imaging: accelerating voltage 20 kV, beam current 10 nA; LA-ICP-MS: energy density 3~3.5 J/cm2, spot sizes 29 to 51 μm, repetition rates 5 Hz (polished thin-section) and 10 Hz (polished blocks), ~30 s background acquisition, ~40 s sample data acquisition | STDGL3 (Danyushevsky et al. 2011) and GSD-1G (USGS) | 13.7927 | [19 empty] | 2542.4941 | [5 empty] | 1.3595 | [5 empty] | 168.2432 | [9 empty] | 119435.9015 |  | 0.42064 |  |  |  | 0.26857 | [7 empty] | 449.0217 | [13 empty] | 1499.0809 | [15 empty] | 0.44945 | [17 empty] | 0.07453 | [9 empty] | 1.1878 | [32 empty] | 2025 |  |  | CHN | Tibet
| Lawu |  | Magmatic hydrothermal | Skarn | Cu-Pb-Zn skarn | Cu, Pb, Zn | In, Sn | Cu, Pb, Zn, In, Sn |  |  | 18-66 a5 sp - 3.d-1 | 18-66 a5 sp - 3.d-1 | underground mine |  |  |  |  | ore material | drill core | underground mining tunnels and drill cores | mineral separate | [5 empty] | mineralisation |  |  |  | sphalerite, chalcopyrite, pyrrhotite, pyrite, arsenopyrite |  |  | Sn-rich Skarn |  |  |  | galena, bismuthinite, marcasite, iron oxides, pyroxene, actinolite, quartz | thin sections and polished blocks examined using optical microscope, BSE detector, and EDS prior to analysis | EMPA, LA-ICPMS | JEOL JXA-8230 electron probe microanalyzer; RESOlution-LR 193 nm ArF excimer laser ablation system coupled to an Agilent 7700x ICP-MS | Laboratory of Mineral Resources Research Center, Fuzhou University; Adelaide Microscopy, the University of Adelaide | EPMA point analysis: accelerating voltage 15 kV, beam current 20 nA, beam diameter ~5 μm; EPMA mapping: accelerating voltage 20 kV, working current 50 nA, dwell time ~10 ms; BSE imaging: accelerating voltage 20 kV, beam current 10 nA; LA-ICP-MS: energy density 3~3.5 J/cm2, spot sizes 29 to 51 μm, repetition rates 5 Hz (polished thin-section) and 10 Hz (polished blocks), ~30 s background acquisition, ~40 s sample data acquisition | STDGL3 (Danyushevsky et al. 2011) and GSD-1G (USGS) | 12.252 | [19 empty] | 2504.8465 | [5 empty] | 1.2057 | [5 empty] | 168.2432 | [9 empty] | 123103.0903 |  | 0.005 |  |  |  | 0.31095 | [7 empty] | 428.936 | [13 empty] | 1749.3085 | [15 empty] | 1.5568 | [17 empty] | 0.070011 | [9 empty] | 0.86055 | [32 empty] | 2025 |  |  | CHN | Tibet
| Lawu |  | Magmatic hydrothermal | Skarn | Cu-Pb-Zn skarn | Cu, Pb, Zn | In, Sn | Cu, Pb, Zn, In, Sn |  |  | 18-66 a5 sp - 4.d-1 | 18-66 a5 sp - 4.d-1 | underground mine |  |  |  |  | ore material | drill core | underground mining tunnels and drill cores | mineral separate | [5 empty] | mineralisation |  |  |  | sphalerite, chalcopyrite, pyrrhotite, pyrite, arsenopyrite |  |  | Sn-rich Skarn |  |  |  | galena, bismuthinite, marcasite, iron oxides, pyroxene, actinolite, quartz | thin sections and polished blocks examined using optical microscope, BSE detector, and EDS prior to analysis | EMPA, LA-ICPMS | JEOL JXA-8230 electron probe microanalyzer; RESOlution-LR 193 nm ArF excimer laser ablation system coupled to an Agilent 7700x ICP-MS | Laboratory of Mineral Resources Research Center, Fuzhou University; Adelaide Microscopy, the University of Adelaide | EPMA point analysis: accelerating voltage 15 kV, beam current 20 nA, beam diameter ~5 μm; EPMA mapping: accelerating voltage 20 kV, working current 50 nA, dwell time ~10 ms; BSE imaging: accelerating voltage 20 kV, beam current 10 nA; LA-ICP-MS: energy density 3~3.5 J/cm2, spot sizes 29 to 51 μm, repetition rates 5 Hz (polished thin-section) and 10 Hz (polished blocks), ~30 s background acquisition, ~40 s sample data acquisition | STDGL3 (Danyushevsky et al. 2011) and GSD-1G (USGS) | 13.0373 | [19 empty] | 2550.8278 | [5 empty] | 1.4004 | [5 empty] | 168.2432 | [9 empty] | 123635.0706 |  | 0.18023 |  |  |  | 0.35056 | [7 empty] | 445.3007 | [13 empty] | 1823.2755 | [15 empty] | 0.44945 | [17 empty] | 0.125 | [9 empty] | 0.4961 | [32 empty] | 2025 |  |  | CHN | Tibet
| Lawu |  | Magmatic hydrothermal | Skarn | Cu-Pb-Zn skarn | Cu, Pb, Zn | In, Sn | Cu, Pb, Zn, In, Sn |  |  | 18-66 a5 sp - 5.d-1 | 18-66 a5 sp - 5.d-1 | underground mine |  |  |  |  | ore material | drill core | underground mining tunnels and drill cores | mineral separate | [5 empty] | mineralisation |  |  |  | sphalerite, chalcopyrite, pyrrhotite, pyrite, arsenopyrite |  |  | Sn-rich Skarn |  |  |  | galena, bismuthinite, marcasite, iron oxides, pyroxene, actinolite, quartz | thin sections and polished blocks examined using optical microscope, BSE detector, and EDS prior to analysis | EMPA, LA-ICPMS | JEOL JXA-8230 electron probe microanalyzer; RESOlution-LR 193 nm ArF excimer laser ablation system coupled to an Agilent 7700x ICP-MS | Laboratory of Mineral Resources Research Center, Fuzhou University; Adelaide Microscopy, the University of Adelaide | EPMA point analysis: accelerating voltage 15 kV, beam current 20 nA, beam diameter ~5 μm; EPMA mapping: accelerating voltage 20 kV, working current 50 nA, dwell time ~10 ms; BSE imaging: accelerating voltage 20 kV, beam current 10 nA; LA-ICP-MS: energy density 3~3.5 J/cm2, spot sizes 29 to 51 μm, repetition rates 5 Hz (polished thin-section) and 10 Hz (polished blocks), ~30 s background acquisition, ~40 s sample data acquisition | STDGL3 (Danyushevsky et al. 2011) and GSD-1G (USGS) | 28.9085 | [19 empty] | 2606.462 | [5 empty] | 1.497 | [5 empty] | 168.2432 | [9 empty] | 118825.3817 |  | 0.066874 |  |  |  | 0.29652 | [7 empty] | 533.3234 | [13 empty] | 1704.4778 | [15 empty] | 0.44945 | [17 empty] | 0.22526 | [9 empty] | 0.46366 | [32 empty] | 2025 |  |  | CHN | Tibet
| Lawu |  | Magmatic hydrothermal | Skarn | Cu-Pb-Zn skarn | Cu, Pb, Zn | In, Sn | Cu, Pb, Zn, In, Sn |  |  | 18-66 a5 sp - 6.d-1 | 18-66 a5 sp - 6.d-1 | underground mine |  |  |  |  | ore material | drill core | underground mining tunnels and drill cores | mineral separate | [5 empty] | mineralisation |  |  |  | sphalerite, chalcopyrite, pyrrhotite, pyrite, arsenopyrite |  |  | Sn-rich Skarn |  |  |  | galena, bismuthinite, marcasite, iron oxides, pyroxene, actinolite, quartz | thin sections and polished blocks examined using optical microscope, BSE detector, and EDS prior to analysis | EMPA, LA-ICPMS | JEOL JXA-8230 electron probe microanalyzer; RESOlution-LR 193 nm ArF excimer laser ablation system coupled to an Agilent 7700x ICP-MS | Laboratory of Mineral Resources Research Center, Fuzhou University; Adelaide Microscopy, the University of Adelaide | EPMA point analysis: accelerating voltage 15 kV, beam current 20 nA, beam diameter ~5 μm; EPMA mapping: accelerating voltage 20 kV, working current 50 nA, dwell time ~10 ms; BSE imaging: accelerating voltage 20 kV, beam current 10 nA; LA-ICP-MS: energy density 3~3.5 J/cm2, spot sizes 29 to 51 μm, repetition rates 5 Hz (polished thin-section) and 10 Hz (polished blocks), ~30 s background acquisition, ~40 s sample data acquisition | STDGL3 (Danyushevsky et al. 2011) and GSD-1G (USGS) | 18.2611 | [19 empty] | 2188.649 | [5 empty] | 1.5576 | [5 empty] | 252.4331 | [9 empty] | 169989.5445 |  | 0.052479 |  |  |  | 0.35429 | [7 empty] | 420.5683 | [13 empty] | 1356.1567 | [15 empty] | 0.44945 | [17 empty] | 0.21484 | [9 empty] | 2.3229 | [32 empty] | 2025 |  |  | CHN | Tibet
| Lawu |  | Magmatic hydrothermal | Skarn | Cu-Pb-Zn skarn | Cu, Pb, Zn | In, Sn | Cu, Pb, Zn, In, Sn |  |  | 18-66 a5 sp - 7.d-1 | 18-66 a5 sp - 7.d-1 | underground mine |  |  |  |  | ore material | drill core | underground mining tunnels and drill cores | mineral separate | [5 empty] | mineralisation |  |  |  | sphalerite, chalcopyrite, pyrrhotite, pyrite, arsenopyrite |  |  | Sn-rich Skarn |  |  |  | galena, bismuthinite, marcasite, iron oxides, pyroxene, actinolite, quartz | thin sections and polished blocks examined using optical microscope, BSE detector, and EDS prior to analysis | EMPA, LA-ICPMS | JEOL JXA-8230 electron probe microanalyzer; RESOlution-LR 193 nm ArF excimer laser ablation system coupled to an Agilent 7700x ICP-MS | Laboratory of Mineral Resources Research Center, Fuzhou University; Adelaide Microscopy, the University of Adelaide | EPMA point analysis: accelerating voltage 15 kV, beam current 20 nA, beam diameter ~5 μm; EPMA mapping: accelerating voltage 20 kV, working current 50 nA, dwell time ~10 ms; BSE imaging: accelerating voltage 20 kV, beam current 10 nA; LA-ICP-MS: energy density 3~3.5 J/cm2, spot sizes 29 to 51 μm, repetition rates 5 Hz (polished thin-section) and 10 Hz (polished blocks), ~30 s background acquisition, ~40 s sample data acquisition | STDGL3 (Danyushevsky et al. 2011) and GSD-1G (USGS) | 15.4678 | [19 empty] | 2570.5116 | [5 empty] | 0.98514 | [5 empty] | 293.5116 | [9 empty] | 128576.3625 |  | 0.18023 |  |  |  | 0.28437 | [7 empty] | 410.8904 | [13 empty] | 1503.1044 | [15 empty] | 0.44945 | [17 empty] | 0.20211 | [9 empty] | 1.9601 | [32 empty] | 2025 |  |  | CHN | Tibet
| Lawu |  | Magmatic hydrothermal | Skarn | Cu-Pb-Zn skarn | Cu, Pb, Zn | In, Sn | Cu, Pb, Zn, In, Sn |  |  | 18-66 a5 sp - 8.d-1 | 18-66 a5 sp - 8.d-1 | underground mine |  |  |  |  | ore material | drill core | underground mining tunnels and drill cores | mineral separate | [5 empty] | mineralisation |  |  |  | sphalerite, chalcopyrite, pyrrhotite, pyrite, arsenopyrite |  |  | Sn-rich Skarn |  |  |  | galena, bismuthinite, marcasite, iron oxides, pyroxene, actinolite, quartz | thin sections and polished blocks examined using optical microscope, BSE detector, and EDS prior to analysis | EMPA, LA-ICPMS | JEOL JXA-8230 electron probe microanalyzer; RESOlution-LR 193 nm ArF excimer laser ablation system coupled to an Agilent 7700x ICP-MS | Laboratory of Mineral Resources Research Center, Fuzhou University; Adelaide Microscopy, the University of Adelaide | EPMA point analysis: accelerating voltage 15 kV, beam current 20 nA, beam diameter ~5 μm; EPMA mapping: accelerating voltage 20 kV, working current 50 nA, dwell time ~10 ms; BSE imaging: accelerating voltage 20 kV, beam current 10 nA; LA-ICP-MS: energy density 3~3.5 J/cm2, spot sizes 29 to 51 μm, repetition rates 5 Hz (polished thin-section) and 10 Hz (polished blocks), ~30 s background acquisition, ~40 s sample data acquisition | STDGL3 (Danyushevsky et al. 2011) and GSD-1G (USGS) | 11.06 | [19 empty] | 2533.3816 | [5 empty] | 1.1159 | [5 empty] | 267.8813 | [9 empty] | 113652.0596 |  | 0.050854 |  |  |  | 0.37969 | [7 empty] | 426.3751 | [13 empty] | 1441.7473 | [15 empty] | 1.957 | [17 empty] | 0.1176 | [9 empty] | 1.5172 | [32 empty] | 2025 |  |  | CHN | Tibet
| Lawu |  | Magmatic hydrothermal | Skarn | Cu-Pb-Zn skarn | Cu, Pb, Zn | In, Sn | Cu, Pb, Zn, In, Sn |  |  | 18-66 a5 sp - 9.d-1 | 18-66 a5 sp - 9.d-1 | underground mine |  |  |  |  | ore material | drill core | underground mining tunnels and drill cores | mineral separate | [5 empty] | mineralisation |  |  |  | sphalerite, chalcopyrite, pyrrhotite, pyrite, arsenopyrite |  |  | Sn-rich Skarn |  |  |  | galena, bismuthinite, marcasite, iron oxides, pyroxene, actinolite, quartz | thin sections and polished blocks examined using optical microscope, BSE detector, and EDS prior to analysis | EMPA, LA-ICPMS | JEOL JXA-8230 electron probe microanalyzer; RESOlution-LR 193 nm ArF excimer laser ablation system coupled to an Agilent 7700x ICP-MS | Laboratory of Mineral Resources Research Center, Fuzhou University; Adelaide Microscopy, the University of Adelaide | EPMA point analysis: accelerating voltage 15 kV, beam current 20 nA, beam diameter ~5 μm; EPMA mapping: accelerating voltage 20 kV, working current 50 nA, dwell time ~10 ms; BSE imaging: accelerating voltage 20 kV, beam current 10 nA; LA-ICP-MS: energy density 3~3.5 J/cm2, spot sizes 29 to 51 μm, repetition rates 5 Hz (polished thin-section) and 10 Hz (polished blocks), ~30 s background acquisition, ~40 s sample data acquisition | STDGL3 (Danyushevsky et al. 2011) and GSD-1G (USGS) | 17.0995 | [19 empty] | 2604.0163 | [5 empty] | 1.4568 | [5 empty] | 168.2432 | [9 empty] | 130252.2571 |  | 0.39044 |  |  |  | 0.26628 | [7 empty] | 503.8328 | [13 empty] | 1671.8793 | [15 empty] | 0.44945 | [17 empty] | 0.2212 | [9 empty] | 2.6339 | [32 empty] | 2025 |  |  | CHN | Tibet
| Lawu |  | Magmatic hydrothermal | Skarn | Cu-Pb-Zn skarn | Cu, Pb, Zn | In, Sn | Cu, Pb, Zn, In, Sn |  |  | 18-66 a5 sp - 10.d-1 | 18-66 a5 sp - 10.d-1 | underground mine |  |  |  |  | ore material | drill core | underground mining tunnels and drill cores | mineral separate | [5 empty] | mineralisation |  |  |  | sphalerite, chalcopyrite, pyrrhotite, pyrite, arsenopyrite |  |  | Sn-rich Skarn |  |  |  | galena, bismuthinite, marcasite, iron oxides, pyroxene, actinolite, quartz | thin sections and polished blocks examined using optical microscope, BSE detector, and EDS prior to analysis | EMPA, LA-ICPMS | JEOL JXA-8230 electron probe microanalyzer; RESOlution-LR 193 nm ArF excimer laser ablation system coupled to an Agilent 7700x ICP-MS | Laboratory of Mineral Resources Research Center, Fuzhou University; Adelaide Microscopy, the University of Adelaide | EPMA point analysis: accelerating voltage 15 kV, beam current 20 nA, beam diameter ~5 μm; EPMA mapping: accelerating voltage 20 kV, working current 50 nA, dwell time ~10 ms; BSE imaging: accelerating voltage 20 kV, beam current 10 nA; LA-ICP-MS: energy density 3~3.5 J/cm2, spot sizes 29 to 51 μm, repetition rates 5 Hz (polished thin-section) and 10 Hz (polished blocks), ~30 s background acquisition, ~40 s sample data acquisition | STDGL3 (Danyushevsky et al. 2011) and GSD-1G (USGS) | 24.2766 | [19 empty] | 2603.6341 | [5 empty] | 1.358 | [5 empty] | 168.2432 | [9 empty] | 134210.1274 |  | 0.34487 |  |  |  | 0.32173 | [7 empty] | 522.3341 | [13 empty] | 1628.3314 | [15 empty] | 0.44945 | [17 empty] | 0.055126 | [9 empty] | 3.0107 | [32 empty] | 2025 |  |  | CHN | Tibet
| Lawu |  | Magmatic hydrothermal | Skarn | Cu-Pb-Zn skarn | Cu, Pb, Zn | In, Sn | Cu, Pb, Zn, In, Sn |  |  | 18-66 a5 sp - 11.d-1 | 18-66 a5 sp - 11.d-1 | underground mine |  |  |  |  | ore material | drill core | underground mining tunnels and drill cores | mineral separate | [5 empty] | mineralisation |  |  |  | sphalerite, chalcopyrite, pyrrhotite, pyrite, arsenopyrite |  |  | Sn-rich Skarn |  |  |  | galena, bismuthinite, marcasite, iron oxides, pyroxene, actinolite, quartz | thin sections and polished blocks examined using optical microscope, BSE detector, and EDS prior to analysis | EMPA, LA-ICPMS | JEOL JXA-8230 electron probe microanalyzer; RESOlution-LR 193 nm ArF excimer laser ablation system coupled to an Agilent 7700x ICP-MS | Laboratory of Mineral Resources Research Center, Fuzhou University; Adelaide Microscopy, the University of Adelaide | EPMA point analysis: accelerating voltage 15 kV, beam current 20 nA, beam diameter ~5 μm; EPMA mapping: accelerating voltage 20 kV, working current 50 nA, dwell time ~10 ms; BSE imaging: accelerating voltage 20 kV, beam current 10 nA; LA-ICP-MS: energy density 3~3.5 J/cm2, spot sizes 29 to 51 μm, repetition rates 5 Hz (polished thin-section) and 10 Hz (polished blocks), ~30 s background acquisition, ~40 s sample data acquisition | STDGL3 (Danyushevsky et al. 2011) and GSD-1G (USGS) | 15.7629 | [19 empty] | 2515.9939 | [5 empty] | 1.5248 | [5 empty] | 501.1779 | [9 empty] | 127921.6188 |  | 0.37195 |  |  |  | 0.33675 | [7 empty] | 486.9091 | [13 empty] | 1662.1727 | [15 empty] | 0.44945 | [17 empty] | 0.17076 | [9 empty] | 1.2125 | [32 empty] | 2025 |  |  | CHN | Tibet
| Lawu |  | Magmatic hydrothermal | Skarn | Cu-Pb-Zn skarn | Cu, Pb, Zn | In, Sn | Cu, Pb, Zn, In, Sn |  |  | 18-66 a5 sp - 12.d-1 | 18-66 a5 sp - 12.d-1 | underground mine |  |  |  |  | ore material | drill core | underground mining tunnels and drill cores | mineral separate | [5 empty] | mineralisation |  |  |  | sphalerite, chalcopyrite, pyrrhotite, pyrite, arsenopyrite |  |  | Sn-rich Skarn |  |  |  | galena, bismuthinite, marcasite, iron oxides, pyroxene, actinolite, quartz | thin sections and polished blocks examined using optical microscope, BSE detector, and EDS prior to analysis | EMPA, LA-ICPMS | JEOL JXA-8230 electron probe microanalyzer; RESOlution-LR 193 nm ArF excimer laser ablation system coupled to an Agilent 7700x ICP-MS | Laboratory of Mineral Resources Research Center, Fuzhou University; Adelaide Microscopy, the University of Adelaide | EPMA point analysis: accelerating voltage 15 kV, beam current 20 nA, beam diameter ~5 μm; EPMA mapping: accelerating voltage 20 kV, working current 50 nA, dwell time ~10 ms; BSE imaging: accelerating voltage 20 kV, beam current 10 nA; LA-ICP-MS: energy density 3~3.5 J/cm2, spot sizes 29 to 51 μm, repetition rates 5 Hz (polished thin-section) and 10 Hz (polished blocks), ~30 s background acquisition, ~40 s sample data acquisition | STDGL3 (Danyushevsky et al. 2011) and GSD-1G (USGS) | 13.9957 | [19 empty] | 2476.4648 | [5 empty] | 1.8896 | [5 empty] | 405.3497 | [9 empty] | 127654.9037 |  | 0.31823 |  |  |  | 0.27389 | [7 empty] | 527.2975 | [13 empty] | 1979.3568 | [15 empty] | 0.44945 | [17 empty] | 0.056467 | [9 empty] | 0.88632 | [32 empty] | 2025 |  |  | CHN | Tibet
| Lawu |  | Magmatic hydrothermal | Skarn | Cu-Pb-Zn skarn | Cu, Pb, Zn | In, Sn | Cu, Pb, Zn, In, Sn |  |  | 18-66 a5 sp - 13.d-1 | 18-66 a5 sp - 13.d-1 | underground mine |  |  |  |  | ore material | drill core | underground mining tunnels and drill cores | mineral separate | [5 empty] | mineralisation |  |  |  | sphalerite, chalcopyrite, pyrrhotite, pyrite, arsenopyrite |  |  | Sn-rich Skarn |  |  |  | galena, bismuthinite, marcasite, iron oxides, pyroxene, actinolite, quartz | thin sections and polished blocks examined using optical microscope, BSE detector, and EDS prior to analysis | EMPA, LA-ICPMS | JEOL JXA-8230 electron probe microanalyzer; RESOlution-LR 193 nm ArF excimer laser ablation system coupled to an Agilent 7700x ICP-MS | Laboratory of Mineral Resources Research Center, Fuzhou University; Adelaide Microscopy, the University of Adelaide | EPMA point analysis: accelerating voltage 15 kV, beam current 20 nA, beam diameter ~5 μm; EPMA mapping: accelerating voltage 20 kV, working current 50 nA, dwell time ~10 ms; BSE imaging: accelerating voltage 20 kV, beam current 10 nA; LA-ICP-MS: energy density 3~3.5 J/cm2, spot sizes 29 to 51 μm, repetition rates 5 Hz (polished thin-section) and 10 Hz (polished blocks), ~30 s background acquisition, ~40 s sample data acquisition | STDGL3 (Danyushevsky et al. 2011) and GSD-1G (USGS) | 16.1027 | [19 empty] | 2367.5389 | [5 empty] | 1.9406 | [5 empty] | 424.1083 | [9 empty] | 121201.141 |  | 0.34403 |  |  |  | 0.25606 | [7 empty] | 567.7242 | [13 empty] | 1870.6716 | [15 empty] | 0.44945 | [17 empty] | 0.14935 | [9 empty] | 1.0263 | [32 empty] | 2025 |  |  | CHN | Tibet
| Lawu |  | Magmatic hydrothermal | Skarn | Cu-Pb-Zn skarn | Cu, Pb, Zn | In, Sn | Cu, Pb, Zn, In, Sn |  |  | 18-66 a5 sp - 14.d-1 | 18-66 a5 sp - 14.d-1 | underground mine |  |  |  |  | ore material | drill core | underground mining tunnels and drill cores | mineral separate | [5 empty] | mineralisation |  |  |  | sphalerite, chalcopyrite, pyrrhotite, pyrite, arsenopyrite |  |  | Sn-rich Skarn |  |  |  | galena, bismuthinite, marcasite, iron oxides, pyroxene, actinolite, quartz | thin sections and polished blocks examined using optical microscope, BSE detector, and EDS prior to analysis | EMPA, LA-ICPMS | JEOL JXA-8230 electron probe microanalyzer; RESOlution-LR 193 nm ArF excimer laser ablation system coupled to an Agilent 7700x ICP-MS | Laboratory of Mineral Resources Research Center, Fuzhou University; Adelaide Microscopy, the University of Adelaide | EPMA point analysis: accelerating voltage 15 kV, beam current 20 nA, beam diameter ~5 μm; EPMA mapping: accelerating voltage 20 kV, working current 50 nA, dwell time ~10 ms; BSE imaging: accelerating voltage 20 kV, beam current 10 nA; LA-ICP-MS: energy density 3~3.5 J/cm2, spot sizes 29 to 51 μm, repetition rates 5 Hz (polished thin-section) and 10 Hz (polished blocks), ~30 s background acquisition, ~40 s sample data acquisition | STDGL3 (Danyushevsky et al. 2011) and GSD-1G (USGS) | 14.2447 | [19 empty] | 2428.5648 | [5 empty] | 1.9753 | [5 empty] | 388.5903 | [9 empty] | 126110.0508 |  | 0.3508 |  |  |  | 0.30804 | [7 empty] | 563.0135 | [13 empty] | 1679.4751 | [15 empty] | 0.12053 | [17 empty] | 0.14071 | [9 empty] | 2.2911 | [32 empty] | 2025 |  |  | CHN | Tibet
| Lawu |  | Magmatic hydrothermal | Skarn | Cu-Pb-Zn skarn | Cu, Pb, Zn | In, Sn | Cu, Pb, Zn, In, Sn |  |  | 18-66 a5 sp - 15.d-1 | 18-66 a5 sp - 15.d-1 | underground mine |  |  |  |  | ore material | drill core | underground mining tunnels and drill cores | mineral separate | [5 empty] | mineralisation |  |  |  | sphalerite, chalcopyrite, pyrrhotite, pyrite, arsenopyrite |  |  | Sn-rich Skarn |  |  |  | galena, bismuthinite, marcasite, iron oxides, pyroxene, actinolite, quartz | thin sections and polished blocks examined using optical microscope, BSE detector, and EDS prior to analysis | EMPA, LA-ICPMS | JEOL JXA-8230 electron probe microanalyzer; RESOlution-LR 193 nm ArF excimer laser ablation system coupled to an Agilent 7700x ICP-MS | Laboratory of Mineral Resources Research Center, Fuzhou University; Adelaide Microscopy, the University of Adelaide | EPMA point analysis: accelerating voltage 15 kV, beam current 20 nA, beam diameter ~5 μm; EPMA mapping: accelerating voltage 20 kV, working current 50 nA, dwell time ~10 ms; BSE imaging: accelerating voltage 20 kV, beam current 10 nA; LA-ICP-MS: energy density 3~3.5 J/cm2, spot sizes 29 to 51 μm, repetition rates 5 Hz (polished thin-section) and 10 Hz (polished blocks), ~30 s background acquisition, ~40 s sample data acquisition | STDGL3 (Danyushevsky et al. 2011) and GSD-1G (USGS) | 16.3711 | [19 empty] | 2442.2686 | [5 empty] | 1.5567 | [5 empty] | 350.017 | [9 empty] | 121203.9199 |  | 0.38797 |  |  |  | 0.34031 | [7 empty] | 547.1707 | [13 empty] | 2121.5473 | [15 empty] | 0.44945 | [17 empty] | 0.10148 | [9 empty] | 0.45858 | [32 empty] | 2025 |  |  | CHN | Tibet
| Lawu |  | Magmatic hydrothermal | Skarn | Cu-Pb-Zn skarn | Cu, Pb, Zn | In, Sn | Cu, Pb, Zn, In, Sn |  |  | 18-66 a5 sp - 16.d-1 | 18-66 a5 sp - 16.d-1 | underground mine |  |  |  |  | ore material | drill core | underground mining tunnels and drill cores | mineral separate | [5 empty] | mineralisation |  |  |  | sphalerite, chalcopyrite, pyrrhotite, pyrite, arsenopyrite |  |  | Sn-rich Skarn |  |  |  | galena, bismuthinite, marcasite, iron oxides, pyroxene, actinolite, quartz | thin sections and polished blocks examined using optical microscope, BSE detector, and EDS prior to analysis | EMPA, LA-ICPMS | JEOL JXA-8230 electron probe microanalyzer; RESOlution-LR 193 nm ArF excimer laser ablation system coupled to an Agilent 7700x ICP-MS | Laboratory of Mineral Resources Research Center, Fuzhou University; Adelaide Microscopy, the University of Adelaide | EPMA point analysis: accelerating voltage 15 kV, beam current 20 nA, beam diameter ~5 μm; EPMA mapping: accelerating voltage 20 kV, working current 50 nA, dwell time ~10 ms; BSE imaging: accelerating voltage 20 kV, beam current 10 nA; LA-ICP-MS: energy density 3~3.5 J/cm2, spot sizes 29 to 51 μm, repetition rates 5 Hz (polished thin-section) and 10 Hz (polished blocks), ~30 s background acquisition, ~40 s sample data acquisition | STDGL3 (Danyushevsky et al. 2011) and GSD-1G (USGS) | 15.9531 | [19 empty] | 2546.0154 | [5 empty] | 1.6002 | [5 empty] | 168.2432 | [9 empty] | 124210.2307 |  | 0.25468 |  |  |  | 0.35386 | [7 empty] | 549.611 | [13 empty] | 2288.961 | [15 empty] | 0.44945 | [17 empty] | 0.11381 | [9 empty] | 0.85063 | [32 empty] | 2025 |  |  | CHN | Tibet
| Lawu |  | Magmatic hydrothermal | Skarn | Cu-Pb-Zn skarn | Cu, Pb, Zn | In, Sn | Cu, Pb, Zn, In, Sn |  |  | 18-66 a5 sp - 17.d-1 | 18-66 a5 sp - 17.d-1 | underground mine |  |  |  |  | ore material | drill core | underground mining tunnels and drill cores | mineral separate | [5 empty] | mineralisation |  |  |  | sphalerite, chalcopyrite, pyrrhotite, pyrite, arsenopyrite |  |  | Sn-rich Skarn |  |  |  | galena, bismuthinite, marcasite, iron oxides, pyroxene, actinolite, quartz | thin sections and polished blocks examined using optical microscope, BSE detector, and EDS prior to analysis | EMPA, LA-ICPMS | JEOL JXA-8230 electron probe microanalyzer; RESOlution-LR 193 nm ArF excimer laser ablation system coupled to an Agilent 7700x ICP-MS | Laboratory of Mineral Resources Research Center, Fuzhou University; Adelaide Microscopy, the University of Adelaide | EPMA point analysis: accelerating voltage 15 kV, beam current 20 nA, beam diameter ~5 μm; EPMA mapping: accelerating voltage 20 kV, working current 50 nA, dwell time ~10 ms; BSE imaging: accelerating voltage 20 kV, beam current 10 nA; LA-ICP-MS: energy density 3~3.5 J/cm2, spot sizes 29 to 51 μm, repetition rates 5 Hz (polished thin-section) and 10 Hz (polished blocks), ~30 s background acquisition, ~40 s sample data acquisition | STDGL3 (Danyushevsky et al. 2011) and GSD-1G (USGS) | 17.2252 | [19 empty] | 2392.1102 | [5 empty] | 1.5799 | [5 empty] | 168.2432 | [9 empty] | 125400.0605 |  | 0.01 |  |  |  | 0.2988 | [7 empty] | 508.3388 | [13 empty] | 2021.655 | [15 empty] | 0.44945 | [17 empty] | 0.11688 | [9 empty] | 0.55667 | [32 empty] | 2025 |  |  | CHN | Tibet
| Lawu |  | Magmatic hydrothermal | Skarn | Cu-Pb-Zn skarn | Cu, Pb, Zn | In, Sn | Cu, Pb, Zn, In, Sn |  |  | 18-66 a5 sp - 18.d-1 | 18-66 a5 sp - 18.d-1 | underground mine |  |  |  |  | ore material | drill core | underground mining tunnels and drill cores | mineral separate | [5 empty] | mineralisation |  |  |  | sphalerite, chalcopyrite, pyrrhotite, pyrite, arsenopyrite |  |  | Sn-rich Skarn |  |  |  | galena, bismuthinite, marcasite, iron oxides, pyroxene, actinolite, quartz | thin sections and polished blocks examined using optical microscope, BSE detector, and EDS prior to analysis | EMPA, LA-ICPMS | JEOL JXA-8230 electron probe microanalyzer; RESOlution-LR 193 nm ArF excimer laser ablation system coupled to an Agilent 7700x ICP-MS | Laboratory of Mineral Resources Research Center, Fuzhou University; Adelaide Microscopy, the University of Adelaide | EPMA point analysis: accelerating voltage 15 kV, beam current 20 nA, beam diameter ~5 μm; EPMA mapping: accelerating voltage 20 kV, working current 50 nA, dwell time ~10 ms; BSE imaging: accelerating voltage 20 kV, beam current 10 nA; LA-ICP-MS: energy density 3~3.5 J/cm2, spot sizes 29 to 51 μm, repetition rates 5 Hz (polished thin-section) and 10 Hz (polished blocks), ~30 s background acquisition, ~40 s sample data acquisition | STDGL3 (Danyushevsky et al. 2011) and GSD-1G (USGS) | 15.4975 | [19 empty] | 2531.3853 | [5 empty] | 1.5186 | [5 empty] | 168.2432 | [9 empty] | 127071.1235 |  | 0.045476 |  |  |  | 0.34223 | [7 empty] | 523.6782 | [13 empty] | 1751.4938 | [15 empty] | 0.44945 | [17 empty] | 0.12546 | [9 empty] | 0.46974 | [32 empty] | 2025 |  |  | CHN | Tibet
| Lawu |  | Magmatic hydrothermal | Skarn | Cu-Pb-Zn skarn | Cu, Pb, Zn | In, Sn | Cu, Pb, Zn, In, Sn |  |  | 18-66 a5 sp - 19.d-1 | 18-66 a5 sp - 19.d-1 | underground mine |  |  |  |  | ore material | drill core | underground mining tunnels and drill cores | mineral separate | [5 empty] | mineralisation |  |  |  | sphalerite, chalcopyrite, pyrrhotite, pyrite, arsenopyrite |  |  | Sn-rich Skarn |  |  |  | galena, bismuthinite, marcasite, iron oxides, pyroxene, actinolite, quartz | thin sections and polished blocks examined using optical microscope, BSE detector, and EDS prior to analysis | EMPA, LA-ICPMS | JEOL JXA-8230 electron probe microanalyzer; RESOlution-LR 193 nm ArF excimer laser ablation system coupled to an Agilent 7700x ICP-MS | Laboratory of Mineral Resources Research Center, Fuzhou University; Adelaide Microscopy, the University of Adelaide | EPMA point analysis: accelerating voltage 15 kV, beam current 20 nA, beam diameter ~5 μm; EPMA mapping: accelerating voltage 20 kV, working current 50 nA, dwell time ~10 ms; BSE imaging: accelerating voltage 20 kV, beam current 10 nA; LA-ICP-MS: energy density 3~3.5 J/cm2, spot sizes 29 to 51 μm, repetition rates 5 Hz (polished thin-section) and 10 Hz (polished blocks), ~30 s background acquisition, ~40 s sample data acquisition | STDGL3 (Danyushevsky et al. 2011) and GSD-1G (USGS) | 13.8622 | [19 empty] | 2483.3499 | [5 empty] | 1.4898 | [5 empty] | 313.5513 | [9 empty] | 124907.4662 |  | 0.18023 |  |  |  | 0.28248 | [7 empty] | 485.2418 | [13 empty] | 1655.5666 | [15 empty] | 1.8845 | [17 empty] | 0.063144 | [9 empty] | 1.3616 | [32 empty] | 2025 |  |  | CHN | Tibet
| Lawu |  | Magmatic hydrothermal | Skarn | Cu-Pb-Zn skarn | Cu, Pb, Zn | In, Sn | Cu, Pb, Zn, In, Sn |  |  | 18-66 a5 sp - 20.d-1 | 18-66 a5 sp - 20.d-1 | underground mine |  |  |  |  | ore material | drill core | underground mining tunnels and drill cores | mineral separate | [5 empty] | mineralisation |  |  |  | sphalerite, chalcopyrite, pyrrhotite, pyrite, arsenopyrite |  |  | Sn-rich Skarn |  |  |  | galena, bismuthinite, marcasite, iron oxides, pyroxene, actinolite, quartz | thin sections and polished blocks examined using optical microscope, BSE detector, and EDS prior to analysis | EMPA, LA-ICPMS | JEOL JXA-8230 electron probe microanalyzer; RESOlution-LR 193 nm ArF excimer laser ablation system coupled to an Agilent 7700x ICP-MS | Laboratory of Mineral Resources Research Center, Fuzhou University; Adelaide Microscopy, the University of Adelaide | EPMA point analysis: accelerating voltage 15 kV, beam current 20 nA, beam diameter ~5 μm; EPMA mapping: accelerating voltage 20 kV, working current 50 nA, dwell time ~10 ms; BSE imaging: accelerating voltage 20 kV, beam current 10 nA; LA-ICP-MS: energy density 3~3.5 J/cm2, spot sizes 29 to 51 μm, repetition rates 5 Hz (polished thin-section) and 10 Hz (polished blocks), ~30 s background acquisition, ~40 s sample data acquisition | STDGL3 (Danyushevsky et al. 2011) and GSD-1G (USGS) | 16.0802 | [19 empty] | 2511.828 | [5 empty] | 1.5288 | [5 empty] | 168.2432 | [9 empty] | 129636.1297 |  | 0.01 |  |  |  | 0.29609 | [7 empty] | 477.2959 | [13 empty] | 1965.0216 | [15 empty] | 3.0207 | [17 empty] | 0.070655 | [9 empty] | 1.1335 | [32 empty] | 2025 |  |  | CHN | Tibet
| Lawu |  | Magmatic hydrothermal | Skarn | Cu-Pb-Zn skarn | Cu, Pb, Zn | In, Sn | Cu, Pb, Zn, In, Sn |  |  | 18-68 a1 sp - 1.d-1 | 18-68 a1 sp - 1.d-1 | underground mine |  |  |  |  | ore material | drill core | underground mining tunnels and drill cores | mineral separate | [5 empty] | mineralisation |  |  |  | sphalerite, chalcopyrite, pyrrhotite, pyrite, arsenopyrite |  |  | Sn-rich Skarn |  |  |  | galena, bismuthinite, marcasite, iron oxides, pyroxene, actinolite, quartz | thin sections and polished blocks examined using optical microscope, BSE detector, and EDS prior to analysis | EMPA, LA-ICPMS | JEOL JXA-8230 electron probe microanalyzer; RESOlution-LR 193 nm ArF excimer laser ablation system coupled to an Agilent 7700x ICP-MS | Laboratory of Mineral Resources Research Center, Fuzhou University; Adelaide Microscopy, the University of Adelaide | EPMA point analysis: accelerating voltage 15 kV, beam current 20 nA, beam diameter ~5 μm; EPMA mapping: accelerating voltage 20 kV, working current 50 nA, dwell time ~10 ms; BSE imaging: accelerating voltage 20 kV, beam current 10 nA; LA-ICP-MS: energy density 3~3.5 J/cm2, spot sizes 29 to 51 μm, repetition rates 5 Hz (polished thin-section) and 10 Hz (polished blocks), ~30 s background acquisition, ~40 s sample data acquisition | STDGL3 (Danyushevsky et al. 2011) and GSD-1G (USGS) | 13.0452 | [19 empty] | 3035.6555 | [5 empty] | 5.1858 | [5 empty] | 286.2139 | [9 empty] | 120023.1079 |  | 0.04995 |  |  |  | 0.28341 | [7 empty] | 1063.1154 | [13 empty] | 219.2839 | [15 empty] | 0.435 | [17 empty] | 0.3157 | [9 empty] | 2.9105 | [32 empty] | 2025 |  |  | CHN | Tibet
| Lawu |  | Magmatic hydrothermal | Skarn | Cu-Pb-Zn skarn | Cu, Pb, Zn | In, Sn | Cu, Pb, Zn, In, Sn |  |  | 18-68 a1 sp - 2.d-1 | 18-68 a1 sp - 2.d-1 | underground mine |  |  |  |  | ore material | drill core | underground mining tunnels and drill cores | mineral separate | [5 empty] | mineralisation |  |  |  | sphalerite, chalcopyrite, pyrrhotite, pyrite, arsenopyrite |  |  | Sn-rich Skarn |  |  |  | galena, bismuthinite, marcasite, iron oxides, pyroxene, actinolite, quartz | thin sections and polished blocks examined using optical microscope, BSE detector, and EDS prior to analysis | EMPA, LA-ICPMS | JEOL JXA-8230 electron probe microanalyzer; RESOlution-LR 193 nm ArF excimer laser ablation system coupled to an Agilent 7700x ICP-MS | Laboratory of Mineral Resources Research Center, Fuzhou University; Adelaide Microscopy, the University of Adelaide | EPMA point analysis: accelerating voltage 15 kV, beam current 20 nA, beam diameter ~5 μm; EPMA mapping: accelerating voltage 20 kV, working current 50 nA, dwell time ~10 ms; BSE imaging: accelerating voltage 20 kV, beam current 10 nA; LA-ICP-MS: energy density 3~3.5 J/cm2, spot sizes 29 to 51 μm, repetition rates 5 Hz (polished thin-section) and 10 Hz (polished blocks), ~30 s background acquisition, ~40 s sample data acquisition | STDGL3 (Danyushevsky et al. 2011) and GSD-1G (USGS) | 9.9249 | [19 empty] | 2681.4331 | [5 empty] | 4.6106 | [5 empty] | 286.2139 | [9 empty] | 102404.05 |  | 0.031257 |  |  |  | 0.2625 | [7 empty] | 969.5789 | [13 empty] | 193.8882 | [15 empty] | 0.435 | [17 empty] | 0.47724 | [9 empty] | 3.5186 | [32 empty] | 2025 |  |  | CHN | Tibet
| Lawu |  | Magmatic hydrothermal | Skarn | Cu-Pb-Zn skarn | Cu, Pb, Zn | In, Sn | Cu, Pb, Zn, In, Sn |  |  | 18-68 a1 sp - 3.d-1 | 18-68 a1 sp - 3.d-1 | underground mine |  |  |  |  | ore material | drill core | underground mining tunnels and drill cores | mineral separate | [5 empty] | mineralisation |  |  |  | sphalerite, chalcopyrite, pyrrhotite, pyrite, arsenopyrite |  |  | Sn-rich Skarn |  |  |  | galena, bismuthinite, marcasite, iron oxides, pyroxene, actinolite, quartz | thin sections and polished blocks examined using optical microscope, BSE detector, and EDS prior to analysis | EMPA, LA-ICPMS | JEOL JXA-8230 electron probe microanalyzer; RESOlution-LR 193 nm ArF excimer laser ablation system coupled to an Agilent 7700x ICP-MS | Laboratory of Mineral Resources Research Center, Fuzhou University; Adelaide Microscopy, the University of Adelaide | EPMA point analysis: accelerating voltage 15 kV, beam current 20 nA, beam diameter ~5 μm; EPMA mapping: accelerating voltage 20 kV, working current 50 nA, dwell time ~10 ms; BSE imaging: accelerating voltage 20 kV, beam current 10 nA; LA-ICP-MS: energy density 3~3.5 J/cm2, spot sizes 29 to 51 μm, repetition rates 5 Hz (polished thin-section) and 10 Hz (polished blocks), ~30 s background acquisition, ~40 s sample data acquisition | STDGL3 (Danyushevsky et al. 2011) and GSD-1G (USGS) | 5.5603 | [19 empty] | 2805.2171 | [5 empty] | 5.0694 | [5 empty] | 670.8476 | [9 empty] | 126835.889 |  | 0.033963 |  |  |  | 0.25711 | [7 empty] | 999.7511 | [13 empty] | 417.4764 | [15 empty] | 0.14527 | [17 empty] | 0.03206 | [9 empty] | 2.0378 | [32 empty] | 2025 |  |  | CHN | Tibet
| Lawu |  | Magmatic hydrothermal | Skarn | Cu-Pb-Zn skarn | Cu, Pb, Zn | In, Sn | Cu, Pb, Zn, In, Sn |  |  | 18-68 a1 sp - 4.d-1 | 18-68 a1 sp - 4.d-1 | underground mine |  |  |  |  | ore material | drill core | underground mining tunnels and drill cores | mineral separate | [5 empty] | mineralisation |  |  |  | sphalerite, chalcopyrite, pyrrhotite, pyrite, arsenopyrite |  |  | Sn-rich Skarn |  |  |  | galena, bismuthinite, marcasite, iron oxides, pyroxene, actinolite, quartz | thin sections and polished blocks examined using optical microscope, BSE detector, and EDS prior to analysis | EMPA, LA-ICPMS | JEOL JXA-8230 electron probe microanalyzer; RESOlution-LR 193 nm ArF excimer laser ablation system coupled to an Agilent 7700x ICP-MS | Laboratory of Mineral Resources Research Center, Fuzhou University; Adelaide Microscopy, the University of Adelaide | EPMA point analysis: accelerating voltage 15 kV, beam current 20 nA, beam diameter ~5 μm; EPMA mapping: accelerating voltage 20 kV, working current 50 nA, dwell time ~10 ms; BSE imaging: accelerating voltage 20 kV, beam current 10 nA; LA-ICP-MS: energy density 3~3.5 J/cm2, spot sizes 29 to 51 μm, repetition rates 5 Hz (polished thin-section) and 10 Hz (polished blocks), ~30 s background acquisition, ~40 s sample data acquisition | STDGL3 (Danyushevsky et al. 2011) and GSD-1G (USGS) | 7.6041 | [19 empty] | 2889.7754 | [5 empty] | 5.168 | [5 empty] | 286.2139 | [9 empty] | 129046.0542 |  | 0.037759 |  |  |  | 0.3413 | [7 empty] | 1073.4555 | [13 empty] | 521.3828 | [15 empty] | 2.2935 | [17 empty] | 0.098874 | [9 empty] | 1.8042 | [32 empty] | 2025 |  |  | CHN | Tibet
| Lawu |  | Magmatic hydrothermal | Skarn | Cu-Pb-Zn skarn | Cu, Pb, Zn | In, Sn | Cu, Pb, Zn, In, Sn |  |  | 18-68 a1 sp - 5.d-1 | 18-68 a1 sp - 5.d-1 | underground mine |  |  |  |  | ore material | drill core | underground mining tunnels and drill cores | mineral separate | [5 empty] | mineralisation |  |  |  | sphalerite, chalcopyrite, pyrrhotite, pyrite, arsenopyrite |  |  | Sn-rich Skarn |  |  |  | galena, bismuthinite, marcasite, iron oxides, pyroxene, actinolite, quartz | thin sections and polished blocks examined using optical microscope, BSE detector, and EDS prior to analysis | EMPA, LA-ICPMS | JEOL JXA-8230 electron probe microanalyzer; RESOlution-LR 193 nm ArF excimer laser ablation system coupled to an Agilent 7700x ICP-MS | Laboratory of Mineral Resources Research Center, Fuzhou University; Adelaide Microscopy, the University of Adelaide | EPMA point analysis: accelerating voltage 15 kV, beam current 20 nA, beam diameter ~5 μm; EPMA mapping: accelerating voltage 20 kV, working current 50 nA, dwell time ~10 ms; BSE imaging: accelerating voltage 20 kV, beam current 10 nA; LA-ICP-MS: energy density 3~3.5 J/cm2, spot sizes 29 to 51 μm, repetition rates 5 Hz (polished thin-section) and 10 Hz (polished blocks), ~30 s background acquisition, ~40 s sample data acquisition | STDGL3 (Danyushevsky et al. 2011) and GSD-1G (USGS) | 8.2619 | [19 empty] | 2861.96 | [5 empty] | 4.9744 | [5 empty] | 286.2139 | [9 empty] | 121340.9685 |  | 0.033011 |  |  |  | 0.33048 | [7 empty] | 989.1432 | [13 empty] | 336.8985 | [15 empty] | 2.2907 | [17 empty] | 0.81469 | [9 empty] | 5.9424 | [32 empty] | 2025 |  |  | CHN | Tibet
| Lawu |  | Magmatic hydrothermal | Skarn | Cu-Pb-Zn skarn | Cu, Pb, Zn | In, Sn | Cu, Pb, Zn, In, Sn |  |  | 18-68 a1 sp - 6.d-1 | 18-68 a1 sp - 6.d-1 | underground mine |  |  |  |  | ore material | drill core | underground mining tunnels and drill cores | mineral separate | [5 empty] | mineralisation |  |  |  | sphalerite, chalcopyrite, pyrrhotite, pyrite, arsenopyrite |  |  | Sn-rich Skarn |  |  |  | galena, bismuthinite, marcasite, iron oxides, pyroxene, actinolite, quartz | thin sections and polished blocks examined using optical microscope, BSE detector, and EDS prior to analysis | EMPA, LA-ICPMS | JEOL JXA-8230 electron probe microanalyzer; RESOlution-LR 193 nm ArF excimer laser ablation system coupled to an Agilent 7700x ICP-MS | Laboratory of Mineral Resources Research Center, Fuzhou University; Adelaide Microscopy, the University of Adelaide | EPMA point analysis: accelerating voltage 15 kV, beam current 20 nA, beam diameter ~5 μm; EPMA mapping: accelerating voltage 20 kV, working current 50 nA, dwell time ~10 ms; BSE imaging: accelerating voltage 20 kV, beam current 10 nA; LA-ICP-MS: energy density 3~3.5 J/cm2, spot sizes 29 to 51 μm, repetition rates 5 Hz (polished thin-section) and 10 Hz (polished blocks), ~30 s background acquisition, ~40 s sample data acquisition | STDGL3 (Danyushevsky et al. 2011) and GSD-1G (USGS) | 6.7212 | [19 empty] | 2786.5366 | [5 empty] | 4.9585 | [5 empty] | 286.2139 | [9 empty] | 119342.1958 |  | 0.030011 |  |  |  | 0.30658 | [7 empty] | 1002.2005 | [13 empty] | 260.1773 | [15 empty] | 0.435 | [17 empty] | 0.074471 | [9 empty] | 1.1029 | [32 empty] | 2025 |  |  | CHN | Tibet
| Lawu |  | Magmatic hydrothermal | Skarn | Cu-Pb-Zn skarn | Cu, Pb, Zn | In, Sn | Cu, Pb, Zn, In, Sn |  |  | 18-68 a1 sp - 7.d-1 | 18-68 a1 sp - 7.d-1 | underground mine |  |  |  |  | ore material | drill core | underground mining tunnels and drill cores | mineral separate | [5 empty] | mineralisation |  |  |  | sphalerite, chalcopyrite, pyrrhotite, pyrite, arsenopyrite |  |  | Sn-rich Skarn |  |  |  | galena, bismuthinite, marcasite, iron oxides, pyroxene, actinolite, quartz | thin sections and polished blocks examined using optical microscope, BSE detector, and EDS prior to analysis | EMPA, LA-ICPMS | JEOL JXA-8230 electron probe microanalyzer; RESOlution-LR 193 nm ArF excimer laser ablation system coupled to an Agilent 7700x ICP-MS | Laboratory of Mineral Resources Research Center, Fuzhou University; Adelaide Microscopy, the University of Adelaide | EPMA point analysis: accelerating voltage 15 kV, beam current 20 nA, beam diameter ~5 μm; EPMA mapping: accelerating voltage 20 kV, working current 50 nA, dwell time ~10 ms; BSE imaging: accelerating voltage 20 kV, beam current 10 nA; LA-ICP-MS: energy density 3~3.5 J/cm2, spot sizes 29 to 51 μm, repetition rates 5 Hz (polished thin-section) and 10 Hz (polished blocks), ~30 s background acquisition, ~40 s sample data acquisition | STDGL3 (Danyushevsky et al. 2011) and GSD-1G (USGS) | 12.2878 | [19 empty] | 2906.9794 | [5 empty] | 4.8368 | [5 empty] | 286.2139 | [9 empty] | 123955.4029 |  | 0.034261 |  |  |  | 0.29266 | [7 empty] | 1011.4516 | [13 empty] | 265.2411 | [15 empty] | 0.435 | [17 empty] | 0.17134 | [9 empty] | 1.3247 | [32 empty] | 2025 |  |  | CHN | Tibet
| Lawu |  | Magmatic hydrothermal | Skarn | Cu-Pb-Zn skarn | Cu, Pb, Zn | In, Sn | Cu, Pb, Zn, In, Sn |  |  | 18-68 a1 sp - 8.d-1 | 18-68 a1 sp - 8.d-1 | underground mine |  |  |  |  | ore material | drill core | underground mining tunnels and drill cores | mineral separate | [5 empty] | mineralisation |  |  |  | sphalerite, chalcopyrite, pyrrhotite, pyrite, arsenopyrite |  |  | Sn-rich Skarn |  |  |  | galena, bismuthinite, marcasite, iron oxides, pyroxene, actinolite, quartz | thin sections and polished blocks examined using optical microscope, BSE detector, and EDS prior to analysis | EMPA, LA-ICPMS | JEOL JXA-8230 electron probe microanalyzer; RESOlution-LR 193 nm ArF excimer laser ablation system coupled to an Agilent 7700x ICP-MS | Laboratory of Mineral Resources Research Center, Fuzhou University; Adelaide Microscopy, the University of Adelaide | EPMA point analysis: accelerating voltage 15 kV, beam current 20 nA, beam diameter ~5 μm; EPMA mapping: accelerating voltage 20 kV, working current 50 nA, dwell time ~10 ms; BSE imaging: accelerating voltage 20 kV, beam current 10 nA; LA-ICP-MS: energy density 3~3.5 J/cm2, spot sizes 29 to 51 μm, repetition rates 5 Hz (polished thin-section) and 10 Hz (polished blocks), ~30 s background acquisition, ~40 s sample data acquisition | STDGL3 (Danyushevsky et al. 2011) and GSD-1G (USGS) | 8.3127 | [19 empty] | 2726.344 | [5 empty] | 4.6883 | [5 empty] | 286.2139 | [9 empty] | 119183.4078 |  | 0.035417 |  |  |  | 0.3274 | [7 empty] | 977.2353 | [13 empty] | 255.3123 | [15 empty] | 0.435 | [17 empty] | 0.10261 | [9 empty] | 2.4006 | [32 empty] | 2025 |  |  | CHN | Tibet
| Lawu |  | Magmatic hydrothermal | Skarn | Cu-Pb-Zn skarn | Cu, Pb, Zn | In, Sn | Cu, Pb, Zn, In, Sn |  |  | 18-68 a1 sp - 9.d-1 | 18-68 a1 sp - 9.d-1 | underground mine |  |  |  |  | ore material | drill core | underground mining tunnels and drill cores | mineral separate | [5 empty] | mineralisation |  |  |  | sphalerite, chalcopyrite, pyrrhotite, pyrite, arsenopyrite |  |  | Sn-rich Skarn |  |  |  | galena, bismuthinite, marcasite, iron oxides, pyroxene, actinolite, quartz | thin sections and polished blocks examined using optical microscope, BSE detector, and EDS prior to analysis | EMPA, LA-ICPMS | JEOL JXA-8230 electron probe microanalyzer; RESOlution-LR 193 nm ArF excimer laser ablation system coupled to an Agilent 7700x ICP-MS | Laboratory of Mineral Resources Research Center, Fuzhou University; Adelaide Microscopy, the University of Adelaide | EPMA point analysis: accelerating voltage 15 kV, beam current 20 nA, beam diameter ~5 μm; EPMA mapping: accelerating voltage 20 kV, working current 50 nA, dwell time ~10 ms; BSE imaging: accelerating voltage 20 kV, beam current 10 nA; LA-ICP-MS: energy density 3~3.5 J/cm2, spot sizes 29 to 51 μm, repetition rates 5 Hz (polished thin-section) and 10 Hz (polished blocks), ~30 s background acquisition, ~40 s sample data acquisition | STDGL3 (Danyushevsky et al. 2011) and GSD-1G (USGS) | 10.0666 | [19 empty] | 2819.2346 | [5 empty] | 4.9497 | [5 empty] | 286.2139 | [9 empty] | 124577.6983 |  | 0.028789 |  |  |  | 0.32498 | [7 empty] | 1002.6925 | [13 empty] | 306.8193 | [15 empty] | 0.435 | [17 empty] | 0.16335 | [9 empty] | 3.513 | [32 empty] | 2025 |  |  | CHN | Tibet
| Lawu |  | Magmatic hydrothermal | Skarn | Cu-Pb-Zn skarn | Cu, Pb, Zn | In, Sn | Cu, Pb, Zn, In, Sn |  |  | 18-68 a1 sp - 10.d-1 | 18-68 a1 sp - 10.d-1 | underground mine |  |  |  |  | ore material | drill core | underground mining tunnels and drill cores | mineral separate | [5 empty] | mineralisation |  |  |  | sphalerite, chalcopyrite, pyrrhotite, pyrite, arsenopyrite |  |  | Sn-rich Skarn |  |  |  | galena, bismuthinite, marcasite, iron oxides, pyroxene, actinolite, quartz | thin sections and polished blocks examined using optical microscope, BSE detector, and EDS prior to analysis | EMPA, LA-ICPMS | JEOL JXA-8230 electron probe microanalyzer; RESOlution-LR 193 nm ArF excimer laser ablation system coupled to an Agilent 7700x ICP-MS | Laboratory of Mineral Resources Research Center, Fuzhou University; Adelaide Microscopy, the University of Adelaide | EPMA point analysis: accelerating voltage 15 kV, beam current 20 nA, beam diameter ~5 μm; EPMA mapping: accelerating voltage 20 kV, working current 50 nA, dwell time ~10 ms; BSE imaging: accelerating voltage 20 kV, beam current 10 nA; LA-ICP-MS: energy density 3~3.5 J/cm2, spot sizes 29 to 51 μm, repetition rates 5 Hz (polished thin-section) and 10 Hz (polished blocks), ~30 s background acquisition, ~40 s sample data acquisition | STDGL3 (Danyushevsky et al. 2011) and GSD-1G (USGS) | 7.3881 | [19 empty] | 2768.1362 | [5 empty] | 4.7975 | [5 empty] | 860.6649 | [9 empty] | 121471.7665 |  | 0.04463 |  |  |  | 0.33073 | [7 empty] | 989.2502 | [13 empty] | 305.0227 | [15 empty] | 0.95757 | [17 empty] | 0.57282 | [9 empty] | 4.2314 | [32 empty] | 2025 |  |  | CHN | Tibet
| Lawu |  | Magmatic hydrothermal | Skarn | Cu-Pb-Zn skarn | Cu, Pb, Zn | In, Sn | Cu, Pb, Zn, In, Sn |  |  | 18-68 a1 sp - 11.d-1 | 18-68 a1 sp - 11.d-1 | underground mine |  |  |  |  | ore material | drill core | underground mining tunnels and drill cores | mineral separate | [5 empty] | mineralisation |  |  |  | sphalerite, chalcopyrite, pyrrhotite, pyrite, arsenopyrite |  |  | Sn-rich Skarn |  |  |  | galena, bismuthinite, marcasite, iron oxides, pyroxene, actinolite, quartz | thin sections and polished blocks examined using optical microscope, BSE detector, and EDS prior to analysis | EMPA, LA-ICPMS | JEOL JXA-8230 electron probe microanalyzer; RESOlution-LR 193 nm ArF excimer laser ablation system coupled to an Agilent 7700x ICP-MS | Laboratory of Mineral Resources Research Center, Fuzhou University; Adelaide Microscopy, the University of Adelaide | EPMA point analysis: accelerating voltage 15 kV, beam current 20 nA, beam diameter ~5 μm; EPMA mapping: accelerating voltage 20 kV, working current 50 nA, dwell time ~10 ms; BSE imaging: accelerating voltage 20 kV, beam current 10 nA; LA-ICP-MS: energy density 3~3.5 J/cm2, spot sizes 29 to 51 μm, repetition rates 5 Hz (polished thin-section) and 10 Hz (polished blocks), ~30 s background acquisition, ~40 s sample data acquisition | STDGL3 (Danyushevsky et al. 2011) and GSD-1G (USGS) | 20.4177 | [19 empty] | 2734.8549 | [5 empty] | 4.5302 | [5 empty] | 286.2139 | [9 empty] | 100971.8947 |  | 0.088909 |  |  |  | 0.44001 | [7 empty] | 975.2404 | [13 empty] | 200.5879 | [15 empty] | 0.435 | [17 empty] | 0.58541 | [9 empty] | 1.643 | [32 empty] | 2025 |  |  | CHN | Tibet
| Lawu |  | Magmatic hydrothermal | Skarn | Cu-Pb-Zn skarn | Cu, Pb, Zn | In, Sn | Cu, Pb, Zn, In, Sn |  |  | 18-68 a1 sp - 12.d-1 | 18-68 a1 sp - 12.d-1 | underground mine |  |  |  |  | ore material | drill core | underground mining tunnels and drill cores | mineral separate | [5 empty] | mineralisation |  |  |  | sphalerite, chalcopyrite, pyrrhotite, pyrite, arsenopyrite |  |  | Sn-rich Skarn |  |  |  | galena, bismuthinite, marcasite, iron oxides, pyroxene, actinolite, quartz | thin sections and polished blocks examined using optical microscope, BSE detector, and EDS prior to analysis | EMPA, LA-ICPMS | JEOL JXA-8230 electron probe microanalyzer; RESOlution-LR 193 nm ArF excimer laser ablation system coupled to an Agilent 7700x ICP-MS | Laboratory of Mineral Resources Research Center, Fuzhou University; Adelaide Microscopy, the University of Adelaide | EPMA point analysis: accelerating voltage 15 kV, beam current 20 nA, beam diameter ~5 μm; EPMA mapping: accelerating voltage 20 kV, working current 50 nA, dwell time ~10 ms; BSE imaging: accelerating voltage 20 kV, beam current 10 nA; LA-ICP-MS: energy density 3~3.5 J/cm2, spot sizes 29 to 51 μm, repetition rates 5 Hz (polished thin-section) and 10 Hz (polished blocks), ~30 s background acquisition, ~40 s sample data acquisition | STDGL3 (Danyushevsky et al. 2011) and GSD-1G (USGS) | 6.904 | [19 empty] | 2779.5129 | [5 empty] | 4.8746 | [5 empty] | 286.2139 | [9 empty] | 125943.5707 |  | 0.062395 |  |  |  | 0.30688 | [7 empty] | 968.9464 | [13 empty] | 314.1626 | [15 empty] | 0.86549 | [17 empty] | 0.3091 | [9 empty] | 2.6064 | [32 empty] | 2025 |  |  | CHN | Tibet
| Lawu |  | Magmatic hydrothermal | Skarn | Cu-Pb-Zn skarn | Cu, Pb, Zn | In, Sn | Cu, Pb, Zn, In, Sn |  |  | 18-68 a1 sp - 13.d-1 | 18-68 a1 sp - 13.d-1 | underground mine |  |  |  |  | ore material | drill core | underground mining tunnels and drill cores | mineral separate | [5 empty] | mineralisation |  |  |  | sphalerite, chalcopyrite, pyrrhotite, pyrite, arsenopyrite |  |  | Sn-rich Skarn |  |  |  | galena, bismuthinite, marcasite, iron oxides, pyroxene, actinolite, quartz | thin sections and polished blocks examined using optical microscope, BSE detector, and EDS prior to analysis | EMPA, LA-ICPMS | JEOL JXA-8230 electron probe microanalyzer; RESOlution-LR 193 nm ArF excimer laser ablation system coupled to an Agilent 7700x ICP-MS | Laboratory of Mineral Resources Research Center, Fuzhou University; Adelaide Microscopy, the University of Adelaide | EPMA point analysis: accelerating voltage 15 kV, beam current 20 nA, beam diameter ~5 μm; EPMA mapping: accelerating voltage 20 kV, working current 50 nA, dwell time ~10 ms; BSE imaging: accelerating voltage 20 kV, beam current 10 nA; LA-ICP-MS: energy density 3~3.5 J/cm2, spot sizes 29 to 51 μm, repetition rates 5 Hz (polished thin-section) and 10 Hz (polished blocks), ~30 s background acquisition, ~40 s sample data acquisition | STDGL3 (Danyushevsky et al. 2011) and GSD-1G (USGS) | 7.7588 | [19 empty] | 2534.712 | [5 empty] | 4.7215 | [5 empty] | 649.7846 | [9 empty] | 116519.4408 |  | 0.07217 |  |  |  | 2.2963 | [7 empty] | 962.7877 | [13 empty] | 363.548 | [15 empty] | 0.435 | [17 empty] | 0.18499 | [9 empty] | 1.1781 | [32 empty] | 2025 |  |  | CHN | Tibet
| Lawu |  | Magmatic hydrothermal | Skarn | Cu-Pb-Zn skarn | Cu, Pb, Zn | In, Sn | Cu, Pb, Zn, In, Sn |  |  | 18-68 a1 sp - 14.d-1 | 18-68 a1 sp - 14.d-1 | underground mine |  |  |  |  | ore material | drill core | underground mining tunnels and drill cores | mineral separate | [5 empty] | mineralisation |  |  |  | sphalerite, chalcopyrite, pyrrhotite, pyrite, arsenopyrite |  |  | Sn-rich Skarn |  |  |  | galena, bismuthinite, marcasite, iron oxides, pyroxene, actinolite, quartz | thin sections and polished blocks examined using optical microscope, BSE detector, and EDS prior to analysis | EMPA, LA-ICPMS | JEOL JXA-8230 electron probe microanalyzer; RESOlution-LR 193 nm ArF excimer laser ablation system coupled to an Agilent 7700x ICP-MS | Laboratory of Mineral Resources Research Center, Fuzhou University; Adelaide Microscopy, the University of Adelaide | EPMA point analysis: accelerating voltage 15 kV, beam current 20 nA, beam diameter ~5 μm; EPMA mapping: accelerating voltage 20 kV, working current 50 nA, dwell time ~10 ms; BSE imaging: accelerating voltage 20 kV, beam current 10 nA; LA-ICP-MS: energy density 3~3.5 J/cm2, spot sizes 29 to 51 μm, repetition rates 5 Hz (polished thin-section) and 10 Hz (polished blocks), ~30 s background acquisition, ~40 s sample data acquisition | STDGL3 (Danyushevsky et al. 2011) and GSD-1G (USGS) | 5.8937 | [19 empty] | 2742.6086 | [5 empty] | 4.8267 | [5 empty] | 732.6494 | [9 empty] | 128645.5159 |  | 0.034005 |  |  |  | 0.25793 | [7 empty] | 963.0065 | [13 empty] | 327.101 | [15 empty] | 0.049792 | [17 empty] | 0.3091 | [9 empty] | 2.5506 | [32 empty] | 2025 |  |  | CHN | Tibet
| Lawu |  | Magmatic hydrothermal | Skarn | Cu-Pb-Zn skarn | Cu, Pb, Zn | In, Sn | Cu, Pb, Zn, In, Sn |  |  | 18-68 a1 sp - 15.d-1 | 18-68 a1 sp - 15.d-1 | underground mine |  |  |  |  | ore material | drill core | underground mining tunnels and drill cores | mineral separate | [5 empty] | mineralisation |  |  |  | sphalerite, chalcopyrite, pyrrhotite, pyrite, arsenopyrite |  |  | Sn-rich Skarn |  |  |  | galena, bismuthinite, marcasite, iron oxides, pyroxene, actinolite, quartz | thin sections and polished blocks examined using optical microscope, BSE detector, and EDS prior to analysis | EMPA, LA-ICPMS | JEOL JXA-8230 electron probe microanalyzer; RESOlution-LR 193 nm ArF excimer laser ablation system coupled to an Agilent 7700x ICP-MS | Laboratory of Mineral Resources Research Center, Fuzhou University; Adelaide Microscopy, the University of Adelaide | EPMA point analysis: accelerating voltage 15 kV, beam current 20 nA, beam diameter ~5 μm; EPMA mapping: accelerating voltage 20 kV, working current 50 nA, dwell time ~10 ms; BSE imaging: accelerating voltage 20 kV, beam current 10 nA; LA-ICP-MS: energy density 3~3.5 J/cm2, spot sizes 29 to 51 μm, repetition rates 5 Hz (polished thin-section) and 10 Hz (polished blocks), ~30 s background acquisition, ~40 s sample data acquisition | STDGL3 (Danyushevsky et al. 2011) and GSD-1G (USGS) | 11.4002 | [19 empty] | 3100.5146 | [5 empty] | 4.8066 | [5 empty] | 932.2672 | [9 empty] | 111449.5034 |  | 0.029499 |  |  |  | 0.32145 | [7 empty] | 1096.7659 | [13 empty] | 154.5856 | [15 empty] | 0.435 | [17 empty] | 0.23769 | [9 empty] | 1.6638 | [32 empty] | 2025 |  |  | CHN | Tibet
| Lawu |  | Magmatic hydrothermal | Skarn | Cu-Pb-Zn skarn | Cu, Pb, Zn | In, Sn | Cu, Pb, Zn, In, Sn |  |  | 18-68 a1 sp - 16.d-1 | 18-68 a1 sp - 16.d-1 | underground mine |  |  |  |  | ore material | drill core | underground mining tunnels and drill cores | mineral separate | [5 empty] | mineralisation |  |  |  | sphalerite, chalcopyrite, pyrrhotite, pyrite, arsenopyrite |  |  | Sn-rich Skarn |  |  |  | galena, bismuthinite, marcasite, iron oxides, pyroxene, actinolite, quartz | thin sections and polished blocks examined using optical microscope, BSE detector, and EDS prior to analysis | EMPA, LA-ICPMS | JEOL JXA-8230 electron probe microanalyzer; RESOlution-LR 193 nm ArF excimer laser ablation system coupled to an Agilent 7700x ICP-MS | Laboratory of Mineral Resources Research Center, Fuzhou University; Adelaide Microscopy, the University of Adelaide | EPMA point analysis: accelerating voltage 15 kV, beam current 20 nA, beam diameter ~5 μm; EPMA mapping: accelerating voltage 20 kV, working current 50 nA, dwell time ~10 ms; BSE imaging: accelerating voltage 20 kV, beam current 10 nA; LA-ICP-MS: energy density 3~3.5 J/cm2, spot sizes 29 to 51 μm, repetition rates 5 Hz (polished thin-section) and 10 Hz (polished blocks), ~30 s background acquisition, ~40 s sample data acquisition | STDGL3 (Danyushevsky et al. 2011) and GSD-1G (USGS) | 7.2501 | [19 empty] | 2764.292 | [5 empty] | 4.958 | [5 empty] | 286.2139 | [9 empty] | 124540.6979 |  | 0.038603 |  |  |  | 1.0132 | [7 empty] | 971.7729 | [13 empty] | 277.9048 | [15 empty] | 0.435 | [17 empty] | 0.094438 | [9 empty] | 6.1975 | [32 empty] | 2025 |  |  | CHN | Tibet
| Lawu |  | Magmatic hydrothermal | Skarn | Cu-Pb-Zn skarn | Cu, Pb, Zn | In, Sn | Cu, Pb, Zn, In, Sn |  |  | 18-68 a1 sp - 17.d-1 | 18-68 a1 sp - 17.d-1 | underground mine |  |  |  |  | ore material | drill core | underground mining tunnels and drill cores | mineral separate | [5 empty] | mineralisation |  |  |  | sphalerite, chalcopyrite, pyrrhotite, pyrite, arsenopyrite |  |  | Sn-rich Skarn |  |  |  | galena, bismuthinite, marcasite, iron oxides, pyroxene, actinolite, quartz | thin sections and polished blocks examined using optical microscope, BSE detector, and EDS prior to analysis | EMPA, LA-ICPMS | JEOL JXA-8230 electron probe microanalyzer; RESOlution-LR 193 nm ArF excimer laser ablation system coupled to an Agilent 7700x ICP-MS | Laboratory of Mineral Resources Research Center, Fuzhou University; Adelaide Microscopy, the University of Adelaide | EPMA point analysis: accelerating voltage 15 kV, beam current 20 nA, beam diameter ~5 μm; EPMA mapping: accelerating voltage 20 kV, working current 50 nA, dwell time ~10 ms; BSE imaging: accelerating voltage 20 kV, beam current 10 nA; LA-ICP-MS: energy density 3~3.5 J/cm2, spot sizes 29 to 51 μm, repetition rates 5 Hz (polished thin-section) and 10 Hz (polished blocks), ~30 s background acquisition, ~40 s sample data acquisition | STDGL3 (Danyushevsky et al. 2011) and GSD-1G (USGS) | 8.1812 | [19 empty] | 2959.5565 | [5 empty] | 5.101 | [5 empty] | 286.2139 | [9 empty] | 124189.542 |  | 0.015 |  |  |  | 0.34491 | [7 empty] | 1115.7776 | [13 empty] | 360.1104 | [15 empty] | 0.435 | [17 empty] | 0.15793 | [9 empty] | 2.835 | [32 empty] | 2025 |  |  | CHN | Tibet
| Lawu |  | Magmatic hydrothermal | Skarn | Cu-Pb-Zn skarn | Cu, Pb, Zn | In, Sn | Cu, Pb, Zn, In, Sn |  |  | 18-68 a1 sp - 18.d-1 | 18-68 a1 sp - 18.d-1 | underground mine |  |  |  |  | ore material | drill core | underground mining tunnels and drill cores | mineral separate | [5 empty] | mineralisation |  |  |  | sphalerite, chalcopyrite, pyrrhotite, pyrite, arsenopyrite |  |  | Sn-rich Skarn |  |  |  | galena, bismuthinite, marcasite, iron oxides, pyroxene, actinolite, quartz | thin sections and polished blocks examined using optical microscope, BSE detector, and EDS prior to analysis | EMPA, LA-ICPMS | JEOL JXA-8230 electron probe microanalyzer; RESOlution-LR 193 nm ArF excimer laser ablation system coupled to an Agilent 7700x ICP-MS | Laboratory of Mineral Resources Research Center, Fuzhou University; Adelaide Microscopy, the University of Adelaide | EPMA point analysis: accelerating voltage 15 kV, beam current 20 nA, beam diameter ~5 μm; EPMA mapping: accelerating voltage 20 kV, working current 50 nA, dwell time ~10 ms; BSE imaging: accelerating voltage 20 kV, beam current 10 nA; LA-ICP-MS: energy density 3~3.5 J/cm2, spot sizes 29 to 51 μm, repetition rates 5 Hz (polished thin-section) and 10 Hz (polished blocks), ~30 s background acquisition, ~40 s sample data acquisition | STDGL3 (Danyushevsky et al. 2011) and GSD-1G (USGS) | 6.6906 | [19 empty] | 2832.064 | [5 empty] | 5.0205 | [5 empty] | 286.2139 | [9 empty] | 128924.5972 |  | 0.052218 |  |  |  | 0.33206 | [7 empty] | 1073.7674 | [13 empty] | 422.2128 | [15 empty] | 0.435 | [17 empty] | 0.085542 | [9 empty] | 3.9614 | [32 empty] | 2025 |  |  | CHN | Tibet
| Lawu |  | Magmatic hydrothermal | Skarn | Cu-Pb-Zn skarn | Cu, Pb, Zn | In, Sn | Cu, Pb, Zn, In, Sn |  |  | 18-68 a1 sp - 19.d-1 | 18-68 a1 sp - 19.d-1 | underground mine |  |  |  |  | ore material | drill core | underground mining tunnels and drill cores | mineral separate | [5 empty] | mineralisation |  |  |  | sphalerite, chalcopyrite, pyrrhotite, pyrite, arsenopyrite |  |  | Sn-rich Skarn |  |  |  | galena, bismuthinite, marcasite, iron oxides, pyroxene, actinolite, quartz | thin sections and polished blocks examined using optical microscope, BSE detector, and EDS prior to analysis | EMPA, LA-ICPMS | JEOL JXA-8230 electron probe microanalyzer; RESOlution-LR 193 nm ArF excimer laser ablation system coupled to an Agilent 7700x ICP-MS | Laboratory of Mineral Resources Research Center, Fuzhou University; Adelaide Microscopy, the University of Adelaide | EPMA point analysis: accelerating voltage 15 kV, beam current 20 nA, beam diameter ~5 μm; EPMA mapping: accelerating voltage 20 kV, working current 50 nA, dwell time ~10 ms; BSE imaging: accelerating voltage 20 kV, beam current 10 nA; LA-ICP-MS: energy density 3~3.5 J/cm2, spot sizes 29 to 51 μm, repetition rates 5 Hz (polished thin-section) and 10 Hz (polished blocks), ~30 s background acquisition, ~40 s sample data acquisition | STDGL3 (Danyushevsky et al. 2011) and GSD-1G (USGS) | 4.6933 | [19 empty] | 2704.8233 | [5 empty] | 4.8803 | [5 empty] | 821.5815 | [9 empty] | 124565.5253 |  | 0.03914 |  |  |  | 0.25333 | [7 empty] | 958.1471 | [13 empty] | 300.2954 | [15 empty] | 0.75763 | [17 empty] | 1.4464 | [9 empty] | 2.3614 | [32 empty] | 2025 |  |  | CHN | Tibet
| Lawu |  | Magmatic hydrothermal | Skarn | Cu-Pb-Zn skarn | Cu, Pb, Zn | In, Sn | Cu, Pb, Zn, In, Sn |  |  | 18-68 a1 sp - 20.d-1 | 18-68 a1 sp - 20.d-1 | underground mine |  |  |  |  | ore material | drill core | underground mining tunnels and drill cores | mineral separate | [5 empty] | mineralisation |  |  |  | sphalerite, chalcopyrite, pyrrhotite, pyrite, arsenopyrite |  |  | Sn-rich Skarn |  |  |  | galena, bismuthinite, marcasite, iron oxides, pyroxene, actinolite, quartz | thin sections and polished blocks examined using optical microscope, BSE detector, and EDS prior to analysis | EMPA, LA-ICPMS | JEOL JXA-8230 electron probe microanalyzer; RESOlution-LR 193 nm ArF excimer laser ablation system coupled to an Agilent 7700x ICP-MS | Laboratory of Mineral Resources Research Center, Fuzhou University; Adelaide Microscopy, the University of Adelaide | EPMA point analysis: accelerating voltage 15 kV, beam current 20 nA, beam diameter ~5 μm; EPMA mapping: accelerating voltage 20 kV, working current 50 nA, dwell time ~10 ms; BSE imaging: accelerating voltage 20 kV, beam current 10 nA; LA-ICP-MS: energy density 3~3.5 J/cm2, spot sizes 29 to 51 μm, repetition rates 5 Hz (polished thin-section) and 10 Hz (polished blocks), ~30 s background acquisition, ~40 s sample data acquisition | STDGL3 (Danyushevsky et al. 2011) and GSD-1G (USGS) | 6.2748 | [19 empty] | 2752.2548 | [5 empty] | 4.8268 | [5 empty] | 770.2694 | [9 empty] | 127305.6134 |  | 0.044742 |  |  |  | 0.32248 | [7 empty] | 977.2024 | [13 empty] | 314.7445 | [15 empty] | 0.90502 | [17 empty] | 0.25743 | [9 empty] | 3.1977 | [32 empty] | 2025 |  |  | CHN | Tibet
| Lawu |  | Magmatic hydrothermal | Skarn | Cu-Pb-Zn skarn | Cu, Pb, Zn | In, Sn | Cu, Pb, Zn, In, Sn |  |  | 18-128 A1 SP - 1.d-1 | 18-128 A1 SP - 1.d-1 | underground mine |  |  |  |  | ore material | drill core | underground mining tunnels and drill cores | mineral separate | [5 empty] | mineralisation |  |  |  | sphalerite, chalcopyrite, pyrrhotite, pyrite, arsenopyrite |  |  | Sn-rich Skarn |  |  |  | galena, bismuthinite, marcasite, iron oxides, pyroxene, actinolite, quartz | thin sections and polished blocks examined using optical microscope, BSE detector, and EDS prior to analysis | EMPA, LA-ICPMS | JEOL JXA-8230 electron probe microanalyzer; RESOlution-LR 193 nm ArF excimer laser ablation system coupled to an Agilent 7700x ICP-MS | Laboratory of Mineral Resources Research Center, Fuzhou University; Adelaide Microscopy, the University of Adelaide | EPMA point analysis: accelerating voltage 15 kV, beam current 20 nA, beam diameter ~5 μm; EPMA mapping: accelerating voltage 20 kV, working current 50 nA, dwell time ~10 ms; BSE imaging: accelerating voltage 20 kV, beam current 10 nA; LA-ICP-MS: energy density 3~3.5 J/cm2, spot sizes 29 to 51 μm, repetition rates 5 Hz (polished thin-section) and 10 Hz (polished blocks), ~30 s background acquisition, ~40 s sample data acquisition | STDGL3 (Danyushevsky et al. 2011) and GSD-1G (USGS) | 3.9739 | [19 empty] | 2267.2436 | [5 empty] | 3.1196 | [5 empty] | 287.6769 | [9 empty] | 121521.1828 |  | 0.005 |  |  |  | 0.2214 | [7 empty] | 446.3588 | [13 empty] | 333.3674 | [15 empty] | 0.18142 | [17 empty] | 0.071224 | [9 empty] | 3.0332 | [32 empty] | 2025 |  |  | CHN | Tibet
| Lawu |  | Magmatic hydrothermal | Skarn | Cu-Pb-Zn skarn | Cu, Pb, Zn | In, Sn | Cu, Pb, Zn, In, Sn |  |  | 18-128 A1 SP - 2.d-1 | 18-128 A1 SP - 2.d-1 | underground mine |  |  |  |  | ore material | drill core | underground mining tunnels and drill cores | mineral separate | [5 empty] | mineralisation |  |  |  | sphalerite, chalcopyrite, pyrrhotite, pyrite, arsenopyrite |  |  | Sn-rich Skarn |  |  |  | galena, bismuthinite, marcasite, iron oxides, pyroxene, actinolite, quartz | thin sections and polished blocks examined using optical microscope, BSE detector, and EDS prior to analysis | EMPA, LA-ICPMS | JEOL JXA-8230 electron probe microanalyzer; RESOlution-LR 193 nm ArF excimer laser ablation system coupled to an Agilent 7700x ICP-MS | Laboratory of Mineral Resources Research Center, Fuzhou University; Adelaide Microscopy, the University of Adelaide | EPMA point analysis: accelerating voltage 15 kV, beam current 20 nA, beam diameter ~5 μm; EPMA mapping: accelerating voltage 20 kV, working current 50 nA, dwell time ~10 ms; BSE imaging: accelerating voltage 20 kV, beam current 10 nA; LA-ICP-MS: energy density 3~3.5 J/cm2, spot sizes 29 to 51 μm, repetition rates 5 Hz (polished thin-section) and 10 Hz (polished blocks), ~30 s background acquisition, ~40 s sample data acquisition | STDGL3 (Danyushevsky et al. 2011) and GSD-1G (USGS) | 5.6097 | [19 empty] | 2285.3568 | [5 empty] | 3.1018 | [5 empty] | 276.9958 | [9 empty] | 119358.9804 |  | 0.016148 |  |  |  | 0.20855 | [7 empty] | 444.9538 | [13 empty] | 311.7853 | [15 empty] | 1.763 | [17 empty] | 0.045255 | [9 empty] | 1.0465 | [32 empty] | 2025 |  |  | CHN | Tibet
| Lawu |  | Magmatic hydrothermal | Skarn | Cu-Pb-Zn skarn | Cu, Pb, Zn | In, Sn | Cu, Pb, Zn, In, Sn |  |  | 18-128 A1 SP - 3.d-1 | 18-128 A1 SP - 3.d-1 | underground mine |  |  |  |  | ore material | drill core | underground mining tunnels and drill cores | mineral separate | [5 empty] | mineralisation |  |  |  | sphalerite, chalcopyrite, pyrrhotite, pyrite, arsenopyrite |  |  | Sn-rich Skarn |  |  |  | galena, bismuthinite, marcasite, iron oxides, pyroxene, actinolite, quartz | thin sections and polished blocks examined using optical microscope, BSE detector, and EDS prior to analysis | EMPA, LA-ICPMS | JEOL JXA-8230 electron probe microanalyzer; RESOlution-LR 193 nm ArF excimer laser ablation system coupled to an Agilent 7700x ICP-MS | Laboratory of Mineral Resources Research Center, Fuzhou University; Adelaide Microscopy, the University of Adelaide | EPMA point analysis: accelerating voltage 15 kV, beam current 20 nA, beam diameter ~5 μm; EPMA mapping: accelerating voltage 20 kV, working current 50 nA, dwell time ~10 ms; BSE imaging: accelerating voltage 20 kV, beam current 10 nA; LA-ICP-MS: energy density 3~3.5 J/cm2, spot sizes 29 to 51 μm, repetition rates 5 Hz (polished thin-section) and 10 Hz (polished blocks), ~30 s background acquisition, ~40 s sample data acquisition | STDGL3 (Danyushevsky et al. 2011) and GSD-1G (USGS) | 3.3316 | [19 empty] | 2255.2629 | [5 empty] | 3.2492 | [5 empty] | 267.4111 | [9 empty] | 121341.3855 |  | 0.01 |  |  |  | 0.25489 | [7 empty] | 441.4689 | [13 empty] | 339.2958 | [15 empty] | 0.35751 | [17 empty] | 0.071224 | [9 empty] | 1.6217 | [32 empty] | 2025 |  |  | CHN | Tibet
| Lawu |  | Magmatic hydrothermal | Skarn | Cu-Pb-Zn skarn | Cu, Pb, Zn | In, Sn | Cu, Pb, Zn, In, Sn |  |  | 18-128 A1 SP - 4.d-1 | 18-128 A1 SP - 4.d-1 | underground mine |  |  |  |  | ore material | drill core | underground mining tunnels and drill cores | mineral separate | [5 empty] | mineralisation |  |  |  | sphalerite, chalcopyrite, pyrrhotite, pyrite, arsenopyrite |  |  | Sn-rich Skarn |  |  |  | galena, bismuthinite, marcasite, iron oxides, pyroxene, actinolite, quartz | thin sections and polished blocks examined using optical microscope, BSE detector, and EDS prior to analysis | EMPA, LA-ICPMS | JEOL JXA-8230 electron probe microanalyzer; RESOlution-LR 193 nm ArF excimer laser ablation system coupled to an Agilent 7700x ICP-MS | Laboratory of Mineral Resources Research Center, Fuzhou University; Adelaide Microscopy, the University of Adelaide | EPMA point analysis: accelerating voltage 15 kV, beam current 20 nA, beam diameter ~5 μm; EPMA mapping: accelerating voltage 20 kV, working current 50 nA, dwell time ~10 ms; BSE imaging: accelerating voltage 20 kV, beam current 10 nA; LA-ICP-MS: energy density 3~3.5 J/cm2, spot sizes 29 to 51 μm, repetition rates 5 Hz (polished thin-section) and 10 Hz (polished blocks), ~30 s background acquisition, ~40 s sample data acquisition | STDGL3 (Danyushevsky et al. 2011) and GSD-1G (USGS) | 3.9588 | [19 empty] | 2273.2024 | [5 empty] | 3.2433 | [5 empty] | 276.5428 | [9 empty] | 120766.8579 |  | 0.016148 |  |  |  | 0.25413 | [7 empty] | 433.633 | [13 empty] | 370.3135 | [15 empty] | 0.066775 | [17 empty] | 0.071224 | [9 empty] | 1.4566 | [32 empty] | 2025 |  |  | CHN | Tibet
| Lawu |  | Magmatic hydrothermal | Skarn | Cu-Pb-Zn skarn | Cu, Pb, Zn | In, Sn | Cu, Pb, Zn, In, Sn |  |  | 18-128 A1 SP - 5.d-1 | 18-128 A1 SP - 5.d-1 | underground mine |  |  |  |  | ore material | drill core | underground mining tunnels and drill cores | mineral separate | [5 empty] | mineralisation |  |  |  | sphalerite, chalcopyrite, pyrrhotite, pyrite, arsenopyrite |  |  | Sn-rich Skarn |  |  |  | galena, bismuthinite, marcasite, iron oxides, pyroxene, actinolite, quartz | thin sections and polished blocks examined using optical microscope, BSE detector, and EDS prior to analysis | EMPA, LA-ICPMS | JEOL JXA-8230 electron probe microanalyzer; RESOlution-LR 193 nm ArF excimer laser ablation system coupled to an Agilent 7700x ICP-MS | Laboratory of Mineral Resources Research Center, Fuzhou University; Adelaide Microscopy, the University of Adelaide | EPMA point analysis: accelerating voltage 15 kV, beam current 20 nA, beam diameter ~5 μm; EPMA mapping: accelerating voltage 20 kV, working current 50 nA, dwell time ~10 ms; BSE imaging: accelerating voltage 20 kV, beam current 10 nA; LA-ICP-MS: energy density 3~3.5 J/cm2, spot sizes 29 to 51 μm, repetition rates 5 Hz (polished thin-section) and 10 Hz (polished blocks), ~30 s background acquisition, ~40 s sample data acquisition | STDGL3 (Danyushevsky et al. 2011) and GSD-1G (USGS) | 2.9299 | [19 empty] | 2259.8432 | [5 empty] | 3.1932 | [5 empty] | 273.8148 | [9 empty] | 122577.6111 |  | 0.016148 |  |  |  | 0.19341 | [7 empty] | 447.7128 | [13 empty] | 316.0295 | [15 empty] | 0.6706 | [17 empty] | 0.071224 | [9 empty] | 2.7478 | [32 empty] | 2025 |  |  | CHN | Tibet
| Lawu |  | Magmatic hydrothermal | Skarn | Cu-Pb-Zn skarn | Cu, Pb, Zn | In, Sn | Cu, Pb, Zn, In, Sn |  |  | 18-128 A1 SP - 6.d-1 | 18-128 A1 SP - 6.d-1 | underground mine |  |  |  |  | ore material | drill core | underground mining tunnels and drill cores | mineral separate | [5 empty] | mineralisation |  |  |  | sphalerite, chalcopyrite, pyrrhotite, pyrite, arsenopyrite |  |  | Sn-rich Skarn |  |  |  | galena, bismuthinite, marcasite, iron oxides, pyroxene, actinolite, quartz | thin sections and polished blocks examined using optical microscope, BSE detector, and EDS prior to analysis | EMPA, LA-ICPMS | JEOL JXA-8230 electron probe microanalyzer; RESOlution-LR 193 nm ArF excimer laser ablation system coupled to an Agilent 7700x ICP-MS | Laboratory of Mineral Resources Research Center, Fuzhou University; Adelaide Microscopy, the University of Adelaide | EPMA point analysis: accelerating voltage 15 kV, beam current 20 nA, beam diameter ~5 μm; EPMA mapping: accelerating voltage 20 kV, working current 50 nA, dwell time ~10 ms; BSE imaging: accelerating voltage 20 kV, beam current 10 nA; LA-ICP-MS: energy density 3~3.5 J/cm2, spot sizes 29 to 51 μm, repetition rates 5 Hz (polished thin-section) and 10 Hz (polished blocks), ~30 s background acquisition, ~40 s sample data acquisition | STDGL3 (Danyushevsky et al. 2011) and GSD-1G (USGS) | 3.2453 | [19 empty] | 2248.6609 | [5 empty] | 3.2405 | [5 empty] | 278.5382 | [9 empty] | 121554.426 |  | 0.005 |  |  |  | 0.21098 | [7 empty] | 449.5711 | [13 empty] | 311.8553 | [15 empty] | 0.89966 | [17 empty] | 0.049928 | [9 empty] | 1.1935 | [32 empty] | 2025 |  |  | CHN | Tibet
| Lawu |  | Magmatic hydrothermal | Skarn | Cu-Pb-Zn skarn | Cu, Pb, Zn | In, Sn | Cu, Pb, Zn, In, Sn |  |  | 18-128 A1 SP - 7.d-1 | 18-128 A1 SP - 7.d-1 | underground mine |  |  |  |  | ore material | drill core | underground mining tunnels and drill cores | mineral separate | [5 empty] | mineralisation |  |  |  | sphalerite, chalcopyrite, pyrrhotite, pyrite, arsenopyrite |  |  | Sn-rich Skarn |  |  |  | galena, bismuthinite, marcasite, iron oxides, pyroxene, actinolite, quartz | thin sections and polished blocks examined using optical microscope, BSE detector, and EDS prior to analysis | EMPA, LA-ICPMS | JEOL JXA-8230 electron probe microanalyzer; RESOlution-LR 193 nm ArF excimer laser ablation system coupled to an Agilent 7700x ICP-MS | Laboratory of Mineral Resources Research Center, Fuzhou University; Adelaide Microscopy, the University of Adelaide | EPMA point analysis: accelerating voltage 15 kV, beam current 20 nA, beam diameter ~5 μm; EPMA mapping: accelerating voltage 20 kV, working current 50 nA, dwell time ~10 ms; BSE imaging: accelerating voltage 20 kV, beam current 10 nA; LA-ICP-MS: energy density 3~3.5 J/cm2, spot sizes 29 to 51 μm, repetition rates 5 Hz (polished thin-section) and 10 Hz (polished blocks), ~30 s background acquisition, ~40 s sample data acquisition | STDGL3 (Danyushevsky et al. 2011) and GSD-1G (USGS) | 3.9403 | [19 empty] | 2253.9115 | [5 empty] | 3.2979 | [5 empty] | 268.9163 | [9 empty] | 121371.8382 |  | 0.01 |  |  |  | 0.19446 | [7 empty] | 441.5779 | [13 empty] | 322.5078 | [15 empty] | 0.6706 | [17 empty] | 0.071224 | [9 empty] | 2.2913 | [32 empty] | 2025 |  |  | CHN | Tibet
| Lawu |  | Magmatic hydrothermal | Skarn | Cu-Pb-Zn skarn | Cu, Pb, Zn | In, Sn | Cu, Pb, Zn, In, Sn |  |  | 18-128 A1 SP - 8.d-1 | 18-128 A1 SP - 8.d-1 | underground mine |  |  |  |  | ore material | drill core | underground mining tunnels and drill cores | mineral separate | [5 empty] | mineralisation |  |  |  | sphalerite, chalcopyrite, pyrrhotite, pyrite, arsenopyrite |  |  | Sn-rich Skarn |  |  |  | galena, bismuthinite, marcasite, iron oxides, pyroxene, actinolite, quartz | thin sections and polished blocks examined using optical microscope, BSE detector, and EDS prior to analysis | EMPA, LA-ICPMS | JEOL JXA-8230 electron probe microanalyzer; RESOlution-LR 193 nm ArF excimer laser ablation system coupled to an Agilent 7700x ICP-MS | Laboratory of Mineral Resources Research Center, Fuzhou University; Adelaide Microscopy, the University of Adelaide | EPMA point analysis: accelerating voltage 15 kV, beam current 20 nA, beam diameter ~5 μm; EPMA mapping: accelerating voltage 20 kV, working current 50 nA, dwell time ~10 ms; BSE imaging: accelerating voltage 20 kV, beam current 10 nA; LA-ICP-MS: energy density 3~3.5 J/cm2, spot sizes 29 to 51 μm, repetition rates 5 Hz (polished thin-section) and 10 Hz (polished blocks), ~30 s background acquisition, ~40 s sample data acquisition | STDGL3 (Danyushevsky et al. 2011) and GSD-1G (USGS) | 4.3225 | [19 empty] | 2239.424 | [5 empty] | 3.2419 | [5 empty] | 276.2374 | [9 empty] | 122150.3993 |  | 0.005 |  |  |  | 0.21047 | [7 empty] | 444.604 | [13 empty] | 297.0783 | [15 empty] | 0.077188 | [17 empty] | 0.071224 | [9 empty] | 2.2954 | [32 empty] | 2025 |  |  | CHN | Tibet
| Lawu |  | Magmatic hydrothermal | Skarn | Cu-Pb-Zn skarn | Cu, Pb, Zn | In, Sn | Cu, Pb, Zn, In, Sn |  |  | 18-128 A1 SP - 9.d-1 | 18-128 A1 SP - 9.d-1 | underground mine |  |  |  |  | ore material | drill core | underground mining tunnels and drill cores | mineral separate | [5 empty] | mineralisation |  |  |  | sphalerite, chalcopyrite, pyrrhotite, pyrite, arsenopyrite |  |  | Sn-rich Skarn |  |  |  | galena, bismuthinite, marcasite, iron oxides, pyroxene, actinolite, quartz | thin sections and polished blocks examined using optical microscope, BSE detector, and EDS prior to analysis | EMPA, LA-ICPMS | JEOL JXA-8230 electron probe microanalyzer; RESOlution-LR 193 nm ArF excimer laser ablation system coupled to an Agilent 7700x ICP-MS | Laboratory of Mineral Resources Research Center, Fuzhou University; Adelaide Microscopy, the University of Adelaide | EPMA point analysis: accelerating voltage 15 kV, beam current 20 nA, beam diameter ~5 μm; EPMA mapping: accelerating voltage 20 kV, working current 50 nA, dwell time ~10 ms; BSE imaging: accelerating voltage 20 kV, beam current 10 nA; LA-ICP-MS: energy density 3~3.5 J/cm2, spot sizes 29 to 51 μm, repetition rates 5 Hz (polished thin-section) and 10 Hz (polished blocks), ~30 s background acquisition, ~40 s sample data acquisition | STDGL3 (Danyushevsky et al. 2011) and GSD-1G (USGS) | 5.5835 | [19 empty] | 2234.3576 | [5 empty] | 3.2461 | [5 empty] | 278.0301 | [9 empty] | 120832.8356 |  | 0.01 |  |  |  | 0.24418 | [7 empty] | 444.1207 | [13 empty] | 314.9671 | [15 empty] | 0.073492 | [17 empty] | 0.071224 | [9 empty] | 2.0626 | [32 empty] | 2025 |  |  | CHN | Tibet
| Lawu |  | Magmatic hydrothermal | Skarn | Cu-Pb-Zn skarn | Cu, Pb, Zn | In, Sn | Cu, Pb, Zn, In, Sn |  |  | 18-128 A1 SP - 10.d-1 | 18-128 A1 SP - 10.d-1 | underground mine |  |  |  |  | ore material | drill core | underground mining tunnels and drill cores | mineral separate | [5 empty] | mineralisation |  |  |  | sphalerite, chalcopyrite, pyrrhotite, pyrite, arsenopyrite |  |  | Sn-rich Skarn |  |  |  | galena, bismuthinite, marcasite, iron oxides, pyroxene, actinolite, quartz | thin sections and polished blocks examined using optical microscope, BSE detector, and EDS prior to analysis | EMPA, LA-ICPMS | JEOL JXA-8230 electron probe microanalyzer; RESOlution-LR 193 nm ArF excimer laser ablation system coupled to an Agilent 7700x ICP-MS | Laboratory of Mineral Resources Research Center, Fuzhou University; Adelaide Microscopy, the University of Adelaide | EPMA point analysis: accelerating voltage 15 kV, beam current 20 nA, beam diameter ~5 μm; EPMA mapping: accelerating voltage 20 kV, working current 50 nA, dwell time ~10 ms; BSE imaging: accelerating voltage 20 kV, beam current 10 nA; LA-ICP-MS: energy density 3~3.5 J/cm2, spot sizes 29 to 51 μm, repetition rates 5 Hz (polished thin-section) and 10 Hz (polished blocks), ~30 s background acquisition, ~40 s sample data acquisition | STDGL3 (Danyushevsky et al. 2011) and GSD-1G (USGS) | 5.0677 | [19 empty] | 2232.8473 | [5 empty] | 3.2214 | [5 empty] | 282.4234 | [9 empty] | 121739.2191 |  | 0.01 |  |  |  | 0.23464 | [7 empty] | 442.238 | [13 empty] | 334.9271 | [15 empty] | 0.10193 | [17 empty] | 0.071224 | [9 empty] | 2.4377 | [32 empty] | 2025 |  |  | CHN | Tibet
| Lawu |  | Magmatic hydrothermal | Skarn | Cu-Pb-Zn skarn | Cu, Pb, Zn | In, Sn | Cu, Pb, Zn, In, Sn |  |  | 18-128 A1 SP - 11.d-1 | 18-128 A1 SP - 11.d-1 | underground mine |  |  |  |  | ore material | drill core | underground mining tunnels and drill cores | mineral separate | [5 empty] | mineralisation |  |  |  | sphalerite, chalcopyrite, pyrrhotite, pyrite, arsenopyrite |  |  | Sn-rich Skarn |  |  |  | galena, bismuthinite, marcasite, iron oxides, pyroxene, actinolite, quartz | thin sections and polished blocks examined using optical microscope, BSE detector, and EDS prior to analysis | EMPA, LA-ICPMS | JEOL JXA-8230 electron probe microanalyzer; RESOlution-LR 193 nm ArF excimer laser ablation system coupled to an Agilent 7700x ICP-MS | Laboratory of Mineral Resources Research Center, Fuzhou University; Adelaide Microscopy, the University of Adelaide | EPMA point analysis: accelerating voltage 15 kV, beam current 20 nA, beam diameter ~5 μm; EPMA mapping: accelerating voltage 20 kV, working current 50 nA, dwell time ~10 ms; BSE imaging: accelerating voltage 20 kV, beam current 10 nA; LA-ICP-MS: energy density 3~3.5 J/cm2, spot sizes 29 to 51 μm, repetition rates 5 Hz (polished thin-section) and 10 Hz (polished blocks), ~30 s background acquisition, ~40 s sample data acquisition | STDGL3 (Danyushevsky et al. 2011) and GSD-1G (USGS) | 5.1416 | [19 empty] | 2301.6661 | [5 empty] | 3.3377 | [5 empty] | 283.8979 | [9 empty] | 122125.2833 |  | 0.01 |  |  |  | 0.23676 | [7 empty] | 456.5202 | [13 empty] | 321.5194 | [15 empty] | 0.087784 | [17 empty] | 0.071224 | [9 empty] | 2.7223 | [32 empty] | 2025 |  |  | CHN | Tibet
| Lawu |  | Magmatic hydrothermal | Skarn | Cu-Pb-Zn skarn | Cu, Pb, Zn | In, Sn | Cu, Pb, Zn, In, Sn |  |  | 18-128 A1 SP - 12.d-1 | 18-128 A1 SP - 12.d-1 | underground mine |  |  |  |  | ore material | drill core | underground mining tunnels and drill cores | mineral separate | [5 empty] | mineralisation |  |  |  | sphalerite, chalcopyrite, pyrrhotite, pyrite, arsenopyrite |  |  | Sn-rich Skarn |  |  |  | galena, bismuthinite, marcasite, iron oxides, pyroxene, actinolite, quartz | thin sections and polished blocks examined using optical microscope, BSE detector, and EDS prior to analysis | EMPA, LA-ICPMS | JEOL JXA-8230 electron probe microanalyzer; RESOlution-LR 193 nm ArF excimer laser ablation system coupled to an Agilent 7700x ICP-MS | Laboratory of Mineral Resources Research Center, Fuzhou University; Adelaide Microscopy, the University of Adelaide | EPMA point analysis: accelerating voltage 15 kV, beam current 20 nA, beam diameter ~5 μm; EPMA mapping: accelerating voltage 20 kV, working current 50 nA, dwell time ~10 ms; BSE imaging: accelerating voltage 20 kV, beam current 10 nA; LA-ICP-MS: energy density 3~3.5 J/cm2, spot sizes 29 to 51 μm, repetition rates 5 Hz (polished thin-section) and 10 Hz (polished blocks), ~30 s background acquisition, ~40 s sample data acquisition | STDGL3 (Danyushevsky et al. 2011) and GSD-1G (USGS) | 6.1233 | [19 empty] | 2264.9591 | [5 empty] | 3.3479 | [5 empty] | 379.434 | [9 empty] | 122855.1095 |  | 0.01 |  |  |  | 0.23171 | [7 empty] | 442.186 | [13 empty] | 363.6162 | [15 empty] | 2.5037 | [17 empty] | 0.056284 | [9 empty] | 7.3752 | [32 empty] | 2025 |  |  | CHN | Tibet
| Lawu |  | Magmatic hydrothermal | Skarn | Cu-Pb-Zn skarn | Cu, Pb, Zn | In, Sn | Cu, Pb, Zn, In, Sn |  |  | 18-128 A1 SP - 13.d-1 | 18-128 A1 SP - 13.d-1 | underground mine |  |  |  |  | ore material | drill core | underground mining tunnels and drill cores | mineral separate | [5 empty] | mineralisation |  |  |  | sphalerite, chalcopyrite, pyrrhotite, pyrite, arsenopyrite |  |  | Sn-rich Skarn |  |  |  | galena, bismuthinite, marcasite, iron oxides, pyroxene, actinolite, quartz | thin sections and polished blocks examined using optical microscope, BSE detector, and EDS prior to analysis | EMPA, LA-ICPMS | JEOL JXA-8230 electron probe microanalyzer; RESOlution-LR 193 nm ArF excimer laser ablation system coupled to an Agilent 7700x ICP-MS | Laboratory of Mineral Resources Research Center, Fuzhou University; Adelaide Microscopy, the University of Adelaide | EPMA point analysis: accelerating voltage 15 kV, beam current 20 nA, beam diameter ~5 μm; EPMA mapping: accelerating voltage 20 kV, working current 50 nA, dwell time ~10 ms; BSE imaging: accelerating voltage 20 kV, beam current 10 nA; LA-ICP-MS: energy density 3~3.5 J/cm2, spot sizes 29 to 51 μm, repetition rates 5 Hz (polished thin-section) and 10 Hz (polished blocks), ~30 s background acquisition, ~40 s sample data acquisition | STDGL3 (Danyushevsky et al. 2011) and GSD-1G (USGS) | 7.509 | [19 empty] | 2229.595 | [5 empty] | 3.1576 | [5 empty] | 298.9159 | [9 empty] | 121876.8258 |  | 0.016148 |  |  |  | 0.22404 | [7 empty] | 441.0952 | [13 empty] | 302.9592 | [15 empty] | 1.5615 | [17 empty] | 0.024067 | [9 empty] | 2.3663 | [32 empty] | 2025 |  |  | CHN | Tibet
| Lawu |  | Magmatic hydrothermal | Skarn | Cu-Pb-Zn skarn | Cu, Pb, Zn | In, Sn | Cu, Pb, Zn, In, Sn |  |  | 18-128 A1 SP - 14.d-1 | 18-128 A1 SP - 14.d-1 | underground mine |  |  |  |  | ore material | drill core | underground mining tunnels and drill cores | mineral separate | [5 empty] | mineralisation |  |  |  | sphalerite, chalcopyrite, pyrrhotite, pyrite, arsenopyrite |  |  | Sn-rich Skarn |  |  |  | galena, bismuthinite, marcasite, iron oxides, pyroxene, actinolite, quartz | thin sections and polished blocks examined using optical microscope, BSE detector, and EDS prior to analysis | EMPA, LA-ICPMS | JEOL JXA-8230 electron probe microanalyzer; RESOlution-LR 193 nm ArF excimer laser ablation system coupled to an Agilent 7700x ICP-MS | Laboratory of Mineral Resources Research Center, Fuzhou University; Adelaide Microscopy, the University of Adelaide | EPMA point analysis: accelerating voltage 15 kV, beam current 20 nA, beam diameter ~5 μm; EPMA mapping: accelerating voltage 20 kV, working current 50 nA, dwell time ~10 ms; BSE imaging: accelerating voltage 20 kV, beam current 10 nA; LA-ICP-MS: energy density 3~3.5 J/cm2, spot sizes 29 to 51 μm, repetition rates 5 Hz (polished thin-section) and 10 Hz (polished blocks), ~30 s background acquisition, ~40 s sample data acquisition | STDGL3 (Danyushevsky et al. 2011) and GSD-1G (USGS) | 6.1238 | [19 empty] | 2226.0277 | [5 empty] | 3.2408 | [5 empty] | 293.4177 | [9 empty] | 122475.0588 |  | 0.016148 |  |  |  | 0.22279 | [7 empty] | 437.826 | [13 empty] | 350.7856 | [15 empty] | 0.32022 | [17 empty] | 0.030957 | [9 empty] | 0.87455 | [32 empty] | 2025 |  |  | CHN | Tibet
| Lawu |  | Magmatic hydrothermal | Skarn | Cu-Pb-Zn skarn | Cu, Pb, Zn | In, Sn | Cu, Pb, Zn, In, Sn |  |  | 18-128 A1 SP - 15.d-1 | 18-128 A1 SP - 15.d-1 | underground mine |  |  |  |  | ore material | drill core | underground mining tunnels and drill cores | mineral separate | [5 empty] | mineralisation |  |  |  | sphalerite, chalcopyrite, pyrrhotite, pyrite, arsenopyrite |  |  | Sn-rich Skarn |  |  |  | galena, bismuthinite, marcasite, iron oxides, pyroxene, actinolite, quartz | thin sections and polished blocks examined using optical microscope, BSE detector, and EDS prior to analysis | EMPA, LA-ICPMS | JEOL JXA-8230 electron probe microanalyzer; RESOlution-LR 193 nm ArF excimer laser ablation system coupled to an Agilent 7700x ICP-MS | Laboratory of Mineral Resources Research Center, Fuzhou University; Adelaide Microscopy, the University of Adelaide | EPMA point analysis: accelerating voltage 15 kV, beam current 20 nA, beam diameter ~5 μm; EPMA mapping: accelerating voltage 20 kV, working current 50 nA, dwell time ~10 ms; BSE imaging: accelerating voltage 20 kV, beam current 10 nA; LA-ICP-MS: energy density 3~3.5 J/cm2, spot sizes 29 to 51 μm, repetition rates 5 Hz (polished thin-section) and 10 Hz (polished blocks), ~30 s background acquisition, ~40 s sample data acquisition | STDGL3 (Danyushevsky et al. 2011) and GSD-1G (USGS) | 4.3669 | [19 empty] | 2282.1722 | [5 empty] | 3.2562 | [5 empty] | 279.9553 | [9 empty] | 120184.2766 |  | 0.016148 |  |  |  | 0.2228 | [7 empty] | 450.7887 | [13 empty] | 255.6527 | [15 empty] | 0.057909 | [17 empty] | 0.071224 | [9 empty] | 2.8954 | [32 empty] | 2025 |  |  | CHN | Tibet
| Lawu |  | Magmatic hydrothermal | Skarn | Cu-Pb-Zn skarn | Cu, Pb, Zn | In, Sn | Cu, Pb, Zn, In, Sn |  |  | 18-128 A1 SP - 16.d-1 | 18-128 A1 SP - 16.d-1 | underground mine |  |  |  |  | ore material | drill core | underground mining tunnels and drill cores | mineral separate | [5 empty] | mineralisation |  |  |  | sphalerite, chalcopyrite, pyrrhotite, pyrite, arsenopyrite |  |  | Sn-rich Skarn |  |  |  | galena, bismuthinite, marcasite, iron oxides, pyroxene, actinolite, quartz | thin sections and polished blocks examined using optical microscope, BSE detector, and EDS prior to analysis | EMPA, LA-ICPMS | JEOL JXA-8230 electron probe microanalyzer; RESOlution-LR 193 nm ArF excimer laser ablation system coupled to an Agilent 7700x ICP-MS | Laboratory of Mineral Resources Research Center, Fuzhou University; Adelaide Microscopy, the University of Adelaide | EPMA point analysis: accelerating voltage 15 kV, beam current 20 nA, beam diameter ~5 μm; EPMA mapping: accelerating voltage 20 kV, working current 50 nA, dwell time ~10 ms; BSE imaging: accelerating voltage 20 kV, beam current 10 nA; LA-ICP-MS: energy density 3~3.5 J/cm2, spot sizes 29 to 51 μm, repetition rates 5 Hz (polished thin-section) and 10 Hz (polished blocks), ~30 s background acquisition, ~40 s sample data acquisition | STDGL3 (Danyushevsky et al. 2011) and GSD-1G (USGS) | 4.8315 | [19 empty] | 2259.6732 | [5 empty] | 3.1961 | [5 empty] | 290.3445 | [9 empty] | 120351.1239 |  | 0.016148 |  |  |  | 0.22234 | [7 empty] | 444.4118 | [13 empty] | 300.9729 | [15 empty] | 0.78102 | [17 empty] | 0.070756 | [9 empty] | 2.2951 | [32 empty] | 2025 |  |  | CHN | Tibet
| Lawu |  | Magmatic hydrothermal | Skarn | Cu-Pb-Zn skarn | Cu, Pb, Zn | In, Sn | Cu, Pb, Zn, In, Sn |  |  | 18-128 A1 SP - 17.d-1 | 18-128 A1 SP - 17.d-1 | underground mine |  |  |  |  | ore material | drill core | underground mining tunnels and drill cores | mineral separate | [5 empty] | mineralisation |  |  |  | sphalerite, chalcopyrite, pyrrhotite, pyrite, arsenopyrite |  |  | Sn-rich Skarn |  |  |  | galena, bismuthinite, marcasite, iron oxides, pyroxene, actinolite, quartz | thin sections and polished blocks examined using optical microscope, BSE detector, and EDS prior to analysis | EMPA, LA-ICPMS | JEOL JXA-8230 electron probe microanalyzer; RESOlution-LR 193 nm ArF excimer laser ablation system coupled to an Agilent 7700x ICP-MS | Laboratory of Mineral Resources Research Center, Fuzhou University; Adelaide Microscopy, the University of Adelaide | EPMA point analysis: accelerating voltage 15 kV, beam current 20 nA, beam diameter ~5 μm; EPMA mapping: accelerating voltage 20 kV, working current 50 nA, dwell time ~10 ms; BSE imaging: accelerating voltage 20 kV, beam current 10 nA; LA-ICP-MS: energy density 3~3.5 J/cm2, spot sizes 29 to 51 μm, repetition rates 5 Hz (polished thin-section) and 10 Hz (polished blocks), ~30 s background acquisition, ~40 s sample data acquisition | STDGL3 (Danyushevsky et al. 2011) and GSD-1G (USGS) | 3.6551 | [19 empty] | 2255.3724 | [5 empty] | 3.2612 | [5 empty] | 289.3828 | [9 empty] | 119568.7395 |  | 0.016148 |  |  |  | 0.22557 | [7 empty] | 443.6426 | [13 empty] | 301.1886 | [15 empty] | 1.7661 | [17 empty] | 0.075557 | [9 empty] | 3.4851 | [32 empty] | 2025 |  |  | CHN | Tibet
| Lawu |  | Magmatic hydrothermal | Skarn | Cu-Pb-Zn skarn | Cu, Pb, Zn | In, Sn | Cu, Pb, Zn, In, Sn |  |  | 18-128 A1 SP - 18.d-1 | 18-128 A1 SP - 18.d-1 | underground mine |  |  |  |  | ore material | drill core | underground mining tunnels and drill cores | mineral separate | [5 empty] | mineralisation |  |  |  | sphalerite, chalcopyrite, pyrrhotite, pyrite, arsenopyrite |  |  | Sn-rich Skarn |  |  |  | galena, bismuthinite, marcasite, iron oxides, pyroxene, actinolite, quartz | thin sections and polished blocks examined using optical microscope, BSE detector, and EDS prior to analysis | EMPA, LA-ICPMS | JEOL JXA-8230 electron probe microanalyzer; RESOlution-LR 193 nm ArF excimer laser ablation system coupled to an Agilent 7700x ICP-MS | Laboratory of Mineral Resources Research Center, Fuzhou University; Adelaide Microscopy, the University of Adelaide | EPMA point analysis: accelerating voltage 15 kV, beam current 20 nA, beam diameter ~5 μm; EPMA mapping: accelerating voltage 20 kV, working current 50 nA, dwell time ~10 ms; BSE imaging: accelerating voltage 20 kV, beam current 10 nA; LA-ICP-MS: energy density 3~3.5 J/cm2, spot sizes 29 to 51 μm, repetition rates 5 Hz (polished thin-section) and 10 Hz (polished blocks), ~30 s background acquisition, ~40 s sample data acquisition | STDGL3 (Danyushevsky et al. 2011) and GSD-1G (USGS) | 6.1498 | [19 empty] | 2218.3242 | [5 empty] | 3.2019 | [5 empty] | 355.2374 | [9 empty] | 120895.324 |  | 0.016148 |  |  |  | 0.19167 | [7 empty] | 440.2295 | [13 empty] | 344.7331 | [15 empty] | 0.6706 | [17 empty] | 0.026738 | [9 empty] | 1.5823 | [32 empty] | 2025 |  |  | CHN | Tibet
| Lawu |  | Magmatic hydrothermal | Skarn | Cu-Pb-Zn skarn | Cu, Pb, Zn | In, Sn | Cu, Pb, Zn, In, Sn |  |  | 18-128 A1 SP - 19.d-1 | 18-128 A1 SP - 19.d-1 | underground mine |  |  |  |  | ore material | drill core | underground mining tunnels and drill cores | mineral separate | [5 empty] | mineralisation |  |  |  | sphalerite, chalcopyrite, pyrrhotite, pyrite, arsenopyrite |  |  | Sn-rich Skarn |  |  |  | galena, bismuthinite, marcasite, iron oxides, pyroxene, actinolite, quartz | thin sections and polished blocks examined using optical microscope, BSE detector, and EDS prior to analysis | EMPA, LA-ICPMS | JEOL JXA-8230 electron probe microanalyzer; RESOlution-LR 193 nm ArF excimer laser ablation system coupled to an Agilent 7700x ICP-MS | Laboratory of Mineral Resources Research Center, Fuzhou University; Adelaide Microscopy, the University of Adelaide | EPMA point analysis: accelerating voltage 15 kV, beam current 20 nA, beam diameter ~5 μm; EPMA mapping: accelerating voltage 20 kV, working current 50 nA, dwell time ~10 ms; BSE imaging: accelerating voltage 20 kV, beam current 10 nA; LA-ICP-MS: energy density 3~3.5 J/cm2, spot sizes 29 to 51 μm, repetition rates 5 Hz (polished thin-section) and 10 Hz (polished blocks), ~30 s background acquisition, ~40 s sample data acquisition | STDGL3 (Danyushevsky et al. 2011) and GSD-1G (USGS) | 3.9027 | [19 empty] | 2276.9043 | [5 empty] | 3.3492 | [5 empty] | 279.3724 | [9 empty] | 122297.8709 |  | 0.016148 |  |  |  | 0.22892 | [7 empty] | 438.1594 | [13 empty] | 376.0708 | [15 empty] | 0.13041 | [17 empty] | 0.071224 | [9 empty] | 1.8238 | [32 empty] | 2025 |  |  | CHN | Tibet
| Lawu |  | Magmatic hydrothermal | Skarn | Cu-Pb-Zn skarn | Cu, Pb, Zn | In, Sn | Cu, Pb, Zn, In, Sn |  |  | 18-128 A1 SP - 20.d-1 | 18-128 A1 SP - 20.d-1 | underground mine |  |  |  |  | ore material | drill core | underground mining tunnels and drill cores | mineral separate | [5 empty] | mineralisation |  |  |  | sphalerite, chalcopyrite, pyrrhotite, pyrite, arsenopyrite |  |  | Sn-rich Skarn |  |  |  | galena, bismuthinite, marcasite, iron oxides, pyroxene, actinolite, quartz | thin sections and polished blocks examined using optical microscope, BSE detector, and EDS prior to analysis | EMPA, LA-ICPMS | JEOL JXA-8230 electron probe microanalyzer; RESOlution-LR 193 nm ArF excimer laser ablation system coupled to an Agilent 7700x ICP-MS | Laboratory of Mineral Resources Research Center, Fuzhou University; Adelaide Microscopy, the University of Adelaide | EPMA point analysis: accelerating voltage 15 kV, beam current 20 nA, beam diameter ~5 μm; EPMA mapping: accelerating voltage 20 kV, working current 50 nA, dwell time ~10 ms; BSE imaging: accelerating voltage 20 kV, beam current 10 nA; LA-ICP-MS: energy density 3~3.5 J/cm2, spot sizes 29 to 51 μm, repetition rates 5 Hz (polished thin-section) and 10 Hz (polished blocks), ~30 s background acquisition, ~40 s sample data acquisition | STDGL3 (Danyushevsky et al. 2011) and GSD-1G (USGS) | 6.5237 | [19 empty] | 2319.162 | [5 empty] | 3.1657 | [5 empty] | 290 | [9 empty] | 110711.1291 |  | 0.086476 |  |  |  | 0.25897 | [7 empty] | 456.5254 | [13 empty] | 267.5956 | [15 empty] | 0.6706 | [17 empty] | 0.26147 | [9 empty] | 0.82203 | [32 empty] | 2025 |  |  | CHN | Tibet
| Lawu |  | Magmatic hydrothermal | Skarn | Cu-Pb-Zn skarn | Cu, Pb, Zn | In, Sn | Cu, Pb, Zn, In, Sn |  |  | 18-125 a2 sp - 1.d-1 | 18-125 a2 sp - 1.d-1 | underground mine |  |  |  |  | ore material | drill core | underground mining tunnels and drill cores | mineral separate | [5 empty] | mineralisation |  |  |  | sphalerite, chalcopyrite, pyrrhotite, pyrite, arsenopyrite |  |  | Sn-rich Skarn |  |  |  | galena, bismuthinite, marcasite, iron oxides, pyroxene, actinolite, quartz | thin sections and polished blocks examined using optical microscope, BSE detector, and EDS prior to analysis | EMPA, LA-ICPMS | JEOL JXA-8230 electron probe microanalyzer; RESOlution-LR 193 nm ArF excimer laser ablation system coupled to an Agilent 7700x ICP-MS | Laboratory of Mineral Resources Research Center, Fuzhou University; Adelaide Microscopy, the University of Adelaide | EPMA point analysis: accelerating voltage 15 kV, beam current 20 nA, beam diameter ~5 μm; EPMA mapping: accelerating voltage 20 kV, working current 50 nA, dwell time ~10 ms; BSE imaging: accelerating voltage 20 kV, beam current 10 nA; LA-ICP-MS: energy density 3~3.5 J/cm2, spot sizes 29 to 51 μm, repetition rates 5 Hz (polished thin-section) and 10 Hz (polished blocks), ~30 s background acquisition, ~40 s sample data acquisition | STDGL3 (Danyushevsky et al. 2011) and GSD-1G (USGS) | 5.8322 | [19 empty] | 1859.1395 | [5 empty] | 3.6711 | [5 empty] | 342.4382 | [9 empty] | 120608.1387 |  | 0.047518 |  |  |  | 0.29529 | [7 empty] | 485.6499 | [13 empty] | 354.6521 | [15 empty] | 1.359 | [17 empty] | 0.062286 | [9 empty] | 0.91541 | [32 empty] | 2025 |  |  | CHN | Tibet
| Lawu |  | Magmatic hydrothermal | Skarn | Cu-Pb-Zn skarn | Cu, Pb, Zn | In, Sn | Cu, Pb, Zn, In, Sn |  |  | 18-125 a2 sp - 2.d-1 | 18-125 a2 sp - 2.d-1 | underground mine |  |  |  |  | ore material | drill core | underground mining tunnels and drill cores | mineral separate | [5 empty] | mineralisation |  |  |  | sphalerite, chalcopyrite, pyrrhotite, pyrite, arsenopyrite |  |  | Sn-rich Skarn |  |  |  | galena, bismuthinite, marcasite, iron oxides, pyroxene, actinolite, quartz | thin sections and polished blocks examined using optical microscope, BSE detector, and EDS prior to analysis | EMPA, LA-ICPMS | JEOL JXA-8230 electron probe microanalyzer; RESOlution-LR 193 nm ArF excimer laser ablation system coupled to an Agilent 7700x ICP-MS | Laboratory of Mineral Resources Research Center, Fuzhou University; Adelaide Microscopy, the University of Adelaide | EPMA point analysis: accelerating voltage 15 kV, beam current 20 nA, beam diameter ~5 μm; EPMA mapping: accelerating voltage 20 kV, working current 50 nA, dwell time ~10 ms; BSE imaging: accelerating voltage 20 kV, beam current 10 nA; LA-ICP-MS: energy density 3~3.5 J/cm2, spot sizes 29 to 51 μm, repetition rates 5 Hz (polished thin-section) and 10 Hz (polished blocks), ~30 s background acquisition, ~40 s sample data acquisition | STDGL3 (Danyushevsky et al. 2011) and GSD-1G (USGS) | 6.1478 | [19 empty] | 2042.6409 | [5 empty] | 3.6242 | [5 empty] | 342.4382 | [9 empty] | 121249.1931 |  | 0.042388 |  |  |  | 0.26825 | [7 empty] | 481.0862 | [13 empty] | 357.4859 | [15 empty] | 1.9165 | [17 empty] | 0.062617 | [9 empty] | 1.4611 | [32 empty] | 2025 |  |  | CHN | Tibet
| Lawu |  | Magmatic hydrothermal | Skarn | Cu-Pb-Zn skarn | Cu, Pb, Zn | In, Sn | Cu, Pb, Zn, In, Sn |  |  | 18-125 a2 sp - 3.d-1 | 18-125 a2 sp - 3.d-1 | underground mine |  |  |  |  | ore material | drill core | underground mining tunnels and drill cores | mineral separate | [5 empty] | mineralisation |  |  |  | sphalerite, chalcopyrite, pyrrhotite, pyrite, arsenopyrite |  |  | Sn-rich Skarn |  |  |  | galena, bismuthinite, marcasite, iron oxides, pyroxene, actinolite, quartz | thin sections and polished blocks examined using optical microscope, BSE detector, and EDS prior to analysis | EMPA, LA-ICPMS | JEOL JXA-8230 electron probe microanalyzer; RESOlution-LR 193 nm ArF excimer laser ablation system coupled to an Agilent 7700x ICP-MS | Laboratory of Mineral Resources Research Center, Fuzhou University; Adelaide Microscopy, the University of Adelaide | EPMA point analysis: accelerating voltage 15 kV, beam current 20 nA, beam diameter ~5 μm; EPMA mapping: accelerating voltage 20 kV, working current 50 nA, dwell time ~10 ms; BSE imaging: accelerating voltage 20 kV, beam current 10 nA; LA-ICP-MS: energy density 3~3.5 J/cm2, spot sizes 29 to 51 μm, repetition rates 5 Hz (polished thin-section) and 10 Hz (polished blocks), ~30 s background acquisition, ~40 s sample data acquisition | STDGL3 (Danyushevsky et al. 2011) and GSD-1G (USGS) | 5.0683 | [19 empty] | 2049.6075 | [5 empty] | 3.6075 | [5 empty] | 325.4787 | [9 empty] | 113837.3902 |  | 0.075908 |  |  |  | 0.2122 | [7 empty] | 509.2648 | [13 empty] | 268.56 | [15 empty] | 1.1847 | [17 empty] | 0.089965 | [9 empty] | 2.1645 | [32 empty] | 2025 |  |  | CHN | Tibet
| Lawu |  | Magmatic hydrothermal | Skarn | Cu-Pb-Zn skarn | Cu, Pb, Zn | In, Sn | Cu, Pb, Zn, In, Sn |  |  | 18-125 a2 sp - 4.d-1 | 18-125 a2 sp - 4.d-1 | underground mine |  |  |  |  | ore material | drill core | underground mining tunnels and drill cores | mineral separate | [5 empty] | mineralisation |  |  |  | sphalerite, chalcopyrite, pyrrhotite, pyrite, arsenopyrite |  |  | Sn-rich Skarn |  |  |  | galena, bismuthinite, marcasite, iron oxides, pyroxene, actinolite, quartz | thin sections and polished blocks examined using optical microscope, BSE detector, and EDS prior to analysis | EMPA, LA-ICPMS | JEOL JXA-8230 electron probe microanalyzer; RESOlution-LR 193 nm ArF excimer laser ablation system coupled to an Agilent 7700x ICP-MS | Laboratory of Mineral Resources Research Center, Fuzhou University; Adelaide Microscopy, the University of Adelaide | EPMA point analysis: accelerating voltage 15 kV, beam current 20 nA, beam diameter ~5 μm; EPMA mapping: accelerating voltage 20 kV, working current 50 nA, dwell time ~10 ms; BSE imaging: accelerating voltage 20 kV, beam current 10 nA; LA-ICP-MS: energy density 3~3.5 J/cm2, spot sizes 29 to 51 μm, repetition rates 5 Hz (polished thin-section) and 10 Hz (polished blocks), ~30 s background acquisition, ~40 s sample data acquisition | STDGL3 (Danyushevsky et al. 2011) and GSD-1G (USGS) | 5.0584 | [19 empty] | 2218.4498 | [5 empty] | 3.7396 | [5 empty] | 298.7139 | [9 empty] | 115438.8779 |  | 0.036615 |  |  |  | 0.27032 | [7 empty] | 485.8716 | [13 empty] | 266.2862 | [15 empty] | 0.31705 | [17 empty] | 0.022582 | [9 empty] | 1.382 | [32 empty] | 2025 |  |  | CHN | Tibet
| Lawu |  | Magmatic hydrothermal | Skarn | Cu-Pb-Zn skarn | Cu, Pb, Zn | In, Sn | Cu, Pb, Zn, In, Sn |  |  | 18-125 a2 sp - 5.d-1 | 18-125 a2 sp - 5.d-1 | underground mine |  |  |  |  | ore material | drill core | underground mining tunnels and drill cores | mineral separate | [5 empty] | mineralisation |  |  |  | sphalerite, chalcopyrite, pyrrhotite, pyrite, arsenopyrite |  |  | Sn-rich Skarn |  |  |  | galena, bismuthinite, marcasite, iron oxides, pyroxene, actinolite, quartz | thin sections and polished blocks examined using optical microscope, BSE detector, and EDS prior to analysis | EMPA, LA-ICPMS | JEOL JXA-8230 electron probe microanalyzer; RESOlution-LR 193 nm ArF excimer laser ablation system coupled to an Agilent 7700x ICP-MS | Laboratory of Mineral Resources Research Center, Fuzhou University; Adelaide Microscopy, the University of Adelaide | EPMA point analysis: accelerating voltage 15 kV, beam current 20 nA, beam diameter ~5 μm; EPMA mapping: accelerating voltage 20 kV, working current 50 nA, dwell time ~10 ms; BSE imaging: accelerating voltage 20 kV, beam current 10 nA; LA-ICP-MS: energy density 3~3.5 J/cm2, spot sizes 29 to 51 μm, repetition rates 5 Hz (polished thin-section) and 10 Hz (polished blocks), ~30 s background acquisition, ~40 s sample data acquisition | STDGL3 (Danyushevsky et al. 2011) and GSD-1G (USGS) | 6.296 | [19 empty] | 1944.1173 | [5 empty] | 3.5773 | [5 empty] | 443.5793 | [9 empty] | 121912.7523 |  | 0.04792 |  |  |  | 0.31032 | [7 empty] | 509.2842 | [13 empty] | 322.2389 | [15 empty] | 0.55328 | [17 empty] | 0.26615 | [9 empty] | 2.9286 | [32 empty] | 2025 |  |  | CHN | Tibet
| Lawu |  | Magmatic hydrothermal | Skarn | Cu-Pb-Zn skarn | Cu, Pb, Zn | In, Sn | Cu, Pb, Zn, In, Sn |  |  | 18-125 a4 sp - 1.d-1 | 18-125 a4 sp - 1.d-1 | underground mine |  |  |  |  | ore material | drill core | underground mining tunnels and drill cores | mineral separate | [5 empty] | mineralisation |  |  |  | sphalerite, chalcopyrite, pyrrhotite, pyrite, arsenopyrite |  |  | Sn-rich Skarn |  |  |  | galena, bismuthinite, marcasite, iron oxides, pyroxene, actinolite, quartz | thin sections and polished blocks examined using optical microscope, BSE detector, and EDS prior to analysis | EMPA, LA-ICPMS | JEOL JXA-8230 electron probe microanalyzer; RESOlution-LR 193 nm ArF excimer laser ablation system coupled to an Agilent 7700x ICP-MS | Laboratory of Mineral Resources Research Center, Fuzhou University; Adelaide Microscopy, the University of Adelaide | EPMA point analysis: accelerating voltage 15 kV, beam current 20 nA, beam diameter ~5 μm; EPMA mapping: accelerating voltage 20 kV, working current 50 nA, dwell time ~10 ms; BSE imaging: accelerating voltage 20 kV, beam current 10 nA; LA-ICP-MS: energy density 3~3.5 J/cm2, spot sizes 29 to 51 μm, repetition rates 5 Hz (polished thin-section) and 10 Hz (polished blocks), ~30 s background acquisition, ~40 s sample data acquisition | STDGL3 (Danyushevsky et al. 2011) and GSD-1G (USGS) | 6.5548 | [19 empty] | 1988.6075 | [5 empty] | 3.3794 | [5 empty] | 384.7716 | [9 empty] | 113355.9482 |  | 0.049104 |  |  |  | 0.28574 | [7 empty] | 664.2755 | [13 empty] | 364.4598 | [15 empty] | 0.23239 | [17 empty] | 0.10789 | [9 empty] | 2.7142 | [32 empty] | 2025 |  |  | CHN | Tibet
| Lawu |  | Magmatic hydrothermal | Skarn | Cu-Pb-Zn skarn | Cu, Pb, Zn | In, Sn | Cu, Pb, Zn, In, Sn |  |  | 18-125 a4 sp - 2.d-1 | 18-125 a4 sp - 2.d-1 | underground mine |  |  |  |  | ore material | drill core | underground mining tunnels and drill cores | mineral separate | [5 empty] | mineralisation |  |  |  | sphalerite, chalcopyrite, pyrrhotite, pyrite, arsenopyrite |  |  | Sn-rich Skarn |  |  |  | galena, bismuthinite, marcasite, iron oxides, pyroxene, actinolite, quartz | thin sections and polished blocks examined using optical microscope, BSE detector, and EDS prior to analysis | EMPA, LA-ICPMS | JEOL JXA-8230 electron probe microanalyzer; RESOlution-LR 193 nm ArF excimer laser ablation system coupled to an Agilent 7700x ICP-MS | Laboratory of Mineral Resources Research Center, Fuzhou University; Adelaide Microscopy, the University of Adelaide | EPMA point analysis: accelerating voltage 15 kV, beam current 20 nA, beam diameter ~5 μm; EPMA mapping: accelerating voltage 20 kV, working current 50 nA, dwell time ~10 ms; BSE imaging: accelerating voltage 20 kV, beam current 10 nA; LA-ICP-MS: energy density 3~3.5 J/cm2, spot sizes 29 to 51 μm, repetition rates 5 Hz (polished thin-section) and 10 Hz (polished blocks), ~30 s background acquisition, ~40 s sample data acquisition | STDGL3 (Danyushevsky et al. 2011) and GSD-1G (USGS) | 7.5213 | [19 empty] | 2034.6873 | [5 empty] | 3.5736 | [5 empty] | 384.2986 | [9 empty] | 119555.4189 |  | 0.046968 |  |  |  | 0.29405 | [7 empty] | 633.922 | [13 empty] | 446.8828 | [15 empty] | 0.96016 | [17 empty] | 0.067355 | [9 empty] | 3.742 | [32 empty] | 2025 |  |  | CHN | Tibet
| Lawu |  | Magmatic hydrothermal | Skarn | Cu-Pb-Zn skarn | Cu, Pb, Zn | In, Sn | Cu, Pb, Zn, In, Sn |  |  | 18-125 a4 sp - 3.d-1 | 18-125 a4 sp - 3.d-1 | underground mine |  |  |  |  | ore material | drill core | underground mining tunnels and drill cores | mineral separate | [5 empty] | mineralisation |  |  |  | sphalerite, chalcopyrite, pyrrhotite, pyrite, arsenopyrite |  |  | Sn-rich Skarn |  |  |  | galena, bismuthinite, marcasite, iron oxides, pyroxene, actinolite, quartz | thin sections and polished blocks examined using optical microscope, BSE detector, and EDS prior to analysis | EMPA, LA-ICPMS | JEOL JXA-8230 electron probe microanalyzer; RESOlution-LR 193 nm ArF excimer laser ablation system coupled to an Agilent 7700x ICP-MS | Laboratory of Mineral Resources Research Center, Fuzhou University; Adelaide Microscopy, the University of Adelaide | EPMA point analysis: accelerating voltage 15 kV, beam current 20 nA, beam diameter ~5 μm; EPMA mapping: accelerating voltage 20 kV, working current 50 nA, dwell time ~10 ms; BSE imaging: accelerating voltage 20 kV, beam current 10 nA; LA-ICP-MS: energy density 3~3.5 J/cm2, spot sizes 29 to 51 μm, repetition rates 5 Hz (polished thin-section) and 10 Hz (polished blocks), ~30 s background acquisition, ~40 s sample data acquisition | STDGL3 (Danyushevsky et al. 2011) and GSD-1G (USGS) | 8.1619 | [19 empty] | 2091.9195 | [5 empty] | 3.5372 | [5 empty] | 375.5657 | [9 empty] | 125221.2246 |  | 0.057693 |  |  |  | 0.24019 | [7 empty] | 615.7662 | [13 empty] | 500.297 | [15 empty] | 0.21556 | [17 empty] | 0.027435 | [9 empty] | 3.2236 | [32 empty] | 2025 |  |  | CHN | Tibet
| Lawu |  | Magmatic hydrothermal | Skarn | Cu-Pb-Zn skarn | Cu, Pb, Zn | In, Sn | Cu, Pb, Zn, In, Sn |  |  | 18-125 a4 sp - 4.d-1 | 18-125 a4 sp - 4.d-1 | underground mine |  |  |  |  | ore material | drill core | underground mining tunnels and drill cores | mineral separate | [5 empty] | mineralisation |  |  |  | sphalerite, chalcopyrite, pyrrhotite, pyrite, arsenopyrite |  |  | Sn-rich Skarn |  |  |  | galena, bismuthinite, marcasite, iron oxides, pyroxene, actinolite, quartz | thin sections and polished blocks examined using optical microscope, BSE detector, and EDS prior to analysis | EMPA, LA-ICPMS | JEOL JXA-8230 electron probe microanalyzer; RESOlution-LR 193 nm ArF excimer laser ablation system coupled to an Agilent 7700x ICP-MS | Laboratory of Mineral Resources Research Center, Fuzhou University; Adelaide Microscopy, the University of Adelaide | EPMA point analysis: accelerating voltage 15 kV, beam current 20 nA, beam diameter ~5 μm; EPMA mapping: accelerating voltage 20 kV, working current 50 nA, dwell time ~10 ms; BSE imaging: accelerating voltage 20 kV, beam current 10 nA; LA-ICP-MS: energy density 3~3.5 J/cm2, spot sizes 29 to 51 μm, repetition rates 5 Hz (polished thin-section) and 10 Hz (polished blocks), ~30 s background acquisition, ~40 s sample data acquisition | STDGL3 (Danyushevsky et al. 2011) and GSD-1G (USGS) | 7.3273 | [19 empty] | 2096.8988 | [5 empty] | 3.5801 | [5 empty] | 335.8775 | [9 empty] | 125695.9019 |  | 0.082553 |  |  |  | 0.30925 | [7 empty] | 529.137 | [13 empty] | 562.0908 | [15 empty] | 0.52127 | [17 empty] | 0.045243 | [9 empty] | 2.9506 | [32 empty] | 2025 |  |  | CHN | Tibet
| Lawu |  | Magmatic hydrothermal | Skarn | Cu-Pb-Zn skarn | Cu, Pb, Zn | In, Sn | Cu, Pb, Zn, In, Sn |  |  | 18-125 a4 sp - 5.d-1 | 18-125 a4 sp - 5.d-1 | underground mine |  |  |  |  | ore material | drill core | underground mining tunnels and drill cores | mineral separate | [5 empty] | mineralisation |  |  |  | sphalerite, chalcopyrite, pyrrhotite, pyrite, arsenopyrite |  |  | Sn-rich Skarn |  |  |  | galena, bismuthinite, marcasite, iron oxides, pyroxene, actinolite, quartz | thin sections and polished blocks examined using optical microscope, BSE detector, and EDS prior to analysis | EMPA, LA-ICPMS | JEOL JXA-8230 electron probe microanalyzer; RESOlution-LR 193 nm ArF excimer laser ablation system coupled to an Agilent 7700x ICP-MS | Laboratory of Mineral Resources Research Center, Fuzhou University; Adelaide Microscopy, the University of Adelaide | EPMA point analysis: accelerating voltage 15 kV, beam current 20 nA, beam diameter ~5 μm; EPMA mapping: accelerating voltage 20 kV, working current 50 nA, dwell time ~10 ms; BSE imaging: accelerating voltage 20 kV, beam current 10 nA; LA-ICP-MS: energy density 3~3.5 J/cm2, spot sizes 29 to 51 μm, repetition rates 5 Hz (polished thin-section) and 10 Hz (polished blocks), ~30 s background acquisition, ~40 s sample data acquisition | STDGL3 (Danyushevsky et al. 2011) and GSD-1G (USGS) | 12.2583 | [19 empty] | 2187.1964 | [5 empty] | 3.3684 | [5 empty] | 342.0175 | [9 empty] | 114184.5204 |  | 0.046637 |  |  |  | 0.22312 | [7 empty] | 518.1686 | [13 empty] | 375.0756 | [15 empty] | 2.4302 | [17 empty] | 0.20103 | [9 empty] | 3.5381 | [32 empty] | 2025 |  |  | CHN | Tibet
| Lawu |  | Magmatic hydrothermal | Skarn | Cu-Pb-Zn skarn | Cu, Pb, Zn | In, Sn | Cu, Pb, Zn, In, Sn |  |  | 18-125 a7 sp - 1.d-1 | 18-125 a7 sp - 1.d-1 | underground mine |  |  |  |  | ore material | drill core | underground mining tunnels and drill cores | mineral separate | [5 empty] | mineralisation |  |  |  | sphalerite, chalcopyrite, pyrrhotite, pyrite, arsenopyrite |  |  | Sn-rich Skarn |  |  |  | galena, bismuthinite, marcasite, iron oxides, pyroxene, actinolite, quartz | thin sections and polished blocks examined using optical microscope, BSE detector, and EDS prior to analysis | EMPA, LA-ICPMS | JEOL JXA-8230 electron probe microanalyzer; RESOlution-LR 193 nm ArF excimer laser ablation system coupled to an Agilent 7700x ICP-MS | Laboratory of Mineral Resources Research Center, Fuzhou University; Adelaide Microscopy, the University of Adelaide | EPMA point analysis: accelerating voltage 15 kV, beam current 20 nA, beam diameter ~5 μm; EPMA mapping: accelerating voltage 20 kV, working current 50 nA, dwell time ~10 ms; BSE imaging: accelerating voltage 20 kV, beam current 10 nA; LA-ICP-MS: energy density 3~3.5 J/cm2, spot sizes 29 to 51 μm, repetition rates 5 Hz (polished thin-section) and 10 Hz (polished blocks), ~30 s background acquisition, ~40 s sample data acquisition | STDGL3 (Danyushevsky et al. 2011) and GSD-1G (USGS) | 4.8069 | [19 empty] | 2175.5386 | [5 empty] | 3.2737 | [5 empty] | 287.4819 | [9 empty] | 132397.0624 |  | 0.030192 |  |  |  | 0.27449 | [7 empty] | 429.0072 | [13 empty] | 907.4068 | [15 empty] | 0.11396 | [17 empty] | 0.031079 | [9 empty] | 2.7039 | [32 empty] | 2025 |  |  | CHN | Tibet
| Lawu |  | Magmatic hydrothermal | Skarn | Cu-Pb-Zn skarn | Cu, Pb, Zn | In, Sn | Cu, Pb, Zn, In, Sn |  |  | 18-125 a7 sp - 2.d-1 | 18-125 a7 sp - 2.d-1 | underground mine |  |  |  |  | ore material | drill core | underground mining tunnels and drill cores | mineral separate | [5 empty] | mineralisation |  |  |  | sphalerite, chalcopyrite, pyrrhotite, pyrite, arsenopyrite |  |  | Sn-rich Skarn |  |  |  | galena, bismuthinite, marcasite, iron oxides, pyroxene, actinolite, quartz | thin sections and polished blocks examined using optical microscope, BSE detector, and EDS prior to analysis | EMPA, LA-ICPMS | JEOL JXA-8230 electron probe microanalyzer; RESOlution-LR 193 nm ArF excimer laser ablation system coupled to an Agilent 7700x ICP-MS | Laboratory of Mineral Resources Research Center, Fuzhou University; Adelaide Microscopy, the University of Adelaide | EPMA point analysis: accelerating voltage 15 kV, beam current 20 nA, beam diameter ~5 μm; EPMA mapping: accelerating voltage 20 kV, working current 50 nA, dwell time ~10 ms; BSE imaging: accelerating voltage 20 kV, beam current 10 nA; LA-ICP-MS: energy density 3~3.5 J/cm2, spot sizes 29 to 51 μm, repetition rates 5 Hz (polished thin-section) and 10 Hz (polished blocks), ~30 s background acquisition, ~40 s sample data acquisition | STDGL3 (Danyushevsky et al. 2011) and GSD-1G (USGS) | 4.5117 | [19 empty] | 2196.5994 | [5 empty] | 3.3578 | [5 empty] | 286.9198 | [9 empty] | 132856.3218 |  | 0.028853 |  |  |  | 0.20857 | [7 empty] | 450.8484 | [13 empty] | 1125.8482 | [15 empty] | 0.11643 | [17 empty] | 0.10789 | [9 empty] | 2.0511 | [32 empty] | 2025 |  |  | CHN | Tibet
| Lawu |  | Magmatic hydrothermal | Skarn | Cu-Pb-Zn skarn | Cu, Pb, Zn | In, Sn | Cu, Pb, Zn, In, Sn |  |  | 18-125 a7 sp - 3.d-1 | 18-125 a7 sp - 3.d-1 | underground mine |  |  |  |  | ore material | drill core | underground mining tunnels and drill cores | mineral separate | [5 empty] | mineralisation |  |  |  | sphalerite, chalcopyrite, pyrrhotite, pyrite, arsenopyrite |  |  | Sn-rich Skarn |  |  |  | galena, bismuthinite, marcasite, iron oxides, pyroxene, actinolite, quartz | thin sections and polished blocks examined using optical microscope, BSE detector, and EDS prior to analysis | EMPA, LA-ICPMS | JEOL JXA-8230 electron probe microanalyzer; RESOlution-LR 193 nm ArF excimer laser ablation system coupled to an Agilent 7700x ICP-MS | Laboratory of Mineral Resources Research Center, Fuzhou University; Adelaide Microscopy, the University of Adelaide | EPMA point analysis: accelerating voltage 15 kV, beam current 20 nA, beam diameter ~5 μm; EPMA mapping: accelerating voltage 20 kV, working current 50 nA, dwell time ~10 ms; BSE imaging: accelerating voltage 20 kV, beam current 10 nA; LA-ICP-MS: energy density 3~3.5 J/cm2, spot sizes 29 to 51 μm, repetition rates 5 Hz (polished thin-section) and 10 Hz (polished blocks), ~30 s background acquisition, ~40 s sample data acquisition | STDGL3 (Danyushevsky et al. 2011) and GSD-1G (USGS) | 4.7012 | [19 empty] | 2177.8596 | [5 empty] | 3.4237 | [5 empty] | 279.6163 | [9 empty] | 130610.2587 |  | 0.02872 |  |  |  | 0.22433 | [7 empty] | 426.7074 | [13 empty] | 868.3845 | [15 empty] | 0.16556 | [17 empty] | 0.019724 | [9 empty] | 2.1053 | [32 empty] | 2025 |  |  | CHN | Tibet
| Lawu |  | Magmatic hydrothermal | Skarn | Cu-Pb-Zn skarn | Cu, Pb, Zn | In, Sn | Cu, Pb, Zn, In, Sn |  |  | 18-125 a7 sp - 4.d-1 | 18-125 a7 sp - 4.d-1 | underground mine |  |  |  |  | ore material | drill core | underground mining tunnels and drill cores | mineral separate | [5 empty] | mineralisation |  |  |  | sphalerite, chalcopyrite, pyrrhotite, pyrite, arsenopyrite |  |  | Sn-rich Skarn |  |  |  | galena, bismuthinite, marcasite, iron oxides, pyroxene, actinolite, quartz | thin sections and polished blocks examined using optical microscope, BSE detector, and EDS prior to analysis | EMPA, LA-ICPMS | JEOL JXA-8230 electron probe microanalyzer; RESOlution-LR 193 nm ArF excimer laser ablation system coupled to an Agilent 7700x ICP-MS | Laboratory of Mineral Resources Research Center, Fuzhou University; Adelaide Microscopy, the University of Adelaide | EPMA point analysis: accelerating voltage 15 kV, beam current 20 nA, beam diameter ~5 μm; EPMA mapping: accelerating voltage 20 kV, working current 50 nA, dwell time ~10 ms; BSE imaging: accelerating voltage 20 kV, beam current 10 nA; LA-ICP-MS: energy density 3~3.5 J/cm2, spot sizes 29 to 51 μm, repetition rates 5 Hz (polished thin-section) and 10 Hz (polished blocks), ~30 s background acquisition, ~40 s sample data acquisition | STDGL3 (Danyushevsky et al. 2011) and GSD-1G (USGS) | 9.9543 | [19 empty] | 2051.0517 | [5 empty] | 3.4292 | [5 empty] | 342.4382 | [9 empty] | 137381.7664 |  | 0.029646 |  |  |  | 0.211 | [7 empty] | 460.2662 | [13 empty] | 1280.2949 | [15 empty] | 0.96016 | [17 empty] | 0.15265 | [9 empty] | 3.3862 | [32 empty] | 2025 |  |  | CHN | Tibet
| Lawu |  | Magmatic hydrothermal | Skarn | Cu-Pb-Zn skarn | Cu, Pb, Zn | In, Sn | Cu, Pb, Zn, In, Sn |  |  | 18-125 a7 sp - 5.d-1 | 18-125 a7 sp - 5.d-1 | underground mine |  |  |  |  | ore material | drill core | underground mining tunnels and drill cores | mineral separate | [5 empty] | mineralisation |  |  |  | sphalerite, chalcopyrite, pyrrhotite, pyrite, arsenopyrite |  |  | Sn-rich Skarn |  |  |  | galena, bismuthinite, marcasite, iron oxides, pyroxene, actinolite, quartz | thin sections and polished blocks examined using optical microscope, BSE detector, and EDS prior to analysis | EMPA, LA-ICPMS | JEOL JXA-8230 electron probe microanalyzer; RESOlution-LR 193 nm ArF excimer laser ablation system coupled to an Agilent 7700x ICP-MS | Laboratory of Mineral Resources Research Center, Fuzhou University; Adelaide Microscopy, the University of Adelaide | EPMA point analysis: accelerating voltage 15 kV, beam current 20 nA, beam diameter ~5 μm; EPMA mapping: accelerating voltage 20 kV, working current 50 nA, dwell time ~10 ms; BSE imaging: accelerating voltage 20 kV, beam current 10 nA; LA-ICP-MS: energy density 3~3.5 J/cm2, spot sizes 29 to 51 μm, repetition rates 5 Hz (polished thin-section) and 10 Hz (polished blocks), ~30 s background acquisition, ~40 s sample data acquisition | STDGL3 (Danyushevsky et al. 2011) and GSD-1G (USGS) | 6.5308 | [19 empty] | 2177.6496 | [5 empty] | 3.4092 | [5 empty] | 342.4382 | [9 empty] | 136156.3672 |  | 0.017731 |  |  |  | 0.20772 | [7 empty] | 447.8198 | [13 empty] | 1144.2249 | [15 empty] | 0.12891 | [17 empty] | 0.10789 | [9 empty] | 2.802 | [32 empty] | 2025 |  |  | CHN | Tibet
| Lawu |  | Magmatic hydrothermal | Skarn | Cu-Pb-Zn skarn | Cu, Pb, Zn | In, Sn | Cu, Pb, Zn, In, Sn |  |  | 18-125 a7 sp - 6.d-1 | 18-125 a7 sp - 6.d-1 | underground mine |  |  |  |  | ore material | drill core | underground mining tunnels and drill cores | mineral separate | [5 empty] | mineralisation |  |  |  | sphalerite, chalcopyrite, pyrrhotite, pyrite, arsenopyrite |  |  | Sn-rich Skarn |  |  |  | galena, bismuthinite, marcasite, iron oxides, pyroxene, actinolite, quartz | thin sections and polished blocks examined using optical microscope, BSE detector, and EDS prior to analysis | EMPA, LA-ICPMS | JEOL JXA-8230 electron probe microanalyzer; RESOlution-LR 193 nm ArF excimer laser ablation system coupled to an Agilent 7700x ICP-MS | Laboratory of Mineral Resources Research Center, Fuzhou University; Adelaide Microscopy, the University of Adelaide | EPMA point analysis: accelerating voltage 15 kV, beam current 20 nA, beam diameter ~5 μm; EPMA mapping: accelerating voltage 20 kV, working current 50 nA, dwell time ~10 ms; BSE imaging: accelerating voltage 20 kV, beam current 10 nA; LA-ICP-MS: energy density 3~3.5 J/cm2, spot sizes 29 to 51 μm, repetition rates 5 Hz (polished thin-section) and 10 Hz (polished blocks), ~30 s background acquisition, ~40 s sample data acquisition | STDGL3 (Danyushevsky et al. 2011) and GSD-1G (USGS) | 6.5028 | [19 empty] | 2146.7204 | [5 empty] | 3.4204 | [5 empty] | 308.734 | [9 empty] | 127073.1183 |  | 0.032987 |  |  |  | 0.2157 | [7 empty] | 484.5287 | [13 empty] | 628.306 | [15 empty] | 0.19588 | [17 empty] | 0.020881 | [9 empty] | 1.6704 | [32 empty] | 2025 |  |  | CHN | Tibet
| Lawu |  | Magmatic hydrothermal | Skarn | Cu-Pb-Zn skarn | Cu, Pb, Zn | In, Sn | Cu, Pb, Zn, In, Sn |  |  | 18-125 a7 sp - 7.d-1 | 18-125 a7 sp - 7.d-1 | underground mine |  |  |  |  | ore material | drill core | underground mining tunnels and drill cores | mineral separate | [5 empty] | mineralisation |  |  |  | sphalerite, chalcopyrite, pyrrhotite, pyrite, arsenopyrite |  |  | Sn-rich Skarn |  |  |  | galena, bismuthinite, marcasite, iron oxides, pyroxene, actinolite, quartz | thin sections and polished blocks examined using optical microscope, BSE detector, and EDS prior to analysis | EMPA, LA-ICPMS | JEOL JXA-8230 electron probe microanalyzer; RESOlution-LR 193 nm ArF excimer laser ablation system coupled to an Agilent 7700x ICP-MS | Laboratory of Mineral Resources Research Center, Fuzhou University; Adelaide Microscopy, the University of Adelaide | EPMA point analysis: accelerating voltage 15 kV, beam current 20 nA, beam diameter ~5 μm; EPMA mapping: accelerating voltage 20 kV, working current 50 nA, dwell time ~10 ms; BSE imaging: accelerating voltage 20 kV, beam current 10 nA; LA-ICP-MS: energy density 3~3.5 J/cm2, spot sizes 29 to 51 μm, repetition rates 5 Hz (polished thin-section) and 10 Hz (polished blocks), ~30 s background acquisition, ~40 s sample data acquisition | STDGL3 (Danyushevsky et al. 2011) and GSD-1G (USGS) | 6.9444 | [19 empty] | 2093.8153 | [5 empty] | 3.593 | [5 empty] | 342.4382 | [9 empty] | 134264.7242 |  | 0.026801 |  |  |  | 0.29208 | [7 empty] | 544.4302 | [13 empty] | 1247.044 | [15 empty] | 0.22167 | [17 empty] | 0.10789 | [9 empty] | 3.4459 | [32 empty] | 2025 |  |  | CHN | Tibet
| Lawu |  | Magmatic hydrothermal | Skarn | Cu-Pb-Zn skarn | Cu, Pb, Zn | In, Sn | Cu, Pb, Zn, In, Sn |  |  | 18-125 a7 sp - 8.d-1 | 18-125 a7 sp - 8.d-1 | underground mine |  |  |  |  | ore material | drill core | underground mining tunnels and drill cores | mineral separate | [5 empty] | mineralisation |  |  |  | sphalerite, chalcopyrite, pyrrhotite, pyrite, arsenopyrite |  |  | Sn-rich Skarn |  |  |  | galena, bismuthinite, marcasite, iron oxides, pyroxene, actinolite, quartz | thin sections and polished blocks examined using optical microscope, BSE detector, and EDS prior to analysis | EMPA, LA-ICPMS | JEOL JXA-8230 electron probe microanalyzer; RESOlution-LR 193 nm ArF excimer laser ablation system coupled to an Agilent 7700x ICP-MS | Laboratory of Mineral Resources Research Center, Fuzhou University; Adelaide Microscopy, the University of Adelaide | EPMA point analysis: accelerating voltage 15 kV, beam current 20 nA, beam diameter ~5 μm; EPMA mapping: accelerating voltage 20 kV, working current 50 nA, dwell time ~10 ms; BSE imaging: accelerating voltage 20 kV, beam current 10 nA; LA-ICP-MS: energy density 3~3.5 J/cm2, spot sizes 29 to 51 μm, repetition rates 5 Hz (polished thin-section) and 10 Hz (polished blocks), ~30 s background acquisition, ~40 s sample data acquisition | STDGL3 (Danyushevsky et al. 2011) and GSD-1G (USGS) | 5.7474 | [19 empty] | 2142.5866 | [5 empty] | 3.4424 | [5 empty] | 322.2003 | [9 empty] | 129773.7265 |  | 0.031077 |  |  |  | 0.30454 | [7 empty] | 515.7191 | [13 empty] | 930.4512 | [15 empty] | 0.13912 | [17 empty] | 0.10789 | [9 empty] | 3.3916 | [32 empty] | 2025 |  |  | CHN | Tibet
| Lawu |  | Magmatic hydrothermal | Skarn | Cu-Pb-Zn skarn | Cu, Pb, Zn | In, Sn | Cu, Pb, Zn, In, Sn |  |  | 18-125 a7 sp - 9.d-1 | 18-125 a7 sp - 9.d-1 | underground mine |  |  |  |  | ore material | drill core | underground mining tunnels and drill cores | mineral separate | [5 empty] | mineralisation |  |  |  | sphalerite, chalcopyrite, pyrrhotite, pyrite, arsenopyrite |  |  | Sn-rich Skarn |  |  |  | galena, bismuthinite, marcasite, iron oxides, pyroxene, actinolite, quartz | thin sections and polished blocks examined using optical microscope, BSE detector, and EDS prior to analysis | EMPA, LA-ICPMS | JEOL JXA-8230 electron probe microanalyzer; RESOlution-LR 193 nm ArF excimer laser ablation system coupled to an Agilent 7700x ICP-MS | Laboratory of Mineral Resources Research Center, Fuzhou University; Adelaide Microscopy, the University of Adelaide | EPMA point analysis: accelerating voltage 15 kV, beam current 20 nA, beam diameter ~5 μm; EPMA mapping: accelerating voltage 20 kV, working current 50 nA, dwell time ~10 ms; BSE imaging: accelerating voltage 20 kV, beam current 10 nA; LA-ICP-MS: energy density 3~3.5 J/cm2, spot sizes 29 to 51 μm, repetition rates 5 Hz (polished thin-section) and 10 Hz (polished blocks), ~30 s background acquisition, ~40 s sample data acquisition | STDGL3 (Danyushevsky et al. 2011) and GSD-1G (USGS) | 6.6386 | [19 empty] | 2097.3796 | [5 empty] | 3.4127 | [5 empty] | 375.4953 | [9 empty] | 132564.3456 |  | 0.030675 |  |  |  | 0.27831 | [7 empty] | 522.9576 | [13 empty] | 1405.514 | [15 empty] | 0.081945 | [17 empty] | 0.10789 | [9 empty] | 2.9251 | [32 empty] | 2025 |  |  | CHN | Tibet
| Lawu |  | Magmatic hydrothermal | Skarn | Cu-Pb-Zn skarn | Cu, Pb, Zn | In, Sn | Cu, Pb, Zn, In, Sn |  |  | 18-125 a7 sp - 10.d-1 | 18-125 a7 sp - 10.d-1 | underground mine |  |  |  |  | ore material | drill core | underground mining tunnels and drill cores | mineral separate | [5 empty] | mineralisation |  |  |  | sphalerite, chalcopyrite, pyrrhotite, pyrite, arsenopyrite |  |  | Sn-rich Skarn |  |  |  | galena, bismuthinite, marcasite, iron oxides, pyroxene, actinolite, quartz | thin sections and polished blocks examined using optical microscope, BSE detector, and EDS prior to analysis | EMPA, LA-ICPMS | JEOL JXA-8230 electron probe microanalyzer; RESOlution-LR 193 nm ArF excimer laser ablation system coupled to an Agilent 7700x ICP-MS | Laboratory of Mineral Resources Research Center, Fuzhou University; Adelaide Microscopy, the University of Adelaide | EPMA point analysis: accelerating voltage 15 kV, beam current 20 nA, beam diameter ~5 μm; EPMA mapping: accelerating voltage 20 kV, working current 50 nA, dwell time ~10 ms; BSE imaging: accelerating voltage 20 kV, beam current 10 nA; LA-ICP-MS: energy density 3~3.5 J/cm2, spot sizes 29 to 51 μm, repetition rates 5 Hz (polished thin-section) and 10 Hz (polished blocks), ~30 s background acquisition, ~40 s sample data acquisition | STDGL3 (Danyushevsky et al. 2011) and GSD-1G (USGS) | 4.9352 | [19 empty] | 2140.5744 | [5 empty] | 3.3793 | [5 empty] | 276.9864 | [9 empty] | 126650.6499 |  | 0.019195 |  |  |  | 0.23177 | [7 empty] | 441.9277 | [13 empty] | 636.92 | [15 empty] | 0.96016 | [17 empty] | 0.10789 | [9 empty] | 1.7888 | [32 empty] | 2025 |  |  | CHN | Tibet
| Lawu |  | Magmatic hydrothermal | Skarn | Cu-Pb-Zn skarn | Cu, Pb, Zn | In, Sn | Cu, Pb, Zn, In, Sn |  |  | 18-125 a7 sp - 11.d-1 | 18-125 a7 sp - 11.d-1 | underground mine |  |  |  |  | ore material | drill core | underground mining tunnels and drill cores | mineral separate | [5 empty] | mineralisation |  |  |  | sphalerite, chalcopyrite, pyrrhotite, pyrite, arsenopyrite |  |  | Sn-rich Skarn |  |  |  | galena, bismuthinite, marcasite, iron oxides, pyroxene, actinolite, quartz | thin sections and polished blocks examined using optical microscope, BSE detector, and EDS prior to analysis | EMPA, LA-ICPMS | JEOL JXA-8230 electron probe microanalyzer; RESOlution-LR 193 nm ArF excimer laser ablation system coupled to an Agilent 7700x ICP-MS | Laboratory of Mineral Resources Research Center, Fuzhou University; Adelaide Microscopy, the University of Adelaide | EPMA point analysis: accelerating voltage 15 kV, beam current 20 nA, beam diameter ~5 μm; EPMA mapping: accelerating voltage 20 kV, working current 50 nA, dwell time ~10 ms; BSE imaging: accelerating voltage 20 kV, beam current 10 nA; LA-ICP-MS: energy density 3~3.5 J/cm2, spot sizes 29 to 51 μm, repetition rates 5 Hz (polished thin-section) and 10 Hz (polished blocks), ~30 s background acquisition, ~40 s sample data acquisition | STDGL3 (Danyushevsky et al. 2011) and GSD-1G (USGS) | 8.8206 | [19 empty] | 1955.4594 | [5 empty] | 3.4063 | [5 empty] | 342.4382 | [9 empty] | 134358.9824 |  | 0.03798 |  |  |  | 0.27687 | [7 empty] | 527.5025 | [13 empty] | 1268.9459 | [15 empty] | 0.96016 | [17 empty] | 0.038899 | [9 empty] | 3.5535 | [32 empty] | 2025 |  |  | CHN | Tibet
| Lawu |  | Magmatic hydrothermal | Skarn | Cu-Pb-Zn skarn | Cu, Pb, Zn | In, Sn | Cu, Pb, Zn, In, Sn |  |  | 18-125 a7 sp - 12.d-1 | 18-125 a7 sp - 12.d-1 | underground mine |  |  |  |  | ore material | drill core | underground mining tunnels and drill cores | mineral separate | [5 empty] | mineralisation |  |  |  | sphalerite, chalcopyrite, pyrrhotite, pyrite, arsenopyrite |  |  | Sn-rich Skarn |  |  |  | galena, bismuthinite, marcasite, iron oxides, pyroxene, actinolite, quartz | thin sections and polished blocks examined using optical microscope, BSE detector, and EDS prior to analysis | EMPA, LA-ICPMS | JEOL JXA-8230 electron probe microanalyzer; RESOlution-LR 193 nm ArF excimer laser ablation system coupled to an Agilent 7700x ICP-MS | Laboratory of Mineral Resources Research Center, Fuzhou University; Adelaide Microscopy, the University of Adelaide | EPMA point analysis: accelerating voltage 15 kV, beam current 20 nA, beam diameter ~5 μm; EPMA mapping: accelerating voltage 20 kV, working current 50 nA, dwell time ~10 ms; BSE imaging: accelerating voltage 20 kV, beam current 10 nA; LA-ICP-MS: energy density 3~3.5 J/cm2, spot sizes 29 to 51 μm, repetition rates 5 Hz (polished thin-section) and 10 Hz (polished blocks), ~30 s background acquisition, ~40 s sample data acquisition | STDGL3 (Danyushevsky et al. 2011) and GSD-1G (USGS) | 6.9778 | [19 empty] | 2141.6479 | [5 empty] | 3.6585 | [5 empty] | 335.0179 | [9 empty] | 131335.2198 |  | 0.037119 |  |  |  | 0.24856 | [7 empty] | 534.2052 | [13 empty] | 1232.1669 | [15 empty] | 0.34632 | [17 empty] | 0.10789 | [9 empty] | 2.3122 | [32 empty] | 2025 |  |  | CHN | Tibet
| Lawu |  | Magmatic hydrothermal | Skarn | Cu-Pb-Zn skarn | Cu, Pb, Zn | In, Sn | Cu, Pb, Zn, In, Sn |  |  | 18-125 a7 sp - 13.d-1 | 18-125 a7 sp - 13.d-1 | underground mine |  |  |  |  | ore material | drill core | underground mining tunnels and drill cores | mineral separate | [5 empty] | mineralisation |  |  |  | sphalerite, chalcopyrite, pyrrhotite, pyrite, arsenopyrite |  |  | Sn-rich Skarn |  |  |  | galena, bismuthinite, marcasite, iron oxides, pyroxene, actinolite, quartz | thin sections and polished blocks examined using optical microscope, BSE detector, and EDS prior to analysis | EMPA, LA-ICPMS | JEOL JXA-8230 electron probe microanalyzer; RESOlution-LR 193 nm ArF excimer laser ablation system coupled to an Agilent 7700x ICP-MS | Laboratory of Mineral Resources Research Center, Fuzhou University; Adelaide Microscopy, the University of Adelaide | EPMA point analysis: accelerating voltage 15 kV, beam current 20 nA, beam diameter ~5 μm; EPMA mapping: accelerating voltage 20 kV, working current 50 nA, dwell time ~10 ms; BSE imaging: accelerating voltage 20 kV, beam current 10 nA; LA-ICP-MS: energy density 3~3.5 J/cm2, spot sizes 29 to 51 μm, repetition rates 5 Hz (polished thin-section) and 10 Hz (polished blocks), ~30 s background acquisition, ~40 s sample data acquisition | STDGL3 (Danyushevsky et al. 2011) and GSD-1G (USGS) | 6.8227 | [19 empty] | 1966.1148 | [5 empty] | 3.7688 | [5 empty] | 427.9492 | [9 empty] | 130529.5986 |  | 0.037914 |  |  |  | 0.26603 | [7 empty] | 484.4775 | [13 empty] | 516.3988 | [15 empty] | 0.41365 | [17 empty] | 0.10214 | [9 empty] | 2.8598 | [32 empty] | 2025 |  |  | CHN | Tibet
| Lawu |  | Magmatic hydrothermal | Skarn | Cu-Pb-Zn skarn | Cu, Pb, Zn | In, Sn | Cu, Pb, Zn, In, Sn |  |  | 18-125 a7 sp - 14.d-1 | 18-125 a7 sp - 14.d-1 | underground mine |  |  |  |  | ore material | drill core | underground mining tunnels and drill cores | mineral separate | [5 empty] | mineralisation |  |  |  | sphalerite, chalcopyrite, pyrrhotite, pyrite, arsenopyrite |  |  | Sn-rich Skarn |  |  |  | galena, bismuthinite, marcasite, iron oxides, pyroxene, actinolite, quartz | thin sections and polished blocks examined using optical microscope, BSE detector, and EDS prior to analysis | EMPA, LA-ICPMS | JEOL JXA-8230 electron probe microanalyzer; RESOlution-LR 193 nm ArF excimer laser ablation system coupled to an Agilent 7700x ICP-MS | Laboratory of Mineral Resources Research Center, Fuzhou University; Adelaide Microscopy, the University of Adelaide | EPMA point analysis: accelerating voltage 15 kV, beam current 20 nA, beam diameter ~5 μm; EPMA mapping: accelerating voltage 20 kV, working current 50 nA, dwell time ~10 ms; BSE imaging: accelerating voltage 20 kV, beam current 10 nA; LA-ICP-MS: energy density 3~3.5 J/cm2, spot sizes 29 to 51 μm, repetition rates 5 Hz (polished thin-section) and 10 Hz (polished blocks), ~30 s background acquisition, ~40 s sample data acquisition | STDGL3 (Danyushevsky et al. 2011) and GSD-1G (USGS) | 5.9905 | [19 empty] | 1875.187 | [5 empty] | 3.6693 | [5 empty] | 306.1116 | [9 empty] | 129539.9426 |  | 0.046375 |  |  |  | 0.31418 | [7 empty] | 490.9844 | [13 empty] | 423.4882 | [15 empty] | 0.39531 | [17 empty] | 0.10789 | [9 empty] | 1.4576 | [32 empty] | 2025 |  |  | CHN | Tibet
| Lawu |  | Magmatic hydrothermal | Skarn | Cu-Pb-Zn skarn | Cu, Pb, Zn | In, Sn | Cu, Pb, Zn, In, Sn |  |  | 18-125 a7 sp - 15.d-1 | 18-125 a7 sp - 15.d-1 | underground mine |  |  |  |  | ore material | drill core | underground mining tunnels and drill cores | mineral separate | [5 empty] | mineralisation |  |  |  | sphalerite, chalcopyrite, pyrrhotite, pyrite, arsenopyrite |  |  | Sn-rich Skarn |  |  |  | galena, bismuthinite, marcasite, iron oxides, pyroxene, actinolite, quartz | thin sections and polished blocks examined using optical microscope, BSE detector, and EDS prior to analysis | EMPA, LA-ICPMS | JEOL JXA-8230 electron probe microanalyzer; RESOlution-LR 193 nm ArF excimer laser ablation system coupled to an Agilent 7700x ICP-MS | Laboratory of Mineral Resources Research Center, Fuzhou University; Adelaide Microscopy, the University of Adelaide | EPMA point analysis: accelerating voltage 15 kV, beam current 20 nA, beam diameter ~5 μm; EPMA mapping: accelerating voltage 20 kV, working current 50 nA, dwell time ~10 ms; BSE imaging: accelerating voltage 20 kV, beam current 10 nA; LA-ICP-MS: energy density 3~3.5 J/cm2, spot sizes 29 to 51 μm, repetition rates 5 Hz (polished thin-section) and 10 Hz (polished blocks), ~30 s background acquisition, ~40 s sample data acquisition | STDGL3 (Danyushevsky et al. 2011) and GSD-1G (USGS) | 6.3474 | [19 empty] | 2143.5546 | [5 empty] | 3.6376 | [5 empty] | 318.2119 | [9 empty] | 134749.7698 |  | 0.02 |  |  |  | 0.3829 | [7 empty] | 512.5259 | [13 empty] | 796.1624 | [15 empty] | 0.12442 | [17 empty] | 0.10789 | [9 empty] | 2.9101 | [32 empty] | 2025 |  |  | CHN | Tibet
| Lawu |  | Magmatic hydrothermal | Skarn | Cu-Pb-Zn skarn | Cu, Pb, Zn | In, Sn | Cu, Pb, Zn, In, Sn |  |  | 18-125 a7 sp - 16.d-1 | 18-125 a7 sp - 16.d-1 | underground mine |  |  |  |  | ore material | drill core | underground mining tunnels and drill cores | mineral separate | [5 empty] | mineralisation |  |  |  | sphalerite, chalcopyrite, pyrrhotite, pyrite, arsenopyrite |  |  | Sn-rich Skarn |  |  |  | galena, bismuthinite, marcasite, iron oxides, pyroxene, actinolite, quartz | thin sections and polished blocks examined using optical microscope, BSE detector, and EDS prior to analysis | EMPA, LA-ICPMS | JEOL JXA-8230 electron probe microanalyzer; RESOlution-LR 193 nm ArF excimer laser ablation system coupled to an Agilent 7700x ICP-MS | Laboratory of Mineral Resources Research Center, Fuzhou University; Adelaide Microscopy, the University of Adelaide | EPMA point analysis: accelerating voltage 15 kV, beam current 20 nA, beam diameter ~5 μm; EPMA mapping: accelerating voltage 20 kV, working current 50 nA, dwell time ~10 ms; BSE imaging: accelerating voltage 20 kV, beam current 10 nA; LA-ICP-MS: energy density 3~3.5 J/cm2, spot sizes 29 to 51 μm, repetition rates 5 Hz (polished thin-section) and 10 Hz (polished blocks), ~30 s background acquisition, ~40 s sample data acquisition | STDGL3 (Danyushevsky et al. 2011) and GSD-1G (USGS) | 4.711 | [19 empty] | 1890.677 | [5 empty] | 3.7082 | [5 empty] | 303.1351 | [9 empty] | 133496.4179 |  | 0.061065 |  |  |  | 0.27202 | [7 empty] | 477.137 | [13 empty] | 709.265 | [15 empty] | 0.43872 | [17 empty] | 0.024025 | [9 empty] | 3.1337 | [32 empty] | 2025 |  |  | CHN | Tibet
| Lawu |  | Magmatic hydrothermal | Skarn | Cu-Pb-Zn skarn | Cu, Pb, Zn | In, Sn | Cu, Pb, Zn, In, Sn |  |  | 18-125 a7 sp - 17.d-1 | 18-125 a7 sp - 17.d-1 | underground mine |  |  |  |  | ore material | drill core | underground mining tunnels and drill cores | mineral separate | [5 empty] | mineralisation |  |  |  | sphalerite, chalcopyrite, pyrrhotite, pyrite, arsenopyrite |  |  | Sn-rich Skarn |  |  |  | galena, bismuthinite, marcasite, iron oxides, pyroxene, actinolite, quartz | thin sections and polished blocks examined using optical microscope, BSE detector, and EDS prior to analysis | EMPA, LA-ICPMS | JEOL JXA-8230 electron probe microanalyzer; RESOlution-LR 193 nm ArF excimer laser ablation system coupled to an Agilent 7700x ICP-MS | Laboratory of Mineral Resources Research Center, Fuzhou University; Adelaide Microscopy, the University of Adelaide | EPMA point analysis: accelerating voltage 15 kV, beam current 20 nA, beam diameter ~5 μm; EPMA mapping: accelerating voltage 20 kV, working current 50 nA, dwell time ~10 ms; BSE imaging: accelerating voltage 20 kV, beam current 10 nA; LA-ICP-MS: energy density 3~3.5 J/cm2, spot sizes 29 to 51 μm, repetition rates 5 Hz (polished thin-section) and 10 Hz (polished blocks), ~30 s background acquisition, ~40 s sample data acquisition | STDGL3 (Danyushevsky et al. 2011) and GSD-1G (USGS) | 9.2004 | [19 empty] | 1913.6497 | [5 empty] | 3.4867 | [5 empty] | 595.5592 | [9 empty] | 128785.9032 |  | 0.025081 |  |  |  | 0.27141 | [7 empty] | 534.3566 | [13 empty] | 1318.0905 | [15 empty] | 1.4713 | [17 empty] | 0.25394 | [9 empty] | 2.5898 | [32 empty] | 2025 |  |  | CHN | Tibet
| Lawu |  | Magmatic hydrothermal | Skarn | Cu-Pb-Zn skarn | Cu, Pb, Zn | In, Sn | Cu, Pb, Zn, In, Sn |  |  | 18-125-1SP - 1.d-1 | 18-125-1SP - 1.d-1 | underground mine |  |  |  |  | ore material | drill core | underground mining tunnels and drill cores | mineral separate | [5 empty] | mineralisation |  |  |  | sphalerite, chalcopyrite, pyrrhotite, pyrite, arsenopyrite |  |  | Sn-rich Skarn |  |  |  | galena, bismuthinite, marcasite, iron oxides, pyroxene, actinolite, quartz | thin sections and polished blocks examined using optical microscope, BSE detector, and EDS prior to analysis | EMPA, LA-ICPMS | JEOL JXA-8230 electron probe microanalyzer; RESOlution-LR 193 nm ArF excimer laser ablation system coupled to an Agilent 7700x ICP-MS | Laboratory of Mineral Resources Research Center, Fuzhou University; Adelaide Microscopy, the University of Adelaide | EPMA point analysis: accelerating voltage 15 kV, beam current 20 nA, beam diameter ~5 μm; EPMA mapping: accelerating voltage 20 kV, working current 50 nA, dwell time ~10 ms; BSE imaging: accelerating voltage 20 kV, beam current 10 nA; LA-ICP-MS: energy density 3~3.5 J/cm2, spot sizes 29 to 51 μm, repetition rates 5 Hz (polished thin-section) and 10 Hz (polished blocks), ~30 s background acquisition, ~40 s sample data acquisition | STDGL3 (Danyushevsky et al. 2011) and GSD-1G (USGS) | 8.4389 | [19 empty] | 2289.9246 | [5 empty] | 3.3971 | [5 empty] | 340.4331 | [9 empty] | 114855.7179 |  | 0.04773 |  |  |  | 0.26119 | [7 empty] | 522.5762 | [13 empty] | 527.9049 | [15 empty] | 1.4469 | [17 empty] | 0.085378 | [9 empty] | 2.7321 | [32 empty] | 2025 |  |  | CHN | Tibet
| Lawu |  | Magmatic hydrothermal | Skarn | Cu-Pb-Zn skarn | Cu, Pb, Zn | In, Sn | Cu, Pb, Zn, In, Sn |  |  | 18-125-1SP - 2.d-1 | 18-125-1SP - 2.d-1 | underground mine |  |  |  |  | ore material | drill core | underground mining tunnels and drill cores | mineral separate | [5 empty] | mineralisation |  |  |  | sphalerite, chalcopyrite, pyrrhotite, pyrite, arsenopyrite |  |  | Sn-rich Skarn |  |  |  | galena, bismuthinite, marcasite, iron oxides, pyroxene, actinolite, quartz | thin sections and polished blocks examined using optical microscope, BSE detector, and EDS prior to analysis | EMPA, LA-ICPMS | JEOL JXA-8230 electron probe microanalyzer; RESOlution-LR 193 nm ArF excimer laser ablation system coupled to an Agilent 7700x ICP-MS | Laboratory of Mineral Resources Research Center, Fuzhou University; Adelaide Microscopy, the University of Adelaide | EPMA point analysis: accelerating voltage 15 kV, beam current 20 nA, beam diameter ~5 μm; EPMA mapping: accelerating voltage 20 kV, working current 50 nA, dwell time ~10 ms; BSE imaging: accelerating voltage 20 kV, beam current 10 nA; LA-ICP-MS: energy density 3~3.5 J/cm2, spot sizes 29 to 51 μm, repetition rates 5 Hz (polished thin-section) and 10 Hz (polished blocks), ~30 s background acquisition, ~40 s sample data acquisition | STDGL3 (Danyushevsky et al. 2011) and GSD-1G (USGS) | 10.1415 | [19 empty] | 2340.6337 | [5 empty] | 3.5642 | [5 empty] | 342.4382 | [9 empty] | 117399.1305 |  | 0.031429 |  |  |  | 0.26158 | [7 empty] | 515.4277 | [13 empty] | 512.4959 | [15 empty] | 0.96016 | [17 empty] | 0.12769 | [9 empty] | 2.517 | [32 empty] | 2025 |  |  | CHN | Tibet
| Lawu |  | Magmatic hydrothermal | Skarn | Cu-Pb-Zn skarn | Cu, Pb, Zn | In, Sn | Cu, Pb, Zn, In, Sn |  |  | 18-125-1SP - 3.d-1 | 18-125-1SP - 3.d-1 | underground mine |  |  |  |  | ore material | drill core | underground mining tunnels and drill cores | mineral separate | [5 empty] | mineralisation |  |  |  | sphalerite, chalcopyrite, pyrrhotite, pyrite, arsenopyrite |  |  | Sn-rich Skarn |  |  |  | galena, bismuthinite, marcasite, iron oxides, pyroxene, actinolite, quartz | thin sections and polished blocks examined using optical microscope, BSE detector, and EDS prior to analysis | EMPA, LA-ICPMS | JEOL JXA-8230 electron probe microanalyzer; RESOlution-LR 193 nm ArF excimer laser ablation system coupled to an Agilent 7700x ICP-MS | Laboratory of Mineral Resources Research Center, Fuzhou University; Adelaide Microscopy, the University of Adelaide | EPMA point analysis: accelerating voltage 15 kV, beam current 20 nA, beam diameter ~5 μm; EPMA mapping: accelerating voltage 20 kV, working current 50 nA, dwell time ~10 ms; BSE imaging: accelerating voltage 20 kV, beam current 10 nA; LA-ICP-MS: energy density 3~3.5 J/cm2, spot sizes 29 to 51 μm, repetition rates 5 Hz (polished thin-section) and 10 Hz (polished blocks), ~30 s background acquisition, ~40 s sample data acquisition | STDGL3 (Danyushevsky et al. 2011) and GSD-1G (USGS) | 9.522 | [19 empty] | 2327.7 | [5 empty] | 3.5383 | [5 empty] | 523.3388 | [9 empty] | 118376.4689 |  | 0.038719 |  |  |  | 0.29518 | [7 empty] | 502.3305 | [13 empty] | 430.342 | [15 empty] | 0.94571 | [17 empty] | 0.10789 | [9 empty] | 2.2341 | [32 empty] | 2025 |  |  | CHN | Tibet
| Lawu |  | Magmatic hydrothermal | Skarn | Cu-Pb-Zn skarn | Cu, Pb, Zn | In, Sn | Cu, Pb, Zn, In, Sn |  |  | 18-125-1SP - 4.d-1 | 18-125-1SP - 4.d-1 | underground mine |  |  |  |  | ore material | drill core | underground mining tunnels and drill cores | mineral separate | [5 empty] | mineralisation |  |  |  | sphalerite, chalcopyrite, pyrrhotite, pyrite, arsenopyrite |  |  | Sn-rich Skarn |  |  |  | galena, bismuthinite, marcasite, iron oxides, pyroxene, actinolite, quartz | thin sections and polished blocks examined using optical microscope, BSE detector, and EDS prior to analysis | EMPA, LA-ICPMS | JEOL JXA-8230 electron probe microanalyzer; RESOlution-LR 193 nm ArF excimer laser ablation system coupled to an Agilent 7700x ICP-MS | Laboratory of Mineral Resources Research Center, Fuzhou University; Adelaide Microscopy, the University of Adelaide | EPMA point analysis: accelerating voltage 15 kV, beam current 20 nA, beam diameter ~5 μm; EPMA mapping: accelerating voltage 20 kV, working current 50 nA, dwell time ~10 ms; BSE imaging: accelerating voltage 20 kV, beam current 10 nA; LA-ICP-MS: energy density 3~3.5 J/cm2, spot sizes 29 to 51 μm, repetition rates 5 Hz (polished thin-section) and 10 Hz (polished blocks), ~30 s background acquisition, ~40 s sample data acquisition | STDGL3 (Danyushevsky et al. 2011) and GSD-1G (USGS) | 13.4927 | [19 empty] | 2256.1782 | [5 empty] | 3.5117 | [5 empty] | 326.3659 | [9 empty] | 108930.7052 |  | 0.02763 |  |  |  | 0.24597 | [7 empty] | 504.6796 | [13 empty] | 298.8349 | [15 empty] | 0.96016 | [17 empty] | 0.22161 | [9 empty] | 5.5914 | [32 empty] | 2025 |  |  | CHN | Tibet
| Lawu |  | Magmatic hydrothermal | Skarn | Cu-Pb-Zn skarn | Cu, Pb, Zn | In, Sn | Cu, Pb, Zn, In, Sn |  |  | 18-125-1SP - 5.d-1 | 18-125-1SP - 5.d-1 | underground mine |  |  |  |  | ore material | drill core | underground mining tunnels and drill cores | mineral separate | [5 empty] | mineralisation |  |  |  | sphalerite, chalcopyrite, pyrrhotite, pyrite, arsenopyrite |  |  | Sn-rich Skarn |  |  |  | galena, bismuthinite, marcasite, iron oxides, pyroxene, actinolite, quartz | thin sections and polished blocks examined using optical microscope, BSE detector, and EDS prior to analysis | EMPA, LA-ICPMS | JEOL JXA-8230 electron probe microanalyzer; RESOlution-LR 193 nm ArF excimer laser ablation system coupled to an Agilent 7700x ICP-MS | Laboratory of Mineral Resources Research Center, Fuzhou University; Adelaide Microscopy, the University of Adelaide | EPMA point analysis: accelerating voltage 15 kV, beam current 20 nA, beam diameter ~5 μm; EPMA mapping: accelerating voltage 20 kV, working current 50 nA, dwell time ~10 ms; BSE imaging: accelerating voltage 20 kV, beam current 10 nA; LA-ICP-MS: energy density 3~3.5 J/cm2, spot sizes 29 to 51 μm, repetition rates 5 Hz (polished thin-section) and 10 Hz (polished blocks), ~30 s background acquisition, ~40 s sample data acquisition | STDGL3 (Danyushevsky et al. 2011) and GSD-1G (USGS) | 13.6995 | [19 empty] | 2342.4421 | [5 empty] | 3.5511 | [5 empty] | 342.4382 | [9 empty] | 115184.3394 |  | 0.043981 |  |  |  | 0.23615 | [7 empty] | 517.4641 | [13 empty] | 493.0034 | [15 empty] | 0.96016 | [17 empty] | 0.12888 | [9 empty] | 3.47 | [32 empty] | 2025 |  |  | CHN | Tibet
| Lawu |  | Magmatic hydrothermal | Skarn | Cu-Pb-Zn skarn | Cu, Pb, Zn | In, Sn | Cu, Pb, Zn, In, Sn |  |  | 18-125-1SP - 6.d-1 | 18-125-1SP - 6.d-1 | underground mine |  |  |  |  | ore material | drill core | underground mining tunnels and drill cores | mineral separate | [5 empty] | mineralisation |  |  |  | sphalerite, chalcopyrite, pyrrhotite, pyrite, arsenopyrite |  |  | Sn-rich Skarn |  |  |  | galena, bismuthinite, marcasite, iron oxides, pyroxene, actinolite, quartz | thin sections and polished blocks examined using optical microscope, BSE detector, and EDS prior to analysis | EMPA, LA-ICPMS | JEOL JXA-8230 electron probe microanalyzer; RESOlution-LR 193 nm ArF excimer laser ablation system coupled to an Agilent 7700x ICP-MS | Laboratory of Mineral Resources Research Center, Fuzhou University; Adelaide Microscopy, the University of Adelaide | EPMA point analysis: accelerating voltage 15 kV, beam current 20 nA, beam diameter ~5 μm; EPMA mapping: accelerating voltage 20 kV, working current 50 nA, dwell time ~10 ms; BSE imaging: accelerating voltage 20 kV, beam current 10 nA; LA-ICP-MS: energy density 3~3.5 J/cm2, spot sizes 29 to 51 μm, repetition rates 5 Hz (polished thin-section) and 10 Hz (polished blocks), ~30 s background acquisition, ~40 s sample data acquisition | STDGL3 (Danyushevsky et al. 2011) and GSD-1G (USGS) | 6.8069 | [19 empty] | 2278.3338 | [5 empty] | 3.6479 | [5 empty] | 297.4416 | [9 empty] | 115681.7884 |  | 0.038559 |  |  |  | 0.25544 | [7 empty] | 474.1751 | [13 empty] | 389.3172 | [15 empty] | 0.33401 | [17 empty] | 0.10789 | [9 empty] | 2.0747 | [32 empty] | 2025 |  |  | CHN | Tibet
| Lawu |  | Magmatic hydrothermal | Skarn | Cu-Pb-Zn skarn | Cu, Pb, Zn | In, Sn | Cu, Pb, Zn, In, Sn |  |  | 18-125-1SP - 7.d-1 | 18-125-1SP - 7.d-1 | underground mine |  |  |  |  | ore material | drill core | underground mining tunnels and drill cores | mineral separate | [5 empty] | mineralisation |  |  |  | sphalerite, chalcopyrite, pyrrhotite, pyrite, arsenopyrite |  |  | Sn-rich Skarn |  |  |  | galena, bismuthinite, marcasite, iron oxides, pyroxene, actinolite, quartz | thin sections and polished blocks examined using optical microscope, BSE detector, and EDS prior to analysis | EMPA, LA-ICPMS | JEOL JXA-8230 electron probe microanalyzer; RESOlution-LR 193 nm ArF excimer laser ablation system coupled to an Agilent 7700x ICP-MS | Laboratory of Mineral Resources Research Center, Fuzhou University; Adelaide Microscopy, the University of Adelaide | EPMA point analysis: accelerating voltage 15 kV, beam current 20 nA, beam diameter ~5 μm; EPMA mapping: accelerating voltage 20 kV, working current 50 nA, dwell time ~10 ms; BSE imaging: accelerating voltage 20 kV, beam current 10 nA; LA-ICP-MS: energy density 3~3.5 J/cm2, spot sizes 29 to 51 μm, repetition rates 5 Hz (polished thin-section) and 10 Hz (polished blocks), ~30 s background acquisition, ~40 s sample data acquisition | STDGL3 (Danyushevsky et al. 2011) and GSD-1G (USGS) | 6.3307 | [19 empty] | 2218.1323 | [5 empty] | 3.489 | [5 empty] | 416.671 | [9 empty] | 121299.6589 |  | 0.053012 |  |  |  | 0.42474 | [7 empty] | 496.436 | [13 empty] | 277.7174 | [15 empty] | 3.2935 | [17 empty] | 0.26196 | [9 empty] | 3.6637 | [32 empty] | 2025 |  |  | CHN | Tibet
| Lawu |  | Magmatic hydrothermal | Skarn | Cu-Pb-Zn skarn | Cu, Pb, Zn | In, Sn | Cu, Pb, Zn, In, Sn |  |  | 18-125-1SP - 8.d-1 | 18-125-1SP - 8.d-1 | underground mine |  |  |  |  | ore material | drill core | underground mining tunnels and drill cores | mineral separate | [5 empty] | mineralisation |  |  |  | sphalerite, chalcopyrite, pyrrhotite, pyrite, arsenopyrite |  |  | Sn-rich Skarn |  |  |  | galena, bismuthinite, marcasite, iron oxides, pyroxene, actinolite, quartz | thin sections and polished blocks examined using optical microscope, BSE detector, and EDS prior to analysis | EMPA, LA-ICPMS | JEOL JXA-8230 electron probe microanalyzer; RESOlution-LR 193 nm ArF excimer laser ablation system coupled to an Agilent 7700x ICP-MS | Laboratory of Mineral Resources Research Center, Fuzhou University; Adelaide Microscopy, the University of Adelaide | EPMA point analysis: accelerating voltage 15 kV, beam current 20 nA, beam diameter ~5 μm; EPMA mapping: accelerating voltage 20 kV, working current 50 nA, dwell time ~10 ms; BSE imaging: accelerating voltage 20 kV, beam current 10 nA; LA-ICP-MS: energy density 3~3.5 J/cm2, spot sizes 29 to 51 μm, repetition rates 5 Hz (polished thin-section) and 10 Hz (polished blocks), ~30 s background acquisition, ~40 s sample data acquisition | STDGL3 (Danyushevsky et al. 2011) and GSD-1G (USGS) | 7.1126 | [19 empty] | 2235.1693 | [5 empty] | 3.5241 | [5 empty] | 342.4382 | [9 empty] | 102827.4448 |  | 0.021873 |  |  |  | 0.27724 | [7 empty] | 479.0834 | [13 empty] | 257.0686 | [15 empty] | 6.0747 | [17 empty] | 0.26471 | [9 empty] | 0.48517 | [32 empty] | 2025 |  |  | CHN | Tibet
| Lawu |  | Magmatic hydrothermal | Skarn | Cu-Pb-Zn skarn | Cu, Pb, Zn | In, Sn | Cu, Pb, Zn, In, Sn |  |  | 18-125-1SP - 9.d-1 | 18-125-1SP - 9.d-1 | underground mine |  |  |  |  | ore material | drill core | underground mining tunnels and drill cores | mineral separate | [5 empty] | mineralisation |  |  |  | sphalerite, chalcopyrite, pyrrhotite, pyrite, arsenopyrite |  |  | Sn-rich Skarn |  |  |  | galena, bismuthinite, marcasite, iron oxides, pyroxene, actinolite, quartz | thin sections and polished blocks examined using optical microscope, BSE detector, and EDS prior to analysis | EMPA, LA-ICPMS | JEOL JXA-8230 electron probe microanalyzer; RESOlution-LR 193 nm ArF excimer laser ablation system coupled to an Agilent 7700x ICP-MS | Laboratory of Mineral Resources Research Center, Fuzhou University; Adelaide Microscopy, the University of Adelaide | EPMA point analysis: accelerating voltage 15 kV, beam current 20 nA, beam diameter ~5 μm; EPMA mapping: accelerating voltage 20 kV, working current 50 nA, dwell time ~10 ms; BSE imaging: accelerating voltage 20 kV, beam current 10 nA; LA-ICP-MS: energy density 3~3.5 J/cm2, spot sizes 29 to 51 μm, repetition rates 5 Hz (polished thin-section) and 10 Hz (polished blocks), ~30 s background acquisition, ~40 s sample data acquisition | STDGL3 (Danyushevsky et al. 2011) and GSD-1G (USGS) | 4.285 | [19 empty] | 2252.9548 | [5 empty] | 3.4832 | [5 empty] | 319.8145 | [9 empty] | 113850.387 |  | 0.035865 |  |  |  | 0.24194 | [7 empty] | 482.7711 | [13 empty] | 317.5873 | [15 empty] | 1.2383 | [17 empty] | 0.062359 | [9 empty] | 0.59776 | [32 empty] | 2025 |  |  | CHN | Tibet
| Lawu |  | Magmatic hydrothermal | Skarn | Cu-Pb-Zn skarn | Cu, Pb, Zn | In, Sn | Cu, Pb, Zn, In, Sn |  |  | 18-125-1SP - 10.d-1 | 18-125-1SP - 10.d-1 | underground mine |  |  |  |  | ore material | drill core | underground mining tunnels and drill cores | mineral separate | [5 empty] | mineralisation |  |  |  | sphalerite, chalcopyrite, pyrrhotite, pyrite, arsenopyrite |  |  | Sn-rich Skarn |  |  |  | galena, bismuthinite, marcasite, iron oxides, pyroxene, actinolite, quartz | thin sections and polished blocks examined using optical microscope, BSE detector, and EDS prior to analysis | EMPA, LA-ICPMS | JEOL JXA-8230 electron probe microanalyzer; RESOlution-LR 193 nm ArF excimer laser ablation system coupled to an Agilent 7700x ICP-MS | Laboratory of Mineral Resources Research Center, Fuzhou University; Adelaide Microscopy, the University of Adelaide | EPMA point analysis: accelerating voltage 15 kV, beam current 20 nA, beam diameter ~5 μm; EPMA mapping: accelerating voltage 20 kV, working current 50 nA, dwell time ~10 ms; BSE imaging: accelerating voltage 20 kV, beam current 10 nA; LA-ICP-MS: energy density 3~3.5 J/cm2, spot sizes 29 to 51 μm, repetition rates 5 Hz (polished thin-section) and 10 Hz (polished blocks), ~30 s background acquisition, ~40 s sample data acquisition | STDGL3 (Danyushevsky et al. 2011) and GSD-1G (USGS) | 6.1567 | [19 empty] | 2315.8009 | [5 empty] | 3.4456 | [5 empty] | 324.6111 | [9 empty] | 115880.7172 |  | 0.038038 |  |  |  | 0.24281 | [7 empty] | 480.0908 | [13 empty] | 338.6655 | [15 empty] | 1.1778 | [17 empty] | 0.10789 | [9 empty] | 1.2341 | [32 empty] | 2025 |  |  | CHN | Tibet
| Lawu |  | Magmatic hydrothermal | Skarn | Cu-Pb-Zn skarn | Cu, Pb, Zn | In, Sn | Cu, Pb, Zn, In, Sn |  |  | 18-125-1SP - 11.d-1 | 18-125-1SP - 11.d-1 | underground mine |  |  |  |  | ore material | drill core | underground mining tunnels and drill cores | mineral separate | [5 empty] | mineralisation |  |  |  | sphalerite, chalcopyrite, pyrrhotite, pyrite, arsenopyrite |  |  | Sn-rich Skarn |  |  |  | galena, bismuthinite, marcasite, iron oxides, pyroxene, actinolite, quartz | thin sections and polished blocks examined using optical microscope, BSE detector, and EDS prior to analysis | EMPA, LA-ICPMS | JEOL JXA-8230 electron probe microanalyzer; RESOlution-LR 193 nm ArF excimer laser ablation system coupled to an Agilent 7700x ICP-MS | Laboratory of Mineral Resources Research Center, Fuzhou University; Adelaide Microscopy, the University of Adelaide | EPMA point analysis: accelerating voltage 15 kV, beam current 20 nA, beam diameter ~5 μm; EPMA mapping: accelerating voltage 20 kV, working current 50 nA, dwell time ~10 ms; BSE imaging: accelerating voltage 20 kV, beam current 10 nA; LA-ICP-MS: energy density 3~3.5 J/cm2, spot sizes 29 to 51 μm, repetition rates 5 Hz (polished thin-section) and 10 Hz (polished blocks), ~30 s background acquisition, ~40 s sample data acquisition | STDGL3 (Danyushevsky et al. 2011) and GSD-1G (USGS) | 5.819 | [19 empty] | 1881.5798 | [5 empty] | 3.6738 | [5 empty] | 359.3326 | [9 empty] | 114235.5802 |  | 0.027592 |  |  |  | 0.21991 | [7 empty] | 470.1321 | [13 empty] | 300.7846 | [15 empty] | 0.5095 | [17 empty] | 0.10789 | [9 empty] | 1.9665 | [32 empty] | 2025 |  |  | CHN | Tibet
| Lawu |  | Magmatic hydrothermal | Skarn | Cu-Pb-Zn skarn | Cu, Pb, Zn | In, Sn | Cu, Pb, Zn, In, Sn |  |  | 18-125-1SP - 12.d-1 | 18-125-1SP - 12.d-1 | underground mine |  |  |  |  | ore material | drill core | underground mining tunnels and drill cores | mineral separate | [5 empty] | mineralisation |  |  |  | sphalerite, chalcopyrite, pyrrhotite, pyrite, arsenopyrite |  |  | Sn-rich Skarn |  |  |  | galena, bismuthinite, marcasite, iron oxides, pyroxene, actinolite, quartz | thin sections and polished blocks examined using optical microscope, BSE detector, and EDS prior to analysis | EMPA, LA-ICPMS | JEOL JXA-8230 electron probe microanalyzer; RESOlution-LR 193 nm ArF excimer laser ablation system coupled to an Agilent 7700x ICP-MS | Laboratory of Mineral Resources Research Center, Fuzhou University; Adelaide Microscopy, the University of Adelaide | EPMA point analysis: accelerating voltage 15 kV, beam current 20 nA, beam diameter ~5 μm; EPMA mapping: accelerating voltage 20 kV, working current 50 nA, dwell time ~10 ms; BSE imaging: accelerating voltage 20 kV, beam current 10 nA; LA-ICP-MS: energy density 3~3.5 J/cm2, spot sizes 29 to 51 μm, repetition rates 5 Hz (polished thin-section) and 10 Hz (polished blocks), ~30 s background acquisition, ~40 s sample data acquisition | STDGL3 (Danyushevsky et al. 2011) and GSD-1G (USGS) | 11.9998 | [19 empty] | 1306.6502 | [5 empty] | 1.04 | [5 empty] | 342.4382 | [9 empty] | 34079.5709 |  | 0.10735 |  |  |  | 0.665 | [7 empty] | 499.1128 | [13 empty] | 112.5319 | [15 empty] | 0.96016 | [17 empty] | 0.10789 | [9 empty] | 2.5227 | [32 empty] | 2025 |  |  | CHN | Tibet
| Lawu |  | Magmatic hydrothermal | Skarn | Cu-Pb-Zn skarn | Cu, Pb, Zn | In, Sn | Cu, Pb, Zn, In, Sn |  |  | 18-125-1SP - 13.d-1 | 18-125-1SP - 13.d-1 | underground mine |  |  |  |  | ore material | drill core | underground mining tunnels and drill cores | mineral separate | [5 empty] | mineralisation |  |  |  | sphalerite, chalcopyrite, pyrrhotite, pyrite, arsenopyrite |  |  | Sn-rich Skarn |  |  |  | galena, bismuthinite, marcasite, iron oxides, pyroxene, actinolite, quartz | thin sections and polished blocks examined using optical microscope, BSE detector, and EDS prior to analysis | EMPA, LA-ICPMS | JEOL JXA-8230 electron probe microanalyzer; RESOlution-LR 193 nm ArF excimer laser ablation system coupled to an Agilent 7700x ICP-MS | Laboratory of Mineral Resources Research Center, Fuzhou University; Adelaide Microscopy, the University of Adelaide | EPMA point analysis: accelerating voltage 15 kV, beam current 20 nA, beam diameter ~5 μm; EPMA mapping: accelerating voltage 20 kV, working current 50 nA, dwell time ~10 ms; BSE imaging: accelerating voltage 20 kV, beam current 10 nA; LA-ICP-MS: energy density 3~3.5 J/cm2, spot sizes 29 to 51 μm, repetition rates 5 Hz (polished thin-section) and 10 Hz (polished blocks), ~30 s background acquisition, ~40 s sample data acquisition | STDGL3 (Danyushevsky et al. 2011) and GSD-1G (USGS) | 13.5905 | [19 empty] | 2054.8575 | [5 empty] | 3.7516 | [5 empty] | 314.5356 | [9 empty] | 104004.2719 |  | 0.029635 |  |  |  | 0.22969 | [7 empty] | 483.1744 | [13 empty] | 202.0678 | [15 empty] | 0.96016 | [17 empty] | 0.25065 | [9 empty] | 1.53 | [32 empty] | 2025 |  |  | CHN | Tibet
| Lawu |  | Magmatic hydrothermal | Skarn | Cu-Pb-Zn skarn | Cu, Pb, Zn | In, Sn | Cu, Pb, Zn, In, Sn |  |  | 18-125-1SP - 14.d-1 | 18-125-1SP - 14.d-1 | underground mine |  |  |  |  | ore material | drill core | underground mining tunnels and drill cores | mineral separate | [5 empty] | mineralisation |  |  |  | sphalerite, chalcopyrite, pyrrhotite, pyrite, arsenopyrite |  |  | Sn-rich Skarn |  |  |  | galena, bismuthinite, marcasite, iron oxides, pyroxene, actinolite, quartz | thin sections and polished blocks examined using optical microscope, BSE detector, and EDS prior to analysis | EMPA, LA-ICPMS | JEOL JXA-8230 electron probe microanalyzer; RESOlution-LR 193 nm ArF excimer laser ablation system coupled to an Agilent 7700x ICP-MS | Laboratory of Mineral Resources Research Center, Fuzhou University; Adelaide Microscopy, the University of Adelaide | EPMA point analysis: accelerating voltage 15 kV, beam current 20 nA, beam diameter ~5 μm; EPMA mapping: accelerating voltage 20 kV, working current 50 nA, dwell time ~10 ms; BSE imaging: accelerating voltage 20 kV, beam current 10 nA; LA-ICP-MS: energy density 3~3.5 J/cm2, spot sizes 29 to 51 μm, repetition rates 5 Hz (polished thin-section) and 10 Hz (polished blocks), ~30 s background acquisition, ~40 s sample data acquisition | STDGL3 (Danyushevsky et al. 2011) and GSD-1G (USGS) | 5.1007 | [19 empty] | 2007.4403 | [5 empty] | 3.6408 | [5 empty] | 309.602 | [9 empty] | 116614.03 |  | 0.054336 |  |  |  | 0.21499 | [7 empty] | 485.048 | [13 empty] | 317.8143 | [15 empty] | 1.9344 | [17 empty] | 0.039236 | [9 empty] | 2.5093 | [32 empty] | 2025 |  |  | CHN | Tibet
| Lawu |  | Magmatic hydrothermal | Skarn | Cu-Pb-Zn skarn | Cu, Pb, Zn | In, Sn | Cu, Pb, Zn, In, Sn |  |  | 18-125-1SP - 15.d-1 | 18-125-1SP - 15.d-1 | underground mine |  |  |  |  | ore material | drill core | underground mining tunnels and drill cores | mineral separate | [5 empty] | mineralisation |  |  |  | sphalerite, chalcopyrite, pyrrhotite, pyrite, arsenopyrite |  |  | Sn-rich Skarn |  |  |  | galena, bismuthinite, marcasite, iron oxides, pyroxene, actinolite, quartz | thin sections and polished blocks examined using optical microscope, BSE detector, and EDS prior to analysis | EMPA, LA-ICPMS | JEOL JXA-8230 electron probe microanalyzer; RESOlution-LR 193 nm ArF excimer laser ablation system coupled to an Agilent 7700x ICP-MS | Laboratory of Mineral Resources Research Center, Fuzhou University; Adelaide Microscopy, the University of Adelaide | EPMA point analysis: accelerating voltage 15 kV, beam current 20 nA, beam diameter ~5 μm; EPMA mapping: accelerating voltage 20 kV, working current 50 nA, dwell time ~10 ms; BSE imaging: accelerating voltage 20 kV, beam current 10 nA; LA-ICP-MS: energy density 3~3.5 J/cm2, spot sizes 29 to 51 μm, repetition rates 5 Hz (polished thin-section) and 10 Hz (polished blocks), ~30 s background acquisition, ~40 s sample data acquisition | STDGL3 (Danyushevsky et al. 2011) and GSD-1G (USGS) | 3.7428 | [19 empty] | 1932.0688 | [5 empty] | 3.7801 | [5 empty] | 286.0768 | [9 empty] | 119284.2449 |  | 0.054208 |  |  |  | 0.27299 | [7 empty] | 464.858 | [13 empty] | 374 | [15 empty] | 0.70003 | [17 empty] | 0.10789 | [9 empty] | 2.7534 | [32 empty] | 2025 |  |  | CHN | Tibet
| Lawu |  | Magmatic hydrothermal | Skarn | Cu-Pb-Zn skarn | Cu, Pb, Zn | In, Sn | Cu, Pb, Zn, In, Sn |  |  | 18-125-1SP - 16.d-1 | 18-125-1SP - 16.d-1 | underground mine |  |  |  |  | ore material | drill core | underground mining tunnels and drill cores | mineral separate | [5 empty] | mineralisation |  |  |  | sphalerite, chalcopyrite, pyrrhotite, pyrite, arsenopyrite |  |  | Sn-rich Skarn |  |  |  | galena, bismuthinite, marcasite, iron oxides, pyroxene, actinolite, quartz | thin sections and polished blocks examined using optical microscope, BSE detector, and EDS prior to analysis | EMPA, LA-ICPMS | JEOL JXA-8230 electron probe microanalyzer; RESOlution-LR 193 nm ArF excimer laser ablation system coupled to an Agilent 7700x ICP-MS | Laboratory of Mineral Resources Research Center, Fuzhou University; Adelaide Microscopy, the University of Adelaide | EPMA point analysis: accelerating voltage 15 kV, beam current 20 nA, beam diameter ~5 μm; EPMA mapping: accelerating voltage 20 kV, working current 50 nA, dwell time ~10 ms; BSE imaging: accelerating voltage 20 kV, beam current 10 nA; LA-ICP-MS: energy density 3~3.5 J/cm2, spot sizes 29 to 51 μm, repetition rates 5 Hz (polished thin-section) and 10 Hz (polished blocks), ~30 s background acquisition, ~40 s sample data acquisition | STDGL3 (Danyushevsky et al. 2011) and GSD-1G (USGS) | 6.0064 | [19 empty] | 1983.4167 | [5 empty] | 3.6675 | [5 empty] | 342.4382 | [9 empty] | 119566.3462 |  | 0.055476 |  |  |  | 0.25392 | [7 empty] | 475.5377 | [13 empty] | 324.8313 | [15 empty] | 1.7682 | [17 empty] | 0.058006 | [9 empty] | 2.8816 | [32 empty] | 2025 |  |  | CHN | Tibet
| Lawu |  | Magmatic hydrothermal | Skarn | Cu-Pb-Zn skarn | Cu, Pb, Zn | In, Sn | Cu, Pb, Zn, In, Sn |  |  | 18-125-1SP - 17.d-1 | 18-125-1SP - 17.d-1 | underground mine |  |  |  |  | ore material | drill core | underground mining tunnels and drill cores | mineral separate | [5 empty] | mineralisation |  |  |  | sphalerite, chalcopyrite, pyrrhotite, pyrite, arsenopyrite |  |  | Sn-rich Skarn |  |  |  | galena, bismuthinite, marcasite, iron oxides, pyroxene, actinolite, quartz | thin sections and polished blocks examined using optical microscope, BSE detector, and EDS prior to analysis | EMPA, LA-ICPMS | JEOL JXA-8230 electron probe microanalyzer; RESOlution-LR 193 nm ArF excimer laser ablation system coupled to an Agilent 7700x ICP-MS | Laboratory of Mineral Resources Research Center, Fuzhou University; Adelaide Microscopy, the University of Adelaide | EPMA point analysis: accelerating voltage 15 kV, beam current 20 nA, beam diameter ~5 μm; EPMA mapping: accelerating voltage 20 kV, working current 50 nA, dwell time ~10 ms; BSE imaging: accelerating voltage 20 kV, beam current 10 nA; LA-ICP-MS: energy density 3~3.5 J/cm2, spot sizes 29 to 51 μm, repetition rates 5 Hz (polished thin-section) and 10 Hz (polished blocks), ~30 s background acquisition, ~40 s sample data acquisition | STDGL3 (Danyushevsky et al. 2011) and GSD-1G (USGS) | 5.5231 | [19 empty] | 1954.6495 | [5 empty] | 3.4582 | [5 empty] | 323.2689 | [9 empty] | 128104.7186 |  | 0.065521 |  |  |  | 0.32521 | [7 empty] | 492.0884 | [13 empty] | 510.6146 | [15 empty] | 1.3933 | [17 empty] | 0.10789 | [9 empty] | 2.3456 | [32 empty] | 2025 |  |  | CHN | Tibet
| Lawu |  | Magmatic hydrothermal | Skarn | Cu-Pb-Zn skarn | Cu, Pb, Zn | In, Sn | Cu, Pb, Zn, In, Sn |  |  | 18-125-1SP - 18.d-1 | 18-125-1SP - 18.d-1 | underground mine |  |  |  |  | ore material | drill core | underground mining tunnels and drill cores | mineral separate | [5 empty] | mineralisation |  |  |  | sphalerite, chalcopyrite, pyrrhotite, pyrite, arsenopyrite |  |  | Sn-rich Skarn |  |  |  | galena, bismuthinite, marcasite, iron oxides, pyroxene, actinolite, quartz | thin sections and polished blocks examined using optical microscope, BSE detector, and EDS prior to analysis | EMPA, LA-ICPMS | JEOL JXA-8230 electron probe microanalyzer; RESOlution-LR 193 nm ArF excimer laser ablation system coupled to an Agilent 7700x ICP-MS | Laboratory of Mineral Resources Research Center, Fuzhou University; Adelaide Microscopy, the University of Adelaide | EPMA point analysis: accelerating voltage 15 kV, beam current 20 nA, beam diameter ~5 μm; EPMA mapping: accelerating voltage 20 kV, working current 50 nA, dwell time ~10 ms; BSE imaging: accelerating voltage 20 kV, beam current 10 nA; LA-ICP-MS: energy density 3~3.5 J/cm2, spot sizes 29 to 51 μm, repetition rates 5 Hz (polished thin-section) and 10 Hz (polished blocks), ~30 s background acquisition, ~40 s sample data acquisition | STDGL3 (Danyushevsky et al. 2011) and GSD-1G (USGS) | 4.3472 | [19 empty] | 1874.137 | [5 empty] | 3.8994 | [5 empty] | 291.5221 | [9 empty] | 119220.8601 |  | 0.069796 |  |  |  | 0.23845 | [7 empty] | 468.1702 | [13 empty] | 337.1394 | [15 empty] | 0.45711 | [17 empty] | 0.052241 | [9 empty] | 2.5281 | [32 empty] | 2025 |  |  | CHN | Tibet
| Lawu |  | Magmatic hydrothermal | Skarn | Cu-Pb-Zn skarn | Cu, Pb, Zn | In, Sn | Cu, Pb, Zn, In, Sn |  |  | 18-125-1SP - 19.d-1 | 18-125-1SP - 19.d-1 | underground mine |  |  |  |  | ore material | drill core | underground mining tunnels and drill cores | mineral separate | [5 empty] | mineralisation |  |  |  | sphalerite, chalcopyrite, pyrrhotite, pyrite, arsenopyrite |  |  | Sn-rich Skarn |  |  |  | galena, bismuthinite, marcasite, iron oxides, pyroxene, actinolite, quartz | thin sections and polished blocks examined using optical microscope, BSE detector, and EDS prior to analysis | EMPA, LA-ICPMS | JEOL JXA-8230 electron probe microanalyzer; RESOlution-LR 193 nm ArF excimer laser ablation system coupled to an Agilent 7700x ICP-MS | Laboratory of Mineral Resources Research Center, Fuzhou University; Adelaide Microscopy, the University of Adelaide | EPMA point analysis: accelerating voltage 15 kV, beam current 20 nA, beam diameter ~5 μm; EPMA mapping: accelerating voltage 20 kV, working current 50 nA, dwell time ~10 ms; BSE imaging: accelerating voltage 20 kV, beam current 10 nA; LA-ICP-MS: energy density 3~3.5 J/cm2, spot sizes 29 to 51 μm, repetition rates 5 Hz (polished thin-section) and 10 Hz (polished blocks), ~30 s background acquisition, ~40 s sample data acquisition | STDGL3 (Danyushevsky et al. 2011) and GSD-1G (USGS) | 3.5414 | [19 empty] | 2074.258 | [5 empty] | 3.7181 | [5 empty] | 295.2603 | [9 empty] | 111805.22 |  | 0.047598 |  |  |  | 0.23903 | [7 empty] | 462.939 | [13 empty] | 285.7245 | [15 empty] | 1.3123 | [17 empty] | 0.08661 | [9 empty] | 2.4408 | [32 empty] | 2025 |  |  | CHN | Tibet
| Lawu |  | Magmatic hydrothermal | Skarn | Cu-Pb-Zn skarn | Cu, Pb, Zn | In, Sn | Cu, Pb, Zn, In, Sn |  |  | 18-125-1SP - 20.d-1 | 18-125-1SP - 20.d-1 | underground mine |  |  |  |  | ore material | drill core | underground mining tunnels and drill cores | mineral separate | [5 empty] | mineralisation |  |  |  | sphalerite, chalcopyrite, pyrrhotite, pyrite, arsenopyrite |  |  | Sn-rich Skarn |  |  |  | galena, bismuthinite, marcasite, iron oxides, pyroxene, actinolite, quartz | thin sections and polished blocks examined using optical microscope, BSE detector, and EDS prior to analysis | EMPA, LA-ICPMS | JEOL JXA-8230 electron probe microanalyzer; RESOlution-LR 193 nm ArF excimer laser ablation system coupled to an Agilent 7700x ICP-MS | Laboratory of Mineral Resources Research Center, Fuzhou University; Adelaide Microscopy, the University of Adelaide | EPMA point analysis: accelerating voltage 15 kV, beam current 20 nA, beam diameter ~5 μm; EPMA mapping: accelerating voltage 20 kV, working current 50 nA, dwell time ~10 ms; BSE imaging: accelerating voltage 20 kV, beam current 10 nA; LA-ICP-MS: energy density 3~3.5 J/cm2, spot sizes 29 to 51 μm, repetition rates 5 Hz (polished thin-section) and 10 Hz (polished blocks), ~30 s background acquisition, ~40 s sample data acquisition | STDGL3 (Danyushevsky et al. 2011) and GSD-1G (USGS) | 3.9056 | [19 empty] | 2079.2661 | [5 empty] | 3.7508 | [5 empty] | 285.7808 | [9 empty] | 109942.1608 |  | 0.039911 |  |  |  | 0.27104 | [7 empty] | 464.38 | [13 empty] | 324.4928 | [15 empty] | 0.81725 | [17 empty] | 0.10925 | [9 empty] | 2.3829 | [32 empty] | 2025 |  |  | CHN | Tibet
| Lawu |  | Magmatic hydrothermal | Skarn | Cu-Pb-Zn skarn | Cu, Pb, Zn | In, Sn | Cu, Pb, Zn, In, Sn |  |  | 18-1 a1 sp - 1.d-1 | 18-1 a1 sp - 1.d-1 | underground mine |  |  |  |  | ore material | drill core | underground mining tunnels and drill cores | mineral separate | [5 empty] | mineralisation |  |  |  | sphalerite, chalcopyrite, pyrrhotite, pyrite, arsenopyrite |  |  | Sn-rich Skarn |  |  |  | galena, bismuthinite, marcasite, iron oxides, pyroxene, actinolite, quartz | thin sections and polished blocks examined using optical microscope, BSE detector, and EDS prior to analysis | EMPA, LA-ICPMS | JEOL JXA-8230 electron probe microanalyzer; RESOlution-LR 193 nm ArF excimer laser ablation system coupled to an Agilent 7700x ICP-MS | Laboratory of Mineral Resources Research Center, Fuzhou University; Adelaide Microscopy, the University of Adelaide | EPMA point analysis: accelerating voltage 15 kV, beam current 20 nA, beam diameter ~5 μm; EPMA mapping: accelerating voltage 20 kV, working current 50 nA, dwell time ~10 ms; BSE imaging: accelerating voltage 20 kV, beam current 10 nA; LA-ICP-MS: energy density 3~3.5 J/cm2, spot sizes 29 to 51 μm, repetition rates 5 Hz (polished thin-section) and 10 Hz (polished blocks), ~30 s background acquisition, ~40 s sample data acquisition | STDGL3 (Danyushevsky et al. 2011) and GSD-1G (USGS) | 4.6546 | [19 empty] | 2160.895 | [5 empty] | 50.4875 | [5 empty] | 49.4884 | [9 empty] | 114155.9698 |  | 0.27072 |  |  |  | 0.36064 | [7 empty] | 45.9791 | [13 empty] | 1589.7157 | [15 empty] | 0.40742 | [17 empty] | 0.11344 | [9 empty] | 4.1154 | [32 empty] | 2025 |  |  | CHN | Tibet
| Lawu |  | Magmatic hydrothermal | Skarn | Cu-Pb-Zn skarn | Cu, Pb, Zn | In, Sn | Cu, Pb, Zn, In, Sn |  |  | 18-1 a1 sp - 2.d-1 | 18-1 a1 sp - 2.d-1 | underground mine |  |  |  |  | ore material | drill core | underground mining tunnels and drill cores | mineral separate | [5 empty] | mineralisation |  |  |  | sphalerite, chalcopyrite, pyrrhotite, pyrite, arsenopyrite |  |  | Sn-rich Skarn |  |  |  | galena, bismuthinite, marcasite, iron oxides, pyroxene, actinolite, quartz | thin sections and polished blocks examined using optical microscope, BSE detector, and EDS prior to analysis | EMPA, LA-ICPMS | JEOL JXA-8230 electron probe microanalyzer; RESOlution-LR 193 nm ArF excimer laser ablation system coupled to an Agilent 7700x ICP-MS | Laboratory of Mineral Resources Research Center, Fuzhou University; Adelaide Microscopy, the University of Adelaide | EPMA point analysis: accelerating voltage 15 kV, beam current 20 nA, beam diameter ~5 μm; EPMA mapping: accelerating voltage 20 kV, working current 50 nA, dwell time ~10 ms; BSE imaging: accelerating voltage 20 kV, beam current 10 nA; LA-ICP-MS: energy density 3~3.5 J/cm2, spot sizes 29 to 51 μm, repetition rates 5 Hz (polished thin-section) and 10 Hz (polished blocks), ~30 s background acquisition, ~40 s sample data acquisition | STDGL3 (Danyushevsky et al. 2011) and GSD-1G (USGS) | 4.6546 | [19 empty] | 2164.067 | [5 empty] | 51.5535 | [5 empty] | 49.4884 | [9 empty] | 105544.4295 |  | 0.31074 |  |  |  | 0.30221 | [7 empty] | 47.9492 | [13 empty] | 1585.0129 | [15 empty] | 0.27328 | [17 empty] | 0.059087 | [9 empty] | 4.1154 | [32 empty] | 2025 |  |  | CHN | Tibet
| Lawu |  | Magmatic hydrothermal | Skarn | Cu-Pb-Zn skarn | Cu, Pb, Zn | In, Sn | Cu, Pb, Zn, In, Sn |  |  | 18-1 a1 sp - 3.d-1 | 18-1 a1 sp - 3.d-1 | underground mine |  |  |  |  | ore material | drill core | underground mining tunnels and drill cores | mineral separate | [5 empty] | mineralisation |  |  |  | sphalerite, chalcopyrite, pyrrhotite, pyrite, arsenopyrite |  |  | Sn-rich Skarn |  |  |  | galena, bismuthinite, marcasite, iron oxides, pyroxene, actinolite, quartz | thin sections and polished blocks examined using optical microscope, BSE detector, and EDS prior to analysis | EMPA, LA-ICPMS | JEOL JXA-8230 electron probe microanalyzer; RESOlution-LR 193 nm ArF excimer laser ablation system coupled to an Agilent 7700x ICP-MS | Laboratory of Mineral Resources Research Center, Fuzhou University; Adelaide Microscopy, the University of Adelaide | EPMA point analysis: accelerating voltage 15 kV, beam current 20 nA, beam diameter ~5 μm; EPMA mapping: accelerating voltage 20 kV, working current 50 nA, dwell time ~10 ms; BSE imaging: accelerating voltage 20 kV, beam current 10 nA; LA-ICP-MS: energy density 3~3.5 J/cm2, spot sizes 29 to 51 μm, repetition rates 5 Hz (polished thin-section) and 10 Hz (polished blocks), ~30 s background acquisition, ~40 s sample data acquisition | STDGL3 (Danyushevsky et al. 2011) and GSD-1G (USGS) | 4.6546 | [19 empty] | 2211.5919 | [5 empty] | 47.8565 | [5 empty] | 49.4884 | [9 empty] | 101164.0463 |  | 0.28122 |  |  |  | 0.34014 | [7 empty] | 49.1696 | [13 empty] | 1245.2593 | [15 empty] | 0.71572 | [17 empty] | 0.20955 | [9 empty] | 4.1154 | [32 empty] | 2025 |  |  | CHN | Tibet
| Lawu |  | Magmatic hydrothermal | Skarn | Cu-Pb-Zn skarn | Cu, Pb, Zn | In, Sn | Cu, Pb, Zn, In, Sn |  |  | 18-1 a1 sp - 4.d-1 | 18-1 a1 sp - 4.d-1 | underground mine |  |  |  |  | ore material | drill core | underground mining tunnels and drill cores | mineral separate | [5 empty] | mineralisation |  |  |  | sphalerite, chalcopyrite, pyrrhotite, pyrite, arsenopyrite |  |  | Sn-rich Skarn |  |  |  | galena, bismuthinite, marcasite, iron oxides, pyroxene, actinolite, quartz | thin sections and polished blocks examined using optical microscope, BSE detector, and EDS prior to analysis | EMPA, LA-ICPMS | JEOL JXA-8230 electron probe microanalyzer; RESOlution-LR 193 nm ArF excimer laser ablation system coupled to an Agilent 7700x ICP-MS | Laboratory of Mineral Resources Research Center, Fuzhou University; Adelaide Microscopy, the University of Adelaide | EPMA point analysis: accelerating voltage 15 kV, beam current 20 nA, beam diameter ~5 μm; EPMA mapping: accelerating voltage 20 kV, working current 50 nA, dwell time ~10 ms; BSE imaging: accelerating voltage 20 kV, beam current 10 nA; LA-ICP-MS: energy density 3~3.5 J/cm2, spot sizes 29 to 51 μm, repetition rates 5 Hz (polished thin-section) and 10 Hz (polished blocks), ~30 s background acquisition, ~40 s sample data acquisition | STDGL3 (Danyushevsky et al. 2011) and GSD-1G (USGS) | 4.6546 | [19 empty] | 2211.7013 | [5 empty] | 52.0872 | [5 empty] | 49.4884 | [9 empty] | 104101.4854 |  | 0.26307 |  |  |  | 0.2888 | [7 empty] | 44.9668 | [13 empty] | 1685.7301 | [15 empty] | 0.71756 | [17 empty] | 0.099803 | [9 empty] | 4.1154 | [32 empty] | 2025 |  |  | CHN | Tibet
| Lawu |  | Magmatic hydrothermal | Skarn | Cu-Pb-Zn skarn | Cu, Pb, Zn | In, Sn | Cu, Pb, Zn, In, Sn |  |  | 18-1 a1 sp - 5.d-1 | 18-1 a1 sp - 5.d-1 | underground mine |  |  |  |  | ore material | drill core | underground mining tunnels and drill cores | mineral separate | [5 empty] | mineralisation |  |  |  | sphalerite, chalcopyrite, pyrrhotite, pyrite, arsenopyrite |  |  | Sn-rich Skarn |  |  |  | galena, bismuthinite, marcasite, iron oxides, pyroxene, actinolite, quartz | thin sections and polished blocks examined using optical microscope, BSE detector, and EDS prior to analysis | EMPA, LA-ICPMS | JEOL JXA-8230 electron probe microanalyzer; RESOlution-LR 193 nm ArF excimer laser ablation system coupled to an Agilent 7700x ICP-MS | Laboratory of Mineral Resources Research Center, Fuzhou University; Adelaide Microscopy, the University of Adelaide | EPMA point analysis: accelerating voltage 15 kV, beam current 20 nA, beam diameter ~5 μm; EPMA mapping: accelerating voltage 20 kV, working current 50 nA, dwell time ~10 ms; BSE imaging: accelerating voltage 20 kV, beam current 10 nA; LA-ICP-MS: energy density 3~3.5 J/cm2, spot sizes 29 to 51 μm, repetition rates 5 Hz (polished thin-section) and 10 Hz (polished blocks), ~30 s background acquisition, ~40 s sample data acquisition | STDGL3 (Danyushevsky et al. 2011) and GSD-1G (USGS) | 4.6546 | [19 empty] | 2280.5901 | [5 empty] | 51.5124 | [5 empty] | 49.4884 | [9 empty] | 96476.1186 |  | 0.24367 |  |  |  | 0.35792 | [7 empty] | 43.8441 | [13 empty] | 1600.7339 | [15 empty] | 0.69538 | [17 empty] | 0.10735 | [9 empty] | 4.1154 | [32 empty] | 2025 |  |  | CHN | Tibet
| Lawu |  | Magmatic hydrothermal | Skarn | Cu-Pb-Zn skarn | Cu, Pb, Zn | In, Sn | Cu, Pb, Zn, In, Sn |  |  | 18-1 a1 sp - 6.d-1 | 18-1 a1 sp - 6.d-1 | underground mine |  |  |  |  | ore material | drill core | underground mining tunnels and drill cores | mineral separate | [5 empty] | mineralisation |  |  |  | sphalerite, chalcopyrite, pyrrhotite, pyrite, arsenopyrite |  |  | Sn-rich Skarn |  |  |  | galena, bismuthinite, marcasite, iron oxides, pyroxene, actinolite, quartz | thin sections and polished blocks examined using optical microscope, BSE detector, and EDS prior to analysis | EMPA, LA-ICPMS | JEOL JXA-8230 electron probe microanalyzer; RESOlution-LR 193 nm ArF excimer laser ablation system coupled to an Agilent 7700x ICP-MS | Laboratory of Mineral Resources Research Center, Fuzhou University; Adelaide Microscopy, the University of Adelaide | EPMA point analysis: accelerating voltage 15 kV, beam current 20 nA, beam diameter ~5 μm; EPMA mapping: accelerating voltage 20 kV, working current 50 nA, dwell time ~10 ms; BSE imaging: accelerating voltage 20 kV, beam current 10 nA; LA-ICP-MS: energy density 3~3.5 J/cm2, spot sizes 29 to 51 μm, repetition rates 5 Hz (polished thin-section) and 10 Hz (polished blocks), ~30 s background acquisition, ~40 s sample data acquisition | STDGL3 (Danyushevsky et al. 2011) and GSD-1G (USGS) | 4.6546 | [19 empty] | 2187.1039 | [5 empty] | 48.143 | [5 empty] | 49.4884 | [9 empty] | 95285.715 |  | 0.43371 |  |  |  | 0.49343 | [7 empty] | 50.4564 | [13 empty] | 1308.2615 | [15 empty] | 1.1976 | [17 empty] | 0.3314 | [9 empty] | 4.1154 | [32 empty] | 2025 |  |  | CHN | Tibet
| Lawu |  | Magmatic hydrothermal | Skarn | Cu-Pb-Zn skarn | Cu, Pb, Zn | In, Sn | Cu, Pb, Zn, In, Sn |  |  | 18-1 a1 sp - 7.d-1 | 18-1 a1 sp - 7.d-1 | underground mine |  |  |  |  | ore material | drill core | underground mining tunnels and drill cores | mineral separate | [5 empty] | mineralisation |  |  |  | sphalerite, chalcopyrite, pyrrhotite, pyrite, arsenopyrite |  |  | Sn-rich Skarn |  |  |  | galena, bismuthinite, marcasite, iron oxides, pyroxene, actinolite, quartz | thin sections and polished blocks examined using optical microscope, BSE detector, and EDS prior to analysis | EMPA, LA-ICPMS | JEOL JXA-8230 electron probe microanalyzer; RESOlution-LR 193 nm ArF excimer laser ablation system coupled to an Agilent 7700x ICP-MS | Laboratory of Mineral Resources Research Center, Fuzhou University; Adelaide Microscopy, the University of Adelaide | EPMA point analysis: accelerating voltage 15 kV, beam current 20 nA, beam diameter ~5 μm; EPMA mapping: accelerating voltage 20 kV, working current 50 nA, dwell time ~10 ms; BSE imaging: accelerating voltage 20 kV, beam current 10 nA; LA-ICP-MS: energy density 3~3.5 J/cm2, spot sizes 29 to 51 μm, repetition rates 5 Hz (polished thin-section) and 10 Hz (polished blocks), ~30 s background acquisition, ~40 s sample data acquisition | STDGL3 (Danyushevsky et al. 2011) and GSD-1G (USGS) | 4.6546 | [19 empty] | 2205.81 | [5 empty] | 53.4919 | [5 empty] | 49.4884 | [9 empty] | 119624.3806 |  | 0.1563 |  |  |  | 0.33148 | [7 empty] | 40.7404 | [13 empty] | 1980.6248 | [15 empty] | 0.27792 | [17 empty] | 0.12471 | [9 empty] | 4.1154 | [32 empty] | 2025 |  |  | CHN | Tibet
| Lawu |  | Magmatic hydrothermal | Skarn | Cu-Pb-Zn skarn | Cu, Pb, Zn | In, Sn | Cu, Pb, Zn, In, Sn |  |  | 18-1 a1 sp - 8.d-1 | 18-1 a1 sp - 8.d-1 | underground mine |  |  |  |  | ore material | drill core | underground mining tunnels and drill cores | mineral separate | [5 empty] | mineralisation |  |  |  | sphalerite, chalcopyrite, pyrrhotite, pyrite, arsenopyrite |  |  | Sn-rich Skarn |  |  |  | galena, bismuthinite, marcasite, iron oxides, pyroxene, actinolite, quartz | thin sections and polished blocks examined using optical microscope, BSE detector, and EDS prior to analysis | EMPA, LA-ICPMS | JEOL JXA-8230 electron probe microanalyzer; RESOlution-LR 193 nm ArF excimer laser ablation system coupled to an Agilent 7700x ICP-MS | Laboratory of Mineral Resources Research Center, Fuzhou University; Adelaide Microscopy, the University of Adelaide | EPMA point analysis: accelerating voltage 15 kV, beam current 20 nA, beam diameter ~5 μm; EPMA mapping: accelerating voltage 20 kV, working current 50 nA, dwell time ~10 ms; BSE imaging: accelerating voltage 20 kV, beam current 10 nA; LA-ICP-MS: energy density 3~3.5 J/cm2, spot sizes 29 to 51 μm, repetition rates 5 Hz (polished thin-section) and 10 Hz (polished blocks), ~30 s background acquisition, ~40 s sample data acquisition | STDGL3 (Danyushevsky et al. 2011) and GSD-1G (USGS) | 4.6546 | [19 empty] | 2134.5844 | [5 empty] | 52.7937 | [5 empty] | 49.4884 | [9 empty] | 130522.9384 |  | 0.24575 |  |  |  | 0.23616 | [7 empty] | 42.9574 | [13 empty] | 1890.7102 | [15 empty] | 1.4706 | [17 empty] | 2.7402 | [9 empty] | 4.1154 | [32 empty] | 2025 |  |  | CHN | Tibet
| Lawu |  | Magmatic hydrothermal | Skarn | Cu-Pb-Zn skarn | Cu, Pb, Zn | In, Sn | Cu, Pb, Zn, In, Sn |  |  | 18-1 a1 sp - 9.d-1 | 18-1 a1 sp - 9.d-1 | underground mine |  |  |  |  | ore material | drill core | underground mining tunnels and drill cores | mineral separate | [5 empty] | mineralisation |  |  |  | sphalerite, chalcopyrite, pyrrhotite, pyrite, arsenopyrite |  |  | Sn-rich Skarn |  |  |  | galena, bismuthinite, marcasite, iron oxides, pyroxene, actinolite, quartz | thin sections and polished blocks examined using optical microscope, BSE detector, and EDS prior to analysis | EMPA, LA-ICPMS | JEOL JXA-8230 electron probe microanalyzer; RESOlution-LR 193 nm ArF excimer laser ablation system coupled to an Agilent 7700x ICP-MS | Laboratory of Mineral Resources Research Center, Fuzhou University; Adelaide Microscopy, the University of Adelaide | EPMA point analysis: accelerating voltage 15 kV, beam current 20 nA, beam diameter ~5 μm; EPMA mapping: accelerating voltage 20 kV, working current 50 nA, dwell time ~10 ms; BSE imaging: accelerating voltage 20 kV, beam current 10 nA; LA-ICP-MS: energy density 3~3.5 J/cm2, spot sizes 29 to 51 μm, repetition rates 5 Hz (polished thin-section) and 10 Hz (polished blocks), ~30 s background acquisition, ~40 s sample data acquisition | STDGL3 (Danyushevsky et al. 2011) and GSD-1G (USGS) | 4.6546 | [19 empty] | 2212.2808 | [5 empty] | 46.5968 | [5 empty] | 49.4884 | [9 empty] | 87041.5555 |  | 0.2465 |  |  |  | 1.005 | [7 empty] | 46.2493 | [13 empty] | 1163.3966 | [15 empty] | 0.80402 | [17 empty] | 0.66393 | [9 empty] | 4.1154 | [32 empty] | 2025 |  |  | CHN | Tibet
| Lawu |  | Magmatic hydrothermal | Skarn | Cu-Pb-Zn skarn | Cu, Pb, Zn | In, Sn | Cu, Pb, Zn, In, Sn |  |  | 18-1 a1 sp - 10.d-1 | 18-1 a1 sp - 10.d-1 | underground mine |  |  |  |  | ore material | drill core | underground mining tunnels and drill cores | mineral separate | [5 empty] | mineralisation |  |  |  | sphalerite, chalcopyrite, pyrrhotite, pyrite, arsenopyrite |  |  | Sn-rich Skarn |  |  |  | galena, bismuthinite, marcasite, iron oxides, pyroxene, actinolite, quartz | thin sections and polished blocks examined using optical microscope, BSE detector, and EDS prior to analysis | EMPA, LA-ICPMS | JEOL JXA-8230 electron probe microanalyzer; RESOlution-LR 193 nm ArF excimer laser ablation system coupled to an Agilent 7700x ICP-MS | Laboratory of Mineral Resources Research Center, Fuzhou University; Adelaide Microscopy, the University of Adelaide | EPMA point analysis: accelerating voltage 15 kV, beam current 20 nA, beam diameter ~5 μm; EPMA mapping: accelerating voltage 20 kV, working current 50 nA, dwell time ~10 ms; BSE imaging: accelerating voltage 20 kV, beam current 10 nA; LA-ICP-MS: energy density 3~3.5 J/cm2, spot sizes 29 to 51 μm, repetition rates 5 Hz (polished thin-section) and 10 Hz (polished blocks), ~30 s background acquisition, ~40 s sample data acquisition | STDGL3 (Danyushevsky et al. 2011) and GSD-1G (USGS) | 4.6546 | [19 empty] | 2239.3368 | [5 empty] | 53.2582 | [5 empty] | 49.4884 | [9 empty] | 111266.0739 |  | 0.14058 |  |  |  | 0.23098 | [7 empty] | 46.2596 | [13 empty] | 1652.2506 | [15 empty] | 1.0745 | [17 empty] | 0.12471 | [9 empty] | 4.1154 | [32 empty] | 2025 |  |  | CHN | Tibet
| Lawu |  | Magmatic hydrothermal | Skarn | Cu-Pb-Zn skarn | Cu, Pb, Zn | In, Sn | Cu, Pb, Zn, In, Sn |  |  | 18-1 a1 sp - 11.d-1 | 18-1 a1 sp - 11.d-1 | underground mine |  |  |  |  | ore material | drill core | underground mining tunnels and drill cores | mineral separate | [5 empty] | mineralisation |  |  |  | sphalerite, chalcopyrite, pyrrhotite, pyrite, arsenopyrite |  |  | Sn-rich Skarn |  |  |  | galena, bismuthinite, marcasite, iron oxides, pyroxene, actinolite, quartz | thin sections and polished blocks examined using optical microscope, BSE detector, and EDS prior to analysis | EMPA, LA-ICPMS | JEOL JXA-8230 electron probe microanalyzer; RESOlution-LR 193 nm ArF excimer laser ablation system coupled to an Agilent 7700x ICP-MS | Laboratory of Mineral Resources Research Center, Fuzhou University; Adelaide Microscopy, the University of Adelaide | EPMA point analysis: accelerating voltage 15 kV, beam current 20 nA, beam diameter ~5 μm; EPMA mapping: accelerating voltage 20 kV, working current 50 nA, dwell time ~10 ms; BSE imaging: accelerating voltage 20 kV, beam current 10 nA; LA-ICP-MS: energy density 3~3.5 J/cm2, spot sizes 29 to 51 μm, repetition rates 5 Hz (polished thin-section) and 10 Hz (polished blocks), ~30 s background acquisition, ~40 s sample data acquisition | STDGL3 (Danyushevsky et al. 2011) and GSD-1G (USGS) | 4.6546 | [19 empty] | 2235.5664 | [5 empty] | 50.1537 | [5 empty] | 49.4884 | [9 empty] | 88176.2175 |  | 0.30645 |  |  |  | 0.46896 | [7 empty] | 44.8972 | [13 empty] | 1301.9721 | [15 empty] | 0.20733 | [17 empty] | 0.42021 | [9 empty] | 4.1154 | [32 empty] | 2025 |  |  | CHN | Tibet
| Lawu |  | Magmatic hydrothermal | Skarn | Cu-Pb-Zn skarn | Cu, Pb, Zn | In, Sn | Cu, Pb, Zn, In, Sn |  |  | 18-1 a1 sp - 12.d-1 | 18-1 a1 sp - 12.d-1 | underground mine |  |  |  |  | ore material | drill core | underground mining tunnels and drill cores | mineral separate | [5 empty] | mineralisation |  |  |  | sphalerite, chalcopyrite, pyrrhotite, pyrite, arsenopyrite |  |  | Sn-rich Skarn |  |  |  | galena, bismuthinite, marcasite, iron oxides, pyroxene, actinolite, quartz | thin sections and polished blocks examined using optical microscope, BSE detector, and EDS prior to analysis | EMPA, LA-ICPMS | JEOL JXA-8230 electron probe microanalyzer; RESOlution-LR 193 nm ArF excimer laser ablation system coupled to an Agilent 7700x ICP-MS | Laboratory of Mineral Resources Research Center, Fuzhou University; Adelaide Microscopy, the University of Adelaide | EPMA point analysis: accelerating voltage 15 kV, beam current 20 nA, beam diameter ~5 μm; EPMA mapping: accelerating voltage 20 kV, working current 50 nA, dwell time ~10 ms; BSE imaging: accelerating voltage 20 kV, beam current 10 nA; LA-ICP-MS: energy density 3~3.5 J/cm2, spot sizes 29 to 51 μm, repetition rates 5 Hz (polished thin-section) and 10 Hz (polished blocks), ~30 s background acquisition, ~40 s sample data acquisition | STDGL3 (Danyushevsky et al. 2011) and GSD-1G (USGS) | 4.6546 | [19 empty] | 2050.3749 | [5 empty] | 53.8199 | [5 empty] | 49.4884 | [9 empty] | 138076.612 |  | 0.098335 |  |  |  | 0.36214 | [7 empty] | 58.1831 | [13 empty] | 1821.3745 | [15 empty] | 2.3093 | [17 empty] | 0.12368 | [9 empty] | 4.1154 | [32 empty] | 2025 |  |  | CHN | Tibet
| Lawu |  | Magmatic hydrothermal | Skarn | Cu-Pb-Zn skarn | Cu, Pb, Zn | In, Sn | Cu, Pb, Zn, In, Sn |  |  | 18-1 a1 sp - 13.d-1 | 18-1 a1 sp - 13.d-1 | underground mine |  |  |  |  | ore material | drill core | underground mining tunnels and drill cores | mineral separate | [5 empty] | mineralisation |  |  |  | sphalerite, chalcopyrite, pyrrhotite, pyrite, arsenopyrite |  |  | Sn-rich Skarn |  |  |  | galena, bismuthinite, marcasite, iron oxides, pyroxene, actinolite, quartz | thin sections and polished blocks examined using optical microscope, BSE detector, and EDS prior to analysis | EMPA, LA-ICPMS | JEOL JXA-8230 electron probe microanalyzer; RESOlution-LR 193 nm ArF excimer laser ablation system coupled to an Agilent 7700x ICP-MS | Laboratory of Mineral Resources Research Center, Fuzhou University; Adelaide Microscopy, the University of Adelaide | EPMA point analysis: accelerating voltage 15 kV, beam current 20 nA, beam diameter ~5 μm; EPMA mapping: accelerating voltage 20 kV, working current 50 nA, dwell time ~10 ms; BSE imaging: accelerating voltage 20 kV, beam current 10 nA; LA-ICP-MS: energy density 3~3.5 J/cm2, spot sizes 29 to 51 μm, repetition rates 5 Hz (polished thin-section) and 10 Hz (polished blocks), ~30 s background acquisition, ~40 s sample data acquisition | STDGL3 (Danyushevsky et al. 2011) and GSD-1G (USGS) | 4.6546 | [19 empty] | 2247.8788 | [5 empty] | 54.2131 | [5 empty] | 49.4884 | [9 empty] | 119368.9647 |  | 0.089699 |  |  |  | 0.33525 | [7 empty] | 56.0704 | [13 empty] | 2052.4111 | [15 empty] | 0.42852 | [17 empty] | 0.10776 | [9 empty] | 4.1154 | [32 empty] | 2025 |  |  | CHN | Tibet
| Lawu |  | Magmatic hydrothermal | Skarn | Cu-Pb-Zn skarn | Cu, Pb, Zn | In, Sn | Cu, Pb, Zn, In, Sn |  |  | 18-1 a2 sp - 1.d-1 | 18-1 a2 sp - 1.d-1 | underground mine |  |  |  |  | ore material | drill core | underground mining tunnels and drill cores | mineral separate | [5 empty] | mineralisation |  |  |  | sphalerite, chalcopyrite, pyrrhotite, pyrite, arsenopyrite |  |  | Sn-rich Skarn |  |  |  | galena, bismuthinite, marcasite, iron oxides, pyroxene, actinolite, quartz | thin sections and polished blocks examined using optical microscope, BSE detector, and EDS prior to analysis | EMPA, LA-ICPMS | JEOL JXA-8230 electron probe microanalyzer; RESOlution-LR 193 nm ArF excimer laser ablation system coupled to an Agilent 7700x ICP-MS | Laboratory of Mineral Resources Research Center, Fuzhou University; Adelaide Microscopy, the University of Adelaide | EPMA point analysis: accelerating voltage 15 kV, beam current 20 nA, beam diameter ~5 μm; EPMA mapping: accelerating voltage 20 kV, working current 50 nA, dwell time ~10 ms; BSE imaging: accelerating voltage 20 kV, beam current 10 nA; LA-ICP-MS: energy density 3~3.5 J/cm2, spot sizes 29 to 51 μm, repetition rates 5 Hz (polished thin-section) and 10 Hz (polished blocks), ~30 s background acquisition, ~40 s sample data acquisition | STDGL3 (Danyushevsky et al. 2011) and GSD-1G (USGS) | 4.6546 | [19 empty] | 2175.3764 | [5 empty] | 52.2021 | [5 empty] | 49.4884 | [9 empty] | 82064.7531 |  | 0.26468 |  |  |  | 0.80974 | [7 empty] | 45.3715 | [13 empty] | 1168.0875 | [15 empty] | 0.39798 | [17 empty] | 0.47091 | [9 empty] | 4.1154 | [32 empty] | 2025 |  |  | CHN | Tibet
| Lawu |  | Magmatic hydrothermal | Skarn | Cu-Pb-Zn skarn | Cu, Pb, Zn | In, Sn | Cu, Pb, Zn, In, Sn |  |  | 18-1 a2 sp - 2.d-1 | 18-1 a2 sp - 2.d-1 | underground mine |  |  |  |  | ore material | drill core | underground mining tunnels and drill cores | mineral separate | [5 empty] | mineralisation |  |  |  | sphalerite, chalcopyrite, pyrrhotite, pyrite, arsenopyrite |  |  | Sn-rich Skarn |  |  |  | galena, bismuthinite, marcasite, iron oxides, pyroxene, actinolite, quartz | thin sections and polished blocks examined using optical microscope, BSE detector, and EDS prior to analysis | EMPA, LA-ICPMS | JEOL JXA-8230 electron probe microanalyzer; RESOlution-LR 193 nm ArF excimer laser ablation system coupled to an Agilent 7700x ICP-MS | Laboratory of Mineral Resources Research Center, Fuzhou University; Adelaide Microscopy, the University of Adelaide | EPMA point analysis: accelerating voltage 15 kV, beam current 20 nA, beam diameter ~5 μm; EPMA mapping: accelerating voltage 20 kV, working current 50 nA, dwell time ~10 ms; BSE imaging: accelerating voltage 20 kV, beam current 10 nA; LA-ICP-MS: energy density 3~3.5 J/cm2, spot sizes 29 to 51 μm, repetition rates 5 Hz (polished thin-section) and 10 Hz (polished blocks), ~30 s background acquisition, ~40 s sample data acquisition | STDGL3 (Danyushevsky et al. 2011) and GSD-1G (USGS) | 4.6546 | [19 empty] | 2173.9241 | [5 empty] | 49.2756 | [5 empty] | 49.4884 | [9 empty] | 78151.8892 |  | 0.19146 |  |  |  | 0.62347 | [7 empty] | 45.5926 | [13 empty] | 1068.6409 | [15 empty] | 0.4047 | [17 empty] | 0.34455 | [9 empty] | 4.1154 | [32 empty] | 2025 |  |  | CHN | Tibet
| Lawu |  | Magmatic hydrothermal | Skarn | Cu-Pb-Zn skarn | Cu, Pb, Zn | In, Sn | Cu, Pb, Zn, In, Sn |  |  | 18-1 a2 sp - 3.d-1 | 18-1 a2 sp - 3.d-1 | underground mine |  |  |  |  | ore material | drill core | underground mining tunnels and drill cores | mineral separate | [5 empty] | mineralisation |  |  |  | sphalerite, chalcopyrite, pyrrhotite, pyrite, arsenopyrite |  |  | Sn-rich Skarn |  |  |  | galena, bismuthinite, marcasite, iron oxides, pyroxene, actinolite, quartz | thin sections and polished blocks examined using optical microscope, BSE detector, and EDS prior to analysis | EMPA, LA-ICPMS | JEOL JXA-8230 electron probe microanalyzer; RESOlution-LR 193 nm ArF excimer laser ablation system coupled to an Agilent 7700x ICP-MS | Laboratory of Mineral Resources Research Center, Fuzhou University; Adelaide Microscopy, the University of Adelaide | EPMA point analysis: accelerating voltage 15 kV, beam current 20 nA, beam diameter ~5 μm; EPMA mapping: accelerating voltage 20 kV, working current 50 nA, dwell time ~10 ms; BSE imaging: accelerating voltage 20 kV, beam current 10 nA; LA-ICP-MS: energy density 3~3.5 J/cm2, spot sizes 29 to 51 μm, repetition rates 5 Hz (polished thin-section) and 10 Hz (polished blocks), ~30 s background acquisition, ~40 s sample data acquisition | STDGL3 (Danyushevsky et al. 2011) and GSD-1G (USGS) | 4.6546 | [19 empty] | 2185.3587 | [5 empty] | 50.7547 | [5 empty] | 49.4884 | [9 empty] | 74160.0005 |  | 0.24276 |  |  |  | 0.60978 | [7 empty] | 46.3593 | [13 empty] | 937.7685 | [15 empty] | 0.97046 | [17 empty] | 1.1677 | [9 empty] | 4.1154 | [32 empty] | 2025 |  |  | CHN | Tibet
| Lawu |  | Magmatic hydrothermal | Skarn | Cu-Pb-Zn skarn | Cu, Pb, Zn | In, Sn | Cu, Pb, Zn, In, Sn |  |  | 18-1 a2 sp - 4.d-1 | 18-1 a2 sp - 4.d-1 | underground mine |  |  |  |  | ore material | drill core | underground mining tunnels and drill cores | mineral separate | [5 empty] | mineralisation |  |  |  | sphalerite, chalcopyrite, pyrrhotite, pyrite, arsenopyrite |  |  | Sn-rich Skarn |  |  |  | galena, bismuthinite, marcasite, iron oxides, pyroxene, actinolite, quartz | thin sections and polished blocks examined using optical microscope, BSE detector, and EDS prior to analysis | EMPA, LA-ICPMS | JEOL JXA-8230 electron probe microanalyzer; RESOlution-LR 193 nm ArF excimer laser ablation system coupled to an Agilent 7700x ICP-MS | Laboratory of Mineral Resources Research Center, Fuzhou University; Adelaide Microscopy, the University of Adelaide | EPMA point analysis: accelerating voltage 15 kV, beam current 20 nA, beam diameter ~5 μm; EPMA mapping: accelerating voltage 20 kV, working current 50 nA, dwell time ~10 ms; BSE imaging: accelerating voltage 20 kV, beam current 10 nA; LA-ICP-MS: energy density 3~3.5 J/cm2, spot sizes 29 to 51 μm, repetition rates 5 Hz (polished thin-section) and 10 Hz (polished blocks), ~30 s background acquisition, ~40 s sample data acquisition | STDGL3 (Danyushevsky et al. 2011) and GSD-1G (USGS) | 4.6546 | [19 empty] | 2221.1325 | [5 empty] | 50.6431 | [5 empty] | 49.4884 | [9 empty] | 77565.9413 |  | 0.22855 |  |  |  | 0.65628 | [7 empty] | 44.4191 | [13 empty] | 1136.0778 | [15 empty] | 0.96455 | [17 empty] | 1.2213 | [9 empty] | 4.1154 | [32 empty] | 2025 |  |  | CHN | Tibet
| Lawu |  | Magmatic hydrothermal | Skarn | Cu-Pb-Zn skarn | Cu, Pb, Zn | In, Sn | Cu, Pb, Zn, In, Sn |  |  | 18-1 a2 sp - 5.d-1 | 18-1 a2 sp - 5.d-1 | underground mine |  |  |  |  | ore material | drill core | underground mining tunnels and drill cores | mineral separate | [5 empty] | mineralisation |  |  |  | sphalerite, chalcopyrite, pyrrhotite, pyrite, arsenopyrite |  |  | Sn-rich Skarn |  |  |  | galena, bismuthinite, marcasite, iron oxides, pyroxene, actinolite, quartz | thin sections and polished blocks examined using optical microscope, BSE detector, and EDS prior to analysis | EMPA, LA-ICPMS | JEOL JXA-8230 electron probe microanalyzer; RESOlution-LR 193 nm ArF excimer laser ablation system coupled to an Agilent 7700x ICP-MS | Laboratory of Mineral Resources Research Center, Fuzhou University; Adelaide Microscopy, the University of Adelaide | EPMA point analysis: accelerating voltage 15 kV, beam current 20 nA, beam diameter ~5 μm; EPMA mapping: accelerating voltage 20 kV, working current 50 nA, dwell time ~10 ms; BSE imaging: accelerating voltage 20 kV, beam current 10 nA; LA-ICP-MS: energy density 3~3.5 J/cm2, spot sizes 29 to 51 μm, repetition rates 5 Hz (polished thin-section) and 10 Hz (polished blocks), ~30 s background acquisition, ~40 s sample data acquisition | STDGL3 (Danyushevsky et al. 2011) and GSD-1G (USGS) | 4.6546 | [19 empty] | 2094.5976 | [5 empty] | 51.9145 | [5 empty] | 49.4884 | [9 empty] | 80461.8276 |  | 0.4439 |  |  |  | 1.0291 | [7 empty] | 45.5531 | [13 empty] | 1356.9839 | [15 empty] | 1.25 | [17 empty] | 1.6441 | [9 empty] | 4.1154 | [32 empty] | 2025 |  |  | CHN | Tibet
| Lawu |  | Magmatic hydrothermal | Skarn | Cu-Pb-Zn skarn | Cu, Pb, Zn | In, Sn | Cu, Pb, Zn, In, Sn |  |  | 18-1 a2 sp - 6.d-1 | 18-1 a2 sp - 6.d-1 | underground mine |  |  |  |  | ore material | drill core | underground mining tunnels and drill cores | mineral separate | [5 empty] | mineralisation |  |  |  | sphalerite, chalcopyrite, pyrrhotite, pyrite, arsenopyrite |  |  | Sn-rich Skarn |  |  |  | galena, bismuthinite, marcasite, iron oxides, pyroxene, actinolite, quartz | thin sections and polished blocks examined using optical microscope, BSE detector, and EDS prior to analysis | EMPA, LA-ICPMS | JEOL JXA-8230 electron probe microanalyzer; RESOlution-LR 193 nm ArF excimer laser ablation system coupled to an Agilent 7700x ICP-MS | Laboratory of Mineral Resources Research Center, Fuzhou University; Adelaide Microscopy, the University of Adelaide | EPMA point analysis: accelerating voltage 15 kV, beam current 20 nA, beam diameter ~5 μm; EPMA mapping: accelerating voltage 20 kV, working current 50 nA, dwell time ~10 ms; BSE imaging: accelerating voltage 20 kV, beam current 10 nA; LA-ICP-MS: energy density 3~3.5 J/cm2, spot sizes 29 to 51 μm, repetition rates 5 Hz (polished thin-section) and 10 Hz (polished blocks), ~30 s background acquisition, ~40 s sample data acquisition | STDGL3 (Danyushevsky et al. 2011) and GSD-1G (USGS) | 4.6546 | [19 empty] | 2088.3033 | [5 empty] | 51.7609 | [5 empty] | 49.4884 | [9 empty] | 79791.0549 |  | 0.36867 |  |  |  | 1.1646 | [7 empty] | 45.1563 | [13 empty] | 1231.7639 | [15 empty] | 1.0888 | [17 empty] | 1.3066 | [9 empty] | 4.1154 | [32 empty] | 2025 |  |  | CHN | Tibet
| Lawu |  | Magmatic hydrothermal | Skarn | Cu-Pb-Zn skarn | Cu, Pb, Zn | In, Sn | Cu, Pb, Zn, In, Sn |  |  | 18-1 a2 sp - 7.d-1 | 18-1 a2 sp - 7.d-1 | underground mine |  |  |  |  | ore material | drill core | underground mining tunnels and drill cores | mineral separate | [5 empty] | mineralisation |  |  |  | sphalerite, chalcopyrite, pyrrhotite, pyrite, arsenopyrite |  |  | Sn-rich Skarn |  |  |  | galena, bismuthinite, marcasite, iron oxides, pyroxene, actinolite, quartz | thin sections and polished blocks examined using optical microscope, BSE detector, and EDS prior to analysis | EMPA, LA-ICPMS | JEOL JXA-8230 electron probe microanalyzer; RESOlution-LR 193 nm ArF excimer laser ablation system coupled to an Agilent 7700x ICP-MS | Laboratory of Mineral Resources Research Center, Fuzhou University; Adelaide Microscopy, the University of Adelaide | EPMA point analysis: accelerating voltage 15 kV, beam current 20 nA, beam diameter ~5 μm; EPMA mapping: accelerating voltage 20 kV, working current 50 nA, dwell time ~10 ms; BSE imaging: accelerating voltage 20 kV, beam current 10 nA; LA-ICP-MS: energy density 3~3.5 J/cm2, spot sizes 29 to 51 μm, repetition rates 5 Hz (polished thin-section) and 10 Hz (polished blocks), ~30 s background acquisition, ~40 s sample data acquisition | STDGL3 (Danyushevsky et al. 2011) and GSD-1G (USGS) | 4.6546 | [19 empty] | 2129.9407 | [5 empty] | 51.773 | [5 empty] | 49.4884 | [9 empty] | 83503.0262 |  | 0.36324 |  |  |  | 1.0317 | [7 empty] | 44.3682 | [13 empty] | 1234.1385 | [15 empty] | 0.57792 | [17 empty] | 0.65447 | [9 empty] | 4.1154 | [32 empty] | 2025 |  |  | CHN | Tibet
| Lawu |  | Magmatic hydrothermal | Skarn | Cu-Pb-Zn skarn | Cu, Pb, Zn | In, Sn | Cu, Pb, Zn, In, Sn |  |  | 18-1 a2 sp - 8.d-1 | 18-1 a2 sp - 8.d-1 | underground mine |  |  |  |  | ore material | drill core | underground mining tunnels and drill cores | mineral separate | [5 empty] | mineralisation |  |  |  | sphalerite, chalcopyrite, pyrrhotite, pyrite, arsenopyrite |  |  | Sn-rich Skarn |  |  |  | galena, bismuthinite, marcasite, iron oxides, pyroxene, actinolite, quartz | thin sections and polished blocks examined using optical microscope, BSE detector, and EDS prior to analysis | EMPA, LA-ICPMS | JEOL JXA-8230 electron probe microanalyzer; RESOlution-LR 193 nm ArF excimer laser ablation system coupled to an Agilent 7700x ICP-MS | Laboratory of Mineral Resources Research Center, Fuzhou University; Adelaide Microscopy, the University of Adelaide | EPMA point analysis: accelerating voltage 15 kV, beam current 20 nA, beam diameter ~5 μm; EPMA mapping: accelerating voltage 20 kV, working current 50 nA, dwell time ~10 ms; BSE imaging: accelerating voltage 20 kV, beam current 10 nA; LA-ICP-MS: energy density 3~3.5 J/cm2, spot sizes 29 to 51 μm, repetition rates 5 Hz (polished thin-section) and 10 Hz (polished blocks), ~30 s background acquisition, ~40 s sample data acquisition | STDGL3 (Danyushevsky et al. 2011) and GSD-1G (USGS) | 4.6546 | [19 empty] | 2177.7386 | [5 empty] | 54.1842 | [5 empty] | 49.4884 | [9 empty] | 123491.6051 |  | 0.073816 |  |  |  | 0.38992 | [7 empty] | 50.9882 | [13 empty] | 1892.5585 | [15 empty] | 1.0284 | [17 empty] | 0.12531 | [9 empty] | 4.1154 | [32 empty] | 2025 |  |  | CHN | Tibet
| Lawu |  | Magmatic hydrothermal | Skarn | Cu-Pb-Zn skarn | Cu, Pb, Zn | In, Sn | Cu, Pb, Zn, In, Sn |  |  | 18-3 a1 sp - 1.d-1 | 18-3 a1 sp - 1.d-1 | underground mine |  |  |  |  | ore material | drill core | underground mining tunnels and drill cores | mineral separate | [5 empty] | mineralisation |  |  |  | sphalerite, chalcopyrite, pyrrhotite, pyrite, arsenopyrite |  |  | Sn-rich Skarn |  |  |  | galena, bismuthinite, marcasite, iron oxides, pyroxene, actinolite, quartz | thin sections and polished blocks examined using optical microscope, BSE detector, and EDS prior to analysis | EMPA, LA-ICPMS | JEOL JXA-8230 electron probe microanalyzer; RESOlution-LR 193 nm ArF excimer laser ablation system coupled to an Agilent 7700x ICP-MS | Laboratory of Mineral Resources Research Center, Fuzhou University; Adelaide Microscopy, the University of Adelaide | EPMA point analysis: accelerating voltage 15 kV, beam current 20 nA, beam diameter ~5 μm; EPMA mapping: accelerating voltage 20 kV, working current 50 nA, dwell time ~10 ms; BSE imaging: accelerating voltage 20 kV, beam current 10 nA; LA-ICP-MS: energy density 3~3.5 J/cm2, spot sizes 29 to 51 μm, repetition rates 5 Hz (polished thin-section) and 10 Hz (polished blocks), ~30 s background acquisition, ~40 s sample data acquisition | STDGL3 (Danyushevsky et al. 2011) and GSD-1G (USGS) | 4.6546 | [19 empty] | 2448.4376 | [5 empty] | 21.4794 | [5 empty] | 49.4884 | [9 empty] | 127044.9296 |  | 0.11173 |  |  |  | 0.30521 | [7 empty] | 51.2537 | [13 empty] | 2673.3667 | [15 empty] | 0.1368 | [17 empty] | 0.12471 | [9 empty] | 4.3652 | [32 empty] | 2025 |  |  | CHN | Tibet
| Lawu |  | Magmatic hydrothermal | Skarn | Cu-Pb-Zn skarn | Cu, Pb, Zn | In, Sn | Cu, Pb, Zn, In, Sn |  |  | 18-3 a1 sp - 2.d-1 | 18-3 a1 sp - 2.d-1 | underground mine |  |  |  |  | ore material | drill core | underground mining tunnels and drill cores | mineral separate | [5 empty] | mineralisation |  |  |  | sphalerite, chalcopyrite, pyrrhotite, pyrite, arsenopyrite |  |  | Sn-rich Skarn |  |  |  | galena, bismuthinite, marcasite, iron oxides, pyroxene, actinolite, quartz | thin sections and polished blocks examined using optical microscope, BSE detector, and EDS prior to analysis | EMPA, LA-ICPMS | JEOL JXA-8230 electron probe microanalyzer; RESOlution-LR 193 nm ArF excimer laser ablation system coupled to an Agilent 7700x ICP-MS | Laboratory of Mineral Resources Research Center, Fuzhou University; Adelaide Microscopy, the University of Adelaide | EPMA point analysis: accelerating voltage 15 kV, beam current 20 nA, beam diameter ~5 μm; EPMA mapping: accelerating voltage 20 kV, working current 50 nA, dwell time ~10 ms; BSE imaging: accelerating voltage 20 kV, beam current 10 nA; LA-ICP-MS: energy density 3~3.5 J/cm2, spot sizes 29 to 51 μm, repetition rates 5 Hz (polished thin-section) and 10 Hz (polished blocks), ~30 s background acquisition, ~40 s sample data acquisition | STDGL3 (Danyushevsky et al. 2011) and GSD-1G (USGS) | 6.6028 | [19 empty] | 2430.2975 | [5 empty] | 20.9677 | [5 empty] | 49.4884 | [9 empty] | 107586.5879 |  | 0.081607 |  |  |  | 0.34107 | [7 empty] | 51.3834 | [13 empty] | 2150.226 | [15 empty] | 0.36289 | [17 empty] | 0.131 | [9 empty] | 4.969 | [32 empty] | 2025 |  |  | CHN | Tibet
| Lawu |  | Magmatic hydrothermal | Skarn | Cu-Pb-Zn skarn | Cu, Pb, Zn | In, Sn | Cu, Pb, Zn, In, Sn |  |  | 18-3 a1 sp - 3.d-1 | 18-3 a1 sp - 3.d-1 | underground mine |  |  |  |  | ore material | drill core | underground mining tunnels and drill cores | mineral separate | [5 empty] | mineralisation |  |  |  | sphalerite, chalcopyrite, pyrrhotite, pyrite, arsenopyrite |  |  | Sn-rich Skarn |  |  |  | galena, bismuthinite, marcasite, iron oxides, pyroxene, actinolite, quartz | thin sections and polished blocks examined using optical microscope, BSE detector, and EDS prior to analysis | EMPA, LA-ICPMS | JEOL JXA-8230 electron probe microanalyzer; RESOlution-LR 193 nm ArF excimer laser ablation system coupled to an Agilent 7700x ICP-MS | Laboratory of Mineral Resources Research Center, Fuzhou University; Adelaide Microscopy, the University of Adelaide | EPMA point analysis: accelerating voltage 15 kV, beam current 20 nA, beam diameter ~5 μm; EPMA mapping: accelerating voltage 20 kV, working current 50 nA, dwell time ~10 ms; BSE imaging: accelerating voltage 20 kV, beam current 10 nA; LA-ICP-MS: energy density 3~3.5 J/cm2, spot sizes 29 to 51 μm, repetition rates 5 Hz (polished thin-section) and 10 Hz (polished blocks), ~30 s background acquisition, ~40 s sample data acquisition | STDGL3 (Danyushevsky et al. 2011) and GSD-1G (USGS) | 6.9636 | [19 empty] | 2471.3985 | [5 empty] | 21.4114 | [5 empty] | 49.4884 | [9 empty] | 121948.4973 |  | 0.11836 |  |  |  | 0.21721 | [7 empty] | 51.5192 | [13 empty] | 2604.5263 | [15 empty] | 0.1368 | [17 empty] | 0.043523 | [9 empty] | 4.3096 | [32 empty] | 2025 |  |  | CHN | Tibet
| Lawu |  | Magmatic hydrothermal | Skarn | Cu-Pb-Zn skarn | Cu, Pb, Zn | In, Sn | Cu, Pb, Zn, In, Sn |  |  | 18-3 a1 sp - 4.d-1 | 18-3 a1 sp - 4.d-1 | underground mine |  |  |  |  | ore material | drill core | underground mining tunnels and drill cores | mineral separate | [5 empty] | mineralisation |  |  |  | sphalerite, chalcopyrite, pyrrhotite, pyrite, arsenopyrite |  |  | Sn-rich Skarn |  |  |  | galena, bismuthinite, marcasite, iron oxides, pyroxene, actinolite, quartz | thin sections and polished blocks examined using optical microscope, BSE detector, and EDS prior to analysis | EMPA, LA-ICPMS | JEOL JXA-8230 electron probe microanalyzer; RESOlution-LR 193 nm ArF excimer laser ablation system coupled to an Agilent 7700x ICP-MS | Laboratory of Mineral Resources Research Center, Fuzhou University; Adelaide Microscopy, the University of Adelaide | EPMA point analysis: accelerating voltage 15 kV, beam current 20 nA, beam diameter ~5 μm; EPMA mapping: accelerating voltage 20 kV, working current 50 nA, dwell time ~10 ms; BSE imaging: accelerating voltage 20 kV, beam current 10 nA; LA-ICP-MS: energy density 3~3.5 J/cm2, spot sizes 29 to 51 μm, repetition rates 5 Hz (polished thin-section) and 10 Hz (polished blocks), ~30 s background acquisition, ~40 s sample data acquisition | STDGL3 (Danyushevsky et al. 2011) and GSD-1G (USGS) | 4.3713 | [19 empty] | 2484.2762 | [5 empty] | 21.6477 | [5 empty] | 49.4884 | [9 empty] | 119208.5511 |  | 0.12095 |  |  |  | 0.27813 | [7 empty] | 51.1934 | [13 empty] | 2507.634 | [15 empty] | 0.1368 | [17 empty] | 0.12471 | [9 empty] | 3.2784 | [32 empty] | 2025 |  |  | CHN | Tibet
| Lawu |  | Magmatic hydrothermal | Skarn | Cu-Pb-Zn skarn | Cu, Pb, Zn | In, Sn | Cu, Pb, Zn, In, Sn |  |  | 18-3 a1 sp - 5.d-1 | 18-3 a1 sp - 5.d-1 | underground mine |  |  |  |  | ore material | drill core | underground mining tunnels and drill cores | mineral separate | [5 empty] | mineralisation |  |  |  | sphalerite, chalcopyrite, pyrrhotite, pyrite, arsenopyrite |  |  | Sn-rich Skarn |  |  |  | galena, bismuthinite, marcasite, iron oxides, pyroxene, actinolite, quartz | thin sections and polished blocks examined using optical microscope, BSE detector, and EDS prior to analysis | EMPA, LA-ICPMS | JEOL JXA-8230 electron probe microanalyzer; RESOlution-LR 193 nm ArF excimer laser ablation system coupled to an Agilent 7700x ICP-MS | Laboratory of Mineral Resources Research Center, Fuzhou University; Adelaide Microscopy, the University of Adelaide | EPMA point analysis: accelerating voltage 15 kV, beam current 20 nA, beam diameter ~5 μm; EPMA mapping: accelerating voltage 20 kV, working current 50 nA, dwell time ~10 ms; BSE imaging: accelerating voltage 20 kV, beam current 10 nA; LA-ICP-MS: energy density 3~3.5 J/cm2, spot sizes 29 to 51 μm, repetition rates 5 Hz (polished thin-section) and 10 Hz (polished blocks), ~30 s background acquisition, ~40 s sample data acquisition | STDGL3 (Danyushevsky et al. 2011) and GSD-1G (USGS) | 3.8401 | [19 empty] | 2446.6255 | [5 empty] | 21.5573 | [5 empty] | 49.4884 | [9 empty] | 117757.7581 |  | 0.17028 |  |  |  | 0.31701 | [7 empty] | 51.8184 | [13 empty] | 2479.5878 | [15 empty] | 0.1368 | [17 empty] | 0.12471 | [9 empty] | 3.6671 | [32 empty] | 2025 |  |  | CHN | Tibet
| Lawu |  | Magmatic hydrothermal | Skarn | Cu-Pb-Zn skarn | Cu, Pb, Zn | In, Sn | Cu, Pb, Zn, In, Sn |  |  | 18-3 a1 sp - 6.d-1 | 18-3 a1 sp - 6.d-1 | underground mine |  |  |  |  | ore material | drill core | underground mining tunnels and drill cores | mineral separate | [5 empty] | mineralisation |  |  |  | sphalerite, chalcopyrite, pyrrhotite, pyrite, arsenopyrite |  |  | Sn-rich Skarn |  |  |  | galena, bismuthinite, marcasite, iron oxides, pyroxene, actinolite, quartz | thin sections and polished blocks examined using optical microscope, BSE detector, and EDS prior to analysis | EMPA, LA-ICPMS | JEOL JXA-8230 electron probe microanalyzer; RESOlution-LR 193 nm ArF excimer laser ablation system coupled to an Agilent 7700x ICP-MS | Laboratory of Mineral Resources Research Center, Fuzhou University; Adelaide Microscopy, the University of Adelaide | EPMA point analysis: accelerating voltage 15 kV, beam current 20 nA, beam diameter ~5 μm; EPMA mapping: accelerating voltage 20 kV, working current 50 nA, dwell time ~10 ms; BSE imaging: accelerating voltage 20 kV, beam current 10 nA; LA-ICP-MS: energy density 3~3.5 J/cm2, spot sizes 29 to 51 μm, repetition rates 5 Hz (polished thin-section) and 10 Hz (polished blocks), ~30 s background acquisition, ~40 s sample data acquisition | STDGL3 (Danyushevsky et al. 2011) and GSD-1G (USGS) | 6.5153 | [19 empty] | 2295.3185 | [5 empty] | 20.5435 | [5 empty] | 43.4353 | [9 empty] | 109662.6572 |  | 0.27133 |  |  |  | 0.518 | [7 empty] | 52.1651 | [13 empty] | 2449.5675 | [15 empty] | 0.21641 | [17 empty] | 0.33766 | [9 empty] | 4.1154 | [32 empty] | 2025 |  |  | CHN | Tibet
| Lawu |  | Magmatic hydrothermal | Skarn | Cu-Pb-Zn skarn | Cu, Pb, Zn | In, Sn | Cu, Pb, Zn, In, Sn |  |  | 18-3 a1 sp - 7.d-1 | 18-3 a1 sp - 7.d-1 | underground mine |  |  |  |  | ore material | drill core | underground mining tunnels and drill cores | mineral separate | [5 empty] | mineralisation |  |  |  | sphalerite, chalcopyrite, pyrrhotite, pyrite, arsenopyrite |  |  | Sn-rich Skarn |  |  |  | galena, bismuthinite, marcasite, iron oxides, pyroxene, actinolite, quartz | thin sections and polished blocks examined using optical microscope, BSE detector, and EDS prior to analysis | EMPA, LA-ICPMS | JEOL JXA-8230 electron probe microanalyzer; RESOlution-LR 193 nm ArF excimer laser ablation system coupled to an Agilent 7700x ICP-MS | Laboratory of Mineral Resources Research Center, Fuzhou University; Adelaide Microscopy, the University of Adelaide | EPMA point analysis: accelerating voltage 15 kV, beam current 20 nA, beam diameter ~5 μm; EPMA mapping: accelerating voltage 20 kV, working current 50 nA, dwell time ~10 ms; BSE imaging: accelerating voltage 20 kV, beam current 10 nA; LA-ICP-MS: energy density 3~3.5 J/cm2, spot sizes 29 to 51 μm, repetition rates 5 Hz (polished thin-section) and 10 Hz (polished blocks), ~30 s background acquisition, ~40 s sample data acquisition | STDGL3 (Danyushevsky et al. 2011) and GSD-1G (USGS) | 4.8818 | [19 empty] | 2453.6565 | [5 empty] | 21.4496 | [5 empty] | 46.8237 | [9 empty] | 113988.1384 |  | 0.2454 |  |  |  | 0.30906 | [7 empty] | 52.9374 | [13 empty] | 2362.7212 | [15 empty] | 0.1368 | [17 empty] | 0.12471 | [9 empty] | 3.7092 | [32 empty] | 2025 |  |  | CHN | Tibet
| Lawu |  | Magmatic hydrothermal | Skarn | Cu-Pb-Zn skarn | Cu, Pb, Zn | In, Sn | Cu, Pb, Zn, In, Sn |  |  | 18-3 a1 sp - 8.d-1 | 18-3 a1 sp - 8.d-1 | underground mine |  |  |  |  | ore material | drill core | underground mining tunnels and drill cores | mineral separate | [5 empty] | mineralisation |  |  |  | sphalerite, chalcopyrite, pyrrhotite, pyrite, arsenopyrite |  |  | Sn-rich Skarn |  |  |  | galena, bismuthinite, marcasite, iron oxides, pyroxene, actinolite, quartz | thin sections and polished blocks examined using optical microscope, BSE detector, and EDS prior to analysis | EMPA, LA-ICPMS | JEOL JXA-8230 electron probe microanalyzer; RESOlution-LR 193 nm ArF excimer laser ablation system coupled to an Agilent 7700x ICP-MS | Laboratory of Mineral Resources Research Center, Fuzhou University; Adelaide Microscopy, the University of Adelaide | EPMA point analysis: accelerating voltage 15 kV, beam current 20 nA, beam diameter ~5 μm; EPMA mapping: accelerating voltage 20 kV, working current 50 nA, dwell time ~10 ms; BSE imaging: accelerating voltage 20 kV, beam current 10 nA; LA-ICP-MS: energy density 3~3.5 J/cm2, spot sizes 29 to 51 μm, repetition rates 5 Hz (polished thin-section) and 10 Hz (polished blocks), ~30 s background acquisition, ~40 s sample data acquisition | STDGL3 (Danyushevsky et al. 2011) and GSD-1G (USGS) | 5.6719 | [19 empty] | 2376.5835 | [5 empty] | 21.1234 | [5 empty] | 59.2705 | [9 empty] | 117635.5341 |  | 0.41592 |  |  |  | 0.30694 | [7 empty] | 53.0386 | [13 empty] | 2597.2016 | [15 empty] | 0.080674 | [17 empty] | 0.10372 | [9 empty] | 5.8777 | [32 empty] | 2025 |  |  | CHN | Tibet
| Lawu |  | Magmatic hydrothermal | Skarn | Cu-Pb-Zn skarn | Cu, Pb, Zn | In, Sn | Cu, Pb, Zn, In, Sn |  |  | 18-3 a1 sp - 9.d-1 | 18-3 a1 sp - 9.d-1 | underground mine |  |  |  |  | ore material | drill core | underground mining tunnels and drill cores | mineral separate | [5 empty] | mineralisation |  |  |  | sphalerite, chalcopyrite, pyrrhotite, pyrite, arsenopyrite |  |  | Sn-rich Skarn |  |  |  | galena, bismuthinite, marcasite, iron oxides, pyroxene, actinolite, quartz | thin sections and polished blocks examined using optical microscope, BSE detector, and EDS prior to analysis | EMPA, LA-ICPMS | JEOL JXA-8230 electron probe microanalyzer; RESOlution-LR 193 nm ArF excimer laser ablation system coupled to an Agilent 7700x ICP-MS | Laboratory of Mineral Resources Research Center, Fuzhou University; Adelaide Microscopy, the University of Adelaide | EPMA point analysis: accelerating voltage 15 kV, beam current 20 nA, beam diameter ~5 μm; EPMA mapping: accelerating voltage 20 kV, working current 50 nA, dwell time ~10 ms; BSE imaging: accelerating voltage 20 kV, beam current 10 nA; LA-ICP-MS: energy density 3~3.5 J/cm2, spot sizes 29 to 51 μm, repetition rates 5 Hz (polished thin-section) and 10 Hz (polished blocks), ~30 s background acquisition, ~40 s sample data acquisition | STDGL3 (Danyushevsky et al. 2011) and GSD-1G (USGS) | 5.0581 | [19 empty] | 2462.2972 | [5 empty] | 21.9798 | [5 empty] | 69.8997 | [9 empty] | 125485.8316 |  | 0.53571 |  |  |  | 0.31892 | [7 empty] | 41.1536 | [13 empty] | 2566.7956 | [15 empty] | 0.094839 | [17 empty] | 0.12471 | [9 empty] | 5.4445 | [32 empty] | 2025 |  |  | CHN | Tibet
| Lawu |  | Magmatic hydrothermal | Skarn | Cu-Pb-Zn skarn | Cu, Pb, Zn | In, Sn | Cu, Pb, Zn, In, Sn |  |  | 18-3 a1 sp - 10.d-1 | 18-3 a1 sp - 10.d-1 | underground mine |  |  |  |  | ore material | drill core | underground mining tunnels and drill cores | mineral separate | [5 empty] | mineralisation |  |  |  | sphalerite, chalcopyrite, pyrrhotite, pyrite, arsenopyrite |  |  | Sn-rich Skarn |  |  |  | galena, bismuthinite, marcasite, iron oxides, pyroxene, actinolite, quartz | thin sections and polished blocks examined using optical microscope, BSE detector, and EDS prior to analysis | EMPA, LA-ICPMS | JEOL JXA-8230 electron probe microanalyzer; RESOlution-LR 193 nm ArF excimer laser ablation system coupled to an Agilent 7700x ICP-MS | Laboratory of Mineral Resources Research Center, Fuzhou University; Adelaide Microscopy, the University of Adelaide | EPMA point analysis: accelerating voltage 15 kV, beam current 20 nA, beam diameter ~5 μm; EPMA mapping: accelerating voltage 20 kV, working current 50 nA, dwell time ~10 ms; BSE imaging: accelerating voltage 20 kV, beam current 10 nA; LA-ICP-MS: energy density 3~3.5 J/cm2, spot sizes 29 to 51 μm, repetition rates 5 Hz (polished thin-section) and 10 Hz (polished blocks), ~30 s background acquisition, ~40 s sample data acquisition | STDGL3 (Danyushevsky et al. 2011) and GSD-1G (USGS) | 9.088 | [19 empty] | 2360.16 | [5 empty] | 21.9457 | [5 empty] | 49.4884 | [9 empty] | 139193.916 |  | 0.17421 |  |  |  | 0.22811 | [7 empty] | 30.1972 | [13 empty] | 2766.3451 | [15 empty] | 0.40911 | [17 empty] | 0.12471 | [9 empty] | 6.4288 | [32 empty] | 2025 |  |  | CHN | Tibet
| Lawu |  | Magmatic hydrothermal | Skarn | Cu-Pb-Zn skarn | Cu, Pb, Zn | In, Sn | Cu, Pb, Zn, In, Sn |  |  | 18-3 a2 sp - 1.d-1 | 18-3 a2 sp - 1.d-1 | underground mine |  |  |  |  | ore material | drill core | underground mining tunnels and drill cores | mineral separate | [5 empty] | mineralisation |  |  |  | sphalerite, chalcopyrite, pyrrhotite, pyrite, arsenopyrite |  |  | Sn-rich Skarn |  |  |  | galena, bismuthinite, marcasite, iron oxides, pyroxene, actinolite, quartz | thin sections and polished blocks examined using optical microscope, BSE detector, and EDS prior to analysis | EMPA, LA-ICPMS | JEOL JXA-8230 electron probe microanalyzer; RESOlution-LR 193 nm ArF excimer laser ablation system coupled to an Agilent 7700x ICP-MS | Laboratory of Mineral Resources Research Center, Fuzhou University; Adelaide Microscopy, the University of Adelaide | EPMA point analysis: accelerating voltage 15 kV, beam current 20 nA, beam diameter ~5 μm; EPMA mapping: accelerating voltage 20 kV, working current 50 nA, dwell time ~10 ms; BSE imaging: accelerating voltage 20 kV, beam current 10 nA; LA-ICP-MS: energy density 3~3.5 J/cm2, spot sizes 29 to 51 μm, repetition rates 5 Hz (polished thin-section) and 10 Hz (polished blocks), ~30 s background acquisition, ~40 s sample data acquisition | STDGL3 (Danyushevsky et al. 2011) and GSD-1G (USGS) | 2.8807 | [19 empty] | 2384.0223 | [5 empty] | 19.5759 | [5 empty] | 40.798 | [9 empty] | 101391.8988 |  | 0.23717 |  |  |  | 0.30633 | [7 empty] | 56.8342 | [13 empty] | 1858.9697 | [15 empty] | 0.09082 | [17 empty] | 0.055343 | [9 empty] | 2.6395 | [32 empty] | 2025 |  |  | CHN | Tibet
| Lawu |  | Magmatic hydrothermal | Skarn | Cu-Pb-Zn skarn | Cu, Pb, Zn | In, Sn | Cu, Pb, Zn, In, Sn |  |  | 18-3 a2 sp - 2.d-1 | 18-3 a2 sp - 2.d-1 | underground mine |  |  |  |  | ore material | drill core | underground mining tunnels and drill cores | mineral separate | [5 empty] | mineralisation |  |  |  | sphalerite, chalcopyrite, pyrrhotite, pyrite, arsenopyrite |  |  | Sn-rich Skarn |  |  |  | galena, bismuthinite, marcasite, iron oxides, pyroxene, actinolite, quartz | thin sections and polished blocks examined using optical microscope, BSE detector, and EDS prior to analysis | EMPA, LA-ICPMS | JEOL JXA-8230 electron probe microanalyzer; RESOlution-LR 193 nm ArF excimer laser ablation system coupled to an Agilent 7700x ICP-MS | Laboratory of Mineral Resources Research Center, Fuzhou University; Adelaide Microscopy, the University of Adelaide | EPMA point analysis: accelerating voltage 15 kV, beam current 20 nA, beam diameter ~5 μm; EPMA mapping: accelerating voltage 20 kV, working current 50 nA, dwell time ~10 ms; BSE imaging: accelerating voltage 20 kV, beam current 10 nA; LA-ICP-MS: energy density 3~3.5 J/cm2, spot sizes 29 to 51 μm, repetition rates 5 Hz (polished thin-section) and 10 Hz (polished blocks), ~30 s background acquisition, ~40 s sample data acquisition | STDGL3 (Danyushevsky et al. 2011) and GSD-1G (USGS) | 3.3033 | [19 empty] | 2363.6904 | [5 empty] | 19.1278 | [5 empty] | 44.8052 | [9 empty] | 101953.3236 |  | 0.4215 |  |  |  | 0.53153 | [7 empty] | 57.0455 | [13 empty] | 1903.5092 | [15 empty] | 0.082761 | [17 empty] | 0.28039 | [9 empty] | 4.1154 | [32 empty] | 2025 |  |  | CHN | Tibet
| Lawu |  | Magmatic hydrothermal | Skarn | Cu-Pb-Zn skarn | Cu, Pb, Zn | In, Sn | Cu, Pb, Zn, In, Sn |  |  | 18-3 a2 sp - 3.d-1 | 18-3 a2 sp - 3.d-1 | underground mine |  |  |  |  | ore material | drill core | underground mining tunnels and drill cores | mineral separate | [5 empty] | mineralisation |  |  |  | sphalerite, chalcopyrite, pyrrhotite, pyrite, arsenopyrite |  |  | Sn-rich Skarn |  |  |  | galena, bismuthinite, marcasite, iron oxides, pyroxene, actinolite, quartz | thin sections and polished blocks examined using optical microscope, BSE detector, and EDS prior to analysis | EMPA, LA-ICPMS | JEOL JXA-8230 electron probe microanalyzer; RESOlution-LR 193 nm ArF excimer laser ablation system coupled to an Agilent 7700x ICP-MS | Laboratory of Mineral Resources Research Center, Fuzhou University; Adelaide Microscopy, the University of Adelaide | EPMA point analysis: accelerating voltage 15 kV, beam current 20 nA, beam diameter ~5 μm; EPMA mapping: accelerating voltage 20 kV, working current 50 nA, dwell time ~10 ms; BSE imaging: accelerating voltage 20 kV, beam current 10 nA; LA-ICP-MS: energy density 3~3.5 J/cm2, spot sizes 29 to 51 μm, repetition rates 5 Hz (polished thin-section) and 10 Hz (polished blocks), ~30 s background acquisition, ~40 s sample data acquisition | STDGL3 (Danyushevsky et al. 2011) and GSD-1G (USGS) | 2.5484 | [19 empty] | 2355.7117 | [5 empty] | 19.3991 | [5 empty] | 40.309 | [9 empty] | 100878.3933 |  | 0.52338 |  |  |  | 0.54357 | [7 empty] | 56.5964 | [13 empty] | 1908.8536 | [15 empty] | 0.069888 | [17 empty] | 0.17154 | [9 empty] | 4.1154 | [32 empty] | 2025 |  |  | CHN | Tibet
| Lawu |  | Magmatic hydrothermal | Skarn | Cu-Pb-Zn skarn | Cu, Pb, Zn | In, Sn | Cu, Pb, Zn, In, Sn |  |  | 18-3 a2 sp - 4.d-1 | 18-3 a2 sp - 4.d-1 | underground mine |  |  |  |  | ore material | drill core | underground mining tunnels and drill cores | mineral separate | [5 empty] | mineralisation |  |  |  | sphalerite, chalcopyrite, pyrrhotite, pyrite, arsenopyrite |  |  | Sn-rich Skarn |  |  |  | galena, bismuthinite, marcasite, iron oxides, pyroxene, actinolite, quartz | thin sections and polished blocks examined using optical microscope, BSE detector, and EDS prior to analysis | EMPA, LA-ICPMS | JEOL JXA-8230 electron probe microanalyzer; RESOlution-LR 193 nm ArF excimer laser ablation system coupled to an Agilent 7700x ICP-MS | Laboratory of Mineral Resources Research Center, Fuzhou University; Adelaide Microscopy, the University of Adelaide | EPMA point analysis: accelerating voltage 15 kV, beam current 20 nA, beam diameter ~5 μm; EPMA mapping: accelerating voltage 20 kV, working current 50 nA, dwell time ~10 ms; BSE imaging: accelerating voltage 20 kV, beam current 10 nA; LA-ICP-MS: energy density 3~3.5 J/cm2, spot sizes 29 to 51 μm, repetition rates 5 Hz (polished thin-section) and 10 Hz (polished blocks), ~30 s background acquisition, ~40 s sample data acquisition | STDGL3 (Danyushevsky et al. 2011) and GSD-1G (USGS) | 3.2923 | [19 empty] | 2452.2316 | [5 empty] | 20.2704 | [5 empty] | 44.2169 | [9 empty] | 105485.821 |  | 0.40692 |  |  |  | 0.32568 | [7 empty] | 58.7077 | [13 empty] | 1985.7023 | [15 empty] | 0.10261 | [17 empty] | 0.042814 | [9 empty] | 2.4655 | [32 empty] | 2025 |  |  | CHN | Tibet
| Lawu |  | Magmatic hydrothermal | Skarn | Cu-Pb-Zn skarn | Cu, Pb, Zn | In, Sn | Cu, Pb, Zn, In, Sn |  |  | 18-3 a2 sp - 5.d-1 | 18-3 a2 sp - 5.d-1 | underground mine |  |  |  |  | ore material | drill core | underground mining tunnels and drill cores | mineral separate | [5 empty] | mineralisation |  |  |  | sphalerite, chalcopyrite, pyrrhotite, pyrite, arsenopyrite |  |  | Sn-rich Skarn |  |  |  | galena, bismuthinite, marcasite, iron oxides, pyroxene, actinolite, quartz | thin sections and polished blocks examined using optical microscope, BSE detector, and EDS prior to analysis | EMPA, LA-ICPMS | JEOL JXA-8230 electron probe microanalyzer; RESOlution-LR 193 nm ArF excimer laser ablation system coupled to an Agilent 7700x ICP-MS | Laboratory of Mineral Resources Research Center, Fuzhou University; Adelaide Microscopy, the University of Adelaide | EPMA point analysis: accelerating voltage 15 kV, beam current 20 nA, beam diameter ~5 μm; EPMA mapping: accelerating voltage 20 kV, working current 50 nA, dwell time ~10 ms; BSE imaging: accelerating voltage 20 kV, beam current 10 nA; LA-ICP-MS: energy density 3~3.5 J/cm2, spot sizes 29 to 51 μm, repetition rates 5 Hz (polished thin-section) and 10 Hz (polished blocks), ~30 s background acquisition, ~40 s sample data acquisition | STDGL3 (Danyushevsky et al. 2011) and GSD-1G (USGS) | 3.0854 | [19 empty] | 2471.4946 | [5 empty] | 20.3275 | [5 empty] | 54.5275 | [9 empty] | 112763.9147 |  | 0.31528 |  |  |  | 0.31738 | [7 empty] | 60.3531 | [13 empty] | 2230.0268 | [15 empty] | 0.073387 | [17 empty] | 0.058394 | [9 empty] | 4.3243 | [32 empty] | 2025 |  |  | CHN | Tibet
| Lawu |  | Magmatic hydrothermal | Skarn | Cu-Pb-Zn skarn | Cu, Pb, Zn | In, Sn | Cu, Pb, Zn, In, Sn |  |  | 18-3 a2 sp - 6.d-1 | 18-3 a2 sp - 6.d-1 | underground mine |  |  |  |  | ore material | drill core | underground mining tunnels and drill cores | mineral separate | [5 empty] | mineralisation |  |  |  | sphalerite, chalcopyrite, pyrrhotite, pyrite, arsenopyrite |  |  | Sn-rich Skarn |  |  |  | galena, bismuthinite, marcasite, iron oxides, pyroxene, actinolite, quartz | thin sections and polished blocks examined using optical microscope, BSE detector, and EDS prior to analysis | EMPA, LA-ICPMS | JEOL JXA-8230 electron probe microanalyzer; RESOlution-LR 193 nm ArF excimer laser ablation system coupled to an Agilent 7700x ICP-MS | Laboratory of Mineral Resources Research Center, Fuzhou University; Adelaide Microscopy, the University of Adelaide | EPMA point analysis: accelerating voltage 15 kV, beam current 20 nA, beam diameter ~5 μm; EPMA mapping: accelerating voltage 20 kV, working current 50 nA, dwell time ~10 ms; BSE imaging: accelerating voltage 20 kV, beam current 10 nA; LA-ICP-MS: energy density 3~3.5 J/cm2, spot sizes 29 to 51 μm, repetition rates 5 Hz (polished thin-section) and 10 Hz (polished blocks), ~30 s background acquisition, ~40 s sample data acquisition | STDGL3 (Danyushevsky et al. 2011) and GSD-1G (USGS) | 3.8028 | [19 empty] | 2528.2508 | [5 empty] | 20.6176 | [5 empty] | 49.4884 | [9 empty] | 115132.8982 |  | 0.38194 |  |  |  | 0.26727 | [7 empty] | 58.8252 | [13 empty] | 2343.7481 | [15 empty] | 0.1368 | [17 empty] | 0.12471 | [9 empty] | 3.2711 | [32 empty] | 2025 |  |  | CHN | Tibet
| Lawu |  | Magmatic hydrothermal | Skarn | Cu-Pb-Zn skarn | Cu, Pb, Zn | In, Sn | Cu, Pb, Zn, In, Sn |  |  | 18-3 a2 sp - 7.d-1 | 18-3 a2 sp - 7.d-1 | underground mine |  |  |  |  | ore material | drill core | underground mining tunnels and drill cores | mineral separate | [5 empty] | mineralisation |  |  |  | sphalerite, chalcopyrite, pyrrhotite, pyrite, arsenopyrite |  |  | Sn-rich Skarn |  |  |  | galena, bismuthinite, marcasite, iron oxides, pyroxene, actinolite, quartz | thin sections and polished blocks examined using optical microscope, BSE detector, and EDS prior to analysis | EMPA, LA-ICPMS | JEOL JXA-8230 electron probe microanalyzer; RESOlution-LR 193 nm ArF excimer laser ablation system coupled to an Agilent 7700x ICP-MS | Laboratory of Mineral Resources Research Center, Fuzhou University; Adelaide Microscopy, the University of Adelaide | EPMA point analysis: accelerating voltage 15 kV, beam current 20 nA, beam diameter ~5 μm; EPMA mapping: accelerating voltage 20 kV, working current 50 nA, dwell time ~10 ms; BSE imaging: accelerating voltage 20 kV, beam current 10 nA; LA-ICP-MS: energy density 3~3.5 J/cm2, spot sizes 29 to 51 μm, repetition rates 5 Hz (polished thin-section) and 10 Hz (polished blocks), ~30 s background acquisition, ~40 s sample data acquisition | STDGL3 (Danyushevsky et al. 2011) and GSD-1G (USGS) | 3.9652 | [19 empty] | 2465.3712 | [5 empty] | 20.5382 | [5 empty] | 53.423 | [9 empty] | 113098.4091 |  | 0.36456 |  |  |  | 0.37644 | [7 empty] | 63.6301 | [13 empty] | 2212.1067 | [15 empty] | 0.1108 | [17 empty] | 0.071231 | [9 empty] | 4.7487 | [32 empty] | 2025 |  |  | CHN | Tibet
| Lawu |  | Magmatic hydrothermal | Skarn | Cu-Pb-Zn skarn | Cu, Pb, Zn | In, Sn | Cu, Pb, Zn, In, Sn |  |  | 18-3 a2 sp - 8.d-1 | 18-3 a2 sp - 8.d-1 | underground mine |  |  |  |  | ore material | drill core | underground mining tunnels and drill cores | mineral separate | [5 empty] | mineralisation |  |  |  | sphalerite, chalcopyrite, pyrrhotite, pyrite, arsenopyrite |  |  | Sn-rich Skarn |  |  |  | galena, bismuthinite, marcasite, iron oxides, pyroxene, actinolite, quartz | thin sections and polished blocks examined using optical microscope, BSE detector, and EDS prior to analysis | EMPA, LA-ICPMS | JEOL JXA-8230 electron probe microanalyzer; RESOlution-LR 193 nm ArF excimer laser ablation system coupled to an Agilent 7700x ICP-MS | Laboratory of Mineral Resources Research Center, Fuzhou University; Adelaide Microscopy, the University of Adelaide | EPMA point analysis: accelerating voltage 15 kV, beam current 20 nA, beam diameter ~5 μm; EPMA mapping: accelerating voltage 20 kV, working current 50 nA, dwell time ~10 ms; BSE imaging: accelerating voltage 20 kV, beam current 10 nA; LA-ICP-MS: energy density 3~3.5 J/cm2, spot sizes 29 to 51 μm, repetition rates 5 Hz (polished thin-section) and 10 Hz (polished blocks), ~30 s background acquisition, ~40 s sample data acquisition | STDGL3 (Danyushevsky et al. 2011) and GSD-1G (USGS) | 4.6546 | [19 empty] | 2268.3767 | [5 empty] | 20.2765 | [5 empty] | 49.4884 | [9 empty] | 132306.5411 |  | 2.373 |  |  |  | 2.0369 | [7 empty] | 68.5368 | [13 empty] | 2785.9369 | [15 empty] | 0.1368 | [17 empty] | 0.16018 | [9 empty] | 4.1154 | [32 empty] | 2025 |  |  | CHN | Tibet
| Lawu |  | Magmatic hydrothermal | Skarn | Cu-Pb-Zn skarn | Cu, Pb, Zn | In, Sn | Cu, Pb, Zn, In, Sn |  |  | 18-3 a2 sp - 9.d-1 | 18-3 a2 sp - 9.d-1 | underground mine |  |  |  |  | ore material | drill core | underground mining tunnels and drill cores | mineral separate | [5 empty] | mineralisation |  |  |  | sphalerite, chalcopyrite, pyrrhotite, pyrite, arsenopyrite |  |  | Sn-rich Skarn |  |  |  | galena, bismuthinite, marcasite, iron oxides, pyroxene, actinolite, quartz | thin sections and polished blocks examined using optical microscope, BSE detector, and EDS prior to analysis | EMPA, LA-ICPMS | JEOL JXA-8230 electron probe microanalyzer; RESOlution-LR 193 nm ArF excimer laser ablation system coupled to an Agilent 7700x ICP-MS | Laboratory of Mineral Resources Research Center, Fuzhou University; Adelaide Microscopy, the University of Adelaide | EPMA point analysis: accelerating voltage 15 kV, beam current 20 nA, beam diameter ~5 μm; EPMA mapping: accelerating voltage 20 kV, working current 50 nA, dwell time ~10 ms; BSE imaging: accelerating voltage 20 kV, beam current 10 nA; LA-ICP-MS: energy density 3~3.5 J/cm2, spot sizes 29 to 51 μm, repetition rates 5 Hz (polished thin-section) and 10 Hz (polished blocks), ~30 s background acquisition, ~40 s sample data acquisition | STDGL3 (Danyushevsky et al. 2011) and GSD-1G (USGS) | 3.2573 | [19 empty] | 2486.0882 | [5 empty] | 20.3422 | [5 empty] | 46.8636 | [9 empty] | 114085.42 |  | 0.36947 |  |  |  | 0.34991 | [7 empty] | 57.7298 | [13 empty] | 2299.2723 | [15 empty] | 0.063869 | [17 empty] | 0.040716 | [9 empty] | 3.1056 | [32 empty] | 2025 |  |  | CHN | Tibet
| Lawu |  | Magmatic hydrothermal | Skarn | Cu-Pb-Zn skarn | Cu, Pb, Zn | In, Sn | Cu, Pb, Zn, In, Sn |  |  | 18-3 a2 sp - 10.d-1 | 18-3 a2 sp - 10.d-1 | underground mine |  |  |  |  | ore material | drill core | underground mining tunnels and drill cores | mineral separate | [5 empty] | mineralisation |  |  |  | sphalerite, chalcopyrite, pyrrhotite, pyrite, arsenopyrite |  |  | Sn-rich Skarn |  |  |  | galena, bismuthinite, marcasite, iron oxides, pyroxene, actinolite, quartz | thin sections and polished blocks examined using optical microscope, BSE detector, and EDS prior to analysis | EMPA, LA-ICPMS | JEOL JXA-8230 electron probe microanalyzer; RESOlution-LR 193 nm ArF excimer laser ablation system coupled to an Agilent 7700x ICP-MS | Laboratory of Mineral Resources Research Center, Fuzhou University; Adelaide Microscopy, the University of Adelaide | EPMA point analysis: accelerating voltage 15 kV, beam current 20 nA, beam diameter ~5 μm; EPMA mapping: accelerating voltage 20 kV, working current 50 nA, dwell time ~10 ms; BSE imaging: accelerating voltage 20 kV, beam current 10 nA; LA-ICP-MS: energy density 3~3.5 J/cm2, spot sizes 29 to 51 μm, repetition rates 5 Hz (polished thin-section) and 10 Hz (polished blocks), ~30 s background acquisition, ~40 s sample data acquisition | STDGL3 (Danyushevsky et al. 2011) and GSD-1G (USGS) | 4.6546 | [19 empty] | 2484.1177 | [5 empty] | 20.2135 | [5 empty] | 49.4884 | [9 empty] | 116425.1938 |  | 0.2886 |  |  |  | 0.42426 | [7 empty] | 52.632 | [13 empty] | 2357.0195 | [15 empty] | 0.020368 | [17 empty] | 0.12471 | [9 empty] | 3.2426 | [32 empty] | 2025 |  |  | CHN | Tibet
| Lawu |  | Magmatic hydrothermal | Skarn | Cu-Pb-Zn skarn | Cu, Pb, Zn | In, Sn | Cu, Pb, Zn, In, Sn |  |  | 18-11 a1 sp - 1.d-1 | 18-11 a1 sp - 1.d-1 | underground mine |  |  |  |  | ore material | drill core | underground mining tunnels and drill cores | mineral separate | [5 empty] | mineralisation |  |  |  | sphalerite, chalcopyrite, pyrrhotite, pyrite, arsenopyrite |  |  | Sn-rich Skarn |  |  |  | galena, bismuthinite, marcasite, iron oxides, pyroxene, actinolite, quartz | thin sections and polished blocks examined using optical microscope, BSE detector, and EDS prior to analysis | EMPA, LA-ICPMS | JEOL JXA-8230 electron probe microanalyzer; RESOlution-LR 193 nm ArF excimer laser ablation system coupled to an Agilent 7700x ICP-MS | Laboratory of Mineral Resources Research Center, Fuzhou University; Adelaide Microscopy, the University of Adelaide | EPMA point analysis: accelerating voltage 15 kV, beam current 20 nA, beam diameter ~5 μm; EPMA mapping: accelerating voltage 20 kV, working current 50 nA, dwell time ~10 ms; BSE imaging: accelerating voltage 20 kV, beam current 10 nA; LA-ICP-MS: energy density 3~3.5 J/cm2, spot sizes 29 to 51 μm, repetition rates 5 Hz (polished thin-section) and 10 Hz (polished blocks), ~30 s background acquisition, ~40 s sample data acquisition | STDGL3 (Danyushevsky et al. 2011) and GSD-1G (USGS) | 5.7622 | [19 empty] | 2204.1141 | [5 empty] | 42.6097 | [5 empty] | 45.5497 | [9 empty] | 70135.194 |  | 0.18202 |  |  |  | 0.27984 | [7 empty] | 13.8567 | [13 empty] | 1368.4386 | [15 empty] | 0.77781 | [17 empty] | 0.025487 | [9 empty] | 2.4439 | [32 empty] | 2025 |  |  | CHN | Tibet
| Lawu |  | Magmatic hydrothermal | Skarn | Cu-Pb-Zn skarn | Cu, Pb, Zn | In, Sn | Cu, Pb, Zn, In, Sn |  |  | 18-11 a1 sp - 2.d-1 | 18-11 a1 sp - 2.d-1 | underground mine |  |  |  |  | ore material | drill core | underground mining tunnels and drill cores | mineral separate | [5 empty] | mineralisation |  |  |  | sphalerite, chalcopyrite, pyrrhotite, pyrite, arsenopyrite |  |  | Sn-rich Skarn |  |  |  | galena, bismuthinite, marcasite, iron oxides, pyroxene, actinolite, quartz | thin sections and polished blocks examined using optical microscope, BSE detector, and EDS prior to analysis | EMPA, LA-ICPMS | JEOL JXA-8230 electron probe microanalyzer; RESOlution-LR 193 nm ArF excimer laser ablation system coupled to an Agilent 7700x ICP-MS | Laboratory of Mineral Resources Research Center, Fuzhou University; Adelaide Microscopy, the University of Adelaide | EPMA point analysis: accelerating voltage 15 kV, beam current 20 nA, beam diameter ~5 μm; EPMA mapping: accelerating voltage 20 kV, working current 50 nA, dwell time ~10 ms; BSE imaging: accelerating voltage 20 kV, beam current 10 nA; LA-ICP-MS: energy density 3~3.5 J/cm2, spot sizes 29 to 51 μm, repetition rates 5 Hz (polished thin-section) and 10 Hz (polished blocks), ~30 s background acquisition, ~40 s sample data acquisition | STDGL3 (Danyushevsky et al. 2011) and GSD-1G (USGS) | 5.7622 | [19 empty] | 2214.7276 | [5 empty] | 64.6335 | [5 empty] | 45.5497 | [9 empty] | 66513.4429 |  | 0.13901 |  |  |  | 0.28678 | [7 empty] | 13.794 | [13 empty] | 1097.5166 | [15 empty] | 1.0572 | [17 empty] | 0.070721 | [9 empty] | 0.40463 | [32 empty] | 2025 |  |  | CHN | Tibet
| Lawu |  | Magmatic hydrothermal | Skarn | Cu-Pb-Zn skarn | Cu, Pb, Zn | In, Sn | Cu, Pb, Zn, In, Sn |  |  | 18-11 a1 sp - 3.d-1 | 18-11 a1 sp - 3.d-1 | underground mine |  |  |  |  | ore material | drill core | underground mining tunnels and drill cores | mineral separate | [5 empty] | mineralisation |  |  |  | sphalerite, chalcopyrite, pyrrhotite, pyrite, arsenopyrite |  |  | Sn-rich Skarn |  |  |  | galena, bismuthinite, marcasite, iron oxides, pyroxene, actinolite, quartz | thin sections and polished blocks examined using optical microscope, BSE detector, and EDS prior to analysis | EMPA, LA-ICPMS | JEOL JXA-8230 electron probe microanalyzer; RESOlution-LR 193 nm ArF excimer laser ablation system coupled to an Agilent 7700x ICP-MS | Laboratory of Mineral Resources Research Center, Fuzhou University; Adelaide Microscopy, the University of Adelaide | EPMA point analysis: accelerating voltage 15 kV, beam current 20 nA, beam diameter ~5 μm; EPMA mapping: accelerating voltage 20 kV, working current 50 nA, dwell time ~10 ms; BSE imaging: accelerating voltage 20 kV, beam current 10 nA; LA-ICP-MS: energy density 3~3.5 J/cm2, spot sizes 29 to 51 μm, repetition rates 5 Hz (polished thin-section) and 10 Hz (polished blocks), ~30 s background acquisition, ~40 s sample data acquisition | STDGL3 (Danyushevsky et al. 2011) and GSD-1G (USGS) | 5.7622 | [19 empty] | 2282.6774 | [5 empty] | 48.1809 | [5 empty] | 45.5497 | [9 empty] | 66589.2923 |  | 0.13174 |  |  |  | 0.30908 | [7 empty] | 13.34 | [13 empty] | 1395.5969 | [15 empty] | 0.42122 | [17 empty] | 0.11938 | [9 empty] | 1.0136 | [32 empty] | 2025 |  |  | CHN | Tibet
| Lawu |  | Magmatic hydrothermal | Skarn | Cu-Pb-Zn skarn | Cu, Pb, Zn | In, Sn | Cu, Pb, Zn, In, Sn |  |  | 18-11 a1 sp - 4.d-1 | 18-11 a1 sp - 4.d-1 | underground mine |  |  |  |  | ore material | drill core | underground mining tunnels and drill cores | mineral separate | [5 empty] | mineralisation |  |  |  | sphalerite, chalcopyrite, pyrrhotite, pyrite, arsenopyrite |  |  | Sn-rich Skarn |  |  |  | galena, bismuthinite, marcasite, iron oxides, pyroxene, actinolite, quartz | thin sections and polished blocks examined using optical microscope, BSE detector, and EDS prior to analysis | EMPA, LA-ICPMS | JEOL JXA-8230 electron probe microanalyzer; RESOlution-LR 193 nm ArF excimer laser ablation system coupled to an Agilent 7700x ICP-MS | Laboratory of Mineral Resources Research Center, Fuzhou University; Adelaide Microscopy, the University of Adelaide | EPMA point analysis: accelerating voltage 15 kV, beam current 20 nA, beam diameter ~5 μm; EPMA mapping: accelerating voltage 20 kV, working current 50 nA, dwell time ~10 ms; BSE imaging: accelerating voltage 20 kV, beam current 10 nA; LA-ICP-MS: energy density 3~3.5 J/cm2, spot sizes 29 to 51 μm, repetition rates 5 Hz (polished thin-section) and 10 Hz (polished blocks), ~30 s background acquisition, ~40 s sample data acquisition | STDGL3 (Danyushevsky et al. 2011) and GSD-1G (USGS) | 5.7622 | [19 empty] | 2224.7849 | [5 empty] | 48.4718 | [5 empty] | 45.5497 | [9 empty] | 67913.5237 |  | 0.15029 |  |  |  | 0.30812 | [7 empty] | 13.5259 | [13 empty] | 1399.9509 | [15 empty] | 0.53929 | [17 empty] | 0.44788 | [9 empty] | 2.8335 | [32 empty] | 2025 |  |  | CHN | Tibet
| Lawu |  | Magmatic hydrothermal | Skarn | Cu-Pb-Zn skarn | Cu, Pb, Zn | In, Sn | Cu, Pb, Zn, In, Sn |  |  | 18-11 a1 sp - 5.d-1 | 18-11 a1 sp - 5.d-1 | underground mine |  |  |  |  | ore material | drill core | underground mining tunnels and drill cores | mineral separate | [5 empty] | mineralisation |  |  |  | sphalerite, chalcopyrite, pyrrhotite, pyrite, arsenopyrite |  |  | Sn-rich Skarn |  |  |  | galena, bismuthinite, marcasite, iron oxides, pyroxene, actinolite, quartz | thin sections and polished blocks examined using optical microscope, BSE detector, and EDS prior to analysis | EMPA, LA-ICPMS | JEOL JXA-8230 electron probe microanalyzer; RESOlution-LR 193 nm ArF excimer laser ablation system coupled to an Agilent 7700x ICP-MS | Laboratory of Mineral Resources Research Center, Fuzhou University; Adelaide Microscopy, the University of Adelaide | EPMA point analysis: accelerating voltage 15 kV, beam current 20 nA, beam diameter ~5 μm; EPMA mapping: accelerating voltage 20 kV, working current 50 nA, dwell time ~10 ms; BSE imaging: accelerating voltage 20 kV, beam current 10 nA; LA-ICP-MS: energy density 3~3.5 J/cm2, spot sizes 29 to 51 μm, repetition rates 5 Hz (polished thin-section) and 10 Hz (polished blocks), ~30 s background acquisition, ~40 s sample data acquisition | STDGL3 (Danyushevsky et al. 2011) and GSD-1G (USGS) | 5.7622 | [19 empty] | 2271.4344 | [5 empty] | 62.8306 | [5 empty] | 45.5497 | [9 empty] | 64390.5298 |  | 0.14692 |  |  |  | 0.23736 | [7 empty] | 13.2839 | [13 empty] | 1189.8815 | [15 empty] | 0.07193 | [17 empty] | 0.11938 | [9 empty] | 0.47838 | [32 empty] | 2025 |  |  | CHN | Tibet
| Lawu |  | Magmatic hydrothermal | Skarn | Cu-Pb-Zn skarn | Cu, Pb, Zn | In, Sn | Cu, Pb, Zn, In, Sn |  |  | 18-11 a1 sp - 6.d-1 | 18-11 a1 sp - 6.d-1 | underground mine |  |  |  |  | ore material | drill core | underground mining tunnels and drill cores | mineral separate | [5 empty] | mineralisation |  |  |  | sphalerite, chalcopyrite, pyrrhotite, pyrite, arsenopyrite |  |  | Sn-rich Skarn |  |  |  | galena, bismuthinite, marcasite, iron oxides, pyroxene, actinolite, quartz | thin sections and polished blocks examined using optical microscope, BSE detector, and EDS prior to analysis | EMPA, LA-ICPMS | JEOL JXA-8230 electron probe microanalyzer; RESOlution-LR 193 nm ArF excimer laser ablation system coupled to an Agilent 7700x ICP-MS | Laboratory of Mineral Resources Research Center, Fuzhou University; Adelaide Microscopy, the University of Adelaide | EPMA point analysis: accelerating voltage 15 kV, beam current 20 nA, beam diameter ~5 μm; EPMA mapping: accelerating voltage 20 kV, working current 50 nA, dwell time ~10 ms; BSE imaging: accelerating voltage 20 kV, beam current 10 nA; LA-ICP-MS: energy density 3~3.5 J/cm2, spot sizes 29 to 51 μm, repetition rates 5 Hz (polished thin-section) and 10 Hz (polished blocks), ~30 s background acquisition, ~40 s sample data acquisition | STDGL3 (Danyushevsky et al. 2011) and GSD-1G (USGS) | 5.7622 | [19 empty] | 2211.533 | [5 empty] | 43.757 | [5 empty] | 45.5497 | [9 empty] | 67675.8256 |  | 0.18476 |  |  |  | 0.30412 | [7 empty] | 13.6552 | [13 empty] | 1341.9488 | [15 empty] | 0.45451 | [17 empty] | 0.036434 | [9 empty] | 2.0303 | [32 empty] | 2025 |  |  | CHN | Tibet
| Lawu |  | Magmatic hydrothermal | Skarn | Cu-Pb-Zn skarn | Cu, Pb, Zn | In, Sn | Cu, Pb, Zn, In, Sn |  |  | 18-11 a1 sp - 7.d-1 | 18-11 a1 sp - 7.d-1 | underground mine |  |  |  |  | ore material | drill core | underground mining tunnels and drill cores | mineral separate | [5 empty] | mineralisation |  |  |  | sphalerite, chalcopyrite, pyrrhotite, pyrite, arsenopyrite |  |  | Sn-rich Skarn |  |  |  | galena, bismuthinite, marcasite, iron oxides, pyroxene, actinolite, quartz | thin sections and polished blocks examined using optical microscope, BSE detector, and EDS prior to analysis | EMPA, LA-ICPMS | JEOL JXA-8230 electron probe microanalyzer; RESOlution-LR 193 nm ArF excimer laser ablation system coupled to an Agilent 7700x ICP-MS | Laboratory of Mineral Resources Research Center, Fuzhou University; Adelaide Microscopy, the University of Adelaide | EPMA point analysis: accelerating voltage 15 kV, beam current 20 nA, beam diameter ~5 μm; EPMA mapping: accelerating voltage 20 kV, working current 50 nA, dwell time ~10 ms; BSE imaging: accelerating voltage 20 kV, beam current 10 nA; LA-ICP-MS: energy density 3~3.5 J/cm2, spot sizes 29 to 51 μm, repetition rates 5 Hz (polished thin-section) and 10 Hz (polished blocks), ~30 s background acquisition, ~40 s sample data acquisition | STDGL3 (Danyushevsky et al. 2011) and GSD-1G (USGS) | 5.7622 | [19 empty] | 2218.9073 | [5 empty] | 57.9553 | [5 empty] | 45.5497 | [9 empty] | 63605.2526 |  | 0.14508 |  |  |  | 0.3026 | [7 empty] | 14.2432 | [13 empty] | 1244.7111 | [15 empty] | 1.5238 | [17 empty] | 0.1695 | [9 empty] | 2.0117 | [32 empty] | 2025 |  |  | CHN | Tibet
| Lawu |  | Magmatic hydrothermal | Skarn | Cu-Pb-Zn skarn | Cu, Pb, Zn | In, Sn | Cu, Pb, Zn, In, Sn |  |  | 18-11 a1 sp - 8.d-1 | 18-11 a1 sp - 8.d-1 | underground mine |  |  |  |  | ore material | drill core | underground mining tunnels and drill cores | mineral separate | [5 empty] | mineralisation |  |  |  | sphalerite, chalcopyrite, pyrrhotite, pyrite, arsenopyrite |  |  | Sn-rich Skarn |  |  |  | galena, bismuthinite, marcasite, iron oxides, pyroxene, actinolite, quartz | thin sections and polished blocks examined using optical microscope, BSE detector, and EDS prior to analysis | EMPA, LA-ICPMS | JEOL JXA-8230 electron probe microanalyzer; RESOlution-LR 193 nm ArF excimer laser ablation system coupled to an Agilent 7700x ICP-MS | Laboratory of Mineral Resources Research Center, Fuzhou University; Adelaide Microscopy, the University of Adelaide | EPMA point analysis: accelerating voltage 15 kV, beam current 20 nA, beam diameter ~5 μm; EPMA mapping: accelerating voltage 20 kV, working current 50 nA, dwell time ~10 ms; BSE imaging: accelerating voltage 20 kV, beam current 10 nA; LA-ICP-MS: energy density 3~3.5 J/cm2, spot sizes 29 to 51 μm, repetition rates 5 Hz (polished thin-section) and 10 Hz (polished blocks), ~30 s background acquisition, ~40 s sample data acquisition | STDGL3 (Danyushevsky et al. 2011) and GSD-1G (USGS) | 5.7622 | [19 empty] | 2208.8492 | [5 empty] | 57.9302 | [5 empty] | 45.5497 | [9 empty] | 63195.0305 |  | 0.1978 |  |  |  | 0.24482 | [7 empty] | 14.3161 | [13 empty] | 1212.443 | [15 empty] | 0.81312 | [17 empty] | 0.11938 | [9 empty] | 1.1389 | [32 empty] | 2025 |  |  | CHN | Tibet
| Lawu |  | Magmatic hydrothermal | Skarn | Cu-Pb-Zn skarn | Cu, Pb, Zn | In, Sn | Cu, Pb, Zn, In, Sn |  |  | 18-11 a1 sp - 9.d-1 | 18-11 a1 sp - 9.d-1 | underground mine |  |  |  |  | ore material | drill core | underground mining tunnels and drill cores | mineral separate | [5 empty] | mineralisation |  |  |  | sphalerite, chalcopyrite, pyrrhotite, pyrite, arsenopyrite |  |  | Sn-rich Skarn |  |  |  | galena, bismuthinite, marcasite, iron oxides, pyroxene, actinolite, quartz | thin sections and polished blocks examined using optical microscope, BSE detector, and EDS prior to analysis | EMPA, LA-ICPMS | JEOL JXA-8230 electron probe microanalyzer; RESOlution-LR 193 nm ArF excimer laser ablation system coupled to an Agilent 7700x ICP-MS | Laboratory of Mineral Resources Research Center, Fuzhou University; Adelaide Microscopy, the University of Adelaide | EPMA point analysis: accelerating voltage 15 kV, beam current 20 nA, beam diameter ~5 μm; EPMA mapping: accelerating voltage 20 kV, working current 50 nA, dwell time ~10 ms; BSE imaging: accelerating voltage 20 kV, beam current 10 nA; LA-ICP-MS: energy density 3~3.5 J/cm2, spot sizes 29 to 51 μm, repetition rates 5 Hz (polished thin-section) and 10 Hz (polished blocks), ~30 s background acquisition, ~40 s sample data acquisition | STDGL3 (Danyushevsky et al. 2011) and GSD-1G (USGS) | 5.7622 | [19 empty] | 2243.6458 | [5 empty] | 47.9245 | [5 empty] | 45.5497 | [9 empty] | 68292.865 |  | 0.19245 |  |  |  | 0.2897 | [7 empty] | 13.6906 | [13 empty] | 1340.1211 | [15 empty] | 0.11581 | [17 empty] | 0.11938 | [9 empty] | 1.0405 | [32 empty] | 2025 |  |  | CHN | Tibet
| Lawu |  | Magmatic hydrothermal | Skarn | Cu-Pb-Zn skarn | Cu, Pb, Zn | In, Sn | Cu, Pb, Zn, In, Sn |  |  | 18-11 a1 sp - 10.d-1 | 18-11 a1 sp - 10.d-1 | underground mine |  |  |  |  | ore material | drill core | underground mining tunnels and drill cores | mineral separate | [5 empty] | mineralisation |  |  |  | sphalerite, chalcopyrite, pyrrhotite, pyrite, arsenopyrite |  |  | Sn-rich Skarn |  |  |  | galena, bismuthinite, marcasite, iron oxides, pyroxene, actinolite, quartz | thin sections and polished blocks examined using optical microscope, BSE detector, and EDS prior to analysis | EMPA, LA-ICPMS | JEOL JXA-8230 electron probe microanalyzer; RESOlution-LR 193 nm ArF excimer laser ablation system coupled to an Agilent 7700x ICP-MS | Laboratory of Mineral Resources Research Center, Fuzhou University; Adelaide Microscopy, the University of Adelaide | EPMA point analysis: accelerating voltage 15 kV, beam current 20 nA, beam diameter ~5 μm; EPMA mapping: accelerating voltage 20 kV, working current 50 nA, dwell time ~10 ms; BSE imaging: accelerating voltage 20 kV, beam current 10 nA; LA-ICP-MS: energy density 3~3.5 J/cm2, spot sizes 29 to 51 μm, repetition rates 5 Hz (polished thin-section) and 10 Hz (polished blocks), ~30 s background acquisition, ~40 s sample data acquisition | STDGL3 (Danyushevsky et al. 2011) and GSD-1G (USGS) | 5.7622 | [19 empty] | 2252.6353 | [5 empty] | 55.1059 | [5 empty] | 45.5497 | [9 empty] | 64447.7491 |  | 0.16459 |  |  |  | 0.27994 | [7 empty] | 14.1919 | [13 empty] | 1252.0038 | [15 empty] | 0.2021 | [17 empty] | 0.11938 | [9 empty] | 0.69479 | [32 empty] | 2025 |  |  | CHN | Tibet
| Lawu |  | Magmatic hydrothermal | Skarn | Cu-Pb-Zn skarn | Cu, Pb, Zn | In, Sn | Cu, Pb, Zn, In, Sn |  |  | 18-11 a1 sp - 11.d-1 | 18-11 a1 sp - 11.d-1 | underground mine |  |  |  |  | ore material | drill core | underground mining tunnels and drill cores | mineral separate | [5 empty] | mineralisation |  |  |  | sphalerite, chalcopyrite, pyrrhotite, pyrite, arsenopyrite |  |  | Sn-rich Skarn |  |  |  | galena, bismuthinite, marcasite, iron oxides, pyroxene, actinolite, quartz | thin sections and polished blocks examined using optical microscope, BSE detector, and EDS prior to analysis | EMPA, LA-ICPMS | JEOL JXA-8230 electron probe microanalyzer; RESOlution-LR 193 nm ArF excimer laser ablation system coupled to an Agilent 7700x ICP-MS | Laboratory of Mineral Resources Research Center, Fuzhou University; Adelaide Microscopy, the University of Adelaide | EPMA point analysis: accelerating voltage 15 kV, beam current 20 nA, beam diameter ~5 μm; EPMA mapping: accelerating voltage 20 kV, working current 50 nA, dwell time ~10 ms; BSE imaging: accelerating voltage 20 kV, beam current 10 nA; LA-ICP-MS: energy density 3~3.5 J/cm2, spot sizes 29 to 51 μm, repetition rates 5 Hz (polished thin-section) and 10 Hz (polished blocks), ~30 s background acquisition, ~40 s sample data acquisition | STDGL3 (Danyushevsky et al. 2011) and GSD-1G (USGS) | 5.7622 | [19 empty] | 2259.1063 | [5 empty] | 46.07 | [5 empty] | 45.5497 | [9 empty] | 68011.1819 |  | 0.19759 |  |  |  | 0.28857 | [7 empty] | 13.7525 | [13 empty] | 1415.7859 | [15 empty] | 0.30482 | [17 empty] | 0.11938 | [9 empty] | 1.3959 | [32 empty] | 2025 |  |  | CHN | Tibet
| Lawu |  | Magmatic hydrothermal | Skarn | Cu-Pb-Zn skarn | Cu, Pb, Zn | In, Sn | Cu, Pb, Zn, In, Sn |  |  | 18-11 a2 sp - 1.d-1 | 18-11 a2 sp - 1.d-1 | underground mine |  |  |  |  | ore material | drill core | underground mining tunnels and drill cores | mineral separate | [5 empty] | mineralisation |  |  |  | sphalerite, chalcopyrite, pyrrhotite, pyrite, arsenopyrite |  |  | Sn-rich Skarn |  |  |  | galena, bismuthinite, marcasite, iron oxides, pyroxene, actinolite, quartz | thin sections and polished blocks examined using optical microscope, BSE detector, and EDS prior to analysis | EMPA, LA-ICPMS | JEOL JXA-8230 electron probe microanalyzer; RESOlution-LR 193 nm ArF excimer laser ablation system coupled to an Agilent 7700x ICP-MS | Laboratory of Mineral Resources Research Center, Fuzhou University; Adelaide Microscopy, the University of Adelaide | EPMA point analysis: accelerating voltage 15 kV, beam current 20 nA, beam diameter ~5 μm; EPMA mapping: accelerating voltage 20 kV, working current 50 nA, dwell time ~10 ms; BSE imaging: accelerating voltage 20 kV, beam current 10 nA; LA-ICP-MS: energy density 3~3.5 J/cm2, spot sizes 29 to 51 μm, repetition rates 5 Hz (polished thin-section) and 10 Hz (polished blocks), ~30 s background acquisition, ~40 s sample data acquisition | STDGL3 (Danyushevsky et al. 2011) and GSD-1G (USGS) | 6.8576 | [19 empty] | 2222.2476 | [5 empty] | 43.6665 | [5 empty] | 48.1889 | [9 empty] | 68854.4613 |  | 0.28931 |  |  |  | 0.24036 | [7 empty] | 13.8598 | [13 empty] | 1326.7689 | [15 empty] | 0.06765 | [17 empty] | 0.11938 | [9 empty] | 3.7902 | [32 empty] | 2025 |  |  | CHN | Tibet
| Lawu |  | Magmatic hydrothermal | Skarn | Cu-Pb-Zn skarn | Cu, Pb, Zn | In, Sn | Cu, Pb, Zn, In, Sn |  |  | 18-11 a2 sp - 2.d-1 | 18-11 a2 sp - 2.d-1 | underground mine |  |  |  |  | ore material | drill core | underground mining tunnels and drill cores | mineral separate | [5 empty] | mineralisation |  |  |  | sphalerite, chalcopyrite, pyrrhotite, pyrite, arsenopyrite |  |  | Sn-rich Skarn |  |  |  | galena, bismuthinite, marcasite, iron oxides, pyroxene, actinolite, quartz | thin sections and polished blocks examined using optical microscope, BSE detector, and EDS prior to analysis | EMPA, LA-ICPMS | JEOL JXA-8230 electron probe microanalyzer; RESOlution-LR 193 nm ArF excimer laser ablation system coupled to an Agilent 7700x ICP-MS | Laboratory of Mineral Resources Research Center, Fuzhou University; Adelaide Microscopy, the University of Adelaide | EPMA point analysis: accelerating voltage 15 kV, beam current 20 nA, beam diameter ~5 μm; EPMA mapping: accelerating voltage 20 kV, working current 50 nA, dwell time ~10 ms; BSE imaging: accelerating voltage 20 kV, beam current 10 nA; LA-ICP-MS: energy density 3~3.5 J/cm2, spot sizes 29 to 51 μm, repetition rates 5 Hz (polished thin-section) and 10 Hz (polished blocks), ~30 s background acquisition, ~40 s sample data acquisition | STDGL3 (Danyushevsky et al. 2011) and GSD-1G (USGS) | 5.7622 | [19 empty] | 2248.1453 | [5 empty] | 47.3481 | [5 empty] | 45.5497 | [9 empty] | 66127.1571 |  | 0.17336 |  |  |  | 0.26866 | [7 empty] | 13.5115 | [13 empty] | 1324.7681 | [15 empty] | 0.63457 | [17 empty] | 0.11938 | [9 empty] | 2.3496 | [32 empty] | 2025 |  |  | CHN | Tibet
| Lawu |  | Magmatic hydrothermal | Skarn | Cu-Pb-Zn skarn | Cu, Pb, Zn | In, Sn | Cu, Pb, Zn, In, Sn |  |  | 18-11 a2 sp - 3.d-1 | 18-11 a2 sp - 3.d-1 | underground mine |  |  |  |  | ore material | drill core | underground mining tunnels and drill cores | mineral separate | [5 empty] | mineralisation |  |  |  | sphalerite, chalcopyrite, pyrrhotite, pyrite, arsenopyrite |  |  | Sn-rich Skarn |  |  |  | galena, bismuthinite, marcasite, iron oxides, pyroxene, actinolite, quartz | thin sections and polished blocks examined using optical microscope, BSE detector, and EDS prior to analysis | EMPA, LA-ICPMS | JEOL JXA-8230 electron probe microanalyzer; RESOlution-LR 193 nm ArF excimer laser ablation system coupled to an Agilent 7700x ICP-MS | Laboratory of Mineral Resources Research Center, Fuzhou University; Adelaide Microscopy, the University of Adelaide | EPMA point analysis: accelerating voltage 15 kV, beam current 20 nA, beam diameter ~5 μm; EPMA mapping: accelerating voltage 20 kV, working current 50 nA, dwell time ~10 ms; BSE imaging: accelerating voltage 20 kV, beam current 10 nA; LA-ICP-MS: energy density 3~3.5 J/cm2, spot sizes 29 to 51 μm, repetition rates 5 Hz (polished thin-section) and 10 Hz (polished blocks), ~30 s background acquisition, ~40 s sample data acquisition | STDGL3 (Danyushevsky et al. 2011) and GSD-1G (USGS) | 5.7622 | [19 empty] | 2240.8256 | [5 empty] | 47.3495 | [5 empty] | 45.5497 | [9 empty] | 67215.722 |  | 0.2564 |  |  |  | 0.33917 | [7 empty] | 13.6365 | [13 empty] | 1336.1726 | [15 empty] | 0.25421 | [17 empty] | 0.11938 | [9 empty] | 1.5289 | [32 empty] | 2025 |  |  | CHN | Tibet
| Lawu |  | Magmatic hydrothermal | Skarn | Cu-Pb-Zn skarn | Cu, Pb, Zn | In, Sn | Cu, Pb, Zn, In, Sn |  |  | 18-11 a2 sp - 4.d-1 | 18-11 a2 sp - 4.d-1 | underground mine |  |  |  |  | ore material | drill core | underground mining tunnels and drill cores | mineral separate | [5 empty] | mineralisation |  |  |  | sphalerite, chalcopyrite, pyrrhotite, pyrite, arsenopyrite |  |  | Sn-rich Skarn |  |  |  | galena, bismuthinite, marcasite, iron oxides, pyroxene, actinolite, quartz | thin sections and polished blocks examined using optical microscope, BSE detector, and EDS prior to analysis | EMPA, LA-ICPMS | JEOL JXA-8230 electron probe microanalyzer; RESOlution-LR 193 nm ArF excimer laser ablation system coupled to an Agilent 7700x ICP-MS | Laboratory of Mineral Resources Research Center, Fuzhou University; Adelaide Microscopy, the University of Adelaide | EPMA point analysis: accelerating voltage 15 kV, beam current 20 nA, beam diameter ~5 μm; EPMA mapping: accelerating voltage 20 kV, working current 50 nA, dwell time ~10 ms; BSE imaging: accelerating voltage 20 kV, beam current 10 nA; LA-ICP-MS: energy density 3~3.5 J/cm2, spot sizes 29 to 51 μm, repetition rates 5 Hz (polished thin-section) and 10 Hz (polished blocks), ~30 s background acquisition, ~40 s sample data acquisition | STDGL3 (Danyushevsky et al. 2011) and GSD-1G (USGS) | 5.7622 | [19 empty] | 2251.8266 | [5 empty] | 46.815 | [5 empty] | 45.5497 | [9 empty] | 67764.5675 |  | 0.14911 |  |  |  | 0.30125 | [7 empty] | 13.5923 | [13 empty] | 1371.0696 | [15 empty] | 0.082084 | [17 empty] | 0.11938 | [9 empty] | 1.4848 | [32 empty] | 2025 |  |  | CHN | Tibet
| Lawu |  | Magmatic hydrothermal | Skarn | Cu-Pb-Zn skarn | Cu, Pb, Zn | In, Sn | Cu, Pb, Zn, In, Sn |  |  | 18-11 a2 sp - 5.d-1 | 18-11 a2 sp - 5.d-1 | underground mine |  |  |  |  | ore material | drill core | underground mining tunnels and drill cores | mineral separate | [5 empty] | mineralisation |  |  |  | sphalerite, chalcopyrite, pyrrhotite, pyrite, arsenopyrite |  |  | Sn-rich Skarn |  |  |  | galena, bismuthinite, marcasite, iron oxides, pyroxene, actinolite, quartz | thin sections and polished blocks examined using optical microscope, BSE detector, and EDS prior to analysis | EMPA, LA-ICPMS | JEOL JXA-8230 electron probe microanalyzer; RESOlution-LR 193 nm ArF excimer laser ablation system coupled to an Agilent 7700x ICP-MS | Laboratory of Mineral Resources Research Center, Fuzhou University; Adelaide Microscopy, the University of Adelaide | EPMA point analysis: accelerating voltage 15 kV, beam current 20 nA, beam diameter ~5 μm; EPMA mapping: accelerating voltage 20 kV, working current 50 nA, dwell time ~10 ms; BSE imaging: accelerating voltage 20 kV, beam current 10 nA; LA-ICP-MS: energy density 3~3.5 J/cm2, spot sizes 29 to 51 μm, repetition rates 5 Hz (polished thin-section) and 10 Hz (polished blocks), ~30 s background acquisition, ~40 s sample data acquisition | STDGL3 (Danyushevsky et al. 2011) and GSD-1G (USGS) | 5.7622 | [19 empty] | 2235.9158 | [5 empty] | 48.9712 | [5 empty] | 45.5497 | [9 empty] | 67231.2994 |  | 0.10851 |  |  |  | 0.29786 | [7 empty] | 13.3498 | [13 empty] | 1276.3089 | [15 empty] | 0.51577 | [17 empty] | 0.048863 | [9 empty] | 1.2379 | [32 empty] | 2025 |  |  | CHN | Tibet
| Lawu |  | Magmatic hydrothermal | Skarn | Cu-Pb-Zn skarn | Cu, Pb, Zn | In, Sn | Cu, Pb, Zn, In, Sn |  |  | 18-11 a2 sp - 6.d-1 | 18-11 a2 sp - 6.d-1 | underground mine |  |  |  |  | ore material | drill core | underground mining tunnels and drill cores | mineral separate | [5 empty] | mineralisation |  |  |  | sphalerite, chalcopyrite, pyrrhotite, pyrite, arsenopyrite |  |  | Sn-rich Skarn |  |  |  | galena, bismuthinite, marcasite, iron oxides, pyroxene, actinolite, quartz | thin sections and polished blocks examined using optical microscope, BSE detector, and EDS prior to analysis | EMPA, LA-ICPMS | JEOL JXA-8230 electron probe microanalyzer; RESOlution-LR 193 nm ArF excimer laser ablation system coupled to an Agilent 7700x ICP-MS | Laboratory of Mineral Resources Research Center, Fuzhou University; Adelaide Microscopy, the University of Adelaide | EPMA point analysis: accelerating voltage 15 kV, beam current 20 nA, beam diameter ~5 μm; EPMA mapping: accelerating voltage 20 kV, working current 50 nA, dwell time ~10 ms; BSE imaging: accelerating voltage 20 kV, beam current 10 nA; LA-ICP-MS: energy density 3~3.5 J/cm2, spot sizes 29 to 51 μm, repetition rates 5 Hz (polished thin-section) and 10 Hz (polished blocks), ~30 s background acquisition, ~40 s sample data acquisition | STDGL3 (Danyushevsky et al. 2011) and GSD-1G (USGS) | 5.7536 | [19 empty] | 2232.3273 | [5 empty] | 45.3938 | [5 empty] | 70.0521 | [9 empty] | 69398.2913 |  | 0.32204 |  |  |  | 0.22287 | [7 empty] | 13.6 | [13 empty] | 1374.0488 | [15 empty] | 0.086865 | [17 empty] | 0.11938 | [9 empty] | 1.9157 | [32 empty] | 2025 |  |  | CHN | Tibet
| Lawu |  | Magmatic hydrothermal | Skarn | Cu-Pb-Zn skarn | Cu, Pb, Zn | In, Sn | Cu, Pb, Zn, In, Sn |  |  | 18-11 a3 sp - 1.d-1 | 18-11 a3 sp - 1.d-1 | underground mine |  |  |  |  | ore material | drill core | underground mining tunnels and drill cores | mineral separate | [5 empty] | mineralisation |  |  |  | sphalerite, chalcopyrite, pyrrhotite, pyrite, arsenopyrite |  |  | Sn-rich Skarn |  |  |  | galena, bismuthinite, marcasite, iron oxides, pyroxene, actinolite, quartz | thin sections and polished blocks examined using optical microscope, BSE detector, and EDS prior to analysis | EMPA, LA-ICPMS | JEOL JXA-8230 electron probe microanalyzer; RESOlution-LR 193 nm ArF excimer laser ablation system coupled to an Agilent 7700x ICP-MS | Laboratory of Mineral Resources Research Center, Fuzhou University; Adelaide Microscopy, the University of Adelaide | EPMA point analysis: accelerating voltage 15 kV, beam current 20 nA, beam diameter ~5 μm; EPMA mapping: accelerating voltage 20 kV, working current 50 nA, dwell time ~10 ms; BSE imaging: accelerating voltage 20 kV, beam current 10 nA; LA-ICP-MS: energy density 3~3.5 J/cm2, spot sizes 29 to 51 μm, repetition rates 5 Hz (polished thin-section) and 10 Hz (polished blocks), ~30 s background acquisition, ~40 s sample data acquisition | STDGL3 (Danyushevsky et al. 2011) and GSD-1G (USGS) | 5.7622 | [19 empty] | 2253.7482 | [5 empty] | 51.5357 | [5 empty] | 45.5497 | [9 empty] | 65668.035 |  | 0.094643 |  |  |  | 0.28675 | [7 empty] | 13.1571 | [13 empty] | 1254.1446 | [15 empty] | 0.18825 | [17 empty] | 0.11938 | [9 empty] | 0.45517 | [32 empty] | 2025 |  |  | CHN | Tibet
| Lawu |  | Magmatic hydrothermal | Skarn | Cu-Pb-Zn skarn | Cu, Pb, Zn | In, Sn | Cu, Pb, Zn, In, Sn |  |  | 18-11 a3 sp - 2.d-1 | 18-11 a3 sp - 2.d-1 | underground mine |  |  |  |  | ore material | drill core | underground mining tunnels and drill cores | mineral separate | [5 empty] | mineralisation |  |  |  | sphalerite, chalcopyrite, pyrrhotite, pyrite, arsenopyrite |  |  | Sn-rich Skarn |  |  |  | galena, bismuthinite, marcasite, iron oxides, pyroxene, actinolite, quartz | thin sections and polished blocks examined using optical microscope, BSE detector, and EDS prior to analysis | EMPA, LA-ICPMS | JEOL JXA-8230 electron probe microanalyzer; RESOlution-LR 193 nm ArF excimer laser ablation system coupled to an Agilent 7700x ICP-MS | Laboratory of Mineral Resources Research Center, Fuzhou University; Adelaide Microscopy, the University of Adelaide | EPMA point analysis: accelerating voltage 15 kV, beam current 20 nA, beam diameter ~5 μm; EPMA mapping: accelerating voltage 20 kV, working current 50 nA, dwell time ~10 ms; BSE imaging: accelerating voltage 20 kV, beam current 10 nA; LA-ICP-MS: energy density 3~3.5 J/cm2, spot sizes 29 to 51 μm, repetition rates 5 Hz (polished thin-section) and 10 Hz (polished blocks), ~30 s background acquisition, ~40 s sample data acquisition | STDGL3 (Danyushevsky et al. 2011) and GSD-1G (USGS) | 5.1622 | [19 empty] | 2256.6337 | [5 empty] | 46.3051 | [5 empty] | 27.265 | [9 empty] | 67526.3314 |  | 0.080082 |  |  |  | 0.32396 | [7 empty] | 13.4836 | [13 empty] | 1329.7143 | [15 empty] | 0.0309 | [17 empty] | 0.11938 | [9 empty] | 0.54712 | [32 empty] | 2025 |  |  | CHN | Tibet
| Lawu |  | Magmatic hydrothermal | Skarn | Cu-Pb-Zn skarn | Cu, Pb, Zn | In, Sn | Cu, Pb, Zn, In, Sn |  |  | 18-11 a3 sp - 3.d-1 | 18-11 a3 sp - 3.d-1 | underground mine |  |  |  |  | ore material | drill core | underground mining tunnels and drill cores | mineral separate | [5 empty] | mineralisation |  |  |  | sphalerite, chalcopyrite, pyrrhotite, pyrite, arsenopyrite |  |  | Sn-rich Skarn |  |  |  | galena, bismuthinite, marcasite, iron oxides, pyroxene, actinolite, quartz | thin sections and polished blocks examined using optical microscope, BSE detector, and EDS prior to analysis | EMPA, LA-ICPMS | JEOL JXA-8230 electron probe microanalyzer; RESOlution-LR 193 nm ArF excimer laser ablation system coupled to an Agilent 7700x ICP-MS | Laboratory of Mineral Resources Research Center, Fuzhou University; Adelaide Microscopy, the University of Adelaide | EPMA point analysis: accelerating voltage 15 kV, beam current 20 nA, beam diameter ~5 μm; EPMA mapping: accelerating voltage 20 kV, working current 50 nA, dwell time ~10 ms; BSE imaging: accelerating voltage 20 kV, beam current 10 nA; LA-ICP-MS: energy density 3~3.5 J/cm2, spot sizes 29 to 51 μm, repetition rates 5 Hz (polished thin-section) and 10 Hz (polished blocks), ~30 s background acquisition, ~40 s sample data acquisition | STDGL3 (Danyushevsky et al. 2011) and GSD-1G (USGS) | 5.7622 | [19 empty] | 2229.5398 | [5 empty] | 44.3786 | [5 empty] | 45.5497 | [9 empty] | 68537.3629 |  | 0.098765 |  |  |  | 0.31363 | [7 empty] | 13.4715 | [13 empty] | 1354.789 | [15 empty] | 0.17065 | [17 empty] | 0.11938 | [9 empty] | 0.87355 | [32 empty] | 2025 |  |  | CHN | Tibet
| Lawu |  | Magmatic hydrothermal | Skarn | Cu-Pb-Zn skarn | Cu, Pb, Zn | In, Sn | Cu, Pb, Zn, In, Sn |  |  | 18-11 a3 sp - 4.d-1 | 18-11 a3 sp - 4.d-1 | underground mine |  |  |  |  | ore material | drill core | underground mining tunnels and drill cores | mineral separate | [5 empty] | mineralisation |  |  |  | sphalerite, chalcopyrite, pyrrhotite, pyrite, arsenopyrite |  |  | Sn-rich Skarn |  |  |  | galena, bismuthinite, marcasite, iron oxides, pyroxene, actinolite, quartz | thin sections and polished blocks examined using optical microscope, BSE detector, and EDS prior to analysis | EMPA, LA-ICPMS | JEOL JXA-8230 electron probe microanalyzer; RESOlution-LR 193 nm ArF excimer laser ablation system coupled to an Agilent 7700x ICP-MS | Laboratory of Mineral Resources Research Center, Fuzhou University; Adelaide Microscopy, the University of Adelaide | EPMA point analysis: accelerating voltage 15 kV, beam current 20 nA, beam diameter ~5 μm; EPMA mapping: accelerating voltage 20 kV, working current 50 nA, dwell time ~10 ms; BSE imaging: accelerating voltage 20 kV, beam current 10 nA; LA-ICP-MS: energy density 3~3.5 J/cm2, spot sizes 29 to 51 μm, repetition rates 5 Hz (polished thin-section) and 10 Hz (polished blocks), ~30 s background acquisition, ~40 s sample data acquisition | STDGL3 (Danyushevsky et al. 2011) and GSD-1G (USGS) | 5.3464 | [19 empty] | 2238.6227 | [5 empty] | 44.9578 | [5 empty] | 36.6927 | [9 empty] | 68845.0611 |  | 0.095399 |  |  |  | 0.27775 | [7 empty] | 13.3541 | [13 empty] | 1373.7508 | [15 empty] | 0.1325 | [17 empty] | 0.12046 | [9 empty] | 4.3549 | [32 empty] | 2025 |  |  | CHN | Tibet
| Lawu |  | Magmatic hydrothermal | Skarn | Cu-Pb-Zn skarn | Cu, Pb, Zn | In, Sn | Cu, Pb, Zn, In, Sn |  |  | 18-11 a3 sp - 5.d-1 | 18-11 a3 sp - 5.d-1 | underground mine |  |  |  |  | ore material | drill core | underground mining tunnels and drill cores | mineral separate | [5 empty] | mineralisation |  |  |  | sphalerite, chalcopyrite, pyrrhotite, pyrite, arsenopyrite |  |  | Sn-rich Skarn |  |  |  | galena, bismuthinite, marcasite, iron oxides, pyroxene, actinolite, quartz | thin sections and polished blocks examined using optical microscope, BSE detector, and EDS prior to analysis | EMPA, LA-ICPMS | JEOL JXA-8230 electron probe microanalyzer; RESOlution-LR 193 nm ArF excimer laser ablation system coupled to an Agilent 7700x ICP-MS | Laboratory of Mineral Resources Research Center, Fuzhou University; Adelaide Microscopy, the University of Adelaide | EPMA point analysis: accelerating voltage 15 kV, beam current 20 nA, beam diameter ~5 μm; EPMA mapping: accelerating voltage 20 kV, working current 50 nA, dwell time ~10 ms; BSE imaging: accelerating voltage 20 kV, beam current 10 nA; LA-ICP-MS: energy density 3~3.5 J/cm2, spot sizes 29 to 51 μm, repetition rates 5 Hz (polished thin-section) and 10 Hz (polished blocks), ~30 s background acquisition, ~40 s sample data acquisition | STDGL3 (Danyushevsky et al. 2011) and GSD-1G (USGS) | 5.6914 | [19 empty] | 2230.4371 | [5 empty] | 52.9979 | [5 empty] | 45.5497 | [9 empty] | 64659.1798 |  | 0.1217 |  |  |  | 0.31387 | [7 empty] | 13.6446 | [13 empty] | 1229.9168 | [15 empty] | 0.17666 | [17 empty] | 0.03568 | [9 empty] | 0.61874 | [32 empty] | 2025 |  |  | CHN | Tibet
| Lawu |  | Magmatic hydrothermal | Skarn | Cu-Pb-Zn skarn | Cu, Pb, Zn | In, Sn | Cu, Pb, Zn, In, Sn |  |  | 18-130 A1SP - 1.d-1 | 18-130 A1SP - 1.d-1 | underground mine |  |  |  |  | ore material | drill core | underground mining tunnels and drill cores | mineral separate | [5 empty] | mineralisation |  |  |  | sphalerite, chalcopyrite, pyrrhotite, pyrite, arsenopyrite |  |  | Sn-rich Skarn |  |  |  | galena, bismuthinite, marcasite, iron oxides, pyroxene, actinolite, quartz | thin sections and polished blocks examined using optical microscope, BSE detector, and EDS prior to analysis | EMPA, LA-ICPMS | JEOL JXA-8230 electron probe microanalyzer; RESOlution-LR 193 nm ArF excimer laser ablation system coupled to an Agilent 7700x ICP-MS | Laboratory of Mineral Resources Research Center, Fuzhou University; Adelaide Microscopy, the University of Adelaide | EPMA point analysis: accelerating voltage 15 kV, beam current 20 nA, beam diameter ~5 μm; EPMA mapping: accelerating voltage 20 kV, working current 50 nA, dwell time ~10 ms; BSE imaging: accelerating voltage 20 kV, beam current 10 nA; LA-ICP-MS: energy density 3~3.5 J/cm2, spot sizes 29 to 51 μm, repetition rates 5 Hz (polished thin-section) and 10 Hz (polished blocks), ~30 s background acquisition, ~40 s sample data acquisition | STDGL3 (Danyushevsky et al. 2011) and GSD-1G (USGS) | 123.0508 | [19 empty] | 2844.0908 | [5 empty] | 23.3533 | [5 empty] | 49.4884 | [9 empty] | 74432.5426 |  | 0.20315 |  |  |  | 1.1896 | [7 empty] | 29.9354 | [13 empty] | 647.9921 | [15 empty] | 22.2319 | [17 empty] | 6.5251 | [9 empty] | 4.5 | [32 empty] | 2025 |  |  | CHN | Tibet
| Lawu |  | Magmatic hydrothermal | Skarn | Cu-Pb-Zn skarn | Cu, Pb, Zn | In, Sn | Cu, Pb, Zn, In, Sn |  |  | 18-130 A1SP - 2.d-1 | 18-130 A1SP - 2.d-1 | underground mine |  |  |  |  | ore material | drill core | underground mining tunnels and drill cores | mineral separate | [5 empty] | mineralisation |  |  |  | sphalerite, chalcopyrite, pyrrhotite, pyrite, arsenopyrite |  |  | Sn-rich Skarn |  |  |  | galena, bismuthinite, marcasite, iron oxides, pyroxene, actinolite, quartz | thin sections and polished blocks examined using optical microscope, BSE detector, and EDS prior to analysis | EMPA, LA-ICPMS | JEOL JXA-8230 electron probe microanalyzer; RESOlution-LR 193 nm ArF excimer laser ablation system coupled to an Agilent 7700x ICP-MS | Laboratory of Mineral Resources Research Center, Fuzhou University; Adelaide Microscopy, the University of Adelaide | EPMA point analysis: accelerating voltage 15 kV, beam current 20 nA, beam diameter ~5 μm; EPMA mapping: accelerating voltage 20 kV, working current 50 nA, dwell time ~10 ms; BSE imaging: accelerating voltage 20 kV, beam current 10 nA; LA-ICP-MS: energy density 3~3.5 J/cm2, spot sizes 29 to 51 μm, repetition rates 5 Hz (polished thin-section) and 10 Hz (polished blocks), ~30 s background acquisition, ~40 s sample data acquisition | STDGL3 (Danyushevsky et al. 2011) and GSD-1G (USGS) | 118.3341 | [19 empty] | 2928.1342 | [5 empty] | 20.4794 | [5 empty] | 49.4884 | [9 empty] | 96402.2869 |  | 0.14234 |  |  |  | 0.25945 | [7 empty] | 30.6472 | [13 empty] | 1339.2997 | [15 empty] | 2.5051 | [17 empty] | 0.77882 | [9 empty] | 3.5578 | [32 empty] | 2025 |  |  | CHN | Tibet
| Lawu |  | Magmatic hydrothermal | Skarn | Cu-Pb-Zn skarn | Cu, Pb, Zn | In, Sn | Cu, Pb, Zn, In, Sn |  |  | 18-130 A1SP - 3.d-1 | 18-130 A1SP - 3.d-1 | underground mine |  |  |  |  | ore material | drill core | underground mining tunnels and drill cores | mineral separate | [5 empty] | mineralisation |  |  |  | sphalerite, chalcopyrite, pyrrhotite, pyrite, arsenopyrite |  |  | Sn-rich Skarn |  |  |  | galena, bismuthinite, marcasite, iron oxides, pyroxene, actinolite, quartz | thin sections and polished blocks examined using optical microscope, BSE detector, and EDS prior to analysis | EMPA, LA-ICPMS | JEOL JXA-8230 electron probe microanalyzer; RESOlution-LR 193 nm ArF excimer laser ablation system coupled to an Agilent 7700x ICP-MS | Laboratory of Mineral Resources Research Center, Fuzhou University; Adelaide Microscopy, the University of Adelaide | EPMA point analysis: accelerating voltage 15 kV, beam current 20 nA, beam diameter ~5 μm; EPMA mapping: accelerating voltage 20 kV, working current 50 nA, dwell time ~10 ms; BSE imaging: accelerating voltage 20 kV, beam current 10 nA; LA-ICP-MS: energy density 3~3.5 J/cm2, spot sizes 29 to 51 μm, repetition rates 5 Hz (polished thin-section) and 10 Hz (polished blocks), ~30 s background acquisition, ~40 s sample data acquisition | STDGL3 (Danyushevsky et al. 2011) and GSD-1G (USGS) | 5.7622 | [19 empty] | 3100.1824 | [5 empty] | 26.3109 | [5 empty] | 49.4884 | [9 empty] | 94486.2983 |  | 0.35564 |  |  |  | 0.26125 | [7 empty] | 28.8834 | [13 empty] | 1027.025 | [15 empty] | 10.2989 | [17 empty] | 1.4235 | [9 empty] | 10.9295 | [32 empty] | 2025 |  |  | CHN | Tibet
| Lawu |  | Magmatic hydrothermal | Skarn | Cu-Pb-Zn skarn | Cu, Pb, Zn | In, Sn | Cu, Pb, Zn, In, Sn |  |  | 18-130 A1SP - 4.d-1 | 18-130 A1SP - 4.d-1 | underground mine |  |  |  |  | ore material | drill core | underground mining tunnels and drill cores | mineral separate | [5 empty] | mineralisation |  |  |  | sphalerite, chalcopyrite, pyrrhotite, pyrite, arsenopyrite |  |  | Sn-rich Skarn |  |  |  | galena, bismuthinite, marcasite, iron oxides, pyroxene, actinolite, quartz | thin sections and polished blocks examined using optical microscope, BSE detector, and EDS prior to analysis | EMPA, LA-ICPMS | JEOL JXA-8230 electron probe microanalyzer; RESOlution-LR 193 nm ArF excimer laser ablation system coupled to an Agilent 7700x ICP-MS | Laboratory of Mineral Resources Research Center, Fuzhou University; Adelaide Microscopy, the University of Adelaide | EPMA point analysis: accelerating voltage 15 kV, beam current 20 nA, beam diameter ~5 μm; EPMA mapping: accelerating voltage 20 kV, working current 50 nA, dwell time ~10 ms; BSE imaging: accelerating voltage 20 kV, beam current 10 nA; LA-ICP-MS: energy density 3~3.5 J/cm2, spot sizes 29 to 51 μm, repetition rates 5 Hz (polished thin-section) and 10 Hz (polished blocks), ~30 s background acquisition, ~40 s sample data acquisition | STDGL3 (Danyushevsky et al. 2011) and GSD-1G (USGS) | 110.0879 | [19 empty] | 2601.5292 | [5 empty] | 30.5353 | [5 empty] | 49.4884 | [9 empty] | 99340.2451 |  | 0.40984 |  |  |  | 6.5792 | [7 empty] | 36.4331 | [13 empty] | 1777.879 | [15 empty] | 5.3939 | [17 empty] | 2.8928 | [9 empty] | 4.5 | [32 empty] | 2025 |  |  | CHN | Tibet
| Lawu |  | Magmatic hydrothermal | Skarn | Cu-Pb-Zn skarn | Cu, Pb, Zn | In, Sn | Cu, Pb, Zn, In, Sn |  |  | 18-130 A1SP - 5.d-1 | 18-130 A1SP - 5.d-1 | underground mine |  |  |  |  | ore material | drill core | underground mining tunnels and drill cores | mineral separate | [5 empty] | mineralisation |  |  |  | sphalerite, chalcopyrite, pyrrhotite, pyrite, arsenopyrite |  |  | Sn-rich Skarn |  |  |  | galena, bismuthinite, marcasite, iron oxides, pyroxene, actinolite, quartz | thin sections and polished blocks examined using optical microscope, BSE detector, and EDS prior to analysis | EMPA, LA-ICPMS | JEOL JXA-8230 electron probe microanalyzer; RESOlution-LR 193 nm ArF excimer laser ablation system coupled to an Agilent 7700x ICP-MS | Laboratory of Mineral Resources Research Center, Fuzhou University; Adelaide Microscopy, the University of Adelaide | EPMA point analysis: accelerating voltage 15 kV, beam current 20 nA, beam diameter ~5 μm; EPMA mapping: accelerating voltage 20 kV, working current 50 nA, dwell time ~10 ms; BSE imaging: accelerating voltage 20 kV, beam current 10 nA; LA-ICP-MS: energy density 3~3.5 J/cm2, spot sizes 29 to 51 μm, repetition rates 5 Hz (polished thin-section) and 10 Hz (polished blocks), ~30 s background acquisition, ~40 s sample data acquisition | STDGL3 (Danyushevsky et al. 2011) and GSD-1G (USGS) | 68.3087 | [19 empty] | 2839.6004 | [5 empty] | 26.9278 | [5 empty] | 49.4884 | [9 empty] | 102983.6731 |  | 0.42168 |  |  |  | 0.92154 | [7 empty] | 34.7258 | [13 empty] | 1849.3327 | [15 empty] | 2.3013 | [17 empty] | 0.80179 | [9 empty] | 4.5 | [32 empty] | 2025 |  |  | CHN | Tibet
| Lawu |  | Magmatic hydrothermal | Skarn | Cu-Pb-Zn skarn | Cu, Pb, Zn | In, Sn | Cu, Pb, Zn, In, Sn |  |  | 18-130 A1SP - 6.d-1 | 18-130 A1SP - 6.d-1 | underground mine |  |  |  |  | ore material | drill core | underground mining tunnels and drill cores | mineral separate | [5 empty] | mineralisation |  |  |  | sphalerite, chalcopyrite, pyrrhotite, pyrite, arsenopyrite |  |  | Sn-rich Skarn |  |  |  | galena, bismuthinite, marcasite, iron oxides, pyroxene, actinolite, quartz | thin sections and polished blocks examined using optical microscope, BSE detector, and EDS prior to analysis | EMPA, LA-ICPMS | JEOL JXA-8230 electron probe microanalyzer; RESOlution-LR 193 nm ArF excimer laser ablation system coupled to an Agilent 7700x ICP-MS | Laboratory of Mineral Resources Research Center, Fuzhou University; Adelaide Microscopy, the University of Adelaide | EPMA point analysis: accelerating voltage 15 kV, beam current 20 nA, beam diameter ~5 μm; EPMA mapping: accelerating voltage 20 kV, working current 50 nA, dwell time ~10 ms; BSE imaging: accelerating voltage 20 kV, beam current 10 nA; LA-ICP-MS: energy density 3~3.5 J/cm2, spot sizes 29 to 51 μm, repetition rates 5 Hz (polished thin-section) and 10 Hz (polished blocks), ~30 s background acquisition, ~40 s sample data acquisition | STDGL3 (Danyushevsky et al. 2011) and GSD-1G (USGS) | 5.7622 | [19 empty] | 3004.0569 | [5 empty] | 25.1393 | [5 empty] | 49.4884 | [9 empty] | 84596.0203 |  | 0.24671 |  |  |  | 0.32076 | [7 empty] | 27.4431 | [13 empty] | 804.9025 | [15 empty] | 9.4946 | [17 empty] | 2.8997 | [9 empty] | 6.0047 | [32 empty] | 2025 |  |  | CHN | Tibet
| Lawu |  | Magmatic hydrothermal | Skarn | Cu-Pb-Zn skarn | Cu, Pb, Zn | In, Sn | Cu, Pb, Zn, In, Sn |  |  | 18-130 A1SP - 7.d-1 | 18-130 A1SP - 7.d-1 | underground mine |  |  |  |  | ore material | drill core | underground mining tunnels and drill cores | mineral separate | [5 empty] | mineralisation |  |  |  | sphalerite, chalcopyrite, pyrrhotite, pyrite, arsenopyrite |  |  | Sn-rich Skarn |  |  |  | galena, bismuthinite, marcasite, iron oxides, pyroxene, actinolite, quartz | thin sections and polished blocks examined using optical microscope, BSE detector, and EDS prior to analysis | EMPA, LA-ICPMS | JEOL JXA-8230 electron probe microanalyzer; RESOlution-LR 193 nm ArF excimer laser ablation system coupled to an Agilent 7700x ICP-MS | Laboratory of Mineral Resources Research Center, Fuzhou University; Adelaide Microscopy, the University of Adelaide | EPMA point analysis: accelerating voltage 15 kV, beam current 20 nA, beam diameter ~5 μm; EPMA mapping: accelerating voltage 20 kV, working current 50 nA, dwell time ~10 ms; BSE imaging: accelerating voltage 20 kV, beam current 10 nA; LA-ICP-MS: energy density 3~3.5 J/cm2, spot sizes 29 to 51 μm, repetition rates 5 Hz (polished thin-section) and 10 Hz (polished blocks), ~30 s background acquisition, ~40 s sample data acquisition | STDGL3 (Danyushevsky et al. 2011) and GSD-1G (USGS) | 103.6771 | [19 empty] | 3150.1893 | [5 empty] | 23.7643 | [5 empty] | 49.4884 | [9 empty] | 83908.8927 |  | 0.23383 |  |  |  | 0.73389 | [7 empty] | 35.1903 | [13 empty] | 1230.2113 | [15 empty] | 5.659 | [17 empty] | 1.3532 | [9 empty] | 6.9401 | [32 empty] | 2025 |  |  | CHN | Tibet
| Lawu |  | Magmatic hydrothermal | Skarn | Cu-Pb-Zn skarn | Cu, Pb, Zn | In, Sn | Cu, Pb, Zn, In, Sn |  |  | 18-130 A1SP - 8.d-1 | 18-130 A1SP - 8.d-1 | underground mine |  |  |  |  | ore material | drill core | underground mining tunnels and drill cores | mineral separate | [5 empty] | mineralisation |  |  |  | sphalerite, chalcopyrite, pyrrhotite, pyrite, arsenopyrite |  |  | Sn-rich Skarn |  |  |  | galena, bismuthinite, marcasite, iron oxides, pyroxene, actinolite, quartz | thin sections and polished blocks examined using optical microscope, BSE detector, and EDS prior to analysis | EMPA, LA-ICPMS | JEOL JXA-8230 electron probe microanalyzer; RESOlution-LR 193 nm ArF excimer laser ablation system coupled to an Agilent 7700x ICP-MS | Laboratory of Mineral Resources Research Center, Fuzhou University; Adelaide Microscopy, the University of Adelaide | EPMA point analysis: accelerating voltage 15 kV, beam current 20 nA, beam diameter ~5 μm; EPMA mapping: accelerating voltage 20 kV, working current 50 nA, dwell time ~10 ms; BSE imaging: accelerating voltage 20 kV, beam current 10 nA; LA-ICP-MS: energy density 3~3.5 J/cm2, spot sizes 29 to 51 μm, repetition rates 5 Hz (polished thin-section) and 10 Hz (polished blocks), ~30 s background acquisition, ~40 s sample data acquisition | STDGL3 (Danyushevsky et al. 2011) and GSD-1G (USGS) | 74.8622 | [19 empty] | 2970.2133 | [5 empty] | 25.5366 | [5 empty] | 49.4884 | [9 empty] | 96029.4516 |  | 0.17182 |  |  |  | 1.6992 | [7 empty] | 31.0271 | [13 empty] | 1447.7241 | [15 empty] | 2.8935 | [17 empty] | 0.92048 | [9 empty] | 4.5 | [32 empty] | 2025 |  |  | CHN | Tibet
| Lawu |  | Magmatic hydrothermal | Skarn | Cu-Pb-Zn skarn | Cu, Pb, Zn | In, Sn | Cu, Pb, Zn, In, Sn |  |  | 18-130 A1SP - 9.d-1 | 18-130 A1SP - 9.d-1 | underground mine |  |  |  |  | ore material | drill core | underground mining tunnels and drill cores | mineral separate | [5 empty] | mineralisation |  |  |  | sphalerite, chalcopyrite, pyrrhotite, pyrite, arsenopyrite |  |  | Sn-rich Skarn |  |  |  | galena, bismuthinite, marcasite, iron oxides, pyroxene, actinolite, quartz | thin sections and polished blocks examined using optical microscope, BSE detector, and EDS prior to analysis | EMPA, LA-ICPMS | JEOL JXA-8230 electron probe microanalyzer; RESOlution-LR 193 nm ArF excimer laser ablation system coupled to an Agilent 7700x ICP-MS | Laboratory of Mineral Resources Research Center, Fuzhou University; Adelaide Microscopy, the University of Adelaide | EPMA point analysis: accelerating voltage 15 kV, beam current 20 nA, beam diameter ~5 μm; EPMA mapping: accelerating voltage 20 kV, working current 50 nA, dwell time ~10 ms; BSE imaging: accelerating voltage 20 kV, beam current 10 nA; LA-ICP-MS: energy density 3~3.5 J/cm2, spot sizes 29 to 51 μm, repetition rates 5 Hz (polished thin-section) and 10 Hz (polished blocks), ~30 s background acquisition, ~40 s sample data acquisition | STDGL3 (Danyushevsky et al. 2011) and GSD-1G (USGS) | 119.985 | [19 empty] | 2981.8973 | [5 empty] | 36.3874 | [5 empty] | 49.4884 | [9 empty] | 92274.6059 |  | 0.23452 |  |  |  | 0.26209 | [7 empty] | 35.3649 | [13 empty] | 1159.7304 | [15 empty] | 6.4471 | [17 empty] | 1.5581 | [9 empty] | 4.2452 | [32 empty] | 2025 |  |  | CHN | Tibet
| Lawu |  | Magmatic hydrothermal | Skarn | Cu-Pb-Zn skarn | Cu, Pb, Zn | In, Sn | Cu, Pb, Zn, In, Sn |  |  | 18-130 A1SP - 10.d-1 | 18-130 A1SP - 10.d-1 | underground mine |  |  |  |  | ore material | drill core | underground mining tunnels and drill cores | mineral separate | [5 empty] | mineralisation |  |  |  | sphalerite, chalcopyrite, pyrrhotite, pyrite, arsenopyrite |  |  | Sn-rich Skarn |  |  |  | galena, bismuthinite, marcasite, iron oxides, pyroxene, actinolite, quartz | thin sections and polished blocks examined using optical microscope, BSE detector, and EDS prior to analysis | EMPA, LA-ICPMS | JEOL JXA-8230 electron probe microanalyzer; RESOlution-LR 193 nm ArF excimer laser ablation system coupled to an Agilent 7700x ICP-MS | Laboratory of Mineral Resources Research Center, Fuzhou University; Adelaide Microscopy, the University of Adelaide | EPMA point analysis: accelerating voltage 15 kV, beam current 20 nA, beam diameter ~5 μm; EPMA mapping: accelerating voltage 20 kV, working current 50 nA, dwell time ~10 ms; BSE imaging: accelerating voltage 20 kV, beam current 10 nA; LA-ICP-MS: energy density 3~3.5 J/cm2, spot sizes 29 to 51 μm, repetition rates 5 Hz (polished thin-section) and 10 Hz (polished blocks), ~30 s background acquisition, ~40 s sample data acquisition | STDGL3 (Danyushevsky et al. 2011) and GSD-1G (USGS) | 95.6398 | [19 empty] | 2962.3813 | [5 empty] | 38.6851 | [5 empty] | 49.4884 | [9 empty] | 121266.3538 |  | 0.63472 |  |  |  | 0.23051 | [7 empty] | 27.5946 | [13 empty] | 1885.8205 | [15 empty] | 2.7932 | [17 empty] | 0.37275 | [9 empty] | 5.4318 | [32 empty] | 2025 |  |  | CHN | Tibet
| Lawu |  | Magmatic hydrothermal | Skarn | Cu-Pb-Zn skarn | Cu, Pb, Zn | In, Sn | Cu, Pb, Zn, In, Sn |  |  | 18-130 A1SP - 11.d-1 | 18-130 A1SP - 11.d-1 | underground mine |  |  |  |  | ore material | drill core | underground mining tunnels and drill cores | mineral separate | [5 empty] | mineralisation |  |  |  | sphalerite, chalcopyrite, pyrrhotite, pyrite, arsenopyrite |  |  | Sn-rich Skarn |  |  |  | galena, bismuthinite, marcasite, iron oxides, pyroxene, actinolite, quartz | thin sections and polished blocks examined using optical microscope, BSE detector, and EDS prior to analysis | EMPA, LA-ICPMS | JEOL JXA-8230 electron probe microanalyzer; RESOlution-LR 193 nm ArF excimer laser ablation system coupled to an Agilent 7700x ICP-MS | Laboratory of Mineral Resources Research Center, Fuzhou University; Adelaide Microscopy, the University of Adelaide | EPMA point analysis: accelerating voltage 15 kV, beam current 20 nA, beam diameter ~5 μm; EPMA mapping: accelerating voltage 20 kV, working current 50 nA, dwell time ~10 ms; BSE imaging: accelerating voltage 20 kV, beam current 10 nA; LA-ICP-MS: energy density 3~3.5 J/cm2, spot sizes 29 to 51 μm, repetition rates 5 Hz (polished thin-section) and 10 Hz (polished blocks), ~30 s background acquisition, ~40 s sample data acquisition | STDGL3 (Danyushevsky et al. 2011) and GSD-1G (USGS) | 64.5902 | [19 empty] | 2515.8838 | [5 empty] | 31.7684 | [5 empty] | 49.4884 | [9 empty] | 124038.3387 |  | 0.81302 |  |  |  | 8.8482 | [7 empty] | 37.0746 | [13 empty] | 2592.3887 | [15 empty] | 2.2701 | [17 empty] | 1.0686 | [9 empty] | 4.5 | [32 empty] | 2025 |  |  | CHN | Tibet
| Lawu |  | Magmatic hydrothermal | Skarn | Cu-Pb-Zn skarn | Cu, Pb, Zn | In, Sn | Cu, Pb, Zn, In, Sn |  |  | 18-130 A1SP - 12.d-1 | 18-130 A1SP - 12.d-1 | underground mine |  |  |  |  | ore material | drill core | underground mining tunnels and drill cores | mineral separate | [5 empty] | mineralisation |  |  |  | sphalerite, chalcopyrite, pyrrhotite, pyrite, arsenopyrite |  |  | Sn-rich Skarn |  |  |  | galena, bismuthinite, marcasite, iron oxides, pyroxene, actinolite, quartz | thin sections and polished blocks examined using optical microscope, BSE detector, and EDS prior to analysis | EMPA, LA-ICPMS | JEOL JXA-8230 electron probe microanalyzer; RESOlution-LR 193 nm ArF excimer laser ablation system coupled to an Agilent 7700x ICP-MS | Laboratory of Mineral Resources Research Center, Fuzhou University; Adelaide Microscopy, the University of Adelaide | EPMA point analysis: accelerating voltage 15 kV, beam current 20 nA, beam diameter ~5 μm; EPMA mapping: accelerating voltage 20 kV, working current 50 nA, dwell time ~10 ms; BSE imaging: accelerating voltage 20 kV, beam current 10 nA; LA-ICP-MS: energy density 3~3.5 J/cm2, spot sizes 29 to 51 μm, repetition rates 5 Hz (polished thin-section) and 10 Hz (polished blocks), ~30 s background acquisition, ~40 s sample data acquisition | STDGL3 (Danyushevsky et al. 2011) and GSD-1G (USGS) | 85.9828 | [19 empty] | 2812.6221 | [5 empty] | 31.1527 | [5 empty] | 49.4884 | [9 empty] | 105767.424 |  | 0.70118 |  |  |  | 2.6308 | [7 empty] | 38.5841 | [13 empty] | 2213.7368 | [15 empty] | 3.7216 | [17 empty] | 0.97319 | [9 empty] | 4.5 | [32 empty] | 2025 |  |  | CHN | Tibet
| Lawu |  | Magmatic hydrothermal | Skarn | Cu-Pb-Zn skarn | Cu, Pb, Zn | In, Sn | Cu, Pb, Zn, In, Sn |  |  | 18-130 A1SP - 13.d-1 | 18-130 A1SP - 13.d-1 | underground mine |  |  |  |  | ore material | drill core | underground mining tunnels and drill cores | mineral separate | [5 empty] | mineralisation |  |  |  | sphalerite, chalcopyrite, pyrrhotite, pyrite, arsenopyrite |  |  | Sn-rich Skarn |  |  |  | galena, bismuthinite, marcasite, iron oxides, pyroxene, actinolite, quartz | thin sections and polished blocks examined using optical microscope, BSE detector, and EDS prior to analysis | EMPA, LA-ICPMS | JEOL JXA-8230 electron probe microanalyzer; RESOlution-LR 193 nm ArF excimer laser ablation system coupled to an Agilent 7700x ICP-MS | Laboratory of Mineral Resources Research Center, Fuzhou University; Adelaide Microscopy, the University of Adelaide | EPMA point analysis: accelerating voltage 15 kV, beam current 20 nA, beam diameter ~5 μm; EPMA mapping: accelerating voltage 20 kV, working current 50 nA, dwell time ~10 ms; BSE imaging: accelerating voltage 20 kV, beam current 10 nA; LA-ICP-MS: energy density 3~3.5 J/cm2, spot sizes 29 to 51 μm, repetition rates 5 Hz (polished thin-section) and 10 Hz (polished blocks), ~30 s background acquisition, ~40 s sample data acquisition | STDGL3 (Danyushevsky et al. 2011) and GSD-1G (USGS) | 122.101 | [19 empty] | 2937.44 | [5 empty] | 38.025 | [5 empty] | 49.4884 | [9 empty] | 84623.5987 |  | 0.21002 |  |  |  | 0.37221 | [7 empty] | 36.2776 | [13 empty] | 798.3197 | [15 empty] | 8.6335 | [17 empty] | 2.5327 | [9 empty] | 7.9661 | [32 empty] | 2025 |  |  | CHN | Tibet
| Lawu |  | Magmatic hydrothermal | Skarn | Cu-Pb-Zn skarn | Cu, Pb, Zn | In, Sn | Cu, Pb, Zn, In, Sn |  |  | 18-130 A1SP - 14.d-1 | 18-130 A1SP - 14.d-1 | underground mine |  |  |  |  | ore material | drill core | underground mining tunnels and drill cores | mineral separate | [5 empty] | mineralisation |  |  |  | sphalerite, chalcopyrite, pyrrhotite, pyrite, arsenopyrite |  |  | Sn-rich Skarn |  |  |  | galena, bismuthinite, marcasite, iron oxides, pyroxene, actinolite, quartz | thin sections and polished blocks examined using optical microscope, BSE detector, and EDS prior to analysis | EMPA, LA-ICPMS | JEOL JXA-8230 electron probe microanalyzer; RESOlution-LR 193 nm ArF excimer laser ablation system coupled to an Agilent 7700x ICP-MS | Laboratory of Mineral Resources Research Center, Fuzhou University; Adelaide Microscopy, the University of Adelaide | EPMA point analysis: accelerating voltage 15 kV, beam current 20 nA, beam diameter ~5 μm; EPMA mapping: accelerating voltage 20 kV, working current 50 nA, dwell time ~10 ms; BSE imaging: accelerating voltage 20 kV, beam current 10 nA; LA-ICP-MS: energy density 3~3.5 J/cm2, spot sizes 29 to 51 μm, repetition rates 5 Hz (polished thin-section) and 10 Hz (polished blocks), ~30 s background acquisition, ~40 s sample data acquisition | STDGL3 (Danyushevsky et al. 2011) and GSD-1G (USGS) | 5.7622 | [19 empty] | 2873.9268 | [5 empty] | 33.2848 | [5 empty] | 49.4884 | [9 empty] | 112388.8344 |  | 0.26676 |  |  |  | 0.24609 | [7 empty] | 39.5709 | [13 empty] | 1403.4399 | [15 empty] | 3.3978 | [17 empty] | 0.76024 | [9 empty] | 9.2047 | [32 empty] | 2025 |  |  | CHN | Tibet
| Lawu |  | Magmatic hydrothermal | Skarn | Cu-Pb-Zn skarn | Cu, Pb, Zn | In, Sn | Cu, Pb, Zn, In, Sn |  |  | 18-130 A1SP - 15.d-1 | 18-130 A1SP - 15.d-1 | underground mine |  |  |  |  | ore material | drill core | underground mining tunnels and drill cores | mineral separate | [5 empty] | mineralisation |  |  |  | sphalerite, chalcopyrite, pyrrhotite, pyrite, arsenopyrite |  |  | Sn-rich Skarn |  |  |  | galena, bismuthinite, marcasite, iron oxides, pyroxene, actinolite, quartz | thin sections and polished blocks examined using optical microscope, BSE detector, and EDS prior to analysis | EMPA, LA-ICPMS | JEOL JXA-8230 electron probe microanalyzer; RESOlution-LR 193 nm ArF excimer laser ablation system coupled to an Agilent 7700x ICP-MS | Laboratory of Mineral Resources Research Center, Fuzhou University; Adelaide Microscopy, the University of Adelaide | EPMA point analysis: accelerating voltage 15 kV, beam current 20 nA, beam diameter ~5 μm; EPMA mapping: accelerating voltage 20 kV, working current 50 nA, dwell time ~10 ms; BSE imaging: accelerating voltage 20 kV, beam current 10 nA; LA-ICP-MS: energy density 3~3.5 J/cm2, spot sizes 29 to 51 μm, repetition rates 5 Hz (polished thin-section) and 10 Hz (polished blocks), ~30 s background acquisition, ~40 s sample data acquisition | STDGL3 (Danyushevsky et al. 2011) and GSD-1G (USGS) | 63.8678 | [19 empty] | 2936.592 | [5 empty] | 29.8972 | [5 empty] | 49.4884 | [9 empty] | 109471.8996 |  | 0.43387 |  |  |  | 0.26993 | [7 empty] | 38.9823 | [13 empty] | 1766.6042 | [15 empty] | 1.7057 | [17 empty] | 0.21363 | [9 empty] | 3.4535 | [32 empty] | 2025 |  |  | CHN | Tibet
| Lawu |  | Magmatic hydrothermal | Skarn | Cu-Pb-Zn skarn | Cu, Pb, Zn | In, Sn | Cu, Pb, Zn, In, Sn |  |  | 4329-265 a5 sp - 1.d-1 | 4329-265 a5 sp - 1.d-1 | underground mine |  |  |  |  | ore material | drill core | underground mining tunnels and drill cores | mineral separate | [5 empty] | mineralisation |  |  |  | sphalerite, chalcopyrite, pyrrhotite, pyrite, arsenopyrite |  |  | Sn-rich Skarn |  |  |  | galena, bismuthinite, marcasite, iron oxides, pyroxene, actinolite, quartz | thin sections and polished blocks examined using optical microscope, BSE detector, and EDS prior to analysis | EMPA, LA-ICPMS | JEOL JXA-8230 electron probe microanalyzer; RESOlution-LR 193 nm ArF excimer laser ablation system coupled to an Agilent 7700x ICP-MS | Laboratory of Mineral Resources Research Center, Fuzhou University; Adelaide Microscopy, the University of Adelaide | EPMA point analysis: accelerating voltage 15 kV, beam current 20 nA, beam diameter ~5 μm; EPMA mapping: accelerating voltage 20 kV, working current 50 nA, dwell time ~10 ms; BSE imaging: accelerating voltage 20 kV, beam current 10 nA; LA-ICP-MS: energy density 3~3.5 J/cm2, spot sizes 29 to 51 μm, repetition rates 5 Hz (polished thin-section) and 10 Hz (polished blocks), ~30 s background acquisition, ~40 s sample data acquisition | STDGL3 (Danyushevsky et al. 2011) and GSD-1G (USGS) | 6.8551 | [19 empty] | 1730.2579 | [5 empty] | 116.2078 | [5 empty] | 123.757 | [9 empty] | 58103.8768 |  | 2.2214 |  |  |  | 0.24511 | [7 empty] | 152.0803 | [13 empty] | 566.7338 | [15 empty] | 7.534 | [17 empty] | 0.069918 | [9 empty] | 0.58586 | [32 empty] | 2025 |  |  | CHN | Tibet
| Lawu |  | Magmatic hydrothermal | Skarn | Cu-Pb-Zn skarn | Cu, Pb, Zn | In, Sn | Cu, Pb, Zn, In, Sn |  |  | 4329-265 a5 sp - 2.d-1 | 4329-265 a5 sp - 2.d-1 | underground mine |  |  |  |  | ore material | drill core | underground mining tunnels and drill cores | mineral separate | [5 empty] | mineralisation |  |  |  | sphalerite, chalcopyrite, pyrrhotite, pyrite, arsenopyrite |  |  | Sn-rich Skarn |  |  |  | galena, bismuthinite, marcasite, iron oxides, pyroxene, actinolite, quartz | thin sections and polished blocks examined using optical microscope, BSE detector, and EDS prior to analysis | EMPA, LA-ICPMS | JEOL JXA-8230 electron probe microanalyzer; RESOlution-LR 193 nm ArF excimer laser ablation system coupled to an Agilent 7700x ICP-MS | Laboratory of Mineral Resources Research Center, Fuzhou University; Adelaide Microscopy, the University of Adelaide | EPMA point analysis: accelerating voltage 15 kV, beam current 20 nA, beam diameter ~5 μm; EPMA mapping: accelerating voltage 20 kV, working current 50 nA, dwell time ~10 ms; BSE imaging: accelerating voltage 20 kV, beam current 10 nA; LA-ICP-MS: energy density 3~3.5 J/cm2, spot sizes 29 to 51 μm, repetition rates 5 Hz (polished thin-section) and 10 Hz (polished blocks), ~30 s background acquisition, ~40 s sample data acquisition | STDGL3 (Danyushevsky et al. 2011) and GSD-1G (USGS) | 4.4764 | [19 empty] | 1708.2002 | [5 empty] | 113.1469 | [5 empty] | 151.5464 | [9 empty] | 56188.752 |  | 2.1149 |  |  |  | 0.20595 | [7 empty] | 152.529 | [13 empty] | 537.7955 | [15 empty] | 0.97301 | [17 empty] | 0.032641 | [9 empty] | 0.5922 | [32 empty] | 2025 |  |  | CHN | Tibet
| Lawu |  | Magmatic hydrothermal | Skarn | Cu-Pb-Zn skarn | Cu, Pb, Zn | In, Sn | Cu, Pb, Zn, In, Sn |  |  | 4329-265 a5 sp - 3.d-1 | 4329-265 a5 sp - 3.d-1 | underground mine |  |  |  |  | ore material | drill core | underground mining tunnels and drill cores | mineral separate | [5 empty] | mineralisation |  |  |  | sphalerite, chalcopyrite, pyrrhotite, pyrite, arsenopyrite |  |  | Sn-rich Skarn |  |  |  | galena, bismuthinite, marcasite, iron oxides, pyroxene, actinolite, quartz | thin sections and polished blocks examined using optical microscope, BSE detector, and EDS prior to analysis | EMPA, LA-ICPMS | JEOL JXA-8230 electron probe microanalyzer; RESOlution-LR 193 nm ArF excimer laser ablation system coupled to an Agilent 7700x ICP-MS | Laboratory of Mineral Resources Research Center, Fuzhou University; Adelaide Microscopy, the University of Adelaide | EPMA point analysis: accelerating voltage 15 kV, beam current 20 nA, beam diameter ~5 μm; EPMA mapping: accelerating voltage 20 kV, working current 50 nA, dwell time ~10 ms; BSE imaging: accelerating voltage 20 kV, beam current 10 nA; LA-ICP-MS: energy density 3~3.5 J/cm2, spot sizes 29 to 51 μm, repetition rates 5 Hz (polished thin-section) and 10 Hz (polished blocks), ~30 s background acquisition, ~40 s sample data acquisition | STDGL3 (Danyushevsky et al. 2011) and GSD-1G (USGS) | 7.8917 | [19 empty] | 1726.6309 | [5 empty] | 118.7195 | [5 empty] | 119.7164 | [9 empty] | 60570.3113 |  | 2.4359 |  |  |  | 0.24505 | [7 empty] | 146.4237 | [13 empty] | 592.0476 | [15 empty] | 1.952 | [17 empty] | 0.037699 | [9 empty] | 0.96845 | [32 empty] | 2025 |  |  | CHN | Tibet
| Lawu |  | Magmatic hydrothermal | Skarn | Cu-Pb-Zn skarn | Cu, Pb, Zn | In, Sn | Cu, Pb, Zn, In, Sn |  |  | 4329-265 a5 sp - 4.d-1 | 4329-265 a5 sp - 4.d-1 | underground mine |  |  |  |  | ore material | drill core | underground mining tunnels and drill cores | mineral separate | [5 empty] | mineralisation |  |  |  | sphalerite, chalcopyrite, pyrrhotite, pyrite, arsenopyrite |  |  | Sn-rich Skarn |  |  |  | galena, bismuthinite, marcasite, iron oxides, pyroxene, actinolite, quartz | thin sections and polished blocks examined using optical microscope, BSE detector, and EDS prior to analysis | EMPA, LA-ICPMS | JEOL JXA-8230 electron probe microanalyzer; RESOlution-LR 193 nm ArF excimer laser ablation system coupled to an Agilent 7700x ICP-MS | Laboratory of Mineral Resources Research Center, Fuzhou University; Adelaide Microscopy, the University of Adelaide | EPMA point analysis: accelerating voltage 15 kV, beam current 20 nA, beam diameter ~5 μm; EPMA mapping: accelerating voltage 20 kV, working current 50 nA, dwell time ~10 ms; BSE imaging: accelerating voltage 20 kV, beam current 10 nA; LA-ICP-MS: energy density 3~3.5 J/cm2, spot sizes 29 to 51 μm, repetition rates 5 Hz (polished thin-section) and 10 Hz (polished blocks), ~30 s background acquisition, ~40 s sample data acquisition | STDGL3 (Danyushevsky et al. 2011) and GSD-1G (USGS) | 5 | [19 empty] | 1699.9639 | [5 empty] | 134.2369 | [5 empty] | 123.757 | [9 empty] | 57326.207 |  | 2.0574 |  |  |  | 0.25373 | [7 empty] | 145.9844 | [13 empty] | 603.8678 | [15 empty] | 7.534 | [17 empty] | 0.18792 | [9 empty] | 0.88011 | [32 empty] | 2025 |  |  | CHN | Tibet
| Lawu |  | Magmatic hydrothermal | Skarn | Cu-Pb-Zn skarn | Cu, Pb, Zn | In, Sn | Cu, Pb, Zn, In, Sn |  |  | 4329-265 a5 sp - 5.d-1 | 4329-265 a5 sp - 5.d-1 | underground mine |  |  |  |  | ore material | drill core | underground mining tunnels and drill cores | mineral separate | [5 empty] | mineralisation |  |  |  | sphalerite, chalcopyrite, pyrrhotite, pyrite, arsenopyrite |  |  | Sn-rich Skarn |  |  |  | galena, bismuthinite, marcasite, iron oxides, pyroxene, actinolite, quartz | thin sections and polished blocks examined using optical microscope, BSE detector, and EDS prior to analysis | EMPA, LA-ICPMS | JEOL JXA-8230 electron probe microanalyzer; RESOlution-LR 193 nm ArF excimer laser ablation system coupled to an Agilent 7700x ICP-MS | Laboratory of Mineral Resources Research Center, Fuzhou University; Adelaide Microscopy, the University of Adelaide | EPMA point analysis: accelerating voltage 15 kV, beam current 20 nA, beam diameter ~5 μm; EPMA mapping: accelerating voltage 20 kV, working current 50 nA, dwell time ~10 ms; BSE imaging: accelerating voltage 20 kV, beam current 10 nA; LA-ICP-MS: energy density 3~3.5 J/cm2, spot sizes 29 to 51 μm, repetition rates 5 Hz (polished thin-section) and 10 Hz (polished blocks), ~30 s background acquisition, ~40 s sample data acquisition | STDGL3 (Danyushevsky et al. 2011) and GSD-1G (USGS) | 7.4107 | [19 empty] | 1738.5637 | [5 empty] | 115.0145 | [5 empty] | 123.757 | [9 empty] | 58301.5569 |  | 2.011 |  |  |  | 0.13914 | [7 empty] | 148.9553 | [13 empty] | 583.9026 | [15 empty] | 7.534 | [17 empty] | 0.059672 | [9 empty] | 0.39674 | [32 empty] | 2025 |  |  | CHN | Tibet
| Lawu |  | Magmatic hydrothermal | Skarn | Cu-Pb-Zn skarn | Cu, Pb, Zn | In, Sn | Cu, Pb, Zn, In, Sn |  |  | 4329-265 a5 sp - 6.d-1 | 4329-265 a5 sp - 6.d-1 | underground mine |  |  |  |  | ore material | drill core | underground mining tunnels and drill cores | mineral separate | [5 empty] | mineralisation |  |  |  | sphalerite, chalcopyrite, pyrrhotite, pyrite, arsenopyrite |  |  | Sn-rich Skarn |  |  |  | galena, bismuthinite, marcasite, iron oxides, pyroxene, actinolite, quartz | thin sections and polished blocks examined using optical microscope, BSE detector, and EDS prior to analysis | EMPA, LA-ICPMS | JEOL JXA-8230 electron probe microanalyzer; RESOlution-LR 193 nm ArF excimer laser ablation system coupled to an Agilent 7700x ICP-MS | Laboratory of Mineral Resources Research Center, Fuzhou University; Adelaide Microscopy, the University of Adelaide | EPMA point analysis: accelerating voltage 15 kV, beam current 20 nA, beam diameter ~5 μm; EPMA mapping: accelerating voltage 20 kV, working current 50 nA, dwell time ~10 ms; BSE imaging: accelerating voltage 20 kV, beam current 10 nA; LA-ICP-MS: energy density 3~3.5 J/cm2, spot sizes 29 to 51 μm, repetition rates 5 Hz (polished thin-section) and 10 Hz (polished blocks), ~30 s background acquisition, ~40 s sample data acquisition | STDGL3 (Danyushevsky et al. 2011) and GSD-1G (USGS) | 4.738 | [19 empty] | 1743.6339 | [5 empty] | 114.7154 | [5 empty] | 123.757 | [9 empty] | 59888.2337 |  | 2.0278 |  |  |  | 0.22779 | [7 empty] | 149.0984 | [13 empty] | 602.9412 | [15 empty] | 1.0288 | [17 empty] | 0.34 | [9 empty] | 1.1265 | [32 empty] | 2025 |  |  | CHN | Tibet
| Lawu |  | Magmatic hydrothermal | Skarn | Cu-Pb-Zn skarn | Cu, Pb, Zn | In, Sn | Cu, Pb, Zn, In, Sn |  |  | 4329-265 a5 sp - 7.d-1 | 4329-265 a5 sp - 7.d-1 | underground mine |  |  |  |  | ore material | drill core | underground mining tunnels and drill cores | mineral separate | [5 empty] | mineralisation |  |  |  | sphalerite, chalcopyrite, pyrrhotite, pyrite, arsenopyrite |  |  | Sn-rich Skarn |  |  |  | galena, bismuthinite, marcasite, iron oxides, pyroxene, actinolite, quartz | thin sections and polished blocks examined using optical microscope, BSE detector, and EDS prior to analysis | EMPA, LA-ICPMS | JEOL JXA-8230 electron probe microanalyzer; RESOlution-LR 193 nm ArF excimer laser ablation system coupled to an Agilent 7700x ICP-MS | Laboratory of Mineral Resources Research Center, Fuzhou University; Adelaide Microscopy, the University of Adelaide | EPMA point analysis: accelerating voltage 15 kV, beam current 20 nA, beam diameter ~5 μm; EPMA mapping: accelerating voltage 20 kV, working current 50 nA, dwell time ~10 ms; BSE imaging: accelerating voltage 20 kV, beam current 10 nA; LA-ICP-MS: energy density 3~3.5 J/cm2, spot sizes 29 to 51 μm, repetition rates 5 Hz (polished thin-section) and 10 Hz (polished blocks), ~30 s background acquisition, ~40 s sample data acquisition | STDGL3 (Danyushevsky et al. 2011) and GSD-1G (USGS) | 7.4891 | [19 empty] | 1751.9456 | [5 empty] | 114.0432 | [5 empty] | 123.757 | [9 empty] | 57418.7072 |  | 2.1555 |  |  |  | 0.15884 | [7 empty] | 150.8455 | [13 empty] | 542.1025 | [15 empty] | 7.534 | [17 empty] | 0.23825 | [9 empty] | 0.42488 | [32 empty] | 2025 |  |  | CHN | Tibet
| Lawu |  | Magmatic hydrothermal | Skarn | Cu-Pb-Zn skarn | Cu, Pb, Zn | In, Sn | Cu, Pb, Zn, In, Sn |  |  | 4329-265 a5 sp - 8.d-1 | 4329-265 a5 sp - 8.d-1 | underground mine |  |  |  |  | ore material | drill core | underground mining tunnels and drill cores | mineral separate | [5 empty] | mineralisation |  |  |  | sphalerite, chalcopyrite, pyrrhotite, pyrite, arsenopyrite |  |  | Sn-rich Skarn |  |  |  | galena, bismuthinite, marcasite, iron oxides, pyroxene, actinolite, quartz | thin sections and polished blocks examined using optical microscope, BSE detector, and EDS prior to analysis | EMPA, LA-ICPMS | JEOL JXA-8230 electron probe microanalyzer; RESOlution-LR 193 nm ArF excimer laser ablation system coupled to an Agilent 7700x ICP-MS | Laboratory of Mineral Resources Research Center, Fuzhou University; Adelaide Microscopy, the University of Adelaide | EPMA point analysis: accelerating voltage 15 kV, beam current 20 nA, beam diameter ~5 μm; EPMA mapping: accelerating voltage 20 kV, working current 50 nA, dwell time ~10 ms; BSE imaging: accelerating voltage 20 kV, beam current 10 nA; LA-ICP-MS: energy density 3~3.5 J/cm2, spot sizes 29 to 51 μm, repetition rates 5 Hz (polished thin-section) and 10 Hz (polished blocks), ~30 s background acquisition, ~40 s sample data acquisition | STDGL3 (Danyushevsky et al. 2011) and GSD-1G (USGS) | 6.6116 | [19 empty] | 1716.2206 | [5 empty] | 113.565 | [5 empty] | 123.757 | [9 empty] | 59455.0786 |  | 2.1414 |  |  |  | 0.27384 | [7 empty] | 148.35 | [13 empty] | 585.9985 | [15 empty] | 7.534 | [17 empty] | 0.2393 | [9 empty] | 1.25 | [32 empty] | 2025 |  |  | CHN | Tibet
| Lawu |  | Magmatic hydrothermal | Skarn | Cu-Pb-Zn skarn | Cu, Pb, Zn | In, Sn | Cu, Pb, Zn, In, Sn |  |  | 4329-265 a5 sp - 9.d-1 | 4329-265 a5 sp - 9.d-1 | underground mine |  |  |  |  | ore material | drill core | underground mining tunnels and drill cores | mineral separate | [5 empty] | mineralisation |  |  |  | sphalerite, chalcopyrite, pyrrhotite, pyrite, arsenopyrite |  |  | Sn-rich Skarn |  |  |  | galena, bismuthinite, marcasite, iron oxides, pyroxene, actinolite, quartz | thin sections and polished blocks examined using optical microscope, BSE detector, and EDS prior to analysis | EMPA, LA-ICPMS | JEOL JXA-8230 electron probe microanalyzer; RESOlution-LR 193 nm ArF excimer laser ablation system coupled to an Agilent 7700x ICP-MS | Laboratory of Mineral Resources Research Center, Fuzhou University; Adelaide Microscopy, the University of Adelaide | EPMA point analysis: accelerating voltage 15 kV, beam current 20 nA, beam diameter ~5 μm; EPMA mapping: accelerating voltage 20 kV, working current 50 nA, dwell time ~10 ms; BSE imaging: accelerating voltage 20 kV, beam current 10 nA; LA-ICP-MS: energy density 3~3.5 J/cm2, spot sizes 29 to 51 μm, repetition rates 5 Hz (polished thin-section) and 10 Hz (polished blocks), ~30 s background acquisition, ~40 s sample data acquisition | STDGL3 (Danyushevsky et al. 2011) and GSD-1G (USGS) | 5.5706 | [19 empty] | 1737.4135 | [5 empty] | 112.9489 | [5 empty] | 123.757 | [9 empty] | 61395.4048 |  | 1.7674 |  |  |  | 0.25475 | [7 empty] | 146.3045 | [13 empty] | 615.5675 | [15 empty] | 0.69463 | [17 empty] | 0.34 | [9 empty] | 0.83304 | [32 empty] | 2025 |  |  | CHN | Tibet
| Lawu |  | Magmatic hydrothermal | Skarn | Cu-Pb-Zn skarn | Cu, Pb, Zn | In, Sn | Cu, Pb, Zn, In, Sn |  |  | 4329-265 a5 sp - 10.d-1 | 4329-265 a5 sp - 10.d-1 | underground mine |  |  |  |  | ore material | drill core | underground mining tunnels and drill cores | mineral separate | [5 empty] | mineralisation |  |  |  | sphalerite, chalcopyrite, pyrrhotite, pyrite, arsenopyrite |  |  | Sn-rich Skarn |  |  |  | galena, bismuthinite, marcasite, iron oxides, pyroxene, actinolite, quartz | thin sections and polished blocks examined using optical microscope, BSE detector, and EDS prior to analysis | EMPA, LA-ICPMS | JEOL JXA-8230 electron probe microanalyzer; RESOlution-LR 193 nm ArF excimer laser ablation system coupled to an Agilent 7700x ICP-MS | Laboratory of Mineral Resources Research Center, Fuzhou University; Adelaide Microscopy, the University of Adelaide | EPMA point analysis: accelerating voltage 15 kV, beam current 20 nA, beam diameter ~5 μm; EPMA mapping: accelerating voltage 20 kV, working current 50 nA, dwell time ~10 ms; BSE imaging: accelerating voltage 20 kV, beam current 10 nA; LA-ICP-MS: energy density 3~3.5 J/cm2, spot sizes 29 to 51 μm, repetition rates 5 Hz (polished thin-section) and 10 Hz (polished blocks), ~30 s background acquisition, ~40 s sample data acquisition | STDGL3 (Danyushevsky et al. 2011) and GSD-1G (USGS) | 4.9923 | [19 empty] | 1761.231 | [5 empty] | 119.7985 | [5 empty] | 123.757 | [9 empty] | 62882.4705 |  | 1.6934 |  |  |  | 0.20874 | [7 empty] | 148.7837 | [13 empty] | 629.5205 | [15 empty] | 0.62882 | [17 empty] | 0.036529 | [9 empty] | 0.62882 | [32 empty] | 2025 |  |  | CHN | Tibet
| Lawu |  | Magmatic hydrothermal | Skarn | Cu-Pb-Zn skarn | Cu, Pb, Zn | In, Sn | Cu, Pb, Zn, In, Sn |  |  | 4329-265 a6 sp - 1.d-1 | 4329-265 a6 sp - 1.d-1 | underground mine |  |  |  |  | ore material | drill core | underground mining tunnels and drill cores | mineral separate | [5 empty] | mineralisation |  |  |  | sphalerite, chalcopyrite, pyrrhotite, pyrite, arsenopyrite |  |  | Sn-rich Skarn |  |  |  | galena, bismuthinite, marcasite, iron oxides, pyroxene, actinolite, quartz | thin sections and polished blocks examined using optical microscope, BSE detector, and EDS prior to analysis | EMPA, LA-ICPMS | JEOL JXA-8230 electron probe microanalyzer; RESOlution-LR 193 nm ArF excimer laser ablation system coupled to an Agilent 7700x ICP-MS | Laboratory of Mineral Resources Research Center, Fuzhou University; Adelaide Microscopy, the University of Adelaide | EPMA point analysis: accelerating voltage 15 kV, beam current 20 nA, beam diameter ~5 μm; EPMA mapping: accelerating voltage 20 kV, working current 50 nA, dwell time ~10 ms; BSE imaging: accelerating voltage 20 kV, beam current 10 nA; LA-ICP-MS: energy density 3~3.5 J/cm2, spot sizes 29 to 51 μm, repetition rates 5 Hz (polished thin-section) and 10 Hz (polished blocks), ~30 s background acquisition, ~40 s sample data acquisition | STDGL3 (Danyushevsky et al. 2011) and GSD-1G (USGS) | 2.7035 | [19 empty] | 1698.12 | [5 empty] | 115.8193 | [5 empty] | 109.5214 | [9 empty] | 55528.7539 |  | 2.3475 |  |  |  | 0.21505 | [7 empty] | 152.0457 | [13 empty] | 534.3971 | [15 empty] | 0.060675 | [17 empty] | 0.34 | [9 empty] | 1.4224 | [32 empty] | 2025 |  |  | CHN | Tibet
| Lawu |  | Magmatic hydrothermal | Skarn | Cu-Pb-Zn skarn | Cu, Pb, Zn | In, Sn | Cu, Pb, Zn, In, Sn |  |  | 4329-265 a6 sp - 2.d-1 | 4329-265 a6 sp - 2.d-1 | underground mine |  |  |  |  | ore material | drill core | underground mining tunnels and drill cores | mineral separate | [5 empty] | mineralisation |  |  |  | sphalerite, chalcopyrite, pyrrhotite, pyrite, arsenopyrite |  |  | Sn-rich Skarn |  |  |  | galena, bismuthinite, marcasite, iron oxides, pyroxene, actinolite, quartz | thin sections and polished blocks examined using optical microscope, BSE detector, and EDS prior to analysis | EMPA, LA-ICPMS | JEOL JXA-8230 electron probe microanalyzer; RESOlution-LR 193 nm ArF excimer laser ablation system coupled to an Agilent 7700x ICP-MS | Laboratory of Mineral Resources Research Center, Fuzhou University; Adelaide Microscopy, the University of Adelaide | EPMA point analysis: accelerating voltage 15 kV, beam current 20 nA, beam diameter ~5 μm; EPMA mapping: accelerating voltage 20 kV, working current 50 nA, dwell time ~10 ms; BSE imaging: accelerating voltage 20 kV, beam current 10 nA; LA-ICP-MS: energy density 3~3.5 J/cm2, spot sizes 29 to 51 μm, repetition rates 5 Hz (polished thin-section) and 10 Hz (polished blocks), ~30 s background acquisition, ~40 s sample data acquisition | STDGL3 (Danyushevsky et al. 2011) and GSD-1G (USGS) | 4.1028 | [19 empty] | 1708.6141 | [5 empty] | 116.8031 | [5 empty] | 114.2437 | [9 empty] | 56074.8056 |  | 1.9585 |  |  |  | 0.25982 | [7 empty] | 152.7629 | [13 empty] | 544.5383 | [15 empty] | 0.11944 | [17 empty] | 0.34 | [9 empty] | 1.2045 | [32 empty] | 2025 |  |  | CHN | Tibet
| Lawu |  | Magmatic hydrothermal | Skarn | Cu-Pb-Zn skarn | Cu, Pb, Zn | In, Sn | Cu, Pb, Zn, In, Sn |  |  | 4329-265 a6 sp - 3.d-1 | 4329-265 a6 sp - 3.d-1 | underground mine |  |  |  |  | ore material | drill core | underground mining tunnels and drill cores | mineral separate | [5 empty] | mineralisation |  |  |  | sphalerite, chalcopyrite, pyrrhotite, pyrite, arsenopyrite |  |  | Sn-rich Skarn |  |  |  | galena, bismuthinite, marcasite, iron oxides, pyroxene, actinolite, quartz | thin sections and polished blocks examined using optical microscope, BSE detector, and EDS prior to analysis | EMPA, LA-ICPMS | JEOL JXA-8230 electron probe microanalyzer; RESOlution-LR 193 nm ArF excimer laser ablation system coupled to an Agilent 7700x ICP-MS | Laboratory of Mineral Resources Research Center, Fuzhou University; Adelaide Microscopy, the University of Adelaide | EPMA point analysis: accelerating voltage 15 kV, beam current 20 nA, beam diameter ~5 μm; EPMA mapping: accelerating voltage 20 kV, working current 50 nA, dwell time ~10 ms; BSE imaging: accelerating voltage 20 kV, beam current 10 nA; LA-ICP-MS: energy density 3~3.5 J/cm2, spot sizes 29 to 51 μm, repetition rates 5 Hz (polished thin-section) and 10 Hz (polished blocks), ~30 s background acquisition, ~40 s sample data acquisition | STDGL3 (Danyushevsky et al. 2011) and GSD-1G (USGS) | 6.1111 | [19 empty] | 1695.2301 | [5 empty] | 115.6754 | [5 empty] | 123.757 | [9 empty] | 55159.8272 |  | 2.2084 |  |  |  | 0.20981 | [7 empty] | 152.9507 | [13 empty] | 523.5225 | [15 empty] | 0.82396 | [17 empty] | 0.34 | [9 empty] | 1.2688 | [32 empty] | 2025 |  |  | CHN | Tibet
| Lawu |  | Magmatic hydrothermal | Skarn | Cu-Pb-Zn skarn | Cu, Pb, Zn | In, Sn | Cu, Pb, Zn, In, Sn |  |  | 4329-265 a6 sp - 4.d-1 | 4329-265 a6 sp - 4.d-1 | underground mine |  |  |  |  | ore material | drill core | underground mining tunnels and drill cores | mineral separate | [5 empty] | mineralisation |  |  |  | sphalerite, chalcopyrite, pyrrhotite, pyrite, arsenopyrite |  |  | Sn-rich Skarn |  |  |  | galena, bismuthinite, marcasite, iron oxides, pyroxene, actinolite, quartz | thin sections and polished blocks examined using optical microscope, BSE detector, and EDS prior to analysis | EMPA, LA-ICPMS | JEOL JXA-8230 electron probe microanalyzer; RESOlution-LR 193 nm ArF excimer laser ablation system coupled to an Agilent 7700x ICP-MS | Laboratory of Mineral Resources Research Center, Fuzhou University; Adelaide Microscopy, the University of Adelaide | EPMA point analysis: accelerating voltage 15 kV, beam current 20 nA, beam diameter ~5 μm; EPMA mapping: accelerating voltage 20 kV, working current 50 nA, dwell time ~10 ms; BSE imaging: accelerating voltage 20 kV, beam current 10 nA; LA-ICP-MS: energy density 3~3.5 J/cm2, spot sizes 29 to 51 μm, repetition rates 5 Hz (polished thin-section) and 10 Hz (polished blocks), ~30 s background acquisition, ~40 s sample data acquisition | STDGL3 (Danyushevsky et al. 2011) and GSD-1G (USGS) | 12.2216 | [19 empty] | 1682.1789 | [5 empty] | 115.9427 | [5 empty] | 123.757 | [9 empty] | 52130.9619 |  | 1.5874 |  |  |  | 0.26678 | [7 empty] | 149.836 | [13 empty] | 546.5459 | [15 empty] | 7.534 | [17 empty] | 0.2949 | [9 empty] | 1.269 | [32 empty] | 2025 |  |  | CHN | Tibet
| Lawu |  | Magmatic hydrothermal | Skarn | Cu-Pb-Zn skarn | Cu, Pb, Zn | In, Sn | Cu, Pb, Zn, In, Sn |  |  | 4329-265 a6 sp - 5.d-1 | 4329-265 a6 sp - 5.d-1 | underground mine |  |  |  |  | ore material | drill core | underground mining tunnels and drill cores | mineral separate | [5 empty] | mineralisation |  |  |  | sphalerite, chalcopyrite, pyrrhotite, pyrite, arsenopyrite |  |  | Sn-rich Skarn |  |  |  | galena, bismuthinite, marcasite, iron oxides, pyroxene, actinolite, quartz | thin sections and polished blocks examined using optical microscope, BSE detector, and EDS prior to analysis | EMPA, LA-ICPMS | JEOL JXA-8230 electron probe microanalyzer; RESOlution-LR 193 nm ArF excimer laser ablation system coupled to an Agilent 7700x ICP-MS | Laboratory of Mineral Resources Research Center, Fuzhou University; Adelaide Microscopy, the University of Adelaide | EPMA point analysis: accelerating voltage 15 kV, beam current 20 nA, beam diameter ~5 μm; EPMA mapping: accelerating voltage 20 kV, working current 50 nA, dwell time ~10 ms; BSE imaging: accelerating voltage 20 kV, beam current 10 nA; LA-ICP-MS: energy density 3~3.5 J/cm2, spot sizes 29 to 51 μm, repetition rates 5 Hz (polished thin-section) and 10 Hz (polished blocks), ~30 s background acquisition, ~40 s sample data acquisition | STDGL3 (Danyushevsky et al. 2011) and GSD-1G (USGS) | 12.9184 | [19 empty] | 1699.2066 | [5 empty] | 113.7698 | [5 empty] | 123.757 | [9 empty] | 53068.0953 |  | 2.2125 |  |  |  | 0.20919 | [7 empty] | 152.3803 | [13 empty] | 529.8736 | [15 empty] | 1.2478 | [17 empty] | 0.55784 | [9 empty] | 1.9891 | [32 empty] | 2025 |  |  | CHN | Tibet
| Lawu |  | Magmatic hydrothermal | Skarn | Cu-Pb-Zn skarn | Cu, Pb, Zn | In, Sn | Cu, Pb, Zn, In, Sn |  |  | 4329-265 a6 sp - 6.d-1 | 4329-265 a6 sp - 6.d-1 | underground mine |  |  |  |  | ore material | drill core | underground mining tunnels and drill cores | mineral separate | [5 empty] | mineralisation |  |  |  | sphalerite, chalcopyrite, pyrrhotite, pyrite, arsenopyrite |  |  | Sn-rich Skarn |  |  |  | galena, bismuthinite, marcasite, iron oxides, pyroxene, actinolite, quartz | thin sections and polished blocks examined using optical microscope, BSE detector, and EDS prior to analysis | EMPA, LA-ICPMS | JEOL JXA-8230 electron probe microanalyzer; RESOlution-LR 193 nm ArF excimer laser ablation system coupled to an Agilent 7700x ICP-MS | Laboratory of Mineral Resources Research Center, Fuzhou University; Adelaide Microscopy, the University of Adelaide | EPMA point analysis: accelerating voltage 15 kV, beam current 20 nA, beam diameter ~5 μm; EPMA mapping: accelerating voltage 20 kV, working current 50 nA, dwell time ~10 ms; BSE imaging: accelerating voltage 20 kV, beam current 10 nA; LA-ICP-MS: energy density 3~3.5 J/cm2, spot sizes 29 to 51 μm, repetition rates 5 Hz (polished thin-section) and 10 Hz (polished blocks), ~30 s background acquisition, ~40 s sample data acquisition | STDGL3 (Danyushevsky et al. 2011) and GSD-1G (USGS) | 12.3004 | [19 empty] | 1694.9631 | [5 empty] | 120.4691 | [5 empty] | 123.757 | [9 empty] | 57264.407 |  | 1.7933 |  |  |  | 0.24157 | [7 empty] | 150.6785 | [13 empty] | 608.8402 | [15 empty] | 4.8156 | [17 empty] | 0.1695 | [9 empty] | 0.46968 | [32 empty] | 2025 |  |  | CHN | Tibet
| Lawu |  | Magmatic hydrothermal | Skarn | Cu-Pb-Zn skarn | Cu, Pb, Zn | In, Sn | Cu, Pb, Zn, In, Sn |  |  | 4329-265 a6 sp - 7.d-1 | 4329-265 a6 sp - 7.d-1 | underground mine |  |  |  |  | ore material | drill core | underground mining tunnels and drill cores | mineral separate | [5 empty] | mineralisation |  |  |  | sphalerite, chalcopyrite, pyrrhotite, pyrite, arsenopyrite |  |  | Sn-rich Skarn |  |  |  | galena, bismuthinite, marcasite, iron oxides, pyroxene, actinolite, quartz | thin sections and polished blocks examined using optical microscope, BSE detector, and EDS prior to analysis | EMPA, LA-ICPMS | JEOL JXA-8230 electron probe microanalyzer; RESOlution-LR 193 nm ArF excimer laser ablation system coupled to an Agilent 7700x ICP-MS | Laboratory of Mineral Resources Research Center, Fuzhou University; Adelaide Microscopy, the University of Adelaide | EPMA point analysis: accelerating voltage 15 kV, beam current 20 nA, beam diameter ~5 μm; EPMA mapping: accelerating voltage 20 kV, working current 50 nA, dwell time ~10 ms; BSE imaging: accelerating voltage 20 kV, beam current 10 nA; LA-ICP-MS: energy density 3~3.5 J/cm2, spot sizes 29 to 51 μm, repetition rates 5 Hz (polished thin-section) and 10 Hz (polished blocks), ~30 s background acquisition, ~40 s sample data acquisition | STDGL3 (Danyushevsky et al. 2011) and GSD-1G (USGS) | 8.2533 | [19 empty] | 1685.2188 | [5 empty] | 119.2616 | [5 empty] | 123.757 | [9 empty] | 62482.7266 |  | 2.1134 |  |  |  | 0.20957 | [7 empty] | 155.5592 | [13 empty] | 643.235 | [15 empty] | 0.21951 | [17 empty] | 0.34 | [9 empty] | 0.69137 | [32 empty] | 2025 |  |  | CHN | Tibet
| Lawu |  | Magmatic hydrothermal | Skarn | Cu-Pb-Zn skarn | Cu, Pb, Zn | In, Sn | Cu, Pb, Zn, In, Sn |  |  | 4329-265 a6 sp - 8.d-1 | 4329-265 a6 sp - 8.d-1 | underground mine |  |  |  |  | ore material | drill core | underground mining tunnels and drill cores | mineral separate | [5 empty] | mineralisation |  |  |  | sphalerite, chalcopyrite, pyrrhotite, pyrite, arsenopyrite |  |  | Sn-rich Skarn |  |  |  | galena, bismuthinite, marcasite, iron oxides, pyroxene, actinolite, quartz | thin sections and polished blocks examined using optical microscope, BSE detector, and EDS prior to analysis | EMPA, LA-ICPMS | JEOL JXA-8230 electron probe microanalyzer; RESOlution-LR 193 nm ArF excimer laser ablation system coupled to an Agilent 7700x ICP-MS | Laboratory of Mineral Resources Research Center, Fuzhou University; Adelaide Microscopy, the University of Adelaide | EPMA point analysis: accelerating voltage 15 kV, beam current 20 nA, beam diameter ~5 μm; EPMA mapping: accelerating voltage 20 kV, working current 50 nA, dwell time ~10 ms; BSE imaging: accelerating voltage 20 kV, beam current 10 nA; LA-ICP-MS: energy density 3~3.5 J/cm2, spot sizes 29 to 51 μm, repetition rates 5 Hz (polished thin-section) and 10 Hz (polished blocks), ~30 s background acquisition, ~40 s sample data acquisition | STDGL3 (Danyushevsky et al. 2011) and GSD-1G (USGS) | 9.206 | [19 empty] | 1684.6722 | [5 empty] | 118.6507 | [5 empty] | 123.757 | [9 empty] | 60840.0617 |  | 1.4844 |  |  |  | 0.1826 | [7 empty] | 155.947 | [13 empty] | 627.2501 | [15 empty] | 0.33996 | [17 empty] | 0.34 | [9 empty] | 0.67993 | [32 empty] | 2025 |  |  | CHN | Tibet
| Lawu |  | Magmatic hydrothermal | Skarn | Cu-Pb-Zn skarn | Cu, Pb, Zn | In, Sn | Cu, Pb, Zn, In, Sn |  |  | 4329-265 a6 sp - 9.d-1 | 4329-265 a6 sp - 9.d-1 | underground mine |  |  |  |  | ore material | drill core | underground mining tunnels and drill cores | mineral separate | [5 empty] | mineralisation |  |  |  | sphalerite, chalcopyrite, pyrrhotite, pyrite, arsenopyrite |  |  | Sn-rich Skarn |  |  |  | galena, bismuthinite, marcasite, iron oxides, pyroxene, actinolite, quartz | thin sections and polished blocks examined using optical microscope, BSE detector, and EDS prior to analysis | EMPA, LA-ICPMS | JEOL JXA-8230 electron probe microanalyzer; RESOlution-LR 193 nm ArF excimer laser ablation system coupled to an Agilent 7700x ICP-MS | Laboratory of Mineral Resources Research Center, Fuzhou University; Adelaide Microscopy, the University of Adelaide | EPMA point analysis: accelerating voltage 15 kV, beam current 20 nA, beam diameter ~5 μm; EPMA mapping: accelerating voltage 20 kV, working current 50 nA, dwell time ~10 ms; BSE imaging: accelerating voltage 20 kV, beam current 10 nA; LA-ICP-MS: energy density 3~3.5 J/cm2, spot sizes 29 to 51 μm, repetition rates 5 Hz (polished thin-section) and 10 Hz (polished blocks), ~30 s background acquisition, ~40 s sample data acquisition | STDGL3 (Danyushevsky et al. 2011) and GSD-1G (USGS) | 15 | [19 empty] | 1697.9208 | [5 empty] | 120.7444 | [5 empty] | 123.757 | [9 empty] | 54222.4702 |  | 1.0976 |  |  |  | 0.24374 | [7 empty] | 145.4585 | [13 empty] | 534.7251 | [15 empty] | 7.534 | [17 empty] | 0.13724 | [9 empty] | 1.0012 | [32 empty] | 2025 |  |  | CHN | Tibet
| Lawu |  | Magmatic hydrothermal | Skarn | Cu-Pb-Zn skarn | Cu, Pb, Zn | In, Sn | Cu, Pb, Zn, In, Sn |  |  | 4329-265 a6 sp - 10.d-1 | 4329-265 a6 sp - 10.d-1 | underground mine |  |  |  |  | ore material | drill core | underground mining tunnels and drill cores | mineral separate | [5 empty] | mineralisation |  |  |  | sphalerite, chalcopyrite, pyrrhotite, pyrite, arsenopyrite |  |  | Sn-rich Skarn |  |  |  | galena, bismuthinite, marcasite, iron oxides, pyroxene, actinolite, quartz | thin sections and polished blocks examined using optical microscope, BSE detector, and EDS prior to analysis | EMPA, LA-ICPMS | JEOL JXA-8230 electron probe microanalyzer; RESOlution-LR 193 nm ArF excimer laser ablation system coupled to an Agilent 7700x ICP-MS | Laboratory of Mineral Resources Research Center, Fuzhou University; Adelaide Microscopy, the University of Adelaide | EPMA point analysis: accelerating voltage 15 kV, beam current 20 nA, beam diameter ~5 μm; EPMA mapping: accelerating voltage 20 kV, working current 50 nA, dwell time ~10 ms; BSE imaging: accelerating voltage 20 kV, beam current 10 nA; LA-ICP-MS: energy density 3~3.5 J/cm2, spot sizes 29 to 51 μm, repetition rates 5 Hz (polished thin-section) and 10 Hz (polished blocks), ~30 s background acquisition, ~40 s sample data acquisition | STDGL3 (Danyushevsky et al. 2011) and GSD-1G (USGS) | 2.832 | [19 empty] | 1688.0253 | [5 empty] | 120.3218 | [5 empty] | 123.757 | [9 empty] | 57840.8672 |  | 1.5162 |  |  |  | 0.272 | [7 empty] | 146.0887 | [13 empty] | 573.2886 | [15 empty] | 0.85601 | [17 empty] | 0.34 | [9 empty] | 1.356 | [32 empty] | 2025 |  |  | CHN | Tibet
| Lawu |  | Magmatic hydrothermal | Skarn | Cu-Pb-Zn skarn | Cu, Pb, Zn | In, Sn | Cu, Pb, Zn, In, Sn |  |  | 4329-360 A4SP - 1.d-1 | 4329-360 A4SP - 1.d-1 | underground mine |  |  |  |  | ore material | drill core | underground mining tunnels and drill cores | mineral separate | [5 empty] | mineralisation |  |  |  | sphalerite, chalcopyrite, pyrrhotite, pyrite, arsenopyrite |  |  | Sn-rich Skarn |  |  |  | galena, bismuthinite, marcasite, iron oxides, pyroxene, actinolite, quartz | thin sections and polished blocks examined using optical microscope, BSE detector, and EDS prior to analysis | EMPA, LA-ICPMS | JEOL JXA-8230 electron probe microanalyzer; RESOlution-LR 193 nm ArF excimer laser ablation system coupled to an Agilent 7700x ICP-MS | Laboratory of Mineral Resources Research Center, Fuzhou University; Adelaide Microscopy, the University of Adelaide | EPMA point analysis: accelerating voltage 15 kV, beam current 20 nA, beam diameter ~5 μm; EPMA mapping: accelerating voltage 20 kV, working current 50 nA, dwell time ~10 ms; BSE imaging: accelerating voltage 20 kV, beam current 10 nA; LA-ICP-MS: energy density 3~3.5 J/cm2, spot sizes 29 to 51 μm, repetition rates 5 Hz (polished thin-section) and 10 Hz (polished blocks), ~30 s background acquisition, ~40 s sample data acquisition | STDGL3 (Danyushevsky et al. 2011) and GSD-1G (USGS) | 35.9373 | [19 empty] | 2479.8081 | [5 empty] | 280.2216 | [5 empty] | 123.757 | [9 empty] | 68791.4683 |  | 0.55805 |  |  |  | 0.29045 | [7 empty] | 387.5673 | [13 empty] | 1320.2989 | [15 empty] | 11.0647 | [17 empty] | 0.3912 | [9 empty] | 3.597 | [32 empty] | 2025 |  |  | CHN | Tibet
| Lawu |  | Magmatic hydrothermal | Skarn | Cu-Pb-Zn skarn | Cu, Pb, Zn | In, Sn | Cu, Pb, Zn, In, Sn |  |  | 4329-360 A4SP - 2.d-1 | 4329-360 A4SP - 2.d-1 | underground mine |  |  |  |  | ore material | drill core | underground mining tunnels and drill cores | mineral separate | [5 empty] | mineralisation |  |  |  | sphalerite, chalcopyrite, pyrrhotite, pyrite, arsenopyrite |  |  | Sn-rich Skarn |  |  |  | galena, bismuthinite, marcasite, iron oxides, pyroxene, actinolite, quartz | thin sections and polished blocks examined using optical microscope, BSE detector, and EDS prior to analysis | EMPA, LA-ICPMS | JEOL JXA-8230 electron probe microanalyzer; RESOlution-LR 193 nm ArF excimer laser ablation system coupled to an Agilent 7700x ICP-MS | Laboratory of Mineral Resources Research Center, Fuzhou University; Adelaide Microscopy, the University of Adelaide | EPMA point analysis: accelerating voltage 15 kV, beam current 20 nA, beam diameter ~5 μm; EPMA mapping: accelerating voltage 20 kV, working current 50 nA, dwell time ~10 ms; BSE imaging: accelerating voltage 20 kV, beam current 10 nA; LA-ICP-MS: energy density 3~3.5 J/cm2, spot sizes 29 to 51 μm, repetition rates 5 Hz (polished thin-section) and 10 Hz (polished blocks), ~30 s background acquisition, ~40 s sample data acquisition | STDGL3 (Danyushevsky et al. 2011) and GSD-1G (USGS) | 69.5716 | [19 empty] | 2458.3508 | [5 empty] | 262.333 | [5 empty] | 123.757 | [9 empty] | 64591.0466 |  | 0.61426 |  |  |  | 0.32316 | [7 empty] | 389.9088 | [13 empty] | 997.6593 | [15 empty] | 7.534 | [17 empty] | 1.0584 | [9 empty] | 6.6692 | [32 empty] | 2025 |  |  | CHN | Tibet
| Lawu |  | Magmatic hydrothermal | Skarn | Cu-Pb-Zn skarn | Cu, Pb, Zn | In, Sn | Cu, Pb, Zn, In, Sn |  |  | 4329-360 A4SP - 3.d-1 | 4329-360 A4SP - 3.d-1 | underground mine |  |  |  |  | ore material | drill core | underground mining tunnels and drill cores | mineral separate | [5 empty] | mineralisation |  |  |  | sphalerite, chalcopyrite, pyrrhotite, pyrite, arsenopyrite |  |  | Sn-rich Skarn |  |  |  | galena, bismuthinite, marcasite, iron oxides, pyroxene, actinolite, quartz | thin sections and polished blocks examined using optical microscope, BSE detector, and EDS prior to analysis | EMPA, LA-ICPMS | JEOL JXA-8230 electron probe microanalyzer; RESOlution-LR 193 nm ArF excimer laser ablation system coupled to an Agilent 7700x ICP-MS | Laboratory of Mineral Resources Research Center, Fuzhou University; Adelaide Microscopy, the University of Adelaide | EPMA point analysis: accelerating voltage 15 kV, beam current 20 nA, beam diameter ~5 μm; EPMA mapping: accelerating voltage 20 kV, working current 50 nA, dwell time ~10 ms; BSE imaging: accelerating voltage 20 kV, beam current 10 nA; LA-ICP-MS: energy density 3~3.5 J/cm2, spot sizes 29 to 51 μm, repetition rates 5 Hz (polished thin-section) and 10 Hz (polished blocks), ~30 s background acquisition, ~40 s sample data acquisition | STDGL3 (Danyushevsky et al. 2011) and GSD-1G (USGS) | 63.0117 | [19 empty] | 2400.2214 | [5 empty] | 269.5127 | [5 empty] | 123.757 | [9 empty] | 55756.613 |  | 0.59535 |  |  |  | 0.27393 | [7 empty] | 389.9137 | [13 empty] | 1019.0697 | [15 empty] | 7.534 | [17 empty] | 1.1447 | [9 empty] | 9.2502 | [32 empty] | 2025 |  |  | CHN | Tibet
| Lawu |  | Magmatic hydrothermal | Skarn | Cu-Pb-Zn skarn | Cu, Pb, Zn | In, Sn | Cu, Pb, Zn, In, Sn |  |  | 4329-360 A4SP - 4.d-1 | 4329-360 A4SP - 4.d-1 | underground mine |  |  |  |  | ore material | drill core | underground mining tunnels and drill cores | mineral separate | [5 empty] | mineralisation |  |  |  | sphalerite, chalcopyrite, pyrrhotite, pyrite, arsenopyrite |  |  | Sn-rich Skarn |  |  |  | galena, bismuthinite, marcasite, iron oxides, pyroxene, actinolite, quartz | thin sections and polished blocks examined using optical microscope, BSE detector, and EDS prior to analysis | EMPA, LA-ICPMS | JEOL JXA-8230 electron probe microanalyzer; RESOlution-LR 193 nm ArF excimer laser ablation system coupled to an Agilent 7700x ICP-MS | Laboratory of Mineral Resources Research Center, Fuzhou University; Adelaide Microscopy, the University of Adelaide | EPMA point analysis: accelerating voltage 15 kV, beam current 20 nA, beam diameter ~5 μm; EPMA mapping: accelerating voltage 20 kV, working current 50 nA, dwell time ~10 ms; BSE imaging: accelerating voltage 20 kV, beam current 10 nA; LA-ICP-MS: energy density 3~3.5 J/cm2, spot sizes 29 to 51 μm, repetition rates 5 Hz (polished thin-section) and 10 Hz (polished blocks), ~30 s background acquisition, ~40 s sample data acquisition | STDGL3 (Danyushevsky et al. 2011) and GSD-1G (USGS) | 70.795 | [19 empty] | 2480.2863 | [5 empty] | 269.2601 | [5 empty] | 123.757 | [9 empty] | 58351.4058 |  | 0.61878 |  |  |  | 0.28473 | [7 empty] | 386.472 | [13 empty] | 1249.9855 | [15 empty] | 34.3078 | [17 empty] | 0.72482 | [9 empty] | 6.4257 | [32 empty] | 2025 |  |  | CHN | Tibet
| Lawu |  | Magmatic hydrothermal | Skarn | Cu-Pb-Zn skarn | Cu, Pb, Zn | In, Sn | Cu, Pb, Zn, In, Sn |  |  | 4329-360 A4SP - 5.d-1 | 4329-360 A4SP - 5.d-1 | underground mine |  |  |  |  | ore material | drill core | underground mining tunnels and drill cores | mineral separate | [5 empty] | mineralisation |  |  |  | sphalerite, chalcopyrite, pyrrhotite, pyrite, arsenopyrite |  |  | Sn-rich Skarn |  |  |  | galena, bismuthinite, marcasite, iron oxides, pyroxene, actinolite, quartz | thin sections and polished blocks examined using optical microscope, BSE detector, and EDS prior to analysis | EMPA, LA-ICPMS | JEOL JXA-8230 electron probe microanalyzer; RESOlution-LR 193 nm ArF excimer laser ablation system coupled to an Agilent 7700x ICP-MS | Laboratory of Mineral Resources Research Center, Fuzhou University; Adelaide Microscopy, the University of Adelaide | EPMA point analysis: accelerating voltage 15 kV, beam current 20 nA, beam diameter ~5 μm; EPMA mapping: accelerating voltage 20 kV, working current 50 nA, dwell time ~10 ms; BSE imaging: accelerating voltage 20 kV, beam current 10 nA; LA-ICP-MS: energy density 3~3.5 J/cm2, spot sizes 29 to 51 μm, repetition rates 5 Hz (polished thin-section) and 10 Hz (polished blocks), ~30 s background acquisition, ~40 s sample data acquisition | STDGL3 (Danyushevsky et al. 2011) and GSD-1G (USGS) | 62.4373 | [19 empty] | 2518.9745 | [5 empty] | 261.4605 | [5 empty] | 123.757 | [9 empty] | 57517.1616 |  | 0.48547 |  |  |  | 0.24748 | [7 empty] | 400.0039 | [13 empty] | 1152.4222 | [15 empty] | 25.6402 | [17 empty] | 1.2751 | [9 empty] | 8.4543 | [32 empty] | 2025 |  |  | CHN | Tibet
| Lawu |  | Magmatic hydrothermal | Skarn | Cu-Pb-Zn skarn | Cu, Pb, Zn | In, Sn | Cu, Pb, Zn, In, Sn |  |  | 4329-360 A4SP - 6.d-1 | 4329-360 A4SP - 6.d-1 | underground mine |  |  |  |  | ore material | drill core | underground mining tunnels and drill cores | mineral separate | [5 empty] | mineralisation |  |  |  | sphalerite, chalcopyrite, pyrrhotite, pyrite, arsenopyrite |  |  | Sn-rich Skarn |  |  |  | galena, bismuthinite, marcasite, iron oxides, pyroxene, actinolite, quartz | thin sections and polished blocks examined using optical microscope, BSE detector, and EDS prior to analysis | EMPA, LA-ICPMS | JEOL JXA-8230 electron probe microanalyzer; RESOlution-LR 193 nm ArF excimer laser ablation system coupled to an Agilent 7700x ICP-MS | Laboratory of Mineral Resources Research Center, Fuzhou University; Adelaide Microscopy, the University of Adelaide | EPMA point analysis: accelerating voltage 15 kV, beam current 20 nA, beam diameter ~5 μm; EPMA mapping: accelerating voltage 20 kV, working current 50 nA, dwell time ~10 ms; BSE imaging: accelerating voltage 20 kV, beam current 10 nA; LA-ICP-MS: energy density 3~3.5 J/cm2, spot sizes 29 to 51 μm, repetition rates 5 Hz (polished thin-section) and 10 Hz (polished blocks), ~30 s background acquisition, ~40 s sample data acquisition | STDGL3 (Danyushevsky et al. 2011) and GSD-1G (USGS) | 60.0387 | [19 empty] | 2405.3035 | [5 empty] | 262.1578 | [5 empty] | 123.757 | [9 empty] | 62329.1259 |  | 0.58933 |  |  |  | 0.28492 | [7 empty] | 402.3933 | [13 empty] | 1128.1572 | [15 empty] | 14.5835 | [17 empty] | 1.6145 | [9 empty] | 13.6974 | [32 empty] | 2025 |  |  | CHN | Tibet
| Lawu |  | Magmatic hydrothermal | Skarn | Cu-Pb-Zn skarn | Cu, Pb, Zn | In, Sn | Cu, Pb, Zn, In, Sn |  |  | 4329-360 A4SP - 7.d-1 | 4329-360 A4SP - 7.d-1 | underground mine |  |  |  |  | ore material | drill core | underground mining tunnels and drill cores | mineral separate | [5 empty] | mineralisation |  |  |  | sphalerite, chalcopyrite, pyrrhotite, pyrite, arsenopyrite |  |  | Sn-rich Skarn |  |  |  | galena, bismuthinite, marcasite, iron oxides, pyroxene, actinolite, quartz | thin sections and polished blocks examined using optical microscope, BSE detector, and EDS prior to analysis | EMPA, LA-ICPMS | JEOL JXA-8230 electron probe microanalyzer; RESOlution-LR 193 nm ArF excimer laser ablation system coupled to an Agilent 7700x ICP-MS | Laboratory of Mineral Resources Research Center, Fuzhou University; Adelaide Microscopy, the University of Adelaide | EPMA point analysis: accelerating voltage 15 kV, beam current 20 nA, beam diameter ~5 μm; EPMA mapping: accelerating voltage 20 kV, working current 50 nA, dwell time ~10 ms; BSE imaging: accelerating voltage 20 kV, beam current 10 nA; LA-ICP-MS: energy density 3~3.5 J/cm2, spot sizes 29 to 51 μm, repetition rates 5 Hz (polished thin-section) and 10 Hz (polished blocks), ~30 s background acquisition, ~40 s sample data acquisition | STDGL3 (Danyushevsky et al. 2011) and GSD-1G (USGS) | 45.5839 | [19 empty] | 2460.6085 | [5 empty] | 261.9729 | [5 empty] | 123.757 | [9 empty] | 63802.0936 |  | 0.28077 |  |  |  | 0.28814 | [7 empty] | 400.5012 | [13 empty] | 1211.4711 | [15 empty] | 21.5236 | [17 empty] | 1.153 | [9 empty] | 8.2251 | [32 empty] | 2025 |  |  | CHN | Tibet
| Lawu |  | Magmatic hydrothermal | Skarn | Cu-Pb-Zn skarn | Cu, Pb, Zn | In, Sn | Cu, Pb, Zn, In, Sn |  |  | 4329-360 A4SP - 8.d-1 | 4329-360 A4SP - 8.d-1 | underground mine |  |  |  |  | ore material | drill core | underground mining tunnels and drill cores | mineral separate | [5 empty] | mineralisation |  |  |  | sphalerite, chalcopyrite, pyrrhotite, pyrite, arsenopyrite |  |  | Sn-rich Skarn |  |  |  | galena, bismuthinite, marcasite, iron oxides, pyroxene, actinolite, quartz | thin sections and polished blocks examined using optical microscope, BSE detector, and EDS prior to analysis | EMPA, LA-ICPMS | JEOL JXA-8230 electron probe microanalyzer; RESOlution-LR 193 nm ArF excimer laser ablation system coupled to an Agilent 7700x ICP-MS | Laboratory of Mineral Resources Research Center, Fuzhou University; Adelaide Microscopy, the University of Adelaide | EPMA point analysis: accelerating voltage 15 kV, beam current 20 nA, beam diameter ~5 μm; EPMA mapping: accelerating voltage 20 kV, working current 50 nA, dwell time ~10 ms; BSE imaging: accelerating voltage 20 kV, beam current 10 nA; LA-ICP-MS: energy density 3~3.5 J/cm2, spot sizes 29 to 51 μm, repetition rates 5 Hz (polished thin-section) and 10 Hz (polished blocks), ~30 s background acquisition, ~40 s sample data acquisition | STDGL3 (Danyushevsky et al. 2011) and GSD-1G (USGS) | 29.3129 | [19 empty] | 2547.9405 | [5 empty] | 265.4518 | [5 empty] | 123.757 | [9 empty] | 68572.9776 |  | 0.34966 |  |  |  | 0.2524 | [7 empty] | 406.3193 | [13 empty] | 1317.7578 | [15 empty] | 4.0648 | [17 empty] | 0.29082 | [9 empty] | 5.6676 | [32 empty] | 2025 |  |  | CHN | Tibet
| Lawu |  | Magmatic hydrothermal | Skarn | Cu-Pb-Zn skarn | Cu, Pb, Zn | In, Sn | Cu, Pb, Zn, In, Sn |  |  | 4329-360 A4SP - 9.d-1 | 4329-360 A4SP - 9.d-1 | underground mine |  |  |  |  | ore material | drill core | underground mining tunnels and drill cores | mineral separate | [5 empty] | mineralisation |  |  |  | sphalerite, chalcopyrite, pyrrhotite, pyrite, arsenopyrite |  |  | Sn-rich Skarn |  |  |  | galena, bismuthinite, marcasite, iron oxides, pyroxene, actinolite, quartz | thin sections and polished blocks examined using optical microscope, BSE detector, and EDS prior to analysis | EMPA, LA-ICPMS | JEOL JXA-8230 electron probe microanalyzer; RESOlution-LR 193 nm ArF excimer laser ablation system coupled to an Agilent 7700x ICP-MS | Laboratory of Mineral Resources Research Center, Fuzhou University; Adelaide Microscopy, the University of Adelaide | EPMA point analysis: accelerating voltage 15 kV, beam current 20 nA, beam diameter ~5 μm; EPMA mapping: accelerating voltage 20 kV, working current 50 nA, dwell time ~10 ms; BSE imaging: accelerating voltage 20 kV, beam current 10 nA; LA-ICP-MS: energy density 3~3.5 J/cm2, spot sizes 29 to 51 μm, repetition rates 5 Hz (polished thin-section) and 10 Hz (polished blocks), ~30 s background acquisition, ~40 s sample data acquisition | STDGL3 (Danyushevsky et al. 2011) and GSD-1G (USGS) | 23.2984 | [19 empty] | 2498.639 | [5 empty] | 288.8117 | [5 empty] | 123.757 | [9 empty] | 72972.2144 |  | 0.50119 |  |  |  | 0.21543 | [7 empty] | 385.1721 | [13 empty] | 1325.8084 | [15 empty] | 6.7697 | [17 empty] | 0.37981 | [9 empty] | 3.8244 | [32 empty] | 2025 |  |  | CHN | Tibet
| Lawu |  | Magmatic hydrothermal | Skarn | Cu-Pb-Zn skarn | Cu, Pb, Zn | In, Sn | Cu, Pb, Zn, In, Sn |  |  | 4329-360 A4SP - 10.d-1 | 4329-360 A4SP - 10.d-1 | underground mine |  |  |  |  | ore material | drill core | underground mining tunnels and drill cores | mineral separate | [5 empty] | mineralisation |  |  |  | sphalerite, chalcopyrite, pyrrhotite, pyrite, arsenopyrite |  |  | Sn-rich Skarn |  |  |  | galena, bismuthinite, marcasite, iron oxides, pyroxene, actinolite, quartz | thin sections and polished blocks examined using optical microscope, BSE detector, and EDS prior to analysis | EMPA, LA-ICPMS | JEOL JXA-8230 electron probe microanalyzer; RESOlution-LR 193 nm ArF excimer laser ablation system coupled to an Agilent 7700x ICP-MS | Laboratory of Mineral Resources Research Center, Fuzhou University; Adelaide Microscopy, the University of Adelaide | EPMA point analysis: accelerating voltage 15 kV, beam current 20 nA, beam diameter ~5 μm; EPMA mapping: accelerating voltage 20 kV, working current 50 nA, dwell time ~10 ms; BSE imaging: accelerating voltage 20 kV, beam current 10 nA; LA-ICP-MS: energy density 3~3.5 J/cm2, spot sizes 29 to 51 μm, repetition rates 5 Hz (polished thin-section) and 10 Hz (polished blocks), ~30 s background acquisition, ~40 s sample data acquisition | STDGL3 (Danyushevsky et al. 2011) and GSD-1G (USGS) | 21.9309 | [19 empty] | 2528.1333 | [5 empty] | 285.2972 | [5 empty] | 123.757 | [9 empty] | 70580.2426 |  | 0.48891 |  |  |  | 0.33164 | [7 empty] | 393.8763 | [13 empty] | 1329.9699 | [15 empty] | 7.024 | [17 empty] | 0.36055 | [9 empty] | 7.8319 | [32 empty] | 2025 |  |  | CHN | Tibet
| Lawu |  | Magmatic hydrothermal | Skarn | Cu-Pb-Zn skarn | Cu, Pb, Zn | In, Sn | Cu, Pb, Zn, In, Sn |  |  | 4329-360 A4SP - 11.d-1 | 4329-360 A4SP - 11.d-1 | underground mine |  |  |  |  | ore material | drill core | underground mining tunnels and drill cores | mineral separate | [5 empty] | mineralisation |  |  |  | sphalerite, chalcopyrite, pyrrhotite, pyrite, arsenopyrite |  |  | Sn-rich Skarn |  |  |  | galena, bismuthinite, marcasite, iron oxides, pyroxene, actinolite, quartz | thin sections and polished blocks examined using optical microscope, BSE detector, and EDS prior to analysis | EMPA, LA-ICPMS | JEOL JXA-8230 electron probe microanalyzer; RESOlution-LR 193 nm ArF excimer laser ablation system coupled to an Agilent 7700x ICP-MS | Laboratory of Mineral Resources Research Center, Fuzhou University; Adelaide Microscopy, the University of Adelaide | EPMA point analysis: accelerating voltage 15 kV, beam current 20 nA, beam diameter ~5 μm; EPMA mapping: accelerating voltage 20 kV, working current 50 nA, dwell time ~10 ms; BSE imaging: accelerating voltage 20 kV, beam current 10 nA; LA-ICP-MS: energy density 3~3.5 J/cm2, spot sizes 29 to 51 μm, repetition rates 5 Hz (polished thin-section) and 10 Hz (polished blocks), ~30 s background acquisition, ~40 s sample data acquisition | STDGL3 (Danyushevsky et al. 2011) and GSD-1G (USGS) | 15.8234 | [19 empty] | 2509.4443 | [5 empty] | 285.9642 | [5 empty] | 123.757 | [9 empty] | 76490.589 |  | 0.43864 |  |  |  | 0.27445 | [7 empty] | 395.793 | [13 empty] | 1408.3484 | [15 empty] | 4.9857 | [17 empty] | 0.060824 | [9 empty] | 2.009 | [32 empty] | 2025 |  |  | CHN | Tibet
| Lawu |  | Magmatic hydrothermal | Skarn | Cu-Pb-Zn skarn | Cu, Pb, Zn | In, Sn | Cu, Pb, Zn, In, Sn |  |  | 4329-360 A4SP - 13.d-1 | 4329-360 A4SP - 13.d-1 | underground mine |  |  |  |  | ore material | drill core | underground mining tunnels and drill cores | mineral separate | [5 empty] | mineralisation |  |  |  | sphalerite, chalcopyrite, pyrrhotite, pyrite, arsenopyrite |  |  | Sn-rich Skarn |  |  |  | galena, bismuthinite, marcasite, iron oxides, pyroxene, actinolite, quartz | thin sections and polished blocks examined using optical microscope, BSE detector, and EDS prior to analysis | EMPA, LA-ICPMS | JEOL JXA-8230 electron probe microanalyzer; RESOlution-LR 193 nm ArF excimer laser ablation system coupled to an Agilent 7700x ICP-MS | Laboratory of Mineral Resources Research Center, Fuzhou University; Adelaide Microscopy, the University of Adelaide | EPMA point analysis: accelerating voltage 15 kV, beam current 20 nA, beam diameter ~5 μm; EPMA mapping: accelerating voltage 20 kV, working current 50 nA, dwell time ~10 ms; BSE imaging: accelerating voltage 20 kV, beam current 10 nA; LA-ICP-MS: energy density 3~3.5 J/cm2, spot sizes 29 to 51 μm, repetition rates 5 Hz (polished thin-section) and 10 Hz (polished blocks), ~30 s background acquisition, ~40 s sample data acquisition | STDGL3 (Danyushevsky et al. 2011) and GSD-1G (USGS) | 53.9399 | [19 empty] | 2490.7778 | [5 empty] | 256.3432 | [5 empty] | 123.757 | [9 empty] | 60911.7737 |  | 0.45039 |  |  |  | 0.28917 | [7 empty] | 407.8453 | [13 empty] | 1180.8078 | [15 empty] | 19.3743 | [17 empty] | 0.75443 | [9 empty] | 9.467 | [32 empty] | 2025 |  |  | CHN | Tibet
| Lawu |  | Magmatic hydrothermal | Skarn | Cu-Pb-Zn skarn | Cu, Pb, Zn | In, Sn | Cu, Pb, Zn, In, Sn |  |  | 4329-360 A4SP - 14.d-1 | 4329-360 A4SP - 14.d-1 | underground mine |  |  |  |  | ore material | drill core | underground mining tunnels and drill cores | mineral separate | [5 empty] | mineralisation |  |  |  | sphalerite, chalcopyrite, pyrrhotite, pyrite, arsenopyrite |  |  | Sn-rich Skarn |  |  |  | galena, bismuthinite, marcasite, iron oxides, pyroxene, actinolite, quartz | thin sections and polished blocks examined using optical microscope, BSE detector, and EDS prior to analysis | EMPA, LA-ICPMS | JEOL JXA-8230 electron probe microanalyzer; RESOlution-LR 193 nm ArF excimer laser ablation system coupled to an Agilent 7700x ICP-MS | Laboratory of Mineral Resources Research Center, Fuzhou University; Adelaide Microscopy, the University of Adelaide | EPMA point analysis: accelerating voltage 15 kV, beam current 20 nA, beam diameter ~5 μm; EPMA mapping: accelerating voltage 20 kV, working current 50 nA, dwell time ~10 ms; BSE imaging: accelerating voltage 20 kV, beam current 10 nA; LA-ICP-MS: energy density 3~3.5 J/cm2, spot sizes 29 to 51 μm, repetition rates 5 Hz (polished thin-section) and 10 Hz (polished blocks), ~30 s background acquisition, ~40 s sample data acquisition | STDGL3 (Danyushevsky et al. 2011) and GSD-1G (USGS) | 63.7068 | [19 empty] | 2525.5434 | [5 empty] | 269.3866 | [5 empty] | 123.757 | [9 empty] | 58948.2862 |  | 0.39373 |  |  |  | 0.24075 | [7 empty] | 403.4608 | [13 empty] | 1063.91 | [15 empty] | 21.3989 | [17 empty] | 1.0369 | [9 empty] | 10.774 | [32 empty] | 2025 |  |  | CHN | Tibet
| Lawu |  | Magmatic hydrothermal | Skarn | Cu-Pb-Zn skarn | Cu, Pb, Zn | In, Sn | Cu, Pb, Zn, In, Sn |  |  | 4329-360 A4SP - 15.d-1 | 4329-360 A4SP - 15.d-1 | underground mine |  |  |  |  | ore material | drill core | underground mining tunnels and drill cores | mineral separate | [5 empty] | mineralisation |  |  |  | sphalerite, chalcopyrite, pyrrhotite, pyrite, arsenopyrite |  |  | Sn-rich Skarn |  |  |  | galena, bismuthinite, marcasite, iron oxides, pyroxene, actinolite, quartz | thin sections and polished blocks examined using optical microscope, BSE detector, and EDS prior to analysis | EMPA, LA-ICPMS | JEOL JXA-8230 electron probe microanalyzer; RESOlution-LR 193 nm ArF excimer laser ablation system coupled to an Agilent 7700x ICP-MS | Laboratory of Mineral Resources Research Center, Fuzhou University; Adelaide Microscopy, the University of Adelaide | EPMA point analysis: accelerating voltage 15 kV, beam current 20 nA, beam diameter ~5 μm; EPMA mapping: accelerating voltage 20 kV, working current 50 nA, dwell time ~10 ms; BSE imaging: accelerating voltage 20 kV, beam current 10 nA; LA-ICP-MS: energy density 3~3.5 J/cm2, spot sizes 29 to 51 μm, repetition rates 5 Hz (polished thin-section) and 10 Hz (polished blocks), ~30 s background acquisition, ~40 s sample data acquisition | STDGL3 (Danyushevsky et al. 2011) and GSD-1G (USGS) | 28.4309 | [19 empty] | 2517.5648 | [5 empty] | 281.365 | [5 empty] | 123.757 | [9 empty] | 69815.5289 |  | 0.4944 |  |  |  | 0.2565 | [7 empty] | 405.7201 | [13 empty] | 1307.9897 | [15 empty] | 3.8525 | [17 empty] | 0.95975 | [9 empty] | 13.1892 | [32 empty] | 2025 |  |  | CHN | Tibet
| Lawu |  | Magmatic hydrothermal | Skarn | Cu-Pb-Zn skarn | Cu, Pb, Zn | In, Sn | Cu, Pb, Zn, In, Sn |  |  | 18-52 a3 sp - 1.d-1 | 18-52 a3 sp - 1.d-1 | underground mine |  |  |  |  | ore material | drill core | underground mining tunnels and drill cores | mineral separate | [5 empty] | mineralisation |  |  |  | sphalerite, chalcopyrite, pyrrhotite, pyrite, arsenopyrite |  |  | Sn-rich Skarn |  |  |  | galena, bismuthinite, marcasite, iron oxides, pyroxene, actinolite, quartz | thin sections and polished blocks examined using optical microscope, BSE detector, and EDS prior to analysis | EMPA, LA-ICPMS | JEOL JXA-8230 electron probe microanalyzer; RESOlution-LR 193 nm ArF excimer laser ablation system coupled to an Agilent 7700x ICP-MS | Laboratory of Mineral Resources Research Center, Fuzhou University; Adelaide Microscopy, the University of Adelaide | EPMA point analysis: accelerating voltage 15 kV, beam current 20 nA, beam diameter ~5 μm; EPMA mapping: accelerating voltage 20 kV, working current 50 nA, dwell time ~10 ms; BSE imaging: accelerating voltage 20 kV, beam current 10 nA; LA-ICP-MS: energy density 3~3.5 J/cm2, spot sizes 29 to 51 μm, repetition rates 5 Hz (polished thin-section) and 10 Hz (polished blocks), ~30 s background acquisition, ~40 s sample data acquisition | STDGL3 (Danyushevsky et al. 2011) and GSD-1G (USGS) | 7.0538 | [19 empty] | 1924.0553 | [5 empty] | 158.9437 | [5 empty] | 63.309 | [9 empty] | 58558.2037 |  | 0.14726 |  |  |  | 0.22689 | [7 empty] | 101.8141 | [13 empty] | 1589.437 | [15 empty] | 1.4872 | [17 empty] | 0.1929 | [9 empty] | 0.60624 | [32 empty] | 2025 |  |  | CHN | Tibet
| Lawu |  | Magmatic hydrothermal | Skarn | Cu-Pb-Zn skarn | Cu, Pb, Zn | In, Sn | Cu, Pb, Zn, In, Sn |  |  | 18-52 a3 sp - 2.d-1 | 18-52 a3 sp - 2.d-1 | underground mine |  |  |  |  | ore material | drill core | underground mining tunnels and drill cores | mineral separate | [5 empty] | mineralisation |  |  |  | sphalerite, chalcopyrite, pyrrhotite, pyrite, arsenopyrite |  |  | Sn-rich Skarn |  |  |  | galena, bismuthinite, marcasite, iron oxides, pyroxene, actinolite, quartz | thin sections and polished blocks examined using optical microscope, BSE detector, and EDS prior to analysis | EMPA, LA-ICPMS | JEOL JXA-8230 electron probe microanalyzer; RESOlution-LR 193 nm ArF excimer laser ablation system coupled to an Agilent 7700x ICP-MS | Laboratory of Mineral Resources Research Center, Fuzhou University; Adelaide Microscopy, the University of Adelaide | EPMA point analysis: accelerating voltage 15 kV, beam current 20 nA, beam diameter ~5 μm; EPMA mapping: accelerating voltage 20 kV, working current 50 nA, dwell time ~10 ms; BSE imaging: accelerating voltage 20 kV, beam current 10 nA; LA-ICP-MS: energy density 3~3.5 J/cm2, spot sizes 29 to 51 μm, repetition rates 5 Hz (polished thin-section) and 10 Hz (polished blocks), ~30 s background acquisition, ~40 s sample data acquisition | STDGL3 (Danyushevsky et al. 2011) and GSD-1G (USGS) | 5.0149 | [19 empty] | 2161.9823 | [5 empty] | 177.0877 | [5 empty] | 18.2947 | [9 empty] | 38633.5948 |  | 0.31161 |  |  |  | 0.23888 | [7 empty] | 22.7624 | [13 empty] | 1479.251 | [15 empty] | 0.94165 | [17 empty] | 0.1929 | [9 empty] | 0.83672 | [32 empty] | 2025 |  |  | CHN | Tibet
| Lawu |  | Magmatic hydrothermal | Skarn | Cu-Pb-Zn skarn | Cu, Pb, Zn | In, Sn | Cu, Pb, Zn, In, Sn |  |  | 18-52 a3 sp - 3.d-1 | 18-52 a3 sp - 3.d-1 | underground mine |  |  |  |  | ore material | drill core | underground mining tunnels and drill cores | mineral separate | [5 empty] | mineralisation |  |  |  | sphalerite, chalcopyrite, pyrrhotite, pyrite, arsenopyrite |  |  | Sn-rich Skarn |  |  |  | galena, bismuthinite, marcasite, iron oxides, pyroxene, actinolite, quartz | thin sections and polished blocks examined using optical microscope, BSE detector, and EDS prior to analysis | EMPA, LA-ICPMS | JEOL JXA-8230 electron probe microanalyzer; RESOlution-LR 193 nm ArF excimer laser ablation system coupled to an Agilent 7700x ICP-MS | Laboratory of Mineral Resources Research Center, Fuzhou University; Adelaide Microscopy, the University of Adelaide | EPMA point analysis: accelerating voltage 15 kV, beam current 20 nA, beam diameter ~5 μm; EPMA mapping: accelerating voltage 20 kV, working current 50 nA, dwell time ~10 ms; BSE imaging: accelerating voltage 20 kV, beam current 10 nA; LA-ICP-MS: energy density 3~3.5 J/cm2, spot sizes 29 to 51 μm, repetition rates 5 Hz (polished thin-section) and 10 Hz (polished blocks), ~30 s background acquisition, ~40 s sample data acquisition | STDGL3 (Danyushevsky et al. 2011) and GSD-1G (USGS) | 5.7892 | [19 empty] | 2328.938 | [5 empty] | 173.3814 | [5 empty] | 14.9738 | [9 empty] | 41761.7922 |  | 0.47407 |  |  |  | 0.24332 | [7 empty] | 14.3039 | [13 empty] | 1728.8793 | [15 empty] | 0.75864 | [17 empty] | 0.047875 | [9 empty] | 1.2963 | [32 empty] | 2025 |  |  | CHN | Tibet
| Lawu |  | Magmatic hydrothermal | Skarn | Cu-Pb-Zn skarn | Cu, Pb, Zn | In, Sn | Cu, Pb, Zn, In, Sn |  |  | 18-52 a3 sp - 4.d-1 | 18-52 a3 sp - 4.d-1 | underground mine |  |  |  |  | ore material | drill core | underground mining tunnels and drill cores | mineral separate | [5 empty] | mineralisation |  |  |  | sphalerite, chalcopyrite, pyrrhotite, pyrite, arsenopyrite |  |  | Sn-rich Skarn |  |  |  | galena, bismuthinite, marcasite, iron oxides, pyroxene, actinolite, quartz | thin sections and polished blocks examined using optical microscope, BSE detector, and EDS prior to analysis | EMPA, LA-ICPMS | JEOL JXA-8230 electron probe microanalyzer; RESOlution-LR 193 nm ArF excimer laser ablation system coupled to an Agilent 7700x ICP-MS | Laboratory of Mineral Resources Research Center, Fuzhou University; Adelaide Microscopy, the University of Adelaide | EPMA point analysis: accelerating voltage 15 kV, beam current 20 nA, beam diameter ~5 μm; EPMA mapping: accelerating voltage 20 kV, working current 50 nA, dwell time ~10 ms; BSE imaging: accelerating voltage 20 kV, beam current 10 nA; LA-ICP-MS: energy density 3~3.5 J/cm2, spot sizes 29 to 51 μm, repetition rates 5 Hz (polished thin-section) and 10 Hz (polished blocks), ~30 s background acquisition, ~40 s sample data acquisition | STDGL3 (Danyushevsky et al. 2011) and GSD-1G (USGS) | 11.6591 | [19 empty] | 2308.5192 | [5 empty] | 168.2454 | [5 empty] | 14.2379 | [9 empty] | 44042.072 |  | 0.60708 |  |  |  | 0.26809 | [7 empty] | 11.5461 | [13 empty] | 1737.8365 | [15 empty] | 3.076 | [17 empty] | 0.1929 | [9 empty] | 0.89715 | [32 empty] | 2025 |  |  | CHN | Tibet
| Lawu |  | Magmatic hydrothermal | Skarn | Cu-Pb-Zn skarn | Cu, Pb, Zn | In, Sn | Cu, Pb, Zn, In, Sn |  |  | 18-52 a3 sp - 5.d-1 | 18-52 a3 sp - 5.d-1 | underground mine |  |  |  |  | ore material | drill core | underground mining tunnels and drill cores | mineral separate | [5 empty] | mineralisation |  |  |  | sphalerite, chalcopyrite, pyrrhotite, pyrite, arsenopyrite |  |  | Sn-rich Skarn |  |  |  | galena, bismuthinite, marcasite, iron oxides, pyroxene, actinolite, quartz | thin sections and polished blocks examined using optical microscope, BSE detector, and EDS prior to analysis | EMPA, LA-ICPMS | JEOL JXA-8230 electron probe microanalyzer; RESOlution-LR 193 nm ArF excimer laser ablation system coupled to an Agilent 7700x ICP-MS | Laboratory of Mineral Resources Research Center, Fuzhou University; Adelaide Microscopy, the University of Adelaide | EPMA point analysis: accelerating voltage 15 kV, beam current 20 nA, beam diameter ~5 μm; EPMA mapping: accelerating voltage 20 kV, working current 50 nA, dwell time ~10 ms; BSE imaging: accelerating voltage 20 kV, beam current 10 nA; LA-ICP-MS: energy density 3~3.5 J/cm2, spot sizes 29 to 51 μm, repetition rates 5 Hz (polished thin-section) and 10 Hz (polished blocks), ~30 s background acquisition, ~40 s sample data acquisition | STDGL3 (Danyushevsky et al. 2011) and GSD-1G (USGS) | 11.6156 | [19 empty] | 2159.7421 | [5 empty] | 164.5208 | [5 empty] | 13.4527 | [9 empty] | 46088.5869 |  | 0.55222 |  |  |  | 0.22831 | [7 empty] | 11.3816 | [13 empty] | 1581.8058 | [15 empty] | 1.7234 | [17 empty] | 0.080472 | [9 empty] | 0.67954 | [32 empty] | 2025 |  |  | CHN | Tibet
| Lawu |  | Magmatic hydrothermal | Skarn | Cu-Pb-Zn skarn | Cu, Pb, Zn | In, Sn | Cu, Pb, Zn, In, Sn |  |  | 18-52 a3 sp - 6.d-1 | 18-52 a3 sp - 6.d-1 | underground mine |  |  |  |  | ore material | drill core | underground mining tunnels and drill cores | mineral separate | [5 empty] | mineralisation |  |  |  | sphalerite, chalcopyrite, pyrrhotite, pyrite, arsenopyrite |  |  | Sn-rich Skarn |  |  |  | galena, bismuthinite, marcasite, iron oxides, pyroxene, actinolite, quartz | thin sections and polished blocks examined using optical microscope, BSE detector, and EDS prior to analysis | EMPA, LA-ICPMS | JEOL JXA-8230 electron probe microanalyzer; RESOlution-LR 193 nm ArF excimer laser ablation system coupled to an Agilent 7700x ICP-MS | Laboratory of Mineral Resources Research Center, Fuzhou University; Adelaide Microscopy, the University of Adelaide | EPMA point analysis: accelerating voltage 15 kV, beam current 20 nA, beam diameter ~5 μm; EPMA mapping: accelerating voltage 20 kV, working current 50 nA, dwell time ~10 ms; BSE imaging: accelerating voltage 20 kV, beam current 10 nA; LA-ICP-MS: energy density 3~3.5 J/cm2, spot sizes 29 to 51 μm, repetition rates 5 Hz (polished thin-section) and 10 Hz (polished blocks), ~30 s background acquisition, ~40 s sample data acquisition | STDGL3 (Danyushevsky et al. 2011) and GSD-1G (USGS) | 7.6656 | [19 empty] | 2135.0875 | [5 empty] | 167.5306 | [5 empty] | 13.4071 | [9 empty] | 43814.5001 |  | 0.55227 |  |  |  | 0.22983 | [7 empty] | 13.4029 | [13 empty] | 1514.5753 | [15 empty] | 1.9473 | [17 empty] | 0.14605 | [9 empty] | 0.76888 | [32 empty] | 2025 |  |  | CHN | Tibet
| Lawu |  | Magmatic hydrothermal | Skarn | Cu-Pb-Zn skarn | Cu, Pb, Zn | In, Sn | Cu, Pb, Zn, In, Sn |  |  | 18-52 a3 sp - 7.d-1 | 18-52 a3 sp - 7.d-1 | underground mine |  |  |  |  | ore material | drill core | underground mining tunnels and drill cores | mineral separate | [5 empty] | mineralisation |  |  |  | sphalerite, chalcopyrite, pyrrhotite, pyrite, arsenopyrite |  |  | Sn-rich Skarn |  |  |  | galena, bismuthinite, marcasite, iron oxides, pyroxene, actinolite, quartz | thin sections and polished blocks examined using optical microscope, BSE detector, and EDS prior to analysis | EMPA, LA-ICPMS | JEOL JXA-8230 electron probe microanalyzer; RESOlution-LR 193 nm ArF excimer laser ablation system coupled to an Agilent 7700x ICP-MS | Laboratory of Mineral Resources Research Center, Fuzhou University; Adelaide Microscopy, the University of Adelaide | EPMA point analysis: accelerating voltage 15 kV, beam current 20 nA, beam diameter ~5 μm; EPMA mapping: accelerating voltage 20 kV, working current 50 nA, dwell time ~10 ms; BSE imaging: accelerating voltage 20 kV, beam current 10 nA; LA-ICP-MS: energy density 3~3.5 J/cm2, spot sizes 29 to 51 μm, repetition rates 5 Hz (polished thin-section) and 10 Hz (polished blocks), ~30 s background acquisition, ~40 s sample data acquisition | STDGL3 (Danyushevsky et al. 2011) and GSD-1G (USGS) | 13.6911 | [19 empty] | 1993.3624 | [5 empty] | 163.6898 | [5 empty] | 28.2955 | [9 empty] | 50277.4245 |  | 0.41634 |  |  |  | 0.26474 | [7 empty] | 36.3171 | [13 empty] | 1397.4819 | [15 empty] | 1.7234 | [17 empty] | 0.023942 | [9 empty] | 1.0951 | [32 empty] | 2025 |  |  | CHN | Tibet
| Lawu |  | Magmatic hydrothermal | Skarn | Cu-Pb-Zn skarn | Cu, Pb, Zn | In, Sn | Cu, Pb, Zn, In, Sn |  |  | 18-52 a3 sp - 8.d-1 | 18-52 a3 sp - 8.d-1 | underground mine |  |  |  |  | ore material | drill core | underground mining tunnels and drill cores | mineral separate | [5 empty] | mineralisation |  |  |  | sphalerite, chalcopyrite, pyrrhotite, pyrite, arsenopyrite |  |  | Sn-rich Skarn |  |  |  | galena, bismuthinite, marcasite, iron oxides, pyroxene, actinolite, quartz | thin sections and polished blocks examined using optical microscope, BSE detector, and EDS prior to analysis | EMPA, LA-ICPMS | JEOL JXA-8230 electron probe microanalyzer; RESOlution-LR 193 nm ArF excimer laser ablation system coupled to an Agilent 7700x ICP-MS | Laboratory of Mineral Resources Research Center, Fuzhou University; Adelaide Microscopy, the University of Adelaide | EPMA point analysis: accelerating voltage 15 kV, beam current 20 nA, beam diameter ~5 μm; EPMA mapping: accelerating voltage 20 kV, working current 50 nA, dwell time ~10 ms; BSE imaging: accelerating voltage 20 kV, beam current 10 nA; LA-ICP-MS: energy density 3~3.5 J/cm2, spot sizes 29 to 51 μm, repetition rates 5 Hz (polished thin-section) and 10 Hz (polished blocks), ~30 s background acquisition, ~40 s sample data acquisition | STDGL3 (Danyushevsky et al. 2011) and GSD-1G (USGS) | 10.3287 | [19 empty] | 2000.6576 | [5 empty] | 175.3759 | [5 empty] | 22.5251 | [9 empty] | 40112.1941 |  | 0.40063 |  |  |  | 0.25114 | [7 empty] | 26.4168 | [13 empty] | 1219.6371 | [15 empty] | 2.3416 | [17 empty] | 0.18394 | [9 empty] | 1.1036 | [32 empty] | 2025 |  |  | CHN | Tibet
| Lawu |  | Magmatic hydrothermal | Skarn | Cu-Pb-Zn skarn | Cu, Pb, Zn | In, Sn | Cu, Pb, Zn, In, Sn |  |  | 18-52 a3 sp - 9.d-1 | 18-52 a3 sp - 9.d-1 | underground mine |  |  |  |  | ore material | drill core | underground mining tunnels and drill cores | mineral separate | [5 empty] | mineralisation |  |  |  | sphalerite, chalcopyrite, pyrrhotite, pyrite, arsenopyrite |  |  | Sn-rich Skarn |  |  |  | galena, bismuthinite, marcasite, iron oxides, pyroxene, actinolite, quartz | thin sections and polished blocks examined using optical microscope, BSE detector, and EDS prior to analysis | EMPA, LA-ICPMS | JEOL JXA-8230 electron probe microanalyzer; RESOlution-LR 193 nm ArF excimer laser ablation system coupled to an Agilent 7700x ICP-MS | Laboratory of Mineral Resources Research Center, Fuzhou University; Adelaide Microscopy, the University of Adelaide | EPMA point analysis: accelerating voltage 15 kV, beam current 20 nA, beam diameter ~5 μm; EPMA mapping: accelerating voltage 20 kV, working current 50 nA, dwell time ~10 ms; BSE imaging: accelerating voltage 20 kV, beam current 10 nA; LA-ICP-MS: energy density 3~3.5 J/cm2, spot sizes 29 to 51 μm, repetition rates 5 Hz (polished thin-section) and 10 Hz (polished blocks), ~30 s background acquisition, ~40 s sample data acquisition | STDGL3 (Danyushevsky et al. 2011) and GSD-1G (USGS) | 11.1721 | [19 empty] | 2340.4984 | [5 empty] | 174.9254 | [5 empty] | 16.3056 | [9 empty] | 42062.2058 |  | 0.35635 |  |  |  | 0.25149 | [7 empty] | 11.344 | [13 empty] | 1754.4465 | [15 empty] | 5.2596 | [17 empty] | 0.22626 | [9 empty] | 4.3249 | [32 empty] | 2025 |  |  | CHN | Tibet
| Lawu |  | Magmatic hydrothermal | Skarn | Cu-Pb-Zn skarn | Cu, Pb, Zn | In, Sn | Cu, Pb, Zn, In, Sn |  |  | 18-52 a3 sp - 10.d-1 | 18-52 a3 sp - 10.d-1 | underground mine |  |  |  |  | ore material | drill core | underground mining tunnels and drill cores | mineral separate | [5 empty] | mineralisation |  |  |  | sphalerite, chalcopyrite, pyrrhotite, pyrite, arsenopyrite |  |  | Sn-rich Skarn |  |  |  | galena, bismuthinite, marcasite, iron oxides, pyroxene, actinolite, quartz | thin sections and polished blocks examined using optical microscope, BSE detector, and EDS prior to analysis | EMPA, LA-ICPMS | JEOL JXA-8230 electron probe microanalyzer; RESOlution-LR 193 nm ArF excimer laser ablation system coupled to an Agilent 7700x ICP-MS | Laboratory of Mineral Resources Research Center, Fuzhou University; Adelaide Microscopy, the University of Adelaide | EPMA point analysis: accelerating voltage 15 kV, beam current 20 nA, beam diameter ~5 μm; EPMA mapping: accelerating voltage 20 kV, working current 50 nA, dwell time ~10 ms; BSE imaging: accelerating voltage 20 kV, beam current 10 nA; LA-ICP-MS: energy density 3~3.5 J/cm2, spot sizes 29 to 51 μm, repetition rates 5 Hz (polished thin-section) and 10 Hz (polished blocks), ~30 s background acquisition, ~40 s sample data acquisition | STDGL3 (Danyushevsky et al. 2011) and GSD-1G (USGS) | 9.5313 | [19 empty] | 2144.1596 | [5 empty] | 173.8197 | [5 empty] | 17.0827 | [9 empty] | 43512.4732 |  | 0.38122 |  |  |  | 0.24657 | [7 empty] | 20.4375 | [13 empty] | 1388.2551 | [15 empty] | 2.7167 | [17 empty] | 0.1929 | [9 empty] | 0.62161 | [32 empty] | 2025 |  |  | CHN | Tibet
| Lawu |  | Magmatic hydrothermal | Skarn | Cu-Pb-Zn skarn | Cu, Pb, Zn | In, Sn | Cu, Pb, Zn, In, Sn |  |  | 18-52 a4 sp - 1.d-1 | 18-52 a4 sp - 1.d-1 | underground mine |  |  |  |  | ore material | drill core | underground mining tunnels and drill cores | mineral separate | [5 empty] | mineralisation |  |  |  | sphalerite, chalcopyrite, pyrrhotite, pyrite, arsenopyrite |  |  | Sn-rich Skarn |  |  |  | galena, bismuthinite, marcasite, iron oxides, pyroxene, actinolite, quartz | thin sections and polished blocks examined using optical microscope, BSE detector, and EDS prior to analysis | EMPA, LA-ICPMS | JEOL JXA-8230 electron probe microanalyzer; RESOlution-LR 193 nm ArF excimer laser ablation system coupled to an Agilent 7700x ICP-MS | Laboratory of Mineral Resources Research Center, Fuzhou University; Adelaide Microscopy, the University of Adelaide | EPMA point analysis: accelerating voltage 15 kV, beam current 20 nA, beam diameter ~5 μm; EPMA mapping: accelerating voltage 20 kV, working current 50 nA, dwell time ~10 ms; BSE imaging: accelerating voltage 20 kV, beam current 10 nA; LA-ICP-MS: energy density 3~3.5 J/cm2, spot sizes 29 to 51 μm, repetition rates 5 Hz (polished thin-section) and 10 Hz (polished blocks), ~30 s background acquisition, ~40 s sample data acquisition | STDGL3 (Danyushevsky et al. 2011) and GSD-1G (USGS) | 9.3673 | [19 empty] | 1989.3385 | [5 empty] | 167.2503 | [5 empty] | 46.3099 | [9 empty] | 45945.2105 |  | 0.35395 |  |  |  | 0.25898 | [7 empty] | 70.8779 | [13 empty] | 1270.5836 | [15 empty] | 2.666 | [17 empty] | 0.1929 | [9 empty] | 0.75765 | [32 empty] | 2025 |  |  | CHN | Tibet
| Lawu |  | Magmatic hydrothermal | Skarn | Cu-Pb-Zn skarn | Cu, Pb, Zn | In, Sn | Cu, Pb, Zn, In, Sn |  |  | 18-52 a4 sp - 2.d-1 | 18-52 a4 sp - 2.d-1 | underground mine |  |  |  |  | ore material | drill core | underground mining tunnels and drill cores | mineral separate | [5 empty] | mineralisation |  |  |  | sphalerite, chalcopyrite, pyrrhotite, pyrite, arsenopyrite |  |  | Sn-rich Skarn |  |  |  | galena, bismuthinite, marcasite, iron oxides, pyroxene, actinolite, quartz | thin sections and polished blocks examined using optical microscope, BSE detector, and EDS prior to analysis | EMPA, LA-ICPMS | JEOL JXA-8230 electron probe microanalyzer; RESOlution-LR 193 nm ArF excimer laser ablation system coupled to an Agilent 7700x ICP-MS | Laboratory of Mineral Resources Research Center, Fuzhou University; Adelaide Microscopy, the University of Adelaide | EPMA point analysis: accelerating voltage 15 kV, beam current 20 nA, beam diameter ~5 μm; EPMA mapping: accelerating voltage 20 kV, working current 50 nA, dwell time ~10 ms; BSE imaging: accelerating voltage 20 kV, beam current 10 nA; LA-ICP-MS: energy density 3~3.5 J/cm2, spot sizes 29 to 51 μm, repetition rates 5 Hz (polished thin-section) and 10 Hz (polished blocks), ~30 s background acquisition, ~40 s sample data acquisition | STDGL3 (Danyushevsky et al. 2011) and GSD-1G (USGS) | 11.6951 | [19 empty] | 2152.9687 | [5 empty] | 182.9742 | [5 empty] | 15.8106 | [9 empty] | 35517.4069 |  | 0.39702 |  |  |  | 0.22583 | [7 empty] | 11.939 | [13 empty] | 1418.1906 | [15 empty] | 1.7234 | [17 empty] | 0.025056 | [9 empty] | 1.0555 | [32 empty] | 2025 |  |  | CHN | Tibet
| Lawu |  | Magmatic hydrothermal | Skarn | Cu-Pb-Zn skarn | Cu, Pb, Zn | In, Sn | Cu, Pb, Zn, In, Sn |  |  | 18-52 a4 sp - 3.d-1 | 18-52 a4 sp - 3.d-1 | underground mine |  |  |  |  | ore material | drill core | underground mining tunnels and drill cores | mineral separate | [5 empty] | mineralisation |  |  |  | sphalerite, chalcopyrite, pyrrhotite, pyrite, arsenopyrite |  |  | Sn-rich Skarn |  |  |  | galena, bismuthinite, marcasite, iron oxides, pyroxene, actinolite, quartz | thin sections and polished blocks examined using optical microscope, BSE detector, and EDS prior to analysis | EMPA, LA-ICPMS | JEOL JXA-8230 electron probe microanalyzer; RESOlution-LR 193 nm ArF excimer laser ablation system coupled to an Agilent 7700x ICP-MS | Laboratory of Mineral Resources Research Center, Fuzhou University; Adelaide Microscopy, the University of Adelaide | EPMA point analysis: accelerating voltage 15 kV, beam current 20 nA, beam diameter ~5 μm; EPMA mapping: accelerating voltage 20 kV, working current 50 nA, dwell time ~10 ms; BSE imaging: accelerating voltage 20 kV, beam current 10 nA; LA-ICP-MS: energy density 3~3.5 J/cm2, spot sizes 29 to 51 μm, repetition rates 5 Hz (polished thin-section) and 10 Hz (polished blocks), ~30 s background acquisition, ~40 s sample data acquisition | STDGL3 (Danyushevsky et al. 2011) and GSD-1G (USGS) | 8.8131 | [19 empty] | 2079.9449 | [5 empty] | 177.868 | [5 empty] | 16.7205 | [9 empty] | 36421.5174 |  | 0.18912 |  |  |  | 0.24481 | [7 empty] | 14.8556 | [13 empty] | 1324.5356 | [15 empty] | 2.5437 | [17 empty] | 0.88966 | [9 empty] | 2.9099 | [32 empty] | 2025 |  |  | CHN | Tibet
| Lawu |  | Magmatic hydrothermal | Skarn | Cu-Pb-Zn skarn | Cu, Pb, Zn | In, Sn | Cu, Pb, Zn, In, Sn |  |  | 18-52 a4 sp - 4.d-1 | 18-52 a4 sp - 4.d-1 | underground mine |  |  |  |  | ore material | drill core | underground mining tunnels and drill cores | mineral separate | [5 empty] | mineralisation |  |  |  | sphalerite, chalcopyrite, pyrrhotite, pyrite, arsenopyrite |  |  | Sn-rich Skarn |  |  |  | galena, bismuthinite, marcasite, iron oxides, pyroxene, actinolite, quartz | thin sections and polished blocks examined using optical microscope, BSE detector, and EDS prior to analysis | EMPA, LA-ICPMS | JEOL JXA-8230 electron probe microanalyzer; RESOlution-LR 193 nm ArF excimer laser ablation system coupled to an Agilent 7700x ICP-MS | Laboratory of Mineral Resources Research Center, Fuzhou University; Adelaide Microscopy, the University of Adelaide | EPMA point analysis: accelerating voltage 15 kV, beam current 20 nA, beam diameter ~5 μm; EPMA mapping: accelerating voltage 20 kV, working current 50 nA, dwell time ~10 ms; BSE imaging: accelerating voltage 20 kV, beam current 10 nA; LA-ICP-MS: energy density 3~3.5 J/cm2, spot sizes 29 to 51 μm, repetition rates 5 Hz (polished thin-section) and 10 Hz (polished blocks), ~30 s background acquisition, ~40 s sample data acquisition | STDGL3 (Danyushevsky et al. 2011) and GSD-1G (USGS) | 7.5502 | [19 empty] | 2080.6105 | [5 empty] | 180.8583 | [5 empty] | 23.44 | [9 empty] | 34974.9828 |  | 0.39933 |  |  |  | 0.24139 | [7 empty] | 29.6599 | [13 empty] | 1296.6034 | [15 empty] | 1.8999 | [17 empty] | 0.1929 | [9 empty] | 0.90121 | [32 empty] | 2025 |  |  | CHN | Tibet
| Lawu |  | Magmatic hydrothermal | Skarn | Cu-Pb-Zn skarn | Cu, Pb, Zn | In, Sn | Cu, Pb, Zn, In, Sn |  |  | 18-52 a4 sp - 5.d-1 | 18-52 a4 sp - 5.d-1 | underground mine |  |  |  |  | ore material | drill core | underground mining tunnels and drill cores | mineral separate | [5 empty] | mineralisation |  |  |  | sphalerite, chalcopyrite, pyrrhotite, pyrite, arsenopyrite |  |  | Sn-rich Skarn |  |  |  | galena, bismuthinite, marcasite, iron oxides, pyroxene, actinolite, quartz | thin sections and polished blocks examined using optical microscope, BSE detector, and EDS prior to analysis | EMPA, LA-ICPMS | JEOL JXA-8230 electron probe microanalyzer; RESOlution-LR 193 nm ArF excimer laser ablation system coupled to an Agilent 7700x ICP-MS | Laboratory of Mineral Resources Research Center, Fuzhou University; Adelaide Microscopy, the University of Adelaide | EPMA point analysis: accelerating voltage 15 kV, beam current 20 nA, beam diameter ~5 μm; EPMA mapping: accelerating voltage 20 kV, working current 50 nA, dwell time ~10 ms; BSE imaging: accelerating voltage 20 kV, beam current 10 nA; LA-ICP-MS: energy density 3~3.5 J/cm2, spot sizes 29 to 51 μm, repetition rates 5 Hz (polished thin-section) and 10 Hz (polished blocks), ~30 s background acquisition, ~40 s sample data acquisition | STDGL3 (Danyushevsky et al. 2011) and GSD-1G (USGS) | 1.3064 | [19 empty] | 2142.7233 | [5 empty] | 182.7114 | [5 empty] | 11.1287 | [9 empty] | 34613.2223 |  | 0.38368 |  |  |  | 0.27338 | [7 empty] | 12.574 | [13 empty] | 1410.7788 | [15 empty] | 0.043343 | [17 empty] | 0.016482 | [9 empty] | 0.62206 | [32 empty] | 2025 |  |  | CHN | Tibet
| Lawu |  | Magmatic hydrothermal | Skarn | Cu-Pb-Zn skarn | Cu, Pb, Zn | In, Sn | Cu, Pb, Zn, In, Sn |  |  | 18-52 a4 sp - 6.d-1 | 18-52 a4 sp - 6.d-1 | underground mine |  |  |  |  | ore material | drill core | underground mining tunnels and drill cores | mineral separate | [5 empty] | mineralisation |  |  |  | sphalerite, chalcopyrite, pyrrhotite, pyrite, arsenopyrite |  |  | Sn-rich Skarn |  |  |  | galena, bismuthinite, marcasite, iron oxides, pyroxene, actinolite, quartz | thin sections and polished blocks examined using optical microscope, BSE detector, and EDS prior to analysis | EMPA, LA-ICPMS | JEOL JXA-8230 electron probe microanalyzer; RESOlution-LR 193 nm ArF excimer laser ablation system coupled to an Agilent 7700x ICP-MS | Laboratory of Mineral Resources Research Center, Fuzhou University; Adelaide Microscopy, the University of Adelaide | EPMA point analysis: accelerating voltage 15 kV, beam current 20 nA, beam diameter ~5 μm; EPMA mapping: accelerating voltage 20 kV, working current 50 nA, dwell time ~10 ms; BSE imaging: accelerating voltage 20 kV, beam current 10 nA; LA-ICP-MS: energy density 3~3.5 J/cm2, spot sizes 29 to 51 μm, repetition rates 5 Hz (polished thin-section) and 10 Hz (polished blocks), ~30 s background acquisition, ~40 s sample data acquisition | STDGL3 (Danyushevsky et al. 2011) and GSD-1G (USGS) | 6.032 | [19 empty] | 2261.8172 | [5 empty] | 178.6259 | [5 empty] | 14.356 | [9 empty] | 38909.294 |  | 0.41183 |  |  |  | 0.21237 | [7 empty] | 14.0582 | [13 empty] | 1616.6915 | [15 empty] | 1.2565 | [17 empty] | 0.1929 | [9 empty] | 0.87975 | [32 empty] | 2025 |  |  | CHN | Tibet
| Lawu |  | Magmatic hydrothermal | Skarn | Cu-Pb-Zn skarn | Cu, Pb, Zn | In, Sn | Cu, Pb, Zn, In, Sn |  |  | 18-52 a4 sp - 7.d-1 | 18-52 a4 sp - 7.d-1 | underground mine |  |  |  |  | ore material | drill core | underground mining tunnels and drill cores | mineral separate | [5 empty] | mineralisation |  |  |  | sphalerite, chalcopyrite, pyrrhotite, pyrite, arsenopyrite |  |  | Sn-rich Skarn |  |  |  | galena, bismuthinite, marcasite, iron oxides, pyroxene, actinolite, quartz | thin sections and polished blocks examined using optical microscope, BSE detector, and EDS prior to analysis | EMPA, LA-ICPMS | JEOL JXA-8230 electron probe microanalyzer; RESOlution-LR 193 nm ArF excimer laser ablation system coupled to an Agilent 7700x ICP-MS | Laboratory of Mineral Resources Research Center, Fuzhou University; Adelaide Microscopy, the University of Adelaide | EPMA point analysis: accelerating voltage 15 kV, beam current 20 nA, beam diameter ~5 μm; EPMA mapping: accelerating voltage 20 kV, working current 50 nA, dwell time ~10 ms; BSE imaging: accelerating voltage 20 kV, beam current 10 nA; LA-ICP-MS: energy density 3~3.5 J/cm2, spot sizes 29 to 51 μm, repetition rates 5 Hz (polished thin-section) and 10 Hz (polished blocks), ~30 s background acquisition, ~40 s sample data acquisition | STDGL3 (Danyushevsky et al. 2011) and GSD-1G (USGS) | 5.6422 | [19 empty] | 2292.8936 | [5 empty] | 179.9977 | [5 empty] | 11.3537 | [9 empty] | 39253.3422 |  | 0.33892 |  |  |  | 0.20221 | [7 empty] | 11.7299 | [13 empty] | 1665.6709 | [15 empty] | 1.3694 | [17 empty] | 0.021461 | [9 empty] | 0.64384 | [32 empty] | 2025 |  |  | CHN | Tibet
| Lawu |  | Magmatic hydrothermal | Skarn | Cu-Pb-Zn skarn | Cu, Pb, Zn | In, Sn | Cu, Pb, Zn, In, Sn |  |  | 18-52 a4 sp - 8.d-1 | 18-52 a4 sp - 8.d-1 | underground mine |  |  |  |  | ore material | drill core | underground mining tunnels and drill cores | mineral separate | [5 empty] | mineralisation |  |  |  | sphalerite, chalcopyrite, pyrrhotite, pyrite, arsenopyrite |  |  | Sn-rich Skarn |  |  |  | galena, bismuthinite, marcasite, iron oxides, pyroxene, actinolite, quartz | thin sections and polished blocks examined using optical microscope, BSE detector, and EDS prior to analysis | EMPA, LA-ICPMS | JEOL JXA-8230 electron probe microanalyzer; RESOlution-LR 193 nm ArF excimer laser ablation system coupled to an Agilent 7700x ICP-MS | Laboratory of Mineral Resources Research Center, Fuzhou University; Adelaide Microscopy, the University of Adelaide | EPMA point analysis: accelerating voltage 15 kV, beam current 20 nA, beam diameter ~5 μm; EPMA mapping: accelerating voltage 20 kV, working current 50 nA, dwell time ~10 ms; BSE imaging: accelerating voltage 20 kV, beam current 10 nA; LA-ICP-MS: energy density 3~3.5 J/cm2, spot sizes 29 to 51 μm, repetition rates 5 Hz (polished thin-section) and 10 Hz (polished blocks), ~30 s background acquisition, ~40 s sample data acquisition | STDGL3 (Danyushevsky et al. 2011) and GSD-1G (USGS) | 2.4303 | [19 empty] | 1874.3229 | [5 empty] | 163.9158 | [5 empty] | 24.9502 | [9 empty] | 49568.1489 |  | 0.48411 |  |  |  | 0.26929 | [7 empty] | 34.8396 | [13 empty] | 1227.4018 | [15 empty] | 0.05595 | [17 empty] | 0.1929 | [9 empty] | 0.9765 | [32 empty] | 2025 |  |  | CHN | Tibet
| Lawu |  | Magmatic hydrothermal | Skarn | Cu-Pb-Zn skarn | Cu, Pb, Zn | In, Sn | Cu, Pb, Zn, In, Sn |  |  | 18-52 a4 sp - 9.d-1 | 18-52 a4 sp - 9.d-1 | underground mine |  |  |  |  | ore material | drill core | underground mining tunnels and drill cores | mineral separate | [5 empty] | mineralisation |  |  |  | sphalerite, chalcopyrite, pyrrhotite, pyrite, arsenopyrite |  |  | Sn-rich Skarn |  |  |  | galena, bismuthinite, marcasite, iron oxides, pyroxene, actinolite, quartz | thin sections and polished blocks examined using optical microscope, BSE detector, and EDS prior to analysis | EMPA, LA-ICPMS | JEOL JXA-8230 electron probe microanalyzer; RESOlution-LR 193 nm ArF excimer laser ablation system coupled to an Agilent 7700x ICP-MS | Laboratory of Mineral Resources Research Center, Fuzhou University; Adelaide Microscopy, the University of Adelaide | EPMA point analysis: accelerating voltage 15 kV, beam current 20 nA, beam diameter ~5 μm; EPMA mapping: accelerating voltage 20 kV, working current 50 nA, dwell time ~10 ms; BSE imaging: accelerating voltage 20 kV, beam current 10 nA; LA-ICP-MS: energy density 3~3.5 J/cm2, spot sizes 29 to 51 μm, repetition rates 5 Hz (polished thin-section) and 10 Hz (polished blocks), ~30 s background acquisition, ~40 s sample data acquisition | STDGL3 (Danyushevsky et al. 2011) and GSD-1G (USGS) | 4.3331 | [19 empty] | 2160.7492 | [5 empty] | 179.4049 | [5 empty] | 13.4198 | [9 empty] | 36670.0034 |  | 0.20175 |  |  |  | 0.21907 | [7 empty] | 12.9509 | [13 empty] | 1447.398 | [15 empty] | 0.62281 | [17 empty] | 0.1929 | [9 empty] | 0.70494 | [32 empty] | 2025 |  |  | CHN | Tibet
| Lawu |  | Magmatic hydrothermal | Skarn | Cu-Pb-Zn skarn | Cu, Pb, Zn | In, Sn | Cu, Pb, Zn, In, Sn |  |  | 18-52 a4 sp - 10.d-1 | 18-52 a4 sp - 10.d-1 | underground mine |  |  |  |  | ore material | drill core | underground mining tunnels and drill cores | mineral separate | [5 empty] | mineralisation |  |  |  | sphalerite, chalcopyrite, pyrrhotite, pyrite, arsenopyrite |  |  | Sn-rich Skarn |  |  |  | galena, bismuthinite, marcasite, iron oxides, pyroxene, actinolite, quartz | thin sections and polished blocks examined using optical microscope, BSE detector, and EDS prior to analysis | EMPA, LA-ICPMS | JEOL JXA-8230 electron probe microanalyzer; RESOlution-LR 193 nm ArF excimer laser ablation system coupled to an Agilent 7700x ICP-MS | Laboratory of Mineral Resources Research Center, Fuzhou University; Adelaide Microscopy, the University of Adelaide | EPMA point analysis: accelerating voltage 15 kV, beam current 20 nA, beam diameter ~5 μm; EPMA mapping: accelerating voltage 20 kV, working current 50 nA, dwell time ~10 ms; BSE imaging: accelerating voltage 20 kV, beam current 10 nA; LA-ICP-MS: energy density 3~3.5 J/cm2, spot sizes 29 to 51 μm, repetition rates 5 Hz (polished thin-section) and 10 Hz (polished blocks), ~30 s background acquisition, ~40 s sample data acquisition | STDGL3 (Danyushevsky et al. 2011) and GSD-1G (USGS) | 3.316 | [19 empty] | 1870.436 | [5 empty] | 154.0223 | [5 empty] | 21.5447 | [9 empty] | 65465.2614 |  | 0.26217 |  |  |  | 0.21115 | [7 empty] | 28.3388 | [13 empty] | 1717.6838 | [15 empty] | 0.31174 | [17 empty] | 0.1929 | [9 empty] | 0.55536 | [32 empty] | 2025 |  |  | CHN | Tibet
| Lawu |  | Magmatic hydrothermal | Skarn | Cu-Pb-Zn skarn | Cu, Pb, Zn | In, Sn | Cu, Pb, Zn, In, Sn |  |  | 18-52 a4 sp - 11.d-1 | 18-52 a4 sp - 11.d-1 | underground mine |  |  |  |  | ore material | drill core | underground mining tunnels and drill cores | mineral separate | [5 empty] | mineralisation |  |  |  | sphalerite, chalcopyrite, pyrrhotite, pyrite, arsenopyrite |  |  | Sn-rich Skarn |  |  |  | galena, bismuthinite, marcasite, iron oxides, pyroxene, actinolite, quartz | thin sections and polished blocks examined using optical microscope, BSE detector, and EDS prior to analysis | EMPA, LA-ICPMS | JEOL JXA-8230 electron probe microanalyzer; RESOlution-LR 193 nm ArF excimer laser ablation system coupled to an Agilent 7700x ICP-MS | Laboratory of Mineral Resources Research Center, Fuzhou University; Adelaide Microscopy, the University of Adelaide | EPMA point analysis: accelerating voltage 15 kV, beam current 20 nA, beam diameter ~5 μm; EPMA mapping: accelerating voltage 20 kV, working current 50 nA, dwell time ~10 ms; BSE imaging: accelerating voltage 20 kV, beam current 10 nA; LA-ICP-MS: energy density 3~3.5 J/cm2, spot sizes 29 to 51 μm, repetition rates 5 Hz (polished thin-section) and 10 Hz (polished blocks), ~30 s background acquisition, ~40 s sample data acquisition | STDGL3 (Danyushevsky et al. 2011) and GSD-1G (USGS) | 10.5366 | [19 empty] | 1950.6886 | [5 empty] | 155.2008 | [5 empty] | 20 | [9 empty] | 57666.3427 |  | 0.17842 |  |  |  | 0.26329 | [7 empty] | 105.67 | [13 empty] | 2857.8911 | [15 empty] | 1.7234 | [17 empty] | 0.46072 | [9 empty] | 2.0646 | [32 empty] | 2025 |  |  | CHN | Tibet
| Lawu |  | Magmatic hydrothermal | Skarn | Cu-Pb-Zn skarn | Cu, Pb, Zn | In, Sn | Cu, Pb, Zn, In, Sn |  |  | 18-20 a1 sp - 1.d-1 | 18-20 a1 sp - 1.d-1 | underground mine |  |  |  |  | ore material | drill core | underground mining tunnels and drill cores | mineral separate | [5 empty] | mineralisation |  |  |  | sphalerite, chalcopyrite, pyrrhotite, pyrite, arsenopyrite |  |  | Sn-rich Skarn |  |  |  | galena, bismuthinite, marcasite, iron oxides, pyroxene, actinolite, quartz | thin sections and polished blocks examined using optical microscope, BSE detector, and EDS prior to analysis | EMPA, LA-ICPMS | JEOL JXA-8230 electron probe microanalyzer; RESOlution-LR 193 nm ArF excimer laser ablation system coupled to an Agilent 7700x ICP-MS | Laboratory of Mineral Resources Research Center, Fuzhou University; Adelaide Microscopy, the University of Adelaide | EPMA point analysis: accelerating voltage 15 kV, beam current 20 nA, beam diameter ~5 μm; EPMA mapping: accelerating voltage 20 kV, working current 50 nA, dwell time ~10 ms; BSE imaging: accelerating voltage 20 kV, beam current 10 nA; LA-ICP-MS: energy density 3~3.5 J/cm2, spot sizes 29 to 51 μm, repetition rates 5 Hz (polished thin-section) and 10 Hz (polished blocks), ~30 s background acquisition, ~40 s sample data acquisition | STDGL3 (Danyushevsky et al. 2011) and GSD-1G (USGS) | 7.2546 | [19 empty] | 1786.3311 | [5 empty] | 146.3623 | [5 empty] | 124.0014 | [9 empty] | 72037.6765 |  | 0.28807 |  |  |  | 0.37496 | [7 empty] | 187.6321 | [13 empty] | 1419.1549 | [15 empty] | 1.5 | [17 empty] | 0.5082 | [9 empty] | 1.3604 | [32 empty] | 2025 |  |  | CHN | Tibet
| Lawu |  | Magmatic hydrothermal | Skarn | Cu-Pb-Zn skarn | Cu, Pb, Zn | In, Sn | Cu, Pb, Zn, In, Sn |  |  | 18-20 a1 sp - 2.d-1 | 18-20 a1 sp - 2.d-1 | underground mine |  |  |  |  | ore material | drill core | underground mining tunnels and drill cores | mineral separate | [5 empty] | mineralisation |  |  |  | sphalerite, chalcopyrite, pyrrhotite, pyrite, arsenopyrite |  |  | Sn-rich Skarn |  |  |  | galena, bismuthinite, marcasite, iron oxides, pyroxene, actinolite, quartz | thin sections and polished blocks examined using optical microscope, BSE detector, and EDS prior to analysis | EMPA, LA-ICPMS | JEOL JXA-8230 electron probe microanalyzer; RESOlution-LR 193 nm ArF excimer laser ablation system coupled to an Agilent 7700x ICP-MS | Laboratory of Mineral Resources Research Center, Fuzhou University; Adelaide Microscopy, the University of Adelaide | EPMA point analysis: accelerating voltage 15 kV, beam current 20 nA, beam diameter ~5 μm; EPMA mapping: accelerating voltage 20 kV, working current 50 nA, dwell time ~10 ms; BSE imaging: accelerating voltage 20 kV, beam current 10 nA; LA-ICP-MS: energy density 3~3.5 J/cm2, spot sizes 29 to 51 μm, repetition rates 5 Hz (polished thin-section) and 10 Hz (polished blocks), ~30 s background acquisition, ~40 s sample data acquisition | STDGL3 (Danyushevsky et al. 2011) and GSD-1G (USGS) | 5.4432 | [19 empty] | 2002.0306 | [5 empty] | 152.3744 | [5 empty] | 110.2175 | [9 empty] | 47997.9433 |  | 0.44775 |  |  |  | 0.28409 | [7 empty] | 170.1349 | [13 empty] | 866.8412 | [15 empty] | 2.4549 | [17 empty] | 0.15237 | [9 empty] | 1.5491 | [32 empty] | 2025 |  |  | CHN | Tibet
| Lawu |  | Magmatic hydrothermal | Skarn | Cu-Pb-Zn skarn | Cu, Pb, Zn | In, Sn | Cu, Pb, Zn, In, Sn |  |  | 18-20 a1 sp - 3.d-1 | 18-20 a1 sp - 3.d-1 | underground mine |  |  |  |  | ore material | drill core | underground mining tunnels and drill cores | mineral separate | [5 empty] | mineralisation |  |  |  | sphalerite, chalcopyrite, pyrrhotite, pyrite, arsenopyrite |  |  | Sn-rich Skarn |  |  |  | galena, bismuthinite, marcasite, iron oxides, pyroxene, actinolite, quartz | thin sections and polished blocks examined using optical microscope, BSE detector, and EDS prior to analysis | EMPA, LA-ICPMS | JEOL JXA-8230 electron probe microanalyzer; RESOlution-LR 193 nm ArF excimer laser ablation system coupled to an Agilent 7700x ICP-MS | Laboratory of Mineral Resources Research Center, Fuzhou University; Adelaide Microscopy, the University of Adelaide | EPMA point analysis: accelerating voltage 15 kV, beam current 20 nA, beam diameter ~5 μm; EPMA mapping: accelerating voltage 20 kV, working current 50 nA, dwell time ~10 ms; BSE imaging: accelerating voltage 20 kV, beam current 10 nA; LA-ICP-MS: energy density 3~3.5 J/cm2, spot sizes 29 to 51 μm, repetition rates 5 Hz (polished thin-section) and 10 Hz (polished blocks), ~30 s background acquisition, ~40 s sample data acquisition | STDGL3 (Danyushevsky et al. 2011) and GSD-1G (USGS) | 5.908 | [19 empty] | 1983.218 | [5 empty] | 151.9079 | [5 empty] | 111.163 | [9 empty] | 50222.6272 |  | 0.47901 |  |  |  | 0.32398 | [7 empty] | 175.2646 | [13 empty] | 891.9609 | [15 empty] | 0.72632 | [17 empty] | 0.36316 | [9 empty] | 1.3109 | [32 empty] | 2025 |  |  | CHN | Tibet
| Lawu |  | Magmatic hydrothermal | Skarn | Cu-Pb-Zn skarn | Cu, Pb, Zn | In, Sn | Cu, Pb, Zn, In, Sn |  |  | 18-20 a1 sp - 4.d-1 | 18-20 a1 sp - 4.d-1 | underground mine |  |  |  |  | ore material | drill core | underground mining tunnels and drill cores | mineral separate | [5 empty] | mineralisation |  |  |  | sphalerite, chalcopyrite, pyrrhotite, pyrite, arsenopyrite |  |  | Sn-rich Skarn |  |  |  | galena, bismuthinite, marcasite, iron oxides, pyroxene, actinolite, quartz | thin sections and polished blocks examined using optical microscope, BSE detector, and EDS prior to analysis | EMPA, LA-ICPMS | JEOL JXA-8230 electron probe microanalyzer; RESOlution-LR 193 nm ArF excimer laser ablation system coupled to an Agilent 7700x ICP-MS | Laboratory of Mineral Resources Research Center, Fuzhou University; Adelaide Microscopy, the University of Adelaide | EPMA point analysis: accelerating voltage 15 kV, beam current 20 nA, beam diameter ~5 μm; EPMA mapping: accelerating voltage 20 kV, working current 50 nA, dwell time ~10 ms; BSE imaging: accelerating voltage 20 kV, beam current 10 nA; LA-ICP-MS: energy density 3~3.5 J/cm2, spot sizes 29 to 51 μm, repetition rates 5 Hz (polished thin-section) and 10 Hz (polished blocks), ~30 s background acquisition, ~40 s sample data acquisition | STDGL3 (Danyushevsky et al. 2011) and GSD-1G (USGS) | 4.121 | [19 empty] | 1890.0571 | [5 empty] | 141.0907 | [5 empty] | 118.7397 | [9 empty] | 79206.3824 |  | 0.32586 |  |  |  | 0.26196 | [7 empty] | 190.7272 | [13 empty] | 1584.6864 | [15 empty] | 0.97786 | [17 empty] | 0.3042 | [9 empty] | 0.71942 | [32 empty] | 2025 |  |  | CHN | Tibet
| Lawu |  | Magmatic hydrothermal | Skarn | Cu-Pb-Zn skarn | Cu, Pb, Zn | In, Sn | Cu, Pb, Zn, In, Sn |  |  | 18-20 a1 sp - 5.d-1 | 18-20 a1 sp - 5.d-1 | underground mine |  |  |  |  | ore material | drill core | underground mining tunnels and drill cores | mineral separate | [5 empty] | mineralisation |  |  |  | sphalerite, chalcopyrite, pyrrhotite, pyrite, arsenopyrite |  |  | Sn-rich Skarn |  |  |  | galena, bismuthinite, marcasite, iron oxides, pyroxene, actinolite, quartz | thin sections and polished blocks examined using optical microscope, BSE detector, and EDS prior to analysis | EMPA, LA-ICPMS | JEOL JXA-8230 electron probe microanalyzer; RESOlution-LR 193 nm ArF excimer laser ablation system coupled to an Agilent 7700x ICP-MS | Laboratory of Mineral Resources Research Center, Fuzhou University; Adelaide Microscopy, the University of Adelaide | EPMA point analysis: accelerating voltage 15 kV, beam current 20 nA, beam diameter ~5 μm; EPMA mapping: accelerating voltage 20 kV, working current 50 nA, dwell time ~10 ms; BSE imaging: accelerating voltage 20 kV, beam current 10 nA; LA-ICP-MS: energy density 3~3.5 J/cm2, spot sizes 29 to 51 μm, repetition rates 5 Hz (polished thin-section) and 10 Hz (polished blocks), ~30 s background acquisition, ~40 s sample data acquisition | STDGL3 (Danyushevsky et al. 2011) and GSD-1G (USGS) | 1.9857 | [19 empty] | 2033.5755 | [5 empty] | 150.1449 | [5 empty] | 106.4252 | [9 empty] | 49380.6118 |  | 0.43882 |  |  |  | 0.24823 | [7 empty] | 169.8779 | [13 empty] | 871.9554 | [15 empty] | 0.35707 | [17 empty] | 0.017418 | [9 empty] | 1.3935 | [32 empty] | 2025 |  |  | CHN | Tibet
| Lawu |  | Magmatic hydrothermal | Skarn | Cu-Pb-Zn skarn | Cu, Pb, Zn | In, Sn | Cu, Pb, Zn, In, Sn |  |  | 18-20 a1 sp - 6.d-1 | 18-20 a1 sp - 6.d-1 | underground mine |  |  |  |  | ore material | drill core | underground mining tunnels and drill cores | mineral separate | [5 empty] | mineralisation |  |  |  | sphalerite, chalcopyrite, pyrrhotite, pyrite, arsenopyrite |  |  | Sn-rich Skarn |  |  |  | galena, bismuthinite, marcasite, iron oxides, pyroxene, actinolite, quartz | thin sections and polished blocks examined using optical microscope, BSE detector, and EDS prior to analysis | EMPA, LA-ICPMS | JEOL JXA-8230 electron probe microanalyzer; RESOlution-LR 193 nm ArF excimer laser ablation system coupled to an Agilent 7700x ICP-MS | Laboratory of Mineral Resources Research Center, Fuzhou University; Adelaide Microscopy, the University of Adelaide | EPMA point analysis: accelerating voltage 15 kV, beam current 20 nA, beam diameter ~5 μm; EPMA mapping: accelerating voltage 20 kV, working current 50 nA, dwell time ~10 ms; BSE imaging: accelerating voltage 20 kV, beam current 10 nA; LA-ICP-MS: energy density 3~3.5 J/cm2, spot sizes 29 to 51 μm, repetition rates 5 Hz (polished thin-section) and 10 Hz (polished blocks), ~30 s background acquisition, ~40 s sample data acquisition | STDGL3 (Danyushevsky et al. 2011) and GSD-1G (USGS) | 2.985 | [19 empty] | 2074.8692 | [5 empty] | 139.7354 | [5 empty] | 125.5409 | [9 empty] | 90218.6205 |  | 0.23042 |  |  |  | 0.25552 | [7 empty] | 204.5676 | [13 empty] | 1951.0771 | [15 empty] | 1.8839 | [17 empty] | 0.37074 | [9 empty] | 3.9429 | [32 empty] | 2025 |  |  | CHN | Tibet
| Lawu |  | Magmatic hydrothermal | Skarn | Cu-Pb-Zn skarn | Cu, Pb, Zn | In, Sn | Cu, Pb, Zn, In, Sn |  |  | 18-20 a1 sp - 7.d-1 | 18-20 a1 sp - 7.d-1 | underground mine |  |  |  |  | ore material | drill core | underground mining tunnels and drill cores | mineral separate | [5 empty] | mineralisation |  |  |  | sphalerite, chalcopyrite, pyrrhotite, pyrite, arsenopyrite |  |  | Sn-rich Skarn |  |  |  | galena, bismuthinite, marcasite, iron oxides, pyroxene, actinolite, quartz | thin sections and polished blocks examined using optical microscope, BSE detector, and EDS prior to analysis | EMPA, LA-ICPMS | JEOL JXA-8230 electron probe microanalyzer; RESOlution-LR 193 nm ArF excimer laser ablation system coupled to an Agilent 7700x ICP-MS | Laboratory of Mineral Resources Research Center, Fuzhou University; Adelaide Microscopy, the University of Adelaide | EPMA point analysis: accelerating voltage 15 kV, beam current 20 nA, beam diameter ~5 μm; EPMA mapping: accelerating voltage 20 kV, working current 50 nA, dwell time ~10 ms; BSE imaging: accelerating voltage 20 kV, beam current 10 nA; LA-ICP-MS: energy density 3~3.5 J/cm2, spot sizes 29 to 51 μm, repetition rates 5 Hz (polished thin-section) and 10 Hz (polished blocks), ~30 s background acquisition, ~40 s sample data acquisition | STDGL3 (Danyushevsky et al. 2011) and GSD-1G (USGS) | 4.8547 | [19 empty] | 1933.7403 | [5 empty] | 144.9432 | [5 empty] | 115.9546 | [9 empty] | 66010.2815 |  | 0.38509 |  |  |  | 0.27144 | [7 empty] | 182.3258 | [13 empty] | 1197.7315 | [15 empty] | 1.5 | [17 empty] | 0.032598 | [9 empty] | 0.87781 | [32 empty] | 2025 |  |  | CHN | Tibet
| Lawu |  | Magmatic hydrothermal | Skarn | Cu-Pb-Zn skarn | Cu, Pb, Zn | In, Sn | Cu, Pb, Zn, In, Sn |  |  | 18-20 a1 sp - 8.d-1 | 18-20 a1 sp - 8.d-1 | underground mine |  |  |  |  | ore material | drill core | underground mining tunnels and drill cores | mineral separate | [5 empty] | mineralisation |  |  |  | sphalerite, chalcopyrite, pyrrhotite, pyrite, arsenopyrite |  |  | Sn-rich Skarn |  |  |  | galena, bismuthinite, marcasite, iron oxides, pyroxene, actinolite, quartz | thin sections and polished blocks examined using optical microscope, BSE detector, and EDS prior to analysis | EMPA, LA-ICPMS | JEOL JXA-8230 electron probe microanalyzer; RESOlution-LR 193 nm ArF excimer laser ablation system coupled to an Agilent 7700x ICP-MS | Laboratory of Mineral Resources Research Center, Fuzhou University; Adelaide Microscopy, the University of Adelaide | EPMA point analysis: accelerating voltage 15 kV, beam current 20 nA, beam diameter ~5 μm; EPMA mapping: accelerating voltage 20 kV, working current 50 nA, dwell time ~10 ms; BSE imaging: accelerating voltage 20 kV, beam current 10 nA; LA-ICP-MS: energy density 3~3.5 J/cm2, spot sizes 29 to 51 μm, repetition rates 5 Hz (polished thin-section) and 10 Hz (polished blocks), ~30 s background acquisition, ~40 s sample data acquisition | STDGL3 (Danyushevsky et al. 2011) and GSD-1G (USGS) | 4.9579 | [19 empty] | 1938.066 | [5 empty] | 148.2715 | [5 empty] | 122.4933 | [9 empty] | 53343.8568 |  | 0.21318 |  |  |  | 0.31777 | [7 empty] | 191.0115 | [13 empty] | 1020.7775 | [15 empty] | 1.5 | [17 empty] | 0.56449 | [9 empty] | 1.3604 | [32 empty] | 2025 |  |  | CHN | Tibet
| Lawu |  | Magmatic hydrothermal | Skarn | Cu-Pb-Zn skarn | Cu, Pb, Zn | In, Sn | Cu, Pb, Zn, In, Sn |  |  | 18-20 a1 sp - 9.d-1 | 18-20 a1 sp - 9.d-1 | underground mine |  |  |  |  | ore material | drill core | underground mining tunnels and drill cores | mineral separate | [5 empty] | mineralisation |  |  |  | sphalerite, chalcopyrite, pyrrhotite, pyrite, arsenopyrite |  |  | Sn-rich Skarn |  |  |  | galena, bismuthinite, marcasite, iron oxides, pyroxene, actinolite, quartz | thin sections and polished blocks examined using optical microscope, BSE detector, and EDS prior to analysis | EMPA, LA-ICPMS | JEOL JXA-8230 electron probe microanalyzer; RESOlution-LR 193 nm ArF excimer laser ablation system coupled to an Agilent 7700x ICP-MS | Laboratory of Mineral Resources Research Center, Fuzhou University; Adelaide Microscopy, the University of Adelaide | EPMA point analysis: accelerating voltage 15 kV, beam current 20 nA, beam diameter ~5 μm; EPMA mapping: accelerating voltage 20 kV, working current 50 nA, dwell time ~10 ms; BSE imaging: accelerating voltage 20 kV, beam current 10 nA; LA-ICP-MS: energy density 3~3.5 J/cm2, spot sizes 29 to 51 μm, repetition rates 5 Hz (polished thin-section) and 10 Hz (polished blocks), ~30 s background acquisition, ~40 s sample data acquisition | STDGL3 (Danyushevsky et al. 2011) and GSD-1G (USGS) | 4.6827 | [19 empty] | 1830.5238 | [5 empty] | 136.5798 | [5 empty] | 125.0148 | [9 empty] | 80457.9071 |  | 0.39691 |  |  |  | 0.27504 | [7 empty] | 193.4555 | [13 empty] | 1459.0268 | [15 empty] | 1.6844 | [17 empty] | 0.021143 | [9 empty] | 0.82728 | [32 empty] | 2025 |  |  | CHN | Tibet
| Lawu |  | Magmatic hydrothermal | Skarn | Cu-Pb-Zn skarn | Cu, Pb, Zn | In, Sn | Cu, Pb, Zn, In, Sn |  |  | 18-20 a1 sp - 10.d-1 | 18-20 a1 sp - 10.d-1 | underground mine |  |  |  |  | ore material | drill core | underground mining tunnels and drill cores | mineral separate | [5 empty] | mineralisation |  |  |  | sphalerite, chalcopyrite, pyrrhotite, pyrite, arsenopyrite |  |  | Sn-rich Skarn |  |  |  | galena, bismuthinite, marcasite, iron oxides, pyroxene, actinolite, quartz | thin sections and polished blocks examined using optical microscope, BSE detector, and EDS prior to analysis | EMPA, LA-ICPMS | JEOL JXA-8230 electron probe microanalyzer; RESOlution-LR 193 nm ArF excimer laser ablation system coupled to an Agilent 7700x ICP-MS | Laboratory of Mineral Resources Research Center, Fuzhou University; Adelaide Microscopy, the University of Adelaide | EPMA point analysis: accelerating voltage 15 kV, beam current 20 nA, beam diameter ~5 μm; EPMA mapping: accelerating voltage 20 kV, working current 50 nA, dwell time ~10 ms; BSE imaging: accelerating voltage 20 kV, beam current 10 nA; LA-ICP-MS: energy density 3~3.5 J/cm2, spot sizes 29 to 51 μm, repetition rates 5 Hz (polished thin-section) and 10 Hz (polished blocks), ~30 s background acquisition, ~40 s sample data acquisition | STDGL3 (Danyushevsky et al. 2011) and GSD-1G (USGS) | 2.8482 | [19 empty] | 1887.8919 | [5 empty] | 140.09 | [5 empty] | 125.5409 | [9 empty] | 88246.8847 |  | 0.29183 |  |  |  | 0.27508 | [7 empty] | 201.2464 | [13 empty] | 1811.4735 | [15 empty] | 1.3354 | [17 empty] | 0.11517 | [9 empty] | 0.84045 | [32 empty] | 2025 |  |  | CHN | Tibet
| Lawu |  | Magmatic hydrothermal | Skarn | Cu-Pb-Zn skarn | Cu, Pb, Zn | In, Sn | Cu, Pb, Zn, In, Sn |  |  | 18-20 a1 sp - 11.d-1 | 18-20 a1 sp - 11.d-1 | underground mine |  |  |  |  | ore material | drill core | underground mining tunnels and drill cores | mineral separate | [5 empty] | mineralisation |  |  |  | sphalerite, chalcopyrite, pyrrhotite, pyrite, arsenopyrite |  |  | Sn-rich Skarn |  |  |  | galena, bismuthinite, marcasite, iron oxides, pyroxene, actinolite, quartz | thin sections and polished blocks examined using optical microscope, BSE detector, and EDS prior to analysis | EMPA, LA-ICPMS | JEOL JXA-8230 electron probe microanalyzer; RESOlution-LR 193 nm ArF excimer laser ablation system coupled to an Agilent 7700x ICP-MS | Laboratory of Mineral Resources Research Center, Fuzhou University; Adelaide Microscopy, the University of Adelaide | EPMA point analysis: accelerating voltage 15 kV, beam current 20 nA, beam diameter ~5 μm; EPMA mapping: accelerating voltage 20 kV, working current 50 nA, dwell time ~10 ms; BSE imaging: accelerating voltage 20 kV, beam current 10 nA; LA-ICP-MS: energy density 3~3.5 J/cm2, spot sizes 29 to 51 μm, repetition rates 5 Hz (polished thin-section) and 10 Hz (polished blocks), ~30 s background acquisition, ~40 s sample data acquisition | STDGL3 (Danyushevsky et al. 2011) and GSD-1G (USGS) | 4.2863 | [19 empty] | 2249.9675 | [5 empty] | 152.8269 | [5 empty] | 125.5409 | [9 empty] | 80742.503 |  | 0.12563 |  |  |  | 0.29784 | [7 empty] | 203.2898 | [13 empty] | 1741.5887 | [15 empty] | 2.3069 | [17 empty] | 0.084018 | [9 empty] | 0.71059 | [32 empty] | 2025 |  |  | CHN | Tibet
| Lawu |  | Magmatic hydrothermal | Skarn | Cu-Pb-Zn skarn | Cu, Pb, Zn | In, Sn | Cu, Pb, Zn, In, Sn |  |  | 18-20 a1 sp - 12.d-1 | 18-20 a1 sp - 12.d-1 | underground mine |  |  |  |  | ore material | drill core | underground mining tunnels and drill cores | mineral separate | [5 empty] | mineralisation |  |  |  | sphalerite, chalcopyrite, pyrrhotite, pyrite, arsenopyrite |  |  | Sn-rich Skarn |  |  |  | galena, bismuthinite, marcasite, iron oxides, pyroxene, actinolite, quartz | thin sections and polished blocks examined using optical microscope, BSE detector, and EDS prior to analysis | EMPA, LA-ICPMS | JEOL JXA-8230 electron probe microanalyzer; RESOlution-LR 193 nm ArF excimer laser ablation system coupled to an Agilent 7700x ICP-MS | Laboratory of Mineral Resources Research Center, Fuzhou University; Adelaide Microscopy, the University of Adelaide | EPMA point analysis: accelerating voltage 15 kV, beam current 20 nA, beam diameter ~5 μm; EPMA mapping: accelerating voltage 20 kV, working current 50 nA, dwell time ~10 ms; BSE imaging: accelerating voltage 20 kV, beam current 10 nA; LA-ICP-MS: energy density 3~3.5 J/cm2, spot sizes 29 to 51 μm, repetition rates 5 Hz (polished thin-section) and 10 Hz (polished blocks), ~30 s background acquisition, ~40 s sample data acquisition | STDGL3 (Danyushevsky et al. 2011) and GSD-1G (USGS) | 10.2669 | [19 empty] | 1824.2704 | [5 empty] | 138.3238 | [5 empty] | 125.5409 | [9 empty] | 81190.0574 |  | 0.24246 |  |  |  | 0.29354 | [7 empty] | 203.5485 | [13 empty] | 1681.0781 | [15 empty] | 1.5 | [17 empty] | 1.0496 | [9 empty] | 2.5345 | [32 empty] | 2025 |  |  | CHN | Tibet
| Lawu |  | Magmatic hydrothermal | Skarn | Cu-Pb-Zn skarn | Cu, Pb, Zn | In, Sn | Cu, Pb, Zn, In, Sn |  |  | 18-20 a1 sp - 13.d-1 | 18-20 a1 sp - 13.d-1 | underground mine |  |  |  |  | ore material | drill core | underground mining tunnels and drill cores | mineral separate | [5 empty] | mineralisation |  |  |  | sphalerite, chalcopyrite, pyrrhotite, pyrite, arsenopyrite |  |  | Sn-rich Skarn |  |  |  | galena, bismuthinite, marcasite, iron oxides, pyroxene, actinolite, quartz | thin sections and polished blocks examined using optical microscope, BSE detector, and EDS prior to analysis | EMPA, LA-ICPMS | JEOL JXA-8230 electron probe microanalyzer; RESOlution-LR 193 nm ArF excimer laser ablation system coupled to an Agilent 7700x ICP-MS | Laboratory of Mineral Resources Research Center, Fuzhou University; Adelaide Microscopy, the University of Adelaide | EPMA point analysis: accelerating voltage 15 kV, beam current 20 nA, beam diameter ~5 μm; EPMA mapping: accelerating voltage 20 kV, working current 50 nA, dwell time ~10 ms; BSE imaging: accelerating voltage 20 kV, beam current 10 nA; LA-ICP-MS: energy density 3~3.5 J/cm2, spot sizes 29 to 51 μm, repetition rates 5 Hz (polished thin-section) and 10 Hz (polished blocks), ~30 s background acquisition, ~40 s sample data acquisition | STDGL3 (Danyushevsky et al. 2011) and GSD-1G (USGS) | 7.9181 | [19 empty] | 1929.0432 | [5 empty] | 139.9752 | [5 empty] | 143.3763 | [9 empty] | 60262.6725 |  | 0.041556 |  |  |  | 0.30646 | [7 empty] | 218.5119 | [13 empty] | 1141.4834 | [15 empty] | 1.5 | [17 empty] | 1.6686 | [9 empty] | 3.5392 | [32 empty] | 2025 |  |  | CHN | Tibet
| Lawu |  | Magmatic hydrothermal | Skarn | Cu-Pb-Zn skarn | Cu, Pb, Zn | In, Sn | Cu, Pb, Zn, In, Sn |  |  | 18-20 a1 sp - 14.d-1 | 18-20 a1 sp - 14.d-1 | underground mine |  |  |  |  | ore material | drill core | underground mining tunnels and drill cores | mineral separate | [5 empty] | mineralisation |  |  |  | sphalerite, chalcopyrite, pyrrhotite, pyrite, arsenopyrite |  |  | Sn-rich Skarn |  |  |  | galena, bismuthinite, marcasite, iron oxides, pyroxene, actinolite, quartz | thin sections and polished blocks examined using optical microscope, BSE detector, and EDS prior to analysis | EMPA, LA-ICPMS | JEOL JXA-8230 electron probe microanalyzer; RESOlution-LR 193 nm ArF excimer laser ablation system coupled to an Agilent 7700x ICP-MS | Laboratory of Mineral Resources Research Center, Fuzhou University; Adelaide Microscopy, the University of Adelaide | EPMA point analysis: accelerating voltage 15 kV, beam current 20 nA, beam diameter ~5 μm; EPMA mapping: accelerating voltage 20 kV, working current 50 nA, dwell time ~10 ms; BSE imaging: accelerating voltage 20 kV, beam current 10 nA; LA-ICP-MS: energy density 3~3.5 J/cm2, spot sizes 29 to 51 μm, repetition rates 5 Hz (polished thin-section) and 10 Hz (polished blocks), ~30 s background acquisition, ~40 s sample data acquisition | STDGL3 (Danyushevsky et al. 2011) and GSD-1G (USGS) | 5.967 | [19 empty] | 2244.9836 | [5 empty] | 148.1047 | [5 empty] | 147.0344 | [9 empty] | 75858.5045 |  | 0.069229 |  |  |  | 0.29827 | [7 empty] | 220.5423 | [13 empty] | 1633.2992 | [15 empty] | 1.5 | [17 empty] | 0.020068 | [9 empty] | 0.64353 | [32 empty] | 2025 |  |  | CHN | Tibet
| Lawu |  | Magmatic hydrothermal | Skarn | Cu-Pb-Zn skarn | Cu, Pb, Zn | In, Sn | Cu, Pb, Zn, In, Sn |  |  | 18-20 a1 sp - 15.d-1 | 18-20 a1 sp - 15.d-1 | underground mine |  |  |  |  | ore material | drill core | underground mining tunnels and drill cores | mineral separate | [5 empty] | mineralisation |  |  |  | sphalerite, chalcopyrite, pyrrhotite, pyrite, arsenopyrite |  |  | Sn-rich Skarn |  |  |  | galena, bismuthinite, marcasite, iron oxides, pyroxene, actinolite, quartz | thin sections and polished blocks examined using optical microscope, BSE detector, and EDS prior to analysis | EMPA, LA-ICPMS | JEOL JXA-8230 electron probe microanalyzer; RESOlution-LR 193 nm ArF excimer laser ablation system coupled to an Agilent 7700x ICP-MS | Laboratory of Mineral Resources Research Center, Fuzhou University; Adelaide Microscopy, the University of Adelaide | EPMA point analysis: accelerating voltage 15 kV, beam current 20 nA, beam diameter ~5 μm; EPMA mapping: accelerating voltage 20 kV, working current 50 nA, dwell time ~10 ms; BSE imaging: accelerating voltage 20 kV, beam current 10 nA; LA-ICP-MS: energy density 3~3.5 J/cm2, spot sizes 29 to 51 μm, repetition rates 5 Hz (polished thin-section) and 10 Hz (polished blocks), ~30 s background acquisition, ~40 s sample data acquisition | STDGL3 (Danyushevsky et al. 2011) and GSD-1G (USGS) | 3.1858 | [19 empty] | 2101.4163 | [5 empty] | 147.2337 | [5 empty] | 133.4138 | [9 empty] | 84804.4858 |  | 0.17376 |  |  |  | 0.21581 | [7 empty] | 207.2105 | [13 empty] | 1959.3276 | [15 empty] | 0.83757 | [17 empty] | 0.12713 | [9 empty] | 0.72989 | [32 empty] | 2025 |  |  | CHN | Tibet
| Lawu |  | Magmatic hydrothermal | Skarn | Cu-Pb-Zn skarn | Cu, Pb, Zn | In, Sn | Cu, Pb, Zn, In, Sn |  |  | 18-20 a1 sp - 16.d-1 | 18-20 a1 sp - 16.d-1 | underground mine |  |  |  |  | ore material | drill core | underground mining tunnels and drill cores | mineral separate | [5 empty] | mineralisation |  |  |  | sphalerite, chalcopyrite, pyrrhotite, pyrite, arsenopyrite |  |  | Sn-rich Skarn |  |  |  | galena, bismuthinite, marcasite, iron oxides, pyroxene, actinolite, quartz | thin sections and polished blocks examined using optical microscope, BSE detector, and EDS prior to analysis | EMPA, LA-ICPMS | JEOL JXA-8230 electron probe microanalyzer; RESOlution-LR 193 nm ArF excimer laser ablation system coupled to an Agilent 7700x ICP-MS | Laboratory of Mineral Resources Research Center, Fuzhou University; Adelaide Microscopy, the University of Adelaide | EPMA point analysis: accelerating voltage 15 kV, beam current 20 nA, beam diameter ~5 μm; EPMA mapping: accelerating voltage 20 kV, working current 50 nA, dwell time ~10 ms; BSE imaging: accelerating voltage 20 kV, beam current 10 nA; LA-ICP-MS: energy density 3~3.5 J/cm2, spot sizes 29 to 51 μm, repetition rates 5 Hz (polished thin-section) and 10 Hz (polished blocks), ~30 s background acquisition, ~40 s sample data acquisition | STDGL3 (Danyushevsky et al. 2011) and GSD-1G (USGS) | 3.8423 | [19 empty] | 2287.7961 | [5 empty] | 153.0158 | [5 empty] | 145.71 | [9 empty] | 76710.8462 |  | 0.16615 |  |  |  | 0.38163 | [7 empty] | 228.857 | [13 empty] | 1758.8025 | [15 empty] | 2.07 | [17 empty] | 0.13935 | [9 empty] | 1.9076 | [32 empty] | 2025 |  |  | CHN | Tibet
| Lawu |  | Magmatic hydrothermal | Skarn | Cu-Pb-Zn skarn | Cu, Pb, Zn | In, Sn | Cu, Pb, Zn, In, Sn |  |  | 18-20 a1 sp - 17.d-1 | 18-20 a1 sp - 17.d-1 | underground mine |  |  |  |  | ore material | drill core | underground mining tunnels and drill cores | mineral separate | [5 empty] | mineralisation |  |  |  | sphalerite, chalcopyrite, pyrrhotite, pyrite, arsenopyrite |  |  | Sn-rich Skarn |  |  |  | galena, bismuthinite, marcasite, iron oxides, pyroxene, actinolite, quartz | thin sections and polished blocks examined using optical microscope, BSE detector, and EDS prior to analysis | EMPA, LA-ICPMS | JEOL JXA-8230 electron probe microanalyzer; RESOlution-LR 193 nm ArF excimer laser ablation system coupled to an Agilent 7700x ICP-MS | Laboratory of Mineral Resources Research Center, Fuzhou University; Adelaide Microscopy, the University of Adelaide | EPMA point analysis: accelerating voltage 15 kV, beam current 20 nA, beam diameter ~5 μm; EPMA mapping: accelerating voltage 20 kV, working current 50 nA, dwell time ~10 ms; BSE imaging: accelerating voltage 20 kV, beam current 10 nA; LA-ICP-MS: energy density 3~3.5 J/cm2, spot sizes 29 to 51 μm, repetition rates 5 Hz (polished thin-section) and 10 Hz (polished blocks), ~30 s background acquisition, ~40 s sample data acquisition | STDGL3 (Danyushevsky et al. 2011) and GSD-1G (USGS) | 3.7849 | [19 empty] | 2321.7047 | [5 empty] | 152.769 | [5 empty] | 125.5409 | [9 empty] | 77755.8508 |  | 0.13502 |  |  |  | 0.29006 | [7 empty] | 212.1537 | [13 empty] | 1622.3134 | [15 empty] | 1.5 | [17 empty] | 0.075425 | [9 empty] | 0.54717 | [32 empty] | 2025 |  |  | CHN | Tibet
| Lawu |  | Magmatic hydrothermal | Skarn | Cu-Pb-Zn skarn | Cu, Pb, Zn | In, Sn | Cu, Pb, Zn, In, Sn |  |  | 18-20 a1 sp - 18.d-1 | 18-20 a1 sp - 18.d-1 | underground mine |  |  |  |  | ore material | drill core | underground mining tunnels and drill cores | mineral separate | [5 empty] | mineralisation |  |  |  | sphalerite, chalcopyrite, pyrrhotite, pyrite, arsenopyrite |  |  | Sn-rich Skarn |  |  |  | galena, bismuthinite, marcasite, iron oxides, pyroxene, actinolite, quartz | thin sections and polished blocks examined using optical microscope, BSE detector, and EDS prior to analysis | EMPA, LA-ICPMS | JEOL JXA-8230 electron probe microanalyzer; RESOlution-LR 193 nm ArF excimer laser ablation system coupled to an Agilent 7700x ICP-MS | Laboratory of Mineral Resources Research Center, Fuzhou University; Adelaide Microscopy, the University of Adelaide | EPMA point analysis: accelerating voltage 15 kV, beam current 20 nA, beam diameter ~5 μm; EPMA mapping: accelerating voltage 20 kV, working current 50 nA, dwell time ~10 ms; BSE imaging: accelerating voltage 20 kV, beam current 10 nA; LA-ICP-MS: energy density 3~3.5 J/cm2, spot sizes 29 to 51 μm, repetition rates 5 Hz (polished thin-section) and 10 Hz (polished blocks), ~30 s background acquisition, ~40 s sample data acquisition | STDGL3 (Danyushevsky et al. 2011) and GSD-1G (USGS) | 6.4801 | [19 empty] | 2255.418 | [5 empty] | 151.0906 | [5 empty] | 125.5409 | [9 empty] | 79528.7333 |  | 0.11248 |  |  |  | 0.27235 | [7 empty] | 211.9211 | [13 empty] | 1670.5242 | [15 empty] | 1.5 | [17 empty] | 0.31699 | [9 empty] | 0.78687 | [32 empty] | 2025 |  |  | CHN | Tibet
| Lawu |  | Magmatic hydrothermal | Skarn | Cu-Pb-Zn skarn | Cu, Pb, Zn | In, Sn | Cu, Pb, Zn, In, Sn |  |  | 18-20 a1 sp - 19.d-1 | 18-20 a1 sp - 19.d-1 | underground mine |  |  |  |  | ore material | drill core | underground mining tunnels and drill cores | mineral separate | [5 empty] | mineralisation |  |  |  | sphalerite, chalcopyrite, pyrrhotite, pyrite, arsenopyrite |  |  | Sn-rich Skarn |  |  |  | galena, bismuthinite, marcasite, iron oxides, pyroxene, actinolite, quartz | thin sections and polished blocks examined using optical microscope, BSE detector, and EDS prior to analysis | EMPA, LA-ICPMS | JEOL JXA-8230 electron probe microanalyzer; RESOlution-LR 193 nm ArF excimer laser ablation system coupled to an Agilent 7700x ICP-MS | Laboratory of Mineral Resources Research Center, Fuzhou University; Adelaide Microscopy, the University of Adelaide | EPMA point analysis: accelerating voltage 15 kV, beam current 20 nA, beam diameter ~5 μm; EPMA mapping: accelerating voltage 20 kV, working current 50 nA, dwell time ~10 ms; BSE imaging: accelerating voltage 20 kV, beam current 10 nA; LA-ICP-MS: energy density 3~3.5 J/cm2, spot sizes 29 to 51 μm, repetition rates 5 Hz (polished thin-section) and 10 Hz (polished blocks), ~30 s background acquisition, ~40 s sample data acquisition | STDGL3 (Danyushevsky et al. 2011) and GSD-1G (USGS) | 6.1981 | [19 empty] | 2179.4957 | [5 empty] | 146.1324 | [5 empty] | 125.5409 | [9 empty] | 88522.4963 |  | 0.18143 |  |  |  | 0.27096 | [7 empty] | 214.8816 | [13 empty] | 2003.0752 | [15 empty] | 1.5 | [17 empty] | 0.30132 | [9 empty] | 1.6159 | [32 empty] | 2025 |  |  | CHN | Tibet
| Lawu |  | Magmatic hydrothermal | Skarn | Cu-Pb-Zn skarn | Cu, Pb, Zn | In, Sn | Cu, Pb, Zn, In, Sn |  |  | 18-20 a1 sp - 20.d-1 | 18-20 a1 sp - 20.d-1 | underground mine |  |  |  |  | ore material | drill core | underground mining tunnels and drill cores | mineral separate | [5 empty] | mineralisation |  |  |  | sphalerite, chalcopyrite, pyrrhotite, pyrite, arsenopyrite |  |  | Sn-rich Skarn |  |  |  | galena, bismuthinite, marcasite, iron oxides, pyroxene, actinolite, quartz | thin sections and polished blocks examined using optical microscope, BSE detector, and EDS prior to analysis | EMPA, LA-ICPMS | JEOL JXA-8230 electron probe microanalyzer; RESOlution-LR 193 nm ArF excimer laser ablation system coupled to an Agilent 7700x ICP-MS | Laboratory of Mineral Resources Research Center, Fuzhou University; Adelaide Microscopy, the University of Adelaide | EPMA point analysis: accelerating voltage 15 kV, beam current 20 nA, beam diameter ~5 μm; EPMA mapping: accelerating voltage 20 kV, working current 50 nA, dwell time ~10 ms; BSE imaging: accelerating voltage 20 kV, beam current 10 nA; LA-ICP-MS: energy density 3~3.5 J/cm2, spot sizes 29 to 51 μm, repetition rates 5 Hz (polished thin-section) and 10 Hz (polished blocks), ~30 s background acquisition, ~40 s sample data acquisition | STDGL3 (Danyushevsky et al. 2011) and GSD-1G (USGS) | 5.5123 | [19 empty] | 1699.9653 | [5 empty] | 136.3783 | [5 empty] | 120.4539 | [9 empty] | 77172.1652 |  | 0.41374 |  |  |  | 0.24905 | [7 empty] | 180.0863 | [13 empty] | 1399.8514 | [15 empty] | 2.5996 | [17 empty] | 0.055804 | [9 empty] | 1.8551 | [32 empty] | 2025 |  |  | CHN | Tibet
| Lawu |  | Magmatic hydrothermal | Skarn | Cu-Pb-Zn skarn | Cu, Pb, Zn | In, Sn | Cu, Pb, Zn, In, Sn |  |  | 18-20 a1 sp - 21.d-1 | 18-20 a1 sp - 21.d-1 | underground mine |  |  |  |  | ore material | drill core | underground mining tunnels and drill cores | mineral separate | [5 empty] | mineralisation |  |  |  | sphalerite, chalcopyrite, pyrrhotite, pyrite, arsenopyrite |  |  | Sn-rich Skarn |  |  |  | galena, bismuthinite, marcasite, iron oxides, pyroxene, actinolite, quartz | thin sections and polished blocks examined using optical microscope, BSE detector, and EDS prior to analysis | EMPA, LA-ICPMS | JEOL JXA-8230 electron probe microanalyzer; RESOlution-LR 193 nm ArF excimer laser ablation system coupled to an Agilent 7700x ICP-MS | Laboratory of Mineral Resources Research Center, Fuzhou University; Adelaide Microscopy, the University of Adelaide | EPMA point analysis: accelerating voltage 15 kV, beam current 20 nA, beam diameter ~5 μm; EPMA mapping: accelerating voltage 20 kV, working current 50 nA, dwell time ~10 ms; BSE imaging: accelerating voltage 20 kV, beam current 10 nA; LA-ICP-MS: energy density 3~3.5 J/cm2, spot sizes 29 to 51 μm, repetition rates 5 Hz (polished thin-section) and 10 Hz (polished blocks), ~30 s background acquisition, ~40 s sample data acquisition | STDGL3 (Danyushevsky et al. 2011) and GSD-1G (USGS) | 2.8219 | [19 empty] | 1908.282 | [5 empty] | 142.7966 | [5 empty] | 125.5409 | [9 empty] | 92006.4557 |  | 0.18524 |  |  |  | 0.33197 | [7 empty] | 202.4902 | [13 empty] | 2055.9467 | [15 empty] | 0.69289 | [17 empty] | 0.3042 | [9 empty] | 0.60526 | [32 empty] | 2025 |  |  | CHN | Tibet
| Lawu |  | Magmatic hydrothermal | Skarn | Cu-Pb-Zn skarn | Cu, Pb, Zn | In, Sn | Cu, Pb, Zn, In, Sn |  |  | 18-20 a1 sp - 22.d-1 | 18-20 a1 sp - 22.d-1 | underground mine |  |  |  |  | ore material | drill core | underground mining tunnels and drill cores | mineral separate | [5 empty] | mineralisation |  |  |  | sphalerite, chalcopyrite, pyrrhotite, pyrite, arsenopyrite |  |  | Sn-rich Skarn |  |  |  | galena, bismuthinite, marcasite, iron oxides, pyroxene, actinolite, quartz | thin sections and polished blocks examined using optical microscope, BSE detector, and EDS prior to analysis | EMPA, LA-ICPMS | JEOL JXA-8230 electron probe microanalyzer; RESOlution-LR 193 nm ArF excimer laser ablation system coupled to an Agilent 7700x ICP-MS | Laboratory of Mineral Resources Research Center, Fuzhou University; Adelaide Microscopy, the University of Adelaide | EPMA point analysis: accelerating voltage 15 kV, beam current 20 nA, beam diameter ~5 μm; EPMA mapping: accelerating voltage 20 kV, working current 50 nA, dwell time ~10 ms; BSE imaging: accelerating voltage 20 kV, beam current 10 nA; LA-ICP-MS: energy density 3~3.5 J/cm2, spot sizes 29 to 51 μm, repetition rates 5 Hz (polished thin-section) and 10 Hz (polished blocks), ~30 s background acquisition, ~40 s sample data acquisition | STDGL3 (Danyushevsky et al. 2011) and GSD-1G (USGS) | 4.6671 | [19 empty] | 1929.7315 | [5 empty] | 145.7174 | [5 empty] | 133.5743 | [9 empty] | 82953.5813 |  | 0.1915 |  |  |  | 0.32104 | [7 empty] | 198.722 | [13 empty] | 1719.0557 | [15 empty] | 0.64666 | [17 empty] | 0.3042 | [9 empty] | 0.82222 | [32 empty] | 2025 |  |  | CHN | Tibet
| Lawu |  | Magmatic hydrothermal | Skarn | Cu-Pb-Zn skarn | Cu, Pb, Zn | In, Sn | Cu, Pb, Zn, In, Sn |  |  | 18-20 a1 sp - 23.d-1 | 18-20 a1 sp - 23.d-1 | underground mine |  |  |  |  | ore material | drill core | underground mining tunnels and drill cores | mineral separate | [5 empty] | mineralisation |  |  |  | sphalerite, chalcopyrite, pyrrhotite, pyrite, arsenopyrite |  |  | Sn-rich Skarn |  |  |  | galena, bismuthinite, marcasite, iron oxides, pyroxene, actinolite, quartz | thin sections and polished blocks examined using optical microscope, BSE detector, and EDS prior to analysis | EMPA, LA-ICPMS | JEOL JXA-8230 electron probe microanalyzer; RESOlution-LR 193 nm ArF excimer laser ablation system coupled to an Agilent 7700x ICP-MS | Laboratory of Mineral Resources Research Center, Fuzhou University; Adelaide Microscopy, the University of Adelaide | EPMA point analysis: accelerating voltage 15 kV, beam current 20 nA, beam diameter ~5 μm; EPMA mapping: accelerating voltage 20 kV, working current 50 nA, dwell time ~10 ms; BSE imaging: accelerating voltage 20 kV, beam current 10 nA; LA-ICP-MS: energy density 3~3.5 J/cm2, spot sizes 29 to 51 μm, repetition rates 5 Hz (polished thin-section) and 10 Hz (polished blocks), ~30 s background acquisition, ~40 s sample data acquisition | STDGL3 (Danyushevsky et al. 2011) and GSD-1G (USGS) | 4.0589 | [19 empty] | 2135.436 | [5 empty] | 149.3829 | [5 empty] | 125.5409 | [9 empty] | 79085.0554 |  | 0.48488 |  |  |  | 0.26113 | [7 empty] | 200.7968 | [13 empty] | 1742.1029 | [15 empty] | 2.4269 | [17 empty] | 0.10043 | [9 empty] | 0.80898 | [32 empty] | 2025 |  |  | CHN | Tibet
| Lawu |  | Magmatic hydrothermal | Skarn | Cu-Pb-Zn skarn | Cu, Pb, Zn | In, Sn | Cu, Pb, Zn, In, Sn |  |  | 18-59 a2 sp - 1.d-1 | 18-59 a2 sp - 1.d-1 | underground mine |  |  |  |  | ore material | drill core | underground mining tunnels and drill cores | mineral separate | [5 empty] | mineralisation |  |  |  | sphalerite, chalcopyrite, pyrrhotite, pyrite, arsenopyrite |  |  | Sn-rich Skarn |  |  |  | galena, bismuthinite, marcasite, iron oxides, pyroxene, actinolite, quartz | thin sections and polished blocks examined using optical microscope, BSE detector, and EDS prior to analysis | EMPA, LA-ICPMS | JEOL JXA-8230 electron probe microanalyzer; RESOlution-LR 193 nm ArF excimer laser ablation system coupled to an Agilent 7700x ICP-MS | Laboratory of Mineral Resources Research Center, Fuzhou University; Adelaide Microscopy, the University of Adelaide | EPMA point analysis: accelerating voltage 15 kV, beam current 20 nA, beam diameter ~5 μm; EPMA mapping: accelerating voltage 20 kV, working current 50 nA, dwell time ~10 ms; BSE imaging: accelerating voltage 20 kV, beam current 10 nA; LA-ICP-MS: energy density 3~3.5 J/cm2, spot sizes 29 to 51 μm, repetition rates 5 Hz (polished thin-section) and 10 Hz (polished blocks), ~30 s background acquisition, ~40 s sample data acquisition | STDGL3 (Danyushevsky et al. 2011) and GSD-1G (USGS) | 6.4049 | [19 empty] | 1978.9699 | [5 empty] | 127.4933 | [5 empty] | 30.4639 | [9 empty] | 84928.2679 |  | 0.29034 |  |  |  | 0.2744 | [7 empty] | 67.0133 | [13 empty] | 1848.8541 | [15 empty] | 3.1873 | [17 empty] | 0.20576 | [9 empty] | 0.36311 | [32 empty] | 2025 |  |  | CHN | Tibet
| Lawu |  | Magmatic hydrothermal | Skarn | Cu-Pb-Zn skarn | Cu, Pb, Zn | In, Sn | Cu, Pb, Zn, In, Sn |  |  | 18-59 a2 sp - 2.d-1 | 18-59 a2 sp - 2.d-1 | underground mine |  |  |  |  | ore material | drill core | underground mining tunnels and drill cores | mineral separate | [5 empty] | mineralisation |  |  |  | sphalerite, chalcopyrite, pyrrhotite, pyrite, arsenopyrite |  |  | Sn-rich Skarn |  |  |  | galena, bismuthinite, marcasite, iron oxides, pyroxene, actinolite, quartz | thin sections and polished blocks examined using optical microscope, BSE detector, and EDS prior to analysis | EMPA, LA-ICPMS | JEOL JXA-8230 electron probe microanalyzer; RESOlution-LR 193 nm ArF excimer laser ablation system coupled to an Agilent 7700x ICP-MS | Laboratory of Mineral Resources Research Center, Fuzhou University; Adelaide Microscopy, the University of Adelaide | EPMA point analysis: accelerating voltage 15 kV, beam current 20 nA, beam diameter ~5 μm; EPMA mapping: accelerating voltage 20 kV, working current 50 nA, dwell time ~10 ms; BSE imaging: accelerating voltage 20 kV, beam current 10 nA; LA-ICP-MS: energy density 3~3.5 J/cm2, spot sizes 29 to 51 μm, repetition rates 5 Hz (polished thin-section) and 10 Hz (polished blocks), ~30 s background acquisition, ~40 s sample data acquisition | STDGL3 (Danyushevsky et al. 2011) and GSD-1G (USGS) | 5.0053 | [19 empty] | 1820.6885 | [5 empty] | 139.4991 | [5 empty] | 36.8515 | [9 empty] | 59442.4093 |  | 0.22716 |  |  |  | 0.26439 | [7 empty] | 53.2946 | [13 empty] | 1344.8669 | [15 empty] | 1.1564 | [17 empty] | 0.027533 | [9 empty] | 0.8281 | [32 empty] | 2025 |  |  | CHN | Tibet
| Lawu |  | Magmatic hydrothermal | Skarn | Cu-Pb-Zn skarn | Cu, Pb, Zn | In, Sn | Cu, Pb, Zn, In, Sn |  |  | 18-59 a2 sp - 3.d-1 | 18-59 a2 sp - 3.d-1 | underground mine |  |  |  |  | ore material | drill core | underground mining tunnels and drill cores | mineral separate | [5 empty] | mineralisation |  |  |  | sphalerite, chalcopyrite, pyrrhotite, pyrite, arsenopyrite |  |  | Sn-rich Skarn |  |  |  | galena, bismuthinite, marcasite, iron oxides, pyroxene, actinolite, quartz | thin sections and polished blocks examined using optical microscope, BSE detector, and EDS prior to analysis | EMPA, LA-ICPMS | JEOL JXA-8230 electron probe microanalyzer; RESOlution-LR 193 nm ArF excimer laser ablation system coupled to an Agilent 7700x ICP-MS | Laboratory of Mineral Resources Research Center, Fuzhou University; Adelaide Microscopy, the University of Adelaide | EPMA point analysis: accelerating voltage 15 kV, beam current 20 nA, beam diameter ~5 μm; EPMA mapping: accelerating voltage 20 kV, working current 50 nA, dwell time ~10 ms; BSE imaging: accelerating voltage 20 kV, beam current 10 nA; LA-ICP-MS: energy density 3~3.5 J/cm2, spot sizes 29 to 51 μm, repetition rates 5 Hz (polished thin-section) and 10 Hz (polished blocks), ~30 s background acquisition, ~40 s sample data acquisition | STDGL3 (Danyushevsky et al. 2011) and GSD-1G (USGS) | 5.3724 | [19 empty] | 1820.829 | [5 empty] | 142.3007 | [5 empty] | 30.4639 | [9 empty] | 59286.0803 |  | 0.27709 |  |  |  | 0.25166 | [7 empty] | 55.6912 | [13 empty] | 1373.0149 | [15 empty] | 1.1918 | [17 empty] | 0.39782 | [9 empty] | 3.3727 | [32 empty] | 2025 |  |  | CHN | Tibet
| Lawu |  | Magmatic hydrothermal | Skarn | Cu-Pb-Zn skarn | Cu, Pb, Zn | In, Sn | Cu, Pb, Zn, In, Sn |  |  | 18-59 a2 sp - 4.d-1 | 18-59 a2 sp - 4.d-1 | underground mine |  |  |  |  | ore material | drill core | underground mining tunnels and drill cores | mineral separate | [5 empty] | mineralisation |  |  |  | sphalerite, chalcopyrite, pyrrhotite, pyrite, arsenopyrite |  |  | Sn-rich Skarn |  |  |  | galena, bismuthinite, marcasite, iron oxides, pyroxene, actinolite, quartz | thin sections and polished blocks examined using optical microscope, BSE detector, and EDS prior to analysis | EMPA, LA-ICPMS | JEOL JXA-8230 electron probe microanalyzer; RESOlution-LR 193 nm ArF excimer laser ablation system coupled to an Agilent 7700x ICP-MS | Laboratory of Mineral Resources Research Center, Fuzhou University; Adelaide Microscopy, the University of Adelaide | EPMA point analysis: accelerating voltage 15 kV, beam current 20 nA, beam diameter ~5 μm; EPMA mapping: accelerating voltage 20 kV, working current 50 nA, dwell time ~10 ms; BSE imaging: accelerating voltage 20 kV, beam current 10 nA; LA-ICP-MS: energy density 3~3.5 J/cm2, spot sizes 29 to 51 μm, repetition rates 5 Hz (polished thin-section) and 10 Hz (polished blocks), ~30 s background acquisition, ~40 s sample data acquisition | STDGL3 (Danyushevsky et al. 2011) and GSD-1G (USGS) | 5.7118 | [19 empty] | 2195.8754 | [5 empty] | 159.7972 | [5 empty] | 34.2041 | [9 empty] | 56249.6825 |  | 0.25868 |  |  |  | 0.227 | [7 empty] | 48.687 | [13 empty] | 1404.906 | [15 empty] | 0.61794 | [17 empty] | 0.092859 | [9 empty] | 1.1891 | [32 empty] | 2025 |  |  | CHN | Tibet
| Lawu |  | Magmatic hydrothermal | Skarn | Cu-Pb-Zn skarn | Cu, Pb, Zn | In, Sn | Cu, Pb, Zn, In, Sn |  |  | 18-59 a2 sp - 5.d-1 | 18-59 a2 sp - 5.d-1 | underground mine |  |  |  |  | ore material | drill core | underground mining tunnels and drill cores | mineral separate | [5 empty] | mineralisation |  |  |  | sphalerite, chalcopyrite, pyrrhotite, pyrite, arsenopyrite |  |  | Sn-rich Skarn |  |  |  | galena, bismuthinite, marcasite, iron oxides, pyroxene, actinolite, quartz | thin sections and polished blocks examined using optical microscope, BSE detector, and EDS prior to analysis | EMPA, LA-ICPMS | JEOL JXA-8230 electron probe microanalyzer; RESOlution-LR 193 nm ArF excimer laser ablation system coupled to an Agilent 7700x ICP-MS | Laboratory of Mineral Resources Research Center, Fuzhou University; Adelaide Microscopy, the University of Adelaide | EPMA point analysis: accelerating voltage 15 kV, beam current 20 nA, beam diameter ~5 μm; EPMA mapping: accelerating voltage 20 kV, working current 50 nA, dwell time ~10 ms; BSE imaging: accelerating voltage 20 kV, beam current 10 nA; LA-ICP-MS: energy density 3~3.5 J/cm2, spot sizes 29 to 51 μm, repetition rates 5 Hz (polished thin-section) and 10 Hz (polished blocks), ~30 s background acquisition, ~40 s sample data acquisition | STDGL3 (Danyushevsky et al. 2011) and GSD-1G (USGS) | 5.6263 | [19 empty] | 1874.2392 | [5 empty] | 133.301 | [5 empty] | 33.1514 | [9 empty] | 75076.5673 |  | 0.25466 |  |  |  | 0.23552 | [7 empty] | 43.8606 | [13 empty] | 1635.2782 | [15 empty] | 1.1529 | [17 empty] | 0.10611 | [9 empty] | 0.50735 | [32 empty] | 2025 |  |  | CHN | Tibet
| Lawu |  | Magmatic hydrothermal | Skarn | Cu-Pb-Zn skarn | Cu, Pb, Zn | In, Sn | Cu, Pb, Zn, In, Sn |  |  | 18-59 a2 sp - 6.d-1 | 18-59 a2 sp - 6.d-1 | underground mine |  |  |  |  | ore material | drill core | underground mining tunnels and drill cores | mineral separate | [5 empty] | mineralisation |  |  |  | sphalerite, chalcopyrite, pyrrhotite, pyrite, arsenopyrite |  |  | Sn-rich Skarn |  |  |  | galena, bismuthinite, marcasite, iron oxides, pyroxene, actinolite, quartz | thin sections and polished blocks examined using optical microscope, BSE detector, and EDS prior to analysis | EMPA, LA-ICPMS | JEOL JXA-8230 electron probe microanalyzer; RESOlution-LR 193 nm ArF excimer laser ablation system coupled to an Agilent 7700x ICP-MS | Laboratory of Mineral Resources Research Center, Fuzhou University; Adelaide Microscopy, the University of Adelaide | EPMA point analysis: accelerating voltage 15 kV, beam current 20 nA, beam diameter ~5 μm; EPMA mapping: accelerating voltage 20 kV, working current 50 nA, dwell time ~10 ms; BSE imaging: accelerating voltage 20 kV, beam current 10 nA; LA-ICP-MS: energy density 3~3.5 J/cm2, spot sizes 29 to 51 μm, repetition rates 5 Hz (polished thin-section) and 10 Hz (polished blocks), ~30 s background acquisition, ~40 s sample data acquisition | STDGL3 (Danyushevsky et al. 2011) and GSD-1G (USGS) | 5.2754 | [19 empty] | 1874.6832 | [5 empty] | 135.2091 | [5 empty] | 32.2465 | [9 empty] | 59542.9379 |  | 0.31822 |  |  |  | 0.27938 | [7 empty] | 37.9029 | [13 empty] | 1384.6208 | [15 empty] | 1.28 | [17 empty] | 0.19942 | [9 empty] | 2.4468 | [32 empty] | 2025 |  |  | CHN | Tibet
| Lawu |  | Magmatic hydrothermal | Skarn | Cu-Pb-Zn skarn | Cu, Pb, Zn | In, Sn | Cu, Pb, Zn, In, Sn |  |  | 18-59 a2 sp - 7.d-1 | 18-59 a2 sp - 7.d-1 | underground mine |  |  |  |  | ore material | drill core | underground mining tunnels and drill cores | mineral separate | [5 empty] | mineralisation |  |  |  | sphalerite, chalcopyrite, pyrrhotite, pyrite, arsenopyrite |  |  | Sn-rich Skarn |  |  |  | galena, bismuthinite, marcasite, iron oxides, pyroxene, actinolite, quartz | thin sections and polished blocks examined using optical microscope, BSE detector, and EDS prior to analysis | EMPA, LA-ICPMS | JEOL JXA-8230 electron probe microanalyzer; RESOlution-LR 193 nm ArF excimer laser ablation system coupled to an Agilent 7700x ICP-MS | Laboratory of Mineral Resources Research Center, Fuzhou University; Adelaide Microscopy, the University of Adelaide | EPMA point analysis: accelerating voltage 15 kV, beam current 20 nA, beam diameter ~5 μm; EPMA mapping: accelerating voltage 20 kV, working current 50 nA, dwell time ~10 ms; BSE imaging: accelerating voltage 20 kV, beam current 10 nA; LA-ICP-MS: energy density 3~3.5 J/cm2, spot sizes 29 to 51 μm, repetition rates 5 Hz (polished thin-section) and 10 Hz (polished blocks), ~30 s background acquisition, ~40 s sample data acquisition | STDGL3 (Danyushevsky et al. 2011) and GSD-1G (USGS) | 3.1534 | [19 empty] | 2153.6914 | [5 empty] | 146.1813 | [5 empty] | 20.4192 | [9 empty] | 52577.7951 |  | 0.3043 |  |  |  | 0.23638 | [7 empty] | 29.0811 | [13 empty] | 1570.465 | [15 empty] | 0.41213 | [17 empty] | 1.2239 | [9 empty] | 2.2292 | [32 empty] | 2025 |  |  | CHN | Tibet
| Lawu |  | Magmatic hydrothermal | Skarn | Cu-Pb-Zn skarn | Cu, Pb, Zn | In, Sn | Cu, Pb, Zn, In, Sn |  |  | 18-59 a2 sp - 8.d-1 | 18-59 a2 sp - 8.d-1 | underground mine |  |  |  |  | ore material | drill core | underground mining tunnels and drill cores | mineral separate | [5 empty] | mineralisation |  |  |  | sphalerite, chalcopyrite, pyrrhotite, pyrite, arsenopyrite |  |  | Sn-rich Skarn |  |  |  | galena, bismuthinite, marcasite, iron oxides, pyroxene, actinolite, quartz | thin sections and polished blocks examined using optical microscope, BSE detector, and EDS prior to analysis | EMPA, LA-ICPMS | JEOL JXA-8230 electron probe microanalyzer; RESOlution-LR 193 nm ArF excimer laser ablation system coupled to an Agilent 7700x ICP-MS | Laboratory of Mineral Resources Research Center, Fuzhou University; Adelaide Microscopy, the University of Adelaide | EPMA point analysis: accelerating voltage 15 kV, beam current 20 nA, beam diameter ~5 μm; EPMA mapping: accelerating voltage 20 kV, working current 50 nA, dwell time ~10 ms; BSE imaging: accelerating voltage 20 kV, beam current 10 nA; LA-ICP-MS: energy density 3~3.5 J/cm2, spot sizes 29 to 51 μm, repetition rates 5 Hz (polished thin-section) and 10 Hz (polished blocks), ~30 s background acquisition, ~40 s sample data acquisition | STDGL3 (Danyushevsky et al. 2011) and GSD-1G (USGS) | 6.0467 | [19 empty] | 1890.7775 | [5 empty] | 141.0003 | [5 empty] | 35.6204 | [9 empty] | 56696.3907 |  | 0.2103 |  |  |  | 0.23752 | [7 empty] | 49.3453 | [13 empty] | 1306.3064 | [15 empty] | 1.1918 | [17 empty] | 0.87536 | [9 empty] | 0.79119 | [32 empty] | 2025 |  |  | CHN | Tibet
| Lawu |  | Magmatic hydrothermal | Skarn | Cu-Pb-Zn skarn | Cu, Pb, Zn | In, Sn | Cu, Pb, Zn, In, Sn |  |  | 18-59 a2 sp - 9.d-1 | 18-59 a2 sp - 9.d-1 | underground mine |  |  |  |  | ore material | drill core | underground mining tunnels and drill cores | mineral separate | [5 empty] | mineralisation |  |  |  | sphalerite, chalcopyrite, pyrrhotite, pyrite, arsenopyrite |  |  | Sn-rich Skarn |  |  |  | galena, bismuthinite, marcasite, iron oxides, pyroxene, actinolite, quartz | thin sections and polished blocks examined using optical microscope, BSE detector, and EDS prior to analysis | EMPA, LA-ICPMS | JEOL JXA-8230 electron probe microanalyzer; RESOlution-LR 193 nm ArF excimer laser ablation system coupled to an Agilent 7700x ICP-MS | Laboratory of Mineral Resources Research Center, Fuzhou University; Adelaide Microscopy, the University of Adelaide | EPMA point analysis: accelerating voltage 15 kV, beam current 20 nA, beam diameter ~5 μm; EPMA mapping: accelerating voltage 20 kV, working current 50 nA, dwell time ~10 ms; BSE imaging: accelerating voltage 20 kV, beam current 10 nA; LA-ICP-MS: energy density 3~3.5 J/cm2, spot sizes 29 to 51 μm, repetition rates 5 Hz (polished thin-section) and 10 Hz (polished blocks), ~30 s background acquisition, ~40 s sample data acquisition | STDGL3 (Danyushevsky et al. 2011) and GSD-1G (USGS) | 4.5065 | [19 empty] | 2298.5786 | [5 empty] | 163.6847 | [5 empty] | 22.3383 | [9 empty] | 54518.4 |  | 0.23612 |  |  |  | 0.27814 | [7 empty] | 27.4878 | [13 empty] | 1496.9898 | [15 empty] | 0.36453 | [17 empty] | 0.25185 | [9 empty] | 0.60152 | [32 empty] | 2025 |  |  | CHN | Tibet
| Lawu |  | Magmatic hydrothermal | Skarn | Cu-Pb-Zn skarn | Cu, Pb, Zn | In, Sn | Cu, Pb, Zn, In, Sn |  |  | 18-59 a2 sp - 10.d-1 | 18-59 a2 sp - 10.d-1 | underground mine |  |  |  |  | ore material | drill core | underground mining tunnels and drill cores | mineral separate | [5 empty] | mineralisation |  |  |  | sphalerite, chalcopyrite, pyrrhotite, pyrite, arsenopyrite |  |  | Sn-rich Skarn |  |  |  | galena, bismuthinite, marcasite, iron oxides, pyroxene, actinolite, quartz | thin sections and polished blocks examined using optical microscope, BSE detector, and EDS prior to analysis | EMPA, LA-ICPMS | JEOL JXA-8230 electron probe microanalyzer; RESOlution-LR 193 nm ArF excimer laser ablation system coupled to an Agilent 7700x ICP-MS | Laboratory of Mineral Resources Research Center, Fuzhou University; Adelaide Microscopy, the University of Adelaide | EPMA point analysis: accelerating voltage 15 kV, beam current 20 nA, beam diameter ~5 μm; EPMA mapping: accelerating voltage 20 kV, working current 50 nA, dwell time ~10 ms; BSE imaging: accelerating voltage 20 kV, beam current 10 nA; LA-ICP-MS: energy density 3~3.5 J/cm2, spot sizes 29 to 51 μm, repetition rates 5 Hz (polished thin-section) and 10 Hz (polished blocks), ~30 s background acquisition, ~40 s sample data acquisition | STDGL3 (Danyushevsky et al. 2011) and GSD-1G (USGS) | 3.8196 | [19 empty] | 2348.8348 | [5 empty] | 158.2967 | [5 empty] | 19.0656 | [9 empty] | 54602.9517 |  | 0.3243 |  |  |  | 0.2072 | [7 empty] | 18.1983 | [13 empty] | 1571.294 | [15 empty] | 0.50582 | [17 empty] | 0.019455 | [9 empty] | 3.638 | [32 empty] | 2025 |  |  | CHN | Tibet
| Lawu |  | Magmatic hydrothermal | Skarn | Cu-Pb-Zn skarn | Cu, Pb, Zn | In, Sn | Cu, Pb, Zn, In, Sn |  |  | 18-59 a2 sp - 11.d-1 | 18-59 a2 sp - 11.d-1 | underground mine |  |  |  |  | ore material | drill core | underground mining tunnels and drill cores | mineral separate | [5 empty] | mineralisation |  |  |  | sphalerite, chalcopyrite, pyrrhotite, pyrite, arsenopyrite |  |  | Sn-rich Skarn |  |  |  | galena, bismuthinite, marcasite, iron oxides, pyroxene, actinolite, quartz | thin sections and polished blocks examined using optical microscope, BSE detector, and EDS prior to analysis | EMPA, LA-ICPMS | JEOL JXA-8230 electron probe microanalyzer; RESOlution-LR 193 nm ArF excimer laser ablation system coupled to an Agilent 7700x ICP-MS | Laboratory of Mineral Resources Research Center, Fuzhou University; Adelaide Microscopy, the University of Adelaide | EPMA point analysis: accelerating voltage 15 kV, beam current 20 nA, beam diameter ~5 μm; EPMA mapping: accelerating voltage 20 kV, working current 50 nA, dwell time ~10 ms; BSE imaging: accelerating voltage 20 kV, beam current 10 nA; LA-ICP-MS: energy density 3~3.5 J/cm2, spot sizes 29 to 51 μm, repetition rates 5 Hz (polished thin-section) and 10 Hz (polished blocks), ~30 s background acquisition, ~40 s sample data acquisition | STDGL3 (Danyushevsky et al. 2011) and GSD-1G (USGS) | 4.9207 | [19 empty] | 1785.4019 | [5 empty] | 137.0985 | [5 empty] | 20.5249 | [9 empty] | 61110.0966 |  | 0.26714 |  |  |  | 0.24676 | [7 empty] | 12.7025 | [13 empty] | 1258.4906 | [15 empty] | 1.212 | [17 empty] | 0.023225 | [9 empty] | 3.9192 | [32 empty] | 2025 |  |  | CHN | Tibet
| Lawu |  | Magmatic hydrothermal | Skarn | Cu-Pb-Zn skarn | Cu, Pb, Zn | In, Sn | Cu, Pb, Zn, In, Sn |  |  | 18-59 a2 sp - 12.d-1 | 18-59 a2 sp - 12.d-1 | underground mine |  |  |  |  | ore material | drill core | underground mining tunnels and drill cores | mineral separate | [5 empty] | mineralisation |  |  |  | sphalerite, chalcopyrite, pyrrhotite, pyrite, arsenopyrite |  |  | Sn-rich Skarn |  |  |  | galena, bismuthinite, marcasite, iron oxides, pyroxene, actinolite, quartz | thin sections and polished blocks examined using optical microscope, BSE detector, and EDS prior to analysis | EMPA, LA-ICPMS | JEOL JXA-8230 electron probe microanalyzer; RESOlution-LR 193 nm ArF excimer laser ablation system coupled to an Agilent 7700x ICP-MS | Laboratory of Mineral Resources Research Center, Fuzhou University; Adelaide Microscopy, the University of Adelaide | EPMA point analysis: accelerating voltage 15 kV, beam current 20 nA, beam diameter ~5 μm; EPMA mapping: accelerating voltage 20 kV, working current 50 nA, dwell time ~10 ms; BSE imaging: accelerating voltage 20 kV, beam current 10 nA; LA-ICP-MS: energy density 3~3.5 J/cm2, spot sizes 29 to 51 μm, repetition rates 5 Hz (polished thin-section) and 10 Hz (polished blocks), ~30 s background acquisition, ~40 s sample data acquisition | STDGL3 (Danyushevsky et al. 2011) and GSD-1G (USGS) | 3.6059 | [19 empty] | 1721.3599 | [5 empty] | 132.1895 | [5 empty] | 27.063 | [9 empty] | 64188.8858 |  | 0.29143 |  |  |  | 0.25371 | [7 empty] | 37.7284 | [13 empty] | 1359.2492 | [15 empty] | 0.18296 | [17 empty] | 0.25185 | [9 empty] | 0.76844 | [32 empty] | 2025 |  |  | CHN | Tibet
| Lawu |  | Magmatic hydrothermal | Skarn | Cu-Pb-Zn skarn | Cu, Pb, Zn | In, Sn | Cu, Pb, Zn, In, Sn |  |  | 18-59 a2 sp - 13.d-1 | 18-59 a2 sp - 13.d-1 | underground mine |  |  |  |  | ore material | drill core | underground mining tunnels and drill cores | mineral separate | [5 empty] | mineralisation |  |  |  | sphalerite, chalcopyrite, pyrrhotite, pyrite, arsenopyrite |  |  | Sn-rich Skarn |  |  |  | galena, bismuthinite, marcasite, iron oxides, pyroxene, actinolite, quartz | thin sections and polished blocks examined using optical microscope, BSE detector, and EDS prior to analysis | EMPA, LA-ICPMS | JEOL JXA-8230 electron probe microanalyzer; RESOlution-LR 193 nm ArF excimer laser ablation system coupled to an Agilent 7700x ICP-MS | Laboratory of Mineral Resources Research Center, Fuzhou University; Adelaide Microscopy, the University of Adelaide | EPMA point analysis: accelerating voltage 15 kV, beam current 20 nA, beam diameter ~5 μm; EPMA mapping: accelerating voltage 20 kV, working current 50 nA, dwell time ~10 ms; BSE imaging: accelerating voltage 20 kV, beam current 10 nA; LA-ICP-MS: energy density 3~3.5 J/cm2, spot sizes 29 to 51 μm, repetition rates 5 Hz (polished thin-section) and 10 Hz (polished blocks), ~30 s background acquisition, ~40 s sample data acquisition | STDGL3 (Danyushevsky et al. 2011) and GSD-1G (USGS) | 7.8661 | [19 empty] | 1774.7474 | [5 empty] | 127.5794 | [5 empty] | 30.4639 | [9 empty] | 74754.2437 |  | 0.46104 |  |  |  | 0.24592 | [7 empty] | 44.8484 | [13 empty] | 1624.7062 | [15 empty] | 2.841 | [17 empty] | 0.1607 | [9 empty] | 0.65077 | [32 empty] | 2025 |  |  | CHN | Tibet
| Lawu |  | Magmatic hydrothermal | Skarn | Cu-Pb-Zn skarn | Cu, Pb, Zn | In, Sn | Cu, Pb, Zn, In, Sn |  |  | 18-59 a2 sp - 14.d-1 | 18-59 a2 sp - 14.d-1 | underground mine |  |  |  |  | ore material | drill core | underground mining tunnels and drill cores | mineral separate | [5 empty] | mineralisation |  |  |  | sphalerite, chalcopyrite, pyrrhotite, pyrite, arsenopyrite |  |  | Sn-rich Skarn |  |  |  | galena, bismuthinite, marcasite, iron oxides, pyroxene, actinolite, quartz | thin sections and polished blocks examined using optical microscope, BSE detector, and EDS prior to analysis | EMPA, LA-ICPMS | JEOL JXA-8230 electron probe microanalyzer; RESOlution-LR 193 nm ArF excimer laser ablation system coupled to an Agilent 7700x ICP-MS | Laboratory of Mineral Resources Research Center, Fuzhou University; Adelaide Microscopy, the University of Adelaide | EPMA point analysis: accelerating voltage 15 kV, beam current 20 nA, beam diameter ~5 μm; EPMA mapping: accelerating voltage 20 kV, working current 50 nA, dwell time ~10 ms; BSE imaging: accelerating voltage 20 kV, beam current 10 nA; LA-ICP-MS: energy density 3~3.5 J/cm2, spot sizes 29 to 51 μm, repetition rates 5 Hz (polished thin-section) and 10 Hz (polished blocks), ~30 s background acquisition, ~40 s sample data acquisition | STDGL3 (Danyushevsky et al. 2011) and GSD-1G (USGS) | 3.1155 | [19 empty] | 1683.1888 | [5 empty] | 133.2172 | [5 empty] | 42.3617 | [9 empty] | 59348.6172 |  | 0.29548 |  |  |  | 0.2679 | [7 empty] | 51.0884 | [13 empty] | 1280.0129 | [15 empty] | 0.50397 | [17 empty] | 0.031014 | [9 empty] | 0.58291 | [32 empty] | 2025 |  |  | CHN | Tibet
| Lawu |  | Magmatic hydrothermal | Skarn | Cu-Pb-Zn skarn | Cu, Pb, Zn | In, Sn | Cu, Pb, Zn, In, Sn |  |  | 18-59 a2 sp - 15.d-1 | 18-59 a2 sp - 15.d-1 | underground mine |  |  |  |  | ore material | drill core | underground mining tunnels and drill cores | mineral separate | [5 empty] | mineralisation |  |  |  | sphalerite, chalcopyrite, pyrrhotite, pyrite, arsenopyrite |  |  | Sn-rich Skarn |  |  |  | galena, bismuthinite, marcasite, iron oxides, pyroxene, actinolite, quartz | thin sections and polished blocks examined using optical microscope, BSE detector, and EDS prior to analysis | EMPA, LA-ICPMS | JEOL JXA-8230 electron probe microanalyzer; RESOlution-LR 193 nm ArF excimer laser ablation system coupled to an Agilent 7700x ICP-MS | Laboratory of Mineral Resources Research Center, Fuzhou University; Adelaide Microscopy, the University of Adelaide | EPMA point analysis: accelerating voltage 15 kV, beam current 20 nA, beam diameter ~5 μm; EPMA mapping: accelerating voltage 20 kV, working current 50 nA, dwell time ~10 ms; BSE imaging: accelerating voltage 20 kV, beam current 10 nA; LA-ICP-MS: energy density 3~3.5 J/cm2, spot sizes 29 to 51 μm, repetition rates 5 Hz (polished thin-section) and 10 Hz (polished blocks), ~30 s background acquisition, ~40 s sample data acquisition | STDGL3 (Danyushevsky et al. 2011) and GSD-1G (USGS) | 6.9959 | [19 empty] | 1654.8318 | [5 empty] | 134.2303 | [5 empty] | 56.8828 | [9 empty] | 55052.089 |  | 0.28933 |  |  |  | 0.23709 | [7 empty] | 46.7103 | [13 empty] | 1156.6169 | [15 empty] | 1.1918 | [17 empty] | 0.75844 | [9 empty] | 8.4997 | [32 empty] | 2025 |  |  | CHN | Tibet
| Lawu |  | Magmatic hydrothermal | Skarn | Cu-Pb-Zn skarn | Cu, Pb, Zn | In, Sn | Cu, Pb, Zn, In, Sn |  |  | 18-59 a2 sp - 16.d-1 | 18-59 a2 sp - 16.d-1 | underground mine |  |  |  |  | ore material | drill core | underground mining tunnels and drill cores | mineral separate | [5 empty] | mineralisation |  |  |  | sphalerite, chalcopyrite, pyrrhotite, pyrite, arsenopyrite |  |  | Sn-rich Skarn |  |  |  | galena, bismuthinite, marcasite, iron oxides, pyroxene, actinolite, quartz | thin sections and polished blocks examined using optical microscope, BSE detector, and EDS prior to analysis | EMPA, LA-ICPMS | JEOL JXA-8230 electron probe microanalyzer; RESOlution-LR 193 nm ArF excimer laser ablation system coupled to an Agilent 7700x ICP-MS | Laboratory of Mineral Resources Research Center, Fuzhou University; Adelaide Microscopy, the University of Adelaide | EPMA point analysis: accelerating voltage 15 kV, beam current 20 nA, beam diameter ~5 μm; EPMA mapping: accelerating voltage 20 kV, working current 50 nA, dwell time ~10 ms; BSE imaging: accelerating voltage 20 kV, beam current 10 nA; LA-ICP-MS: energy density 3~3.5 J/cm2, spot sizes 29 to 51 μm, repetition rates 5 Hz (polished thin-section) and 10 Hz (polished blocks), ~30 s background acquisition, ~40 s sample data acquisition | STDGL3 (Danyushevsky et al. 2011) and GSD-1G (USGS) | 5.029 | [19 empty] | 1872.754 | [5 empty] | 119.7082 | [5 empty] | 30.4639 | [9 empty] | 86593.0203 |  | 0.22543 |  |  |  | 0.23891 | [7 empty] | 43.8888 | [13 empty] | 1912.8624 | [15 empty] | 1.6043 | [17 empty] | 0.17072 | [9 empty] | 3.4349 | [32 empty] | 2025 |  |  | CHN | Tibet
| Lawu |  | Magmatic hydrothermal | Skarn | Cu-Pb-Zn skarn | Cu, Pb, Zn | In, Sn | Cu, Pb, Zn, In, Sn |  |  | 18-59 a2 sp - 17.d-1 | 18-59 a2 sp - 17.d-1 | underground mine |  |  |  |  | ore material | drill core | underground mining tunnels and drill cores | mineral separate | [5 empty] | mineralisation |  |  |  | sphalerite, chalcopyrite, pyrrhotite, pyrite, arsenopyrite |  |  | Sn-rich Skarn |  |  |  | galena, bismuthinite, marcasite, iron oxides, pyroxene, actinolite, quartz | thin sections and polished blocks examined using optical microscope, BSE detector, and EDS prior to analysis | EMPA, LA-ICPMS | JEOL JXA-8230 electron probe microanalyzer; RESOlution-LR 193 nm ArF excimer laser ablation system coupled to an Agilent 7700x ICP-MS | Laboratory of Mineral Resources Research Center, Fuzhou University; Adelaide Microscopy, the University of Adelaide | EPMA point analysis: accelerating voltage 15 kV, beam current 20 nA, beam diameter ~5 μm; EPMA mapping: accelerating voltage 20 kV, working current 50 nA, dwell time ~10 ms; BSE imaging: accelerating voltage 20 kV, beam current 10 nA; LA-ICP-MS: energy density 3~3.5 J/cm2, spot sizes 29 to 51 μm, repetition rates 5 Hz (polished thin-section) and 10 Hz (polished blocks), ~30 s background acquisition, ~40 s sample data acquisition | STDGL3 (Danyushevsky et al. 2011) and GSD-1G (USGS) | 5.8618 | [19 empty] | 1762.36 | [5 empty] | 126.6984 | [5 empty] | 19.4051 | [9 empty] | 80647.1246 |  | 0.29492 |  |  |  | 0.2598 | [7 empty] | 9.3725 | [13 empty] | 1696.7504 | [15 empty] | 2.2125 | [17 empty] | 0.038312 | [9 empty] | 2.8255 | [32 empty] | 2025 |  |  | CHN | Tibet
| Lawu |  | Magmatic hydrothermal | Skarn | Cu-Pb-Zn skarn | Cu, Pb, Zn | In, Sn | Cu, Pb, Zn, In, Sn |  |  | 18-59 a2 sp - 18.d-1 | 18-59 a2 sp - 18.d-1 | underground mine |  |  |  |  | ore material | drill core | underground mining tunnels and drill cores | mineral separate | [5 empty] | mineralisation |  |  |  | sphalerite, chalcopyrite, pyrrhotite, pyrite, arsenopyrite |  |  | Sn-rich Skarn |  |  |  | galena, bismuthinite, marcasite, iron oxides, pyroxene, actinolite, quartz | thin sections and polished blocks examined using optical microscope, BSE detector, and EDS prior to analysis | EMPA, LA-ICPMS | JEOL JXA-8230 electron probe microanalyzer; RESOlution-LR 193 nm ArF excimer laser ablation system coupled to an Agilent 7700x ICP-MS | Laboratory of Mineral Resources Research Center, Fuzhou University; Adelaide Microscopy, the University of Adelaide | EPMA point analysis: accelerating voltage 15 kV, beam current 20 nA, beam diameter ~5 μm; EPMA mapping: accelerating voltage 20 kV, working current 50 nA, dwell time ~10 ms; BSE imaging: accelerating voltage 20 kV, beam current 10 nA; LA-ICP-MS: energy density 3~3.5 J/cm2, spot sizes 29 to 51 μm, repetition rates 5 Hz (polished thin-section) and 10 Hz (polished blocks), ~30 s background acquisition, ~40 s sample data acquisition | STDGL3 (Danyushevsky et al. 2011) and GSD-1G (USGS) | 7.1288 | [19 empty] | 1765.2584 | [5 empty] | 128.1604 | [5 empty] | 30.4639 | [9 empty] | 66325.1928 |  | 0.27092 |  |  |  | 0.2431 | [7 empty] | 59.5391 | [13 empty] | 1431.2693 | [15 empty] | 1.1918 | [17 empty] | 0.29145 | [9 empty] | 2.6703 | [32 empty] | 2025 |  |  | CHN | Tibet
| Lawu |  | Magmatic hydrothermal | Skarn | Cu-Pb-Zn skarn | Cu, Pb, Zn | In, Sn | Cu, Pb, Zn, In, Sn |  |  | 18-59 a2 sp - 19.d-1 | 18-59 a2 sp - 19.d-1 | underground mine |  |  |  |  | ore material | drill core | underground mining tunnels and drill cores | mineral separate | [5 empty] | mineralisation |  |  |  | sphalerite, chalcopyrite, pyrrhotite, pyrite, arsenopyrite |  |  | Sn-rich Skarn |  |  |  | galena, bismuthinite, marcasite, iron oxides, pyroxene, actinolite, quartz | thin sections and polished blocks examined using optical microscope, BSE detector, and EDS prior to analysis | EMPA, LA-ICPMS | JEOL JXA-8230 electron probe microanalyzer; RESOlution-LR 193 nm ArF excimer laser ablation system coupled to an Agilent 7700x ICP-MS | Laboratory of Mineral Resources Research Center, Fuzhou University; Adelaide Microscopy, the University of Adelaide | EPMA point analysis: accelerating voltage 15 kV, beam current 20 nA, beam diameter ~5 μm; EPMA mapping: accelerating voltage 20 kV, working current 50 nA, dwell time ~10 ms; BSE imaging: accelerating voltage 20 kV, beam current 10 nA; LA-ICP-MS: energy density 3~3.5 J/cm2, spot sizes 29 to 51 μm, repetition rates 5 Hz (polished thin-section) and 10 Hz (polished blocks), ~30 s background acquisition, ~40 s sample data acquisition | STDGL3 (Danyushevsky et al. 2011) and GSD-1G (USGS) | 4.2284 | [19 empty] | 1953.686 | [5 empty] | 147.268 | [5 empty] | 17.8385 | [9 empty] | 48973.0166 |  | 0.23511 |  |  |  | 0.24319 | [7 empty] | 18.8235 | [13 empty] | 1128.3569 | [15 empty] | 1.1918 | [17 empty] | 0.18438 | [9 empty] | 2.4545 | [32 empty] | 2025 |  |  | CHN | Tibet
| Lawu |  | Magmatic hydrothermal | Skarn | Cu-Pb-Zn skarn | Cu, Pb, Zn | In, Sn | Cu, Pb, Zn, In, Sn |  |  | 18-59 a2 sp - 20.d-1 | 18-59 a2 sp - 20.d-1 | underground mine |  |  |  |  | ore material | drill core | underground mining tunnels and drill cores | mineral separate | [5 empty] | mineralisation |  |  |  | sphalerite, chalcopyrite, pyrrhotite, pyrite, arsenopyrite |  |  | Sn-rich Skarn |  |  |  | galena, bismuthinite, marcasite, iron oxides, pyroxene, actinolite, quartz | thin sections and polished blocks examined using optical microscope, BSE detector, and EDS prior to analysis | EMPA, LA-ICPMS | JEOL JXA-8230 electron probe microanalyzer; RESOlution-LR 193 nm ArF excimer laser ablation system coupled to an Agilent 7700x ICP-MS | Laboratory of Mineral Resources Research Center, Fuzhou University; Adelaide Microscopy, the University of Adelaide | EPMA point analysis: accelerating voltage 15 kV, beam current 20 nA, beam diameter ~5 μm; EPMA mapping: accelerating voltage 20 kV, working current 50 nA, dwell time ~10 ms; BSE imaging: accelerating voltage 20 kV, beam current 10 nA; LA-ICP-MS: energy density 3~3.5 J/cm2, spot sizes 29 to 51 μm, repetition rates 5 Hz (polished thin-section) and 10 Hz (polished blocks), ~30 s background acquisition, ~40 s sample data acquisition | STDGL3 (Danyushevsky et al. 2011) and GSD-1G (USGS) | 7.489 | [19 empty] | 1990.8314 | [5 empty] | 133.9287 | [5 empty] | 37.6323 | [9 empty] | 52547.9635 |  | 0.13974 |  |  |  | 0.20995 | [7 empty] | 53.6926 | [13 empty] | 1213.8455 | [15 empty] | 2.2093 | [17 empty] | 0.03058 | [9 empty] | 0.49864 | [32 empty] | 2025 |  |  | CHN | Tibet
| Lawu |  | Magmatic hydrothermal | Skarn | Cu-Pb-Zn skarn | Cu, Pb, Zn | In, Sn | Cu, Pb, Zn, In, Sn |  |  | 18-59 a2 sp - 21.d-1 | 18-59 a2 sp - 21.d-1 | underground mine |  |  |  |  | ore material | drill core | underground mining tunnels and drill cores | mineral separate | [5 empty] | mineralisation |  |  |  | sphalerite, chalcopyrite, pyrrhotite, pyrite, arsenopyrite |  |  | Sn-rich Skarn |  |  |  | galena, bismuthinite, marcasite, iron oxides, pyroxene, actinolite, quartz | thin sections and polished blocks examined using optical microscope, BSE detector, and EDS prior to analysis | EMPA, LA-ICPMS | JEOL JXA-8230 electron probe microanalyzer; RESOlution-LR 193 nm ArF excimer laser ablation system coupled to an Agilent 7700x ICP-MS | Laboratory of Mineral Resources Research Center, Fuzhou University; Adelaide Microscopy, the University of Adelaide | EPMA point analysis: accelerating voltage 15 kV, beam current 20 nA, beam diameter ~5 μm; EPMA mapping: accelerating voltage 20 kV, working current 50 nA, dwell time ~10 ms; BSE imaging: accelerating voltage 20 kV, beam current 10 nA; LA-ICP-MS: energy density 3~3.5 J/cm2, spot sizes 29 to 51 μm, repetition rates 5 Hz (polished thin-section) and 10 Hz (polished blocks), ~30 s background acquisition, ~40 s sample data acquisition | STDGL3 (Danyushevsky et al. 2011) and GSD-1G (USGS) | 2.9258 | [19 empty] | 2187.9579 | [5 empty] | 140.2848 | [5 empty] | 23.5277 | [9 empty] | 53788.6284 |  | 0.22912 |  |  |  | 0.22388 | [7 empty] | 29.4932 | [13 empty] | 1466.7303 | [15 empty] | 0.34752 | [17 empty] | 0.12074 | [9 empty] | 2.5361 | [32 empty] | 2025 |  |  | CHN | Tibet
| Lawu |  | Magmatic hydrothermal | Skarn | Cu-Pb-Zn skarn | Cu, Pb, Zn | In, Sn | Cu, Pb, Zn, In, Sn |  |  | 18-59 a2 sp - 22.d-1 | 18-59 a2 sp - 22.d-1 | underground mine |  |  |  |  | ore material | drill core | underground mining tunnels and drill cores | mineral separate | [5 empty] | mineralisation |  |  |  | sphalerite, chalcopyrite, pyrrhotite, pyrite, arsenopyrite |  |  | Sn-rich Skarn |  |  |  | galena, bismuthinite, marcasite, iron oxides, pyroxene, actinolite, quartz | thin sections and polished blocks examined using optical microscope, BSE detector, and EDS prior to analysis | EMPA, LA-ICPMS | JEOL JXA-8230 electron probe microanalyzer; RESOlution-LR 193 nm ArF excimer laser ablation system coupled to an Agilent 7700x ICP-MS | Laboratory of Mineral Resources Research Center, Fuzhou University; Adelaide Microscopy, the University of Adelaide | EPMA point analysis: accelerating voltage 15 kV, beam current 20 nA, beam diameter ~5 μm; EPMA mapping: accelerating voltage 20 kV, working current 50 nA, dwell time ~10 ms; BSE imaging: accelerating voltage 20 kV, beam current 10 nA; LA-ICP-MS: energy density 3~3.5 J/cm2, spot sizes 29 to 51 μm, repetition rates 5 Hz (polished thin-section) and 10 Hz (polished blocks), ~30 s background acquisition, ~40 s sample data acquisition | STDGL3 (Danyushevsky et al. 2011) and GSD-1G (USGS) | 3.9451 | [19 empty] | 2351.5696 | [5 empty] | 151.1978 | [5 empty] | 20.6476 | [9 empty] | 50101.7618 |  | 0.17597 |  |  |  | 0.19539 | [7 empty] | 27.297 | [13 empty] | 1524.474 | [15 empty] | 0.84495 | [17 empty] | 0.25185 | [9 empty] | 0.89731 | [32 empty] | 2025 |  |  | CHN | Tibet
| Lawu |  | Magmatic hydrothermal | Skarn | Cu-Pb-Zn skarn | Cu, Pb, Zn | In, Sn | Cu, Pb, Zn, In, Sn |  |  | 18-59 a2 sp - 23.d-1 | 18-59 a2 sp - 23.d-1 | underground mine |  |  |  |  | ore material | drill core | underground mining tunnels and drill cores | mineral separate | [5 empty] | mineralisation |  |  |  | sphalerite, chalcopyrite, pyrrhotite, pyrite, arsenopyrite |  |  | Sn-rich Skarn |  |  |  | galena, bismuthinite, marcasite, iron oxides, pyroxene, actinolite, quartz | thin sections and polished blocks examined using optical microscope, BSE detector, and EDS prior to analysis | EMPA, LA-ICPMS | JEOL JXA-8230 electron probe microanalyzer; RESOlution-LR 193 nm ArF excimer laser ablation system coupled to an Agilent 7700x ICP-MS | Laboratory of Mineral Resources Research Center, Fuzhou University; Adelaide Microscopy, the University of Adelaide | EPMA point analysis: accelerating voltage 15 kV, beam current 20 nA, beam diameter ~5 μm; EPMA mapping: accelerating voltage 20 kV, working current 50 nA, dwell time ~10 ms; BSE imaging: accelerating voltage 20 kV, beam current 10 nA; LA-ICP-MS: energy density 3~3.5 J/cm2, spot sizes 29 to 51 μm, repetition rates 5 Hz (polished thin-section) and 10 Hz (polished blocks), ~30 s background acquisition, ~40 s sample data acquisition | STDGL3 (Danyushevsky et al. 2011) and GSD-1G (USGS) | 6.4835 | [19 empty] | 1814.9849 | [5 empty] | 126.4902 | [5 empty] | 30.4639 | [9 empty] | 81115.5672 |  | 0.16236 |  |  |  | 0.22884 | [7 empty] | 12.1694 | [13 empty] | 1734.062 | [15 empty] | 1.1918 | [17 empty] | 0.18882 | [9 empty] | 2.3892 | [32 empty] | 2025 |  |  | CHN | Tibet
| Lawu |  | Magmatic hydrothermal | Skarn | Cu-Pb-Zn skarn | Cu, Pb, Zn | In, Sn | Cu, Pb, Zn, In, Sn |  |  | 18-59 a2 sp - 24.d-1 | 18-59 a2 sp - 24.d-1 | underground mine |  |  |  |  | ore material | drill core | underground mining tunnels and drill cores | mineral separate | [5 empty] | mineralisation |  |  |  | sphalerite, chalcopyrite, pyrrhotite, pyrite, arsenopyrite |  |  | Sn-rich Skarn |  |  |  | galena, bismuthinite, marcasite, iron oxides, pyroxene, actinolite, quartz | thin sections and polished blocks examined using optical microscope, BSE detector, and EDS prior to analysis | EMPA, LA-ICPMS | JEOL JXA-8230 electron probe microanalyzer; RESOlution-LR 193 nm ArF excimer laser ablation system coupled to an Agilent 7700x ICP-MS | Laboratory of Mineral Resources Research Center, Fuzhou University; Adelaide Microscopy, the University of Adelaide | EPMA point analysis: accelerating voltage 15 kV, beam current 20 nA, beam diameter ~5 μm; EPMA mapping: accelerating voltage 20 kV, working current 50 nA, dwell time ~10 ms; BSE imaging: accelerating voltage 20 kV, beam current 10 nA; LA-ICP-MS: energy density 3~3.5 J/cm2, spot sizes 29 to 51 μm, repetition rates 5 Hz (polished thin-section) and 10 Hz (polished blocks), ~30 s background acquisition, ~40 s sample data acquisition | STDGL3 (Danyushevsky et al. 2011) and GSD-1G (USGS) | 7.0579 | [19 empty] | 1791.0925 | [5 empty] | 122.1138 | [5 empty] | 30.4639 | [9 empty] | 81518.9146 |  | 0.31267 |  |  |  | 0.22322 | [7 empty] | 17.4059 | [13 empty] | 1747.1382 | [15 empty] | 1.1918 | [17 empty] | 0.28948 | [9 empty] | 0.62737 | [32 empty] | 2025 |  |  | CHN | Tibet
| Lawu |  | Magmatic hydrothermal | Skarn | Cu-Pb-Zn skarn | Cu, Pb, Zn | In, Sn | Cu, Pb, Zn, In, Sn |  |  | 18-59 a2 sp - 25.d-1 | 18-59 a2 sp - 25.d-1 | underground mine |  |  |  |  | ore material | drill core | underground mining tunnels and drill cores | mineral separate | [5 empty] | mineralisation |  |  |  | sphalerite, chalcopyrite, pyrrhotite, pyrite, arsenopyrite |  |  | Sn-rich Skarn |  |  |  | galena, bismuthinite, marcasite, iron oxides, pyroxene, actinolite, quartz | thin sections and polished blocks examined using optical microscope, BSE detector, and EDS prior to analysis | EMPA, LA-ICPMS | JEOL JXA-8230 electron probe microanalyzer; RESOlution-LR 193 nm ArF excimer laser ablation system coupled to an Agilent 7700x ICP-MS | Laboratory of Mineral Resources Research Center, Fuzhou University; Adelaide Microscopy, the University of Adelaide | EPMA point analysis: accelerating voltage 15 kV, beam current 20 nA, beam diameter ~5 μm; EPMA mapping: accelerating voltage 20 kV, working current 50 nA, dwell time ~10 ms; BSE imaging: accelerating voltage 20 kV, beam current 10 nA; LA-ICP-MS: energy density 3~3.5 J/cm2, spot sizes 29 to 51 μm, repetition rates 5 Hz (polished thin-section) and 10 Hz (polished blocks), ~30 s background acquisition, ~40 s sample data acquisition | STDGL3 (Danyushevsky et al. 2011) and GSD-1G (USGS) | 5.1683 | [19 empty] | 1764.1476 | [5 empty] | 125.7849 | [5 empty] | 34.6059 | [9 empty] | 63343.806 |  | 0.20878 |  |  |  | 0.28512 | [7 empty] | 43.8034 | [13 empty] | 1311.2619 | [15 empty] | 1.6174 | [17 empty] | 0.10457 | [9 empty] | 0.46342 | [32 empty] | 2025 |  |  | CHN | Tibet
| Lawu |  | Magmatic hydrothermal | Skarn | Cu-Pb-Zn skarn | Cu, Pb, Zn | In, Sn | Cu, Pb, Zn, In, Sn |  |  | 18-59 a2 sp - 26.d-1 | 18-59 a2 sp - 26.d-1 | underground mine |  |  |  |  | ore material | drill core | underground mining tunnels and drill cores | mineral separate | [5 empty] | mineralisation |  |  |  | sphalerite, chalcopyrite, pyrrhotite, pyrite, arsenopyrite |  |  | Sn-rich Skarn |  |  |  | galena, bismuthinite, marcasite, iron oxides, pyroxene, actinolite, quartz | thin sections and polished blocks examined using optical microscope, BSE detector, and EDS prior to analysis | EMPA, LA-ICPMS | JEOL JXA-8230 electron probe microanalyzer; RESOlution-LR 193 nm ArF excimer laser ablation system coupled to an Agilent 7700x ICP-MS | Laboratory of Mineral Resources Research Center, Fuzhou University; Adelaide Microscopy, the University of Adelaide | EPMA point analysis: accelerating voltage 15 kV, beam current 20 nA, beam diameter ~5 μm; EPMA mapping: accelerating voltage 20 kV, working current 50 nA, dwell time ~10 ms; BSE imaging: accelerating voltage 20 kV, beam current 10 nA; LA-ICP-MS: energy density 3~3.5 J/cm2, spot sizes 29 to 51 μm, repetition rates 5 Hz (polished thin-section) and 10 Hz (polished blocks), ~30 s background acquisition, ~40 s sample data acquisition | STDGL3 (Danyushevsky et al. 2011) and GSD-1G (USGS) | 3.4595 | [19 empty] | 1872.5206 | [5 empty] | 140.4208 | [5 empty] | 44.4278 | [9 empty] | 61324.8683 |  | 0.25817 |  |  |  | 0.30199 | [7 empty] | 66.609 | [13 empty] | 1372.8905 | [15 empty] | 0.39111 | [17 empty] | 0.25185 | [9 empty] | 0.55353 | [32 empty] | 2025 |  |  | CHN | Tibet
| Lawu |  | Magmatic hydrothermal | Skarn | Cu-Pb-Zn skarn | Cu, Pb, Zn | In, Sn | Cu, Pb, Zn, In, Sn |  |  | 18-85 a1 sp - 1.d-1 | 18-85 a1 sp - 1.d-1 | underground mine |  |  |  |  | ore material | drill core | underground mining tunnels and drill cores | mineral separate | [5 empty] | mineralisation |  |  |  | sphalerite, chalcopyrite, pyrrhotite, pyrite, arsenopyrite |  |  | Sn-rich Skarn |  |  |  | galena, bismuthinite, marcasite, iron oxides, pyroxene, actinolite, quartz | thin sections and polished blocks examined using optical microscope, BSE detector, and EDS prior to analysis | EMPA, LA-ICPMS | JEOL JXA-8230 electron probe microanalyzer; RESOlution-LR 193 nm ArF excimer laser ablation system coupled to an Agilent 7700x ICP-MS | Laboratory of Mineral Resources Research Center, Fuzhou University; Adelaide Microscopy, the University of Adelaide | EPMA point analysis: accelerating voltage 15 kV, beam current 20 nA, beam diameter ~5 μm; EPMA mapping: accelerating voltage 20 kV, working current 50 nA, dwell time ~10 ms; BSE imaging: accelerating voltage 20 kV, beam current 10 nA; LA-ICP-MS: energy density 3~3.5 J/cm2, spot sizes 29 to 51 μm, repetition rates 5 Hz (polished thin-section) and 10 Hz (polished blocks), ~30 s background acquisition, ~40 s sample data acquisition | STDGL3 (Danyushevsky et al. 2011) and GSD-1G (USGS) | 10.0801 | [19 empty] | 2054.2088 | [5 empty] | 195.2347 | [5 empty] | 56.1001 | [9 empty] | 89341.1064 |  | 0.20648 |  |  |  | 0.22363 | [7 empty] | 125.3315 | [13 empty] | 1792.0213 | [15 empty] | 3.5121 | [17 empty] | 0.096556 | [9 empty] | 0.89659 | [32 empty] | 2025 |  |  | CHN | Tibet
| Lawu |  | Magmatic hydrothermal | Skarn | Cu-Pb-Zn skarn | Cu, Pb, Zn | In, Sn | Cu, Pb, Zn, In, Sn |  |  | 18-85 a1 sp - 2.d-1 | 18-85 a1 sp - 2.d-1 | underground mine |  |  |  |  | ore material | drill core | underground mining tunnels and drill cores | mineral separate | [5 empty] | mineralisation |  |  |  | sphalerite, chalcopyrite, pyrrhotite, pyrite, arsenopyrite |  |  | Sn-rich Skarn |  |  |  | galena, bismuthinite, marcasite, iron oxides, pyroxene, actinolite, quartz | thin sections and polished blocks examined using optical microscope, BSE detector, and EDS prior to analysis | EMPA, LA-ICPMS | JEOL JXA-8230 electron probe microanalyzer; RESOlution-LR 193 nm ArF excimer laser ablation system coupled to an Agilent 7700x ICP-MS | Laboratory of Mineral Resources Research Center, Fuzhou University; Adelaide Microscopy, the University of Adelaide | EPMA point analysis: accelerating voltage 15 kV, beam current 20 nA, beam diameter ~5 μm; EPMA mapping: accelerating voltage 20 kV, working current 50 nA, dwell time ~10 ms; BSE imaging: accelerating voltage 20 kV, beam current 10 nA; LA-ICP-MS: energy density 3~3.5 J/cm2, spot sizes 29 to 51 μm, repetition rates 5 Hz (polished thin-section) and 10 Hz (polished blocks), ~30 s background acquisition, ~40 s sample data acquisition | STDGL3 (Danyushevsky et al. 2011) and GSD-1G (USGS) | 6.1679 | [19 empty] | 2001.4967 | [5 empty] | 207.2019 | [5 empty] | 34.8135 | [9 empty] | 47126.9639 |  | 0.51599 |  |  |  | 0.23471 | [7 empty] | 44.0155 | [13 empty] | 949.2557 | [15 empty] | 0.79478 | [17 empty] | 0.029664 | [9 empty] | 6.5429 | [32 empty] | 2025 |  |  | CHN | Tibet
| Lawu |  | Magmatic hydrothermal | Skarn | Cu-Pb-Zn skarn | Cu, Pb, Zn | In, Sn | Cu, Pb, Zn, In, Sn |  |  | 18-85 a1 sp - 3.d-1 | 18-85 a1 sp - 3.d-1 | underground mine |  |  |  |  | ore material | drill core | underground mining tunnels and drill cores | mineral separate | [5 empty] | mineralisation |  |  |  | sphalerite, chalcopyrite, pyrrhotite, pyrite, arsenopyrite |  |  | Sn-rich Skarn |  |  |  | galena, bismuthinite, marcasite, iron oxides, pyroxene, actinolite, quartz | thin sections and polished blocks examined using optical microscope, BSE detector, and EDS prior to analysis | EMPA, LA-ICPMS | JEOL JXA-8230 electron probe microanalyzer; RESOlution-LR 193 nm ArF excimer laser ablation system coupled to an Agilent 7700x ICP-MS | Laboratory of Mineral Resources Research Center, Fuzhou University; Adelaide Microscopy, the University of Adelaide | EPMA point analysis: accelerating voltage 15 kV, beam current 20 nA, beam diameter ~5 μm; EPMA mapping: accelerating voltage 20 kV, working current 50 nA, dwell time ~10 ms; BSE imaging: accelerating voltage 20 kV, beam current 10 nA; LA-ICP-MS: energy density 3~3.5 J/cm2, spot sizes 29 to 51 μm, repetition rates 5 Hz (polished thin-section) and 10 Hz (polished blocks), ~30 s background acquisition, ~40 s sample data acquisition | STDGL3 (Danyushevsky et al. 2011) and GSD-1G (USGS) | 5.7848 | [19 empty] | 2010.9824 | [5 empty] | 209.482 | [5 empty] | 45.4399 | [9 empty] | 47060.7885 |  | 0.46607 |  |  |  | 0.18251 | [7 empty] | 57.893 | [13 empty] | 975.8686 | [15 empty] | 0.68747 | [17 empty] | 0.048067 | [9 empty] | 7.9702 | [32 empty] | 2025 |  |  | CHN | Tibet
| Lawu |  | Magmatic hydrothermal | Skarn | Cu-Pb-Zn skarn | Cu, Pb, Zn | In, Sn | Cu, Pb, Zn, In, Sn |  |  | 18-85 a1 sp - 4.d-1 | 18-85 a1 sp - 4.d-1 | underground mine |  |  |  |  | ore material | drill core | underground mining tunnels and drill cores | mineral separate | [5 empty] | mineralisation |  |  |  | sphalerite, chalcopyrite, pyrrhotite, pyrite, arsenopyrite |  |  | Sn-rich Skarn |  |  |  | galena, bismuthinite, marcasite, iron oxides, pyroxene, actinolite, quartz | thin sections and polished blocks examined using optical microscope, BSE detector, and EDS prior to analysis | EMPA, LA-ICPMS | JEOL JXA-8230 electron probe microanalyzer; RESOlution-LR 193 nm ArF excimer laser ablation system coupled to an Agilent 7700x ICP-MS | Laboratory of Mineral Resources Research Center, Fuzhou University; Adelaide Microscopy, the University of Adelaide | EPMA point analysis: accelerating voltage 15 kV, beam current 20 nA, beam diameter ~5 μm; EPMA mapping: accelerating voltage 20 kV, working current 50 nA, dwell time ~10 ms; BSE imaging: accelerating voltage 20 kV, beam current 10 nA; LA-ICP-MS: energy density 3~3.5 J/cm2, spot sizes 29 to 51 μm, repetition rates 5 Hz (polished thin-section) and 10 Hz (polished blocks), ~30 s background acquisition, ~40 s sample data acquisition | STDGL3 (Danyushevsky et al. 2011) and GSD-1G (USGS) | 9.0156 | [19 empty] | 1958.2822 | [5 empty] | 201.8301 | [5 empty] | 52.3571 | [9 empty] | 53761.7751 |  | 0.49862 |  |  |  | 0.22302 | [7 empty] | 66.1871 | [13 empty] | 1000.3393 | [15 empty] | 1.1174 | [17 empty] | 0.016601 | [9 empty] | 9.4498 | [32 empty] | 2025 |  |  | CHN | Tibet
| Lawu |  | Magmatic hydrothermal | Skarn | Cu-Pb-Zn skarn | Cu, Pb, Zn | In, Sn | Cu, Pb, Zn, In, Sn |  |  | 18-85 a1 sp - 5.d-1 | 18-85 a1 sp - 5.d-1 | underground mine |  |  |  |  | ore material | drill core | underground mining tunnels and drill cores | mineral separate | [5 empty] | mineralisation |  |  |  | sphalerite, chalcopyrite, pyrrhotite, pyrite, arsenopyrite |  |  | Sn-rich Skarn |  |  |  | galena, bismuthinite, marcasite, iron oxides, pyroxene, actinolite, quartz | thin sections and polished blocks examined using optical microscope, BSE detector, and EDS prior to analysis | EMPA, LA-ICPMS | JEOL JXA-8230 electron probe microanalyzer; RESOlution-LR 193 nm ArF excimer laser ablation system coupled to an Agilent 7700x ICP-MS | Laboratory of Mineral Resources Research Center, Fuzhou University; Adelaide Microscopy, the University of Adelaide | EPMA point analysis: accelerating voltage 15 kV, beam current 20 nA, beam diameter ~5 μm; EPMA mapping: accelerating voltage 20 kV, working current 50 nA, dwell time ~10 ms; BSE imaging: accelerating voltage 20 kV, beam current 10 nA; LA-ICP-MS: energy density 3~3.5 J/cm2, spot sizes 29 to 51 μm, repetition rates 5 Hz (polished thin-section) and 10 Hz (polished blocks), ~30 s background acquisition, ~40 s sample data acquisition | STDGL3 (Danyushevsky et al. 2011) and GSD-1G (USGS) | 7.6714 | [19 empty] | 1990.6502 | [5 empty] | 194.4188 | [5 empty] | 78.6761 | [9 empty] | 86936.0729 |  | 0.50968 |  |  |  | 0.22267 | [7 empty] | 103.1299 | [13 empty] | 1699.7964 | [15 empty] | 0.85697 | [17 empty] | 0.028187 | [9 empty] | 2.13 | [32 empty] | 2025 |  |  | CHN | Tibet
| Lawu |  | Magmatic hydrothermal | Skarn | Cu-Pb-Zn skarn | Cu, Pb, Zn | In, Sn | Cu, Pb, Zn, In, Sn |  |  | 18-85 a1 sp - 6.d-1 | 18-85 a1 sp - 6.d-1 | underground mine |  |  |  |  | ore material | drill core | underground mining tunnels and drill cores | mineral separate | [5 empty] | mineralisation |  |  |  | sphalerite, chalcopyrite, pyrrhotite, pyrite, arsenopyrite |  |  | Sn-rich Skarn |  |  |  | galena, bismuthinite, marcasite, iron oxides, pyroxene, actinolite, quartz | thin sections and polished blocks examined using optical microscope, BSE detector, and EDS prior to analysis | EMPA, LA-ICPMS | JEOL JXA-8230 electron probe microanalyzer; RESOlution-LR 193 nm ArF excimer laser ablation system coupled to an Agilent 7700x ICP-MS | Laboratory of Mineral Resources Research Center, Fuzhou University; Adelaide Microscopy, the University of Adelaide | EPMA point analysis: accelerating voltage 15 kV, beam current 20 nA, beam diameter ~5 μm; EPMA mapping: accelerating voltage 20 kV, working current 50 nA, dwell time ~10 ms; BSE imaging: accelerating voltage 20 kV, beam current 10 nA; LA-ICP-MS: energy density 3~3.5 J/cm2, spot sizes 29 to 51 μm, repetition rates 5 Hz (polished thin-section) and 10 Hz (polished blocks), ~30 s background acquisition, ~40 s sample data acquisition | STDGL3 (Danyushevsky et al. 2011) and GSD-1G (USGS) | 6.3181 | [19 empty] | 1968.4173 | [5 empty] | 198.5798 | [5 empty] | 45.921 | [9 empty] | 73174.719 |  | 0.37128 |  |  |  | 0.25037 | [7 empty] | 65.3638 | [13 empty] | 1402.4865 | [15 empty] | 1.341 | [17 empty] | 0.015643 | [9 empty] | 3.3719 | [32 empty] | 2025 |  |  | CHN | Tibet
| Lawu |  | Magmatic hydrothermal | Skarn | Cu-Pb-Zn skarn | Cu, Pb, Zn | In, Sn | Cu, Pb, Zn, In, Sn |  |  | 18-85 a1 sp - 7.d-1 | 18-85 a1 sp - 7.d-1 | underground mine |  |  |  |  | ore material | drill core | underground mining tunnels and drill cores | mineral separate | [5 empty] | mineralisation |  |  |  | sphalerite, chalcopyrite, pyrrhotite, pyrite, arsenopyrite |  |  | Sn-rich Skarn |  |  |  | galena, bismuthinite, marcasite, iron oxides, pyroxene, actinolite, quartz | thin sections and polished blocks examined using optical microscope, BSE detector, and EDS prior to analysis | EMPA, LA-ICPMS | JEOL JXA-8230 electron probe microanalyzer; RESOlution-LR 193 nm ArF excimer laser ablation system coupled to an Agilent 7700x ICP-MS | Laboratory of Mineral Resources Research Center, Fuzhou University; Adelaide Microscopy, the University of Adelaide | EPMA point analysis: accelerating voltage 15 kV, beam current 20 nA, beam diameter ~5 μm; EPMA mapping: accelerating voltage 20 kV, working current 50 nA, dwell time ~10 ms; BSE imaging: accelerating voltage 20 kV, beam current 10 nA; LA-ICP-MS: energy density 3~3.5 J/cm2, spot sizes 29 to 51 μm, repetition rates 5 Hz (polished thin-section) and 10 Hz (polished blocks), ~30 s background acquisition, ~40 s sample data acquisition | STDGL3 (Danyushevsky et al. 2011) and GSD-1G (USGS) | 10.273 | [19 empty] | 2165.9589 | [5 empty] | 200.7753 | [5 empty] | 56.1001 | [9 empty] | 87637.5486 |  | 0.32354 |  |  |  | 0.26213 | [7 empty] | 125.9096 | [13 empty] | 1743.4876 | [15 empty] | 1.6304 | [17 empty] | 0.10096 | [9 empty] | 0.73274 | [32 empty] | 2025 |  |  | CHN | Tibet
| Lawu |  | Magmatic hydrothermal | Skarn | Cu-Pb-Zn skarn | Cu, Pb, Zn | In, Sn | Cu, Pb, Zn, In, Sn |  |  | 18-85 a1 sp - 8.d-1 | 18-85 a1 sp - 8.d-1 | underground mine |  |  |  |  | ore material | drill core | underground mining tunnels and drill cores | mineral separate | [5 empty] | mineralisation |  |  |  | sphalerite, chalcopyrite, pyrrhotite, pyrite, arsenopyrite |  |  | Sn-rich Skarn |  |  |  | galena, bismuthinite, marcasite, iron oxides, pyroxene, actinolite, quartz | thin sections and polished blocks examined using optical microscope, BSE detector, and EDS prior to analysis | EMPA, LA-ICPMS | JEOL JXA-8230 electron probe microanalyzer; RESOlution-LR 193 nm ArF excimer laser ablation system coupled to an Agilent 7700x ICP-MS | Laboratory of Mineral Resources Research Center, Fuzhou University; Adelaide Microscopy, the University of Adelaide | EPMA point analysis: accelerating voltage 15 kV, beam current 20 nA, beam diameter ~5 μm; EPMA mapping: accelerating voltage 20 kV, working current 50 nA, dwell time ~10 ms; BSE imaging: accelerating voltage 20 kV, beam current 10 nA; LA-ICP-MS: energy density 3~3.5 J/cm2, spot sizes 29 to 51 μm, repetition rates 5 Hz (polished thin-section) and 10 Hz (polished blocks), ~30 s background acquisition, ~40 s sample data acquisition | STDGL3 (Danyushevsky et al. 2011) and GSD-1G (USGS) | 6.6581 | [19 empty] | 1830.1237 | [5 empty] | 181.988 | [5 empty] | 81.519 | [9 empty] | 71873.329 |  | 0.37869 |  |  |  | 0.28605 | [7 empty] | 129.6511 | [13 empty] | 1355.5207 | [15 empty] | 1.7926 | [17 empty] | 0.15035 | [9 empty] | 1.9377 | [32 empty] | 2025 |  |  | CHN | Tibet
| Lawu |  | Magmatic hydrothermal | Skarn | Cu-Pb-Zn skarn | Cu, Pb, Zn | In, Sn | Cu, Pb, Zn, In, Sn |  |  | 18-85 a1 sp - 9.d-1 | 18-85 a1 sp - 9.d-1 | underground mine |  |  |  |  | ore material | drill core | underground mining tunnels and drill cores | mineral separate | [5 empty] | mineralisation |  |  |  | sphalerite, chalcopyrite, pyrrhotite, pyrite, arsenopyrite |  |  | Sn-rich Skarn |  |  |  | galena, bismuthinite, marcasite, iron oxides, pyroxene, actinolite, quartz | thin sections and polished blocks examined using optical microscope, BSE detector, and EDS prior to analysis | EMPA, LA-ICPMS | JEOL JXA-8230 electron probe microanalyzer; RESOlution-LR 193 nm ArF excimer laser ablation system coupled to an Agilent 7700x ICP-MS | Laboratory of Mineral Resources Research Center, Fuzhou University; Adelaide Microscopy, the University of Adelaide | EPMA point analysis: accelerating voltage 15 kV, beam current 20 nA, beam diameter ~5 μm; EPMA mapping: accelerating voltage 20 kV, working current 50 nA, dwell time ~10 ms; BSE imaging: accelerating voltage 20 kV, beam current 10 nA; LA-ICP-MS: energy density 3~3.5 J/cm2, spot sizes 29 to 51 μm, repetition rates 5 Hz (polished thin-section) and 10 Hz (polished blocks), ~30 s background acquisition, ~40 s sample data acquisition | STDGL3 (Danyushevsky et al. 2011) and GSD-1G (USGS) | 12.9607 | [19 empty] | 1874.5279 | [5 empty] | 193.8412 | [5 empty] | 50.4075 | [9 empty] | 73685.9239 |  | 0.36828 |  |  |  | 0.2096 | [7 empty] | 68.5127 | [13 empty] | 1337.8108 | [15 empty] | 1.6304 | [17 empty] | 0.32555 | [9 empty] | 4.857 | [32 empty] | 2025 |  |  | CHN | Tibet
| Lawu |  | Magmatic hydrothermal | Skarn | Cu-Pb-Zn skarn | Cu, Pb, Zn | In, Sn | Cu, Pb, Zn, In, Sn |  |  | 18-85 a1 sp - 10.d-1 | 18-85 a1 sp - 10.d-1 | underground mine |  |  |  |  | ore material | drill core | underground mining tunnels and drill cores | mineral separate | [5 empty] | mineralisation |  |  |  | sphalerite, chalcopyrite, pyrrhotite, pyrite, arsenopyrite |  |  | Sn-rich Skarn |  |  |  | galena, bismuthinite, marcasite, iron oxides, pyroxene, actinolite, quartz | thin sections and polished blocks examined using optical microscope, BSE detector, and EDS prior to analysis | EMPA, LA-ICPMS | JEOL JXA-8230 electron probe microanalyzer; RESOlution-LR 193 nm ArF excimer laser ablation system coupled to an Agilent 7700x ICP-MS | Laboratory of Mineral Resources Research Center, Fuzhou University; Adelaide Microscopy, the University of Adelaide | EPMA point analysis: accelerating voltage 15 kV, beam current 20 nA, beam diameter ~5 μm; EPMA mapping: accelerating voltage 20 kV, working current 50 nA, dwell time ~10 ms; BSE imaging: accelerating voltage 20 kV, beam current 10 nA; LA-ICP-MS: energy density 3~3.5 J/cm2, spot sizes 29 to 51 μm, repetition rates 5 Hz (polished thin-section) and 10 Hz (polished blocks), ~30 s background acquisition, ~40 s sample data acquisition | STDGL3 (Danyushevsky et al. 2011) and GSD-1G (USGS) | 6.7158 | [19 empty] | 1938.2207 | [5 empty] | 190.7405 | [5 empty] | 84.5846 | [9 empty] | 89472.6864 |  | 0.43655 |  |  |  | 0.24375 | [7 empty] | 104.5399 | [13 empty] | 1704.4441 | [15 empty] | 2.0243 | [17 empty] | 0.019446 | [9 empty] | 1.9318 | [32 empty] | 2025 |  |  | CHN | Tibet
| Lawu |  | Magmatic hydrothermal | Skarn | Cu-Pb-Zn skarn | Cu, Pb, Zn | In, Sn | Cu, Pb, Zn, In, Sn |  |  | 18-85 a1 sp - 11.d-1 | 18-85 a1 sp - 11.d-1 | underground mine |  |  |  |  | ore material | drill core | underground mining tunnels and drill cores | mineral separate | [5 empty] | mineralisation |  |  |  | sphalerite, chalcopyrite, pyrrhotite, pyrite, arsenopyrite |  |  | Sn-rich Skarn |  |  |  | galena, bismuthinite, marcasite, iron oxides, pyroxene, actinolite, quartz | thin sections and polished blocks examined using optical microscope, BSE detector, and EDS prior to analysis | EMPA, LA-ICPMS | JEOL JXA-8230 electron probe microanalyzer; RESOlution-LR 193 nm ArF excimer laser ablation system coupled to an Agilent 7700x ICP-MS | Laboratory of Mineral Resources Research Center, Fuzhou University; Adelaide Microscopy, the University of Adelaide | EPMA point analysis: accelerating voltage 15 kV, beam current 20 nA, beam diameter ~5 μm; EPMA mapping: accelerating voltage 20 kV, working current 50 nA, dwell time ~10 ms; BSE imaging: accelerating voltage 20 kV, beam current 10 nA; LA-ICP-MS: energy density 3~3.5 J/cm2, spot sizes 29 to 51 μm, repetition rates 5 Hz (polished thin-section) and 10 Hz (polished blocks), ~30 s background acquisition, ~40 s sample data acquisition | STDGL3 (Danyushevsky et al. 2011) and GSD-1G (USGS) | 8.0981 | [19 empty] | 2050.9326 | [5 empty] | 194.8494 | [5 empty] | 56.1001 | [9 empty] | 90793.1258 |  | 0.53732 |  |  |  | 0.25338 | [7 empty] | 149.0741 | [13 empty] | 1804.8638 | [15 empty] | 1.1505 | [17 empty] | 0.078716 | [9 empty] | 0.62326 | [32 empty] | 2025 |  |  | CHN | Tibet
| Lawu |  | Magmatic hydrothermal | Skarn | Cu-Pb-Zn skarn | Cu, Pb, Zn | In, Sn | Cu, Pb, Zn, In, Sn |  |  | 18-85 a1 sp - 12.d-1 | 18-85 a1 sp - 12.d-1 | underground mine |  |  |  |  | ore material | drill core | underground mining tunnels and drill cores | mineral separate | [5 empty] | mineralisation |  |  |  | sphalerite, chalcopyrite, pyrrhotite, pyrite, arsenopyrite |  |  | Sn-rich Skarn |  |  |  | galena, bismuthinite, marcasite, iron oxides, pyroxene, actinolite, quartz | thin sections and polished blocks examined using optical microscope, BSE detector, and EDS prior to analysis | EMPA, LA-ICPMS | JEOL JXA-8230 electron probe microanalyzer; RESOlution-LR 193 nm ArF excimer laser ablation system coupled to an Agilent 7700x ICP-MS | Laboratory of Mineral Resources Research Center, Fuzhou University; Adelaide Microscopy, the University of Adelaide | EPMA point analysis: accelerating voltage 15 kV, beam current 20 nA, beam diameter ~5 μm; EPMA mapping: accelerating voltage 20 kV, working current 50 nA, dwell time ~10 ms; BSE imaging: accelerating voltage 20 kV, beam current 10 nA; LA-ICP-MS: energy density 3~3.5 J/cm2, spot sizes 29 to 51 μm, repetition rates 5 Hz (polished thin-section) and 10 Hz (polished blocks), ~30 s background acquisition, ~40 s sample data acquisition | STDGL3 (Danyushevsky et al. 2011) and GSD-1G (USGS) | 7.7216 | [19 empty] | 2137.0264 | [5 empty] | 195.8599 | [5 empty] | 56.1001 | [9 empty] | 86342.4274 |  | 0.41485 |  |  |  | 0.23207 | [7 empty] | 114.4731 | [13 empty] | 1790.9388 | [15 empty] | 2.0088 | [17 empty] | 0.053323 | [9 empty] | 1.2818 | [32 empty] | 2025 |  |  | CHN | Tibet
| Lawu |  | Magmatic hydrothermal | Skarn | Cu-Pb-Zn skarn | Cu, Pb, Zn | In, Sn | Cu, Pb, Zn, In, Sn |  |  | 18-85 a1 sp - 13.d-1 | 18-85 a1 sp - 13.d-1 | underground mine |  |  |  |  | ore material | drill core | underground mining tunnels and drill cores | mineral separate | [5 empty] | mineralisation |  |  |  | sphalerite, chalcopyrite, pyrrhotite, pyrite, arsenopyrite |  |  | Sn-rich Skarn |  |  |  | galena, bismuthinite, marcasite, iron oxides, pyroxene, actinolite, quartz | thin sections and polished blocks examined using optical microscope, BSE detector, and EDS prior to analysis | EMPA, LA-ICPMS | JEOL JXA-8230 electron probe microanalyzer; RESOlution-LR 193 nm ArF excimer laser ablation system coupled to an Agilent 7700x ICP-MS | Laboratory of Mineral Resources Research Center, Fuzhou University; Adelaide Microscopy, the University of Adelaide | EPMA point analysis: accelerating voltage 15 kV, beam current 20 nA, beam diameter ~5 μm; EPMA mapping: accelerating voltage 20 kV, working current 50 nA, dwell time ~10 ms; BSE imaging: accelerating voltage 20 kV, beam current 10 nA; LA-ICP-MS: energy density 3~3.5 J/cm2, spot sizes 29 to 51 μm, repetition rates 5 Hz (polished thin-section) and 10 Hz (polished blocks), ~30 s background acquisition, ~40 s sample data acquisition | STDGL3 (Danyushevsky et al. 2011) and GSD-1G (USGS) | 10.6163 | [19 empty] | 1921.2328 | [5 empty] | 199.348 | [5 empty] | 53.3824 | [9 empty] | 56325.8367 |  | 0.26587 |  |  |  | 0.22296 | [7 empty] | 81.5816 | [13 empty] | 1032.1275 | [15 empty] | 1.6304 | [17 empty] | 0.037461 | [9 empty] | 5.0372 | [32 empty] | 2025 |  |  | CHN | Tibet
| Lawu |  | Magmatic hydrothermal | Skarn | Cu-Pb-Zn skarn | Cu, Pb, Zn | In, Sn | Cu, Pb, Zn, In, Sn |  |  | 18-85 a1 sp - 14.d-1 | 18-85 a1 sp - 14.d-1 | underground mine |  |  |  |  | ore material | drill core | underground mining tunnels and drill cores | mineral separate | [5 empty] | mineralisation |  |  |  | sphalerite, chalcopyrite, pyrrhotite, pyrite, arsenopyrite |  |  | Sn-rich Skarn |  |  |  | galena, bismuthinite, marcasite, iron oxides, pyroxene, actinolite, quartz | thin sections and polished blocks examined using optical microscope, BSE detector, and EDS prior to analysis | EMPA, LA-ICPMS | JEOL JXA-8230 electron probe microanalyzer; RESOlution-LR 193 nm ArF excimer laser ablation system coupled to an Agilent 7700x ICP-MS | Laboratory of Mineral Resources Research Center, Fuzhou University; Adelaide Microscopy, the University of Adelaide | EPMA point analysis: accelerating voltage 15 kV, beam current 20 nA, beam diameter ~5 μm; EPMA mapping: accelerating voltage 20 kV, working current 50 nA, dwell time ~10 ms; BSE imaging: accelerating voltage 20 kV, beam current 10 nA; LA-ICP-MS: energy density 3~3.5 J/cm2, spot sizes 29 to 51 μm, repetition rates 5 Hz (polished thin-section) and 10 Hz (polished blocks), ~30 s background acquisition, ~40 s sample data acquisition | STDGL3 (Danyushevsky et al. 2011) and GSD-1G (USGS) | 6.5329 | [19 empty] | 1888.2949 | [5 empty] | 197.2168 | [5 empty] | 48.0923 | [9 empty] | 64789.9067 |  | 0.29029 |  |  |  | 0.21966 | [7 empty] | 71.2111 | [13 empty] | 1168.8345 | [15 empty] | 1.6313 | [17 empty] | 0.27701 | [9 empty] | 4.2629 | [32 empty] | 2025 |  |  | CHN | Tibet
| Lawu |  | Magmatic hydrothermal | Skarn | Cu-Pb-Zn skarn | Cu, Pb, Zn | In, Sn | Cu, Pb, Zn, In, Sn |  |  | 18-85 a1 sp - 15.d-1 | 18-85 a1 sp - 15.d-1 | underground mine |  |  |  |  | ore material | drill core | underground mining tunnels and drill cores | mineral separate | [5 empty] | mineralisation |  |  |  | sphalerite, chalcopyrite, pyrrhotite, pyrite, arsenopyrite |  |  | Sn-rich Skarn |  |  |  | galena, bismuthinite, marcasite, iron oxides, pyroxene, actinolite, quartz | thin sections and polished blocks examined using optical microscope, BSE detector, and EDS prior to analysis | EMPA, LA-ICPMS | JEOL JXA-8230 electron probe microanalyzer; RESOlution-LR 193 nm ArF excimer laser ablation system coupled to an Agilent 7700x ICP-MS | Laboratory of Mineral Resources Research Center, Fuzhou University; Adelaide Microscopy, the University of Adelaide | EPMA point analysis: accelerating voltage 15 kV, beam current 20 nA, beam diameter ~5 μm; EPMA mapping: accelerating voltage 20 kV, working current 50 nA, dwell time ~10 ms; BSE imaging: accelerating voltage 20 kV, beam current 10 nA; LA-ICP-MS: energy density 3~3.5 J/cm2, spot sizes 29 to 51 μm, repetition rates 5 Hz (polished thin-section) and 10 Hz (polished blocks), ~30 s background acquisition, ~40 s sample data acquisition | STDGL3 (Danyushevsky et al. 2011) and GSD-1G (USGS) | 7.6968 | [19 empty] | 1794.7751 | [5 empty] | 185.4514 | [5 empty] | 77.5745 | [9 empty] | 72899.2098 |  | 0.34252 |  |  |  | 0.25098 | [7 empty] | 119.6788 | [13 empty] | 1331.5794 | [15 empty] | 2.0865 | [17 empty] | 0.15035 | [9 empty] | 2.6233 | [32 empty] | 2025 |  |  | CHN | Tibet
| Lawu |  | Magmatic hydrothermal | Skarn | Cu-Pb-Zn skarn | Cu, Pb, Zn | In, Sn | Cu, Pb, Zn, In, Sn |  |  | 18-85 a1 sp - 16.d-1 | 18-85 a1 sp - 16.d-1 | underground mine |  |  |  |  | ore material | drill core | underground mining tunnels and drill cores | mineral separate | [5 empty] | mineralisation |  |  |  | sphalerite, chalcopyrite, pyrrhotite, pyrite, arsenopyrite |  |  | Sn-rich Skarn |  |  |  | galena, bismuthinite, marcasite, iron oxides, pyroxene, actinolite, quartz | thin sections and polished blocks examined using optical microscope, BSE detector, and EDS prior to analysis | EMPA, LA-ICPMS | JEOL JXA-8230 electron probe microanalyzer; RESOlution-LR 193 nm ArF excimer laser ablation system coupled to an Agilent 7700x ICP-MS | Laboratory of Mineral Resources Research Center, Fuzhou University; Adelaide Microscopy, the University of Adelaide | EPMA point analysis: accelerating voltage 15 kV, beam current 20 nA, beam diameter ~5 μm; EPMA mapping: accelerating voltage 20 kV, working current 50 nA, dwell time ~10 ms; BSE imaging: accelerating voltage 20 kV, beam current 10 nA; LA-ICP-MS: energy density 3~3.5 J/cm2, spot sizes 29 to 51 μm, repetition rates 5 Hz (polished thin-section) and 10 Hz (polished blocks), ~30 s background acquisition, ~40 s sample data acquisition | STDGL3 (Danyushevsky et al. 2011) and GSD-1G (USGS) | 6.0736 | [19 empty] | 1902.1965 | [5 empty] | 200.9932 | [5 empty] | 46.7301 | [9 empty] | 56695.5565 |  | 0.59936 |  |  |  | 0.26067 | [7 empty] | 62.2425 | [13 empty] | 1008.0632 | [15 empty] | 0.72856 | [17 empty] | 0.15035 | [9 empty] | 5.3329 | [32 empty] | 2025 |  |  | CHN | Tibet
| Lawu |  | Magmatic hydrothermal | Skarn | Cu-Pb-Zn skarn | Cu, Pb, Zn | In, Sn | Cu, Pb, Zn, In, Sn |  |  | 18-85 a1 sp - 17.d-1 | 18-85 a1 sp - 17.d-1 | underground mine |  |  |  |  | ore material | drill core | underground mining tunnels and drill cores | mineral separate | [5 empty] | mineralisation |  |  |  | sphalerite, chalcopyrite, pyrrhotite, pyrite, arsenopyrite |  |  | Sn-rich Skarn |  |  |  | galena, bismuthinite, marcasite, iron oxides, pyroxene, actinolite, quartz | thin sections and polished blocks examined using optical microscope, BSE detector, and EDS prior to analysis | EMPA, LA-ICPMS | JEOL JXA-8230 electron probe microanalyzer; RESOlution-LR 193 nm ArF excimer laser ablation system coupled to an Agilent 7700x ICP-MS | Laboratory of Mineral Resources Research Center, Fuzhou University; Adelaide Microscopy, the University of Adelaide | EPMA point analysis: accelerating voltage 15 kV, beam current 20 nA, beam diameter ~5 μm; EPMA mapping: accelerating voltage 20 kV, working current 50 nA, dwell time ~10 ms; BSE imaging: accelerating voltage 20 kV, beam current 10 nA; LA-ICP-MS: energy density 3~3.5 J/cm2, spot sizes 29 to 51 μm, repetition rates 5 Hz (polished thin-section) and 10 Hz (polished blocks), ~30 s background acquisition, ~40 s sample data acquisition | STDGL3 (Danyushevsky et al. 2011) and GSD-1G (USGS) | 5.0202 | [19 empty] | 1889.4623 | [5 empty] | 202.3086 | [5 empty] | 51.0767 | [9 empty] | 52575.2564 |  | 0.37722 |  |  |  | 0.28005 | [7 empty] | 74.8326 | [13 empty] | 934.1162 | [15 empty] | 0.39275 | [17 empty] | 0.15035 | [9 empty] | 4.8017 | [32 empty] | 2025 |  |  | CHN | Tibet
| Lawu |  | Magmatic hydrothermal | Skarn | Cu-Pb-Zn skarn | Cu, Pb, Zn | In, Sn | Cu, Pb, Zn, In, Sn |  |  | 18-85 a1 sp - 18.d-1 | 18-85 a1 sp - 18.d-1 | underground mine |  |  |  |  | ore material | drill core | underground mining tunnels and drill cores | mineral separate | [5 empty] | mineralisation |  |  |  | sphalerite, chalcopyrite, pyrrhotite, pyrite, arsenopyrite |  |  | Sn-rich Skarn |  |  |  | galena, bismuthinite, marcasite, iron oxides, pyroxene, actinolite, quartz | thin sections and polished blocks examined using optical microscope, BSE detector, and EDS prior to analysis | EMPA, LA-ICPMS | JEOL JXA-8230 electron probe microanalyzer; RESOlution-LR 193 nm ArF excimer laser ablation system coupled to an Agilent 7700x ICP-MS | Laboratory of Mineral Resources Research Center, Fuzhou University; Adelaide Microscopy, the University of Adelaide | EPMA point analysis: accelerating voltage 15 kV, beam current 20 nA, beam diameter ~5 μm; EPMA mapping: accelerating voltage 20 kV, working current 50 nA, dwell time ~10 ms; BSE imaging: accelerating voltage 20 kV, beam current 10 nA; LA-ICP-MS: energy density 3~3.5 J/cm2, spot sizes 29 to 51 μm, repetition rates 5 Hz (polished thin-section) and 10 Hz (polished blocks), ~30 s background acquisition, ~40 s sample data acquisition | STDGL3 (Danyushevsky et al. 2011) and GSD-1G (USGS) | 6.7483 | [19 empty] | 1844.7624 | [5 empty] | 192.8804 | [5 empty] | 56.2499 | [9 empty] | 70062.6951 |  | 0.26427 |  |  |  | 0.27046 | [7 empty] | 86.873 | [13 empty] | 1262.3767 | [15 empty] | 0.68981 | [17 empty] | 0.029956 | [9 empty] | 1.586 | [32 empty] | 2025 |  |  | CHN | Tibet
| Lawu |  | Magmatic hydrothermal | Skarn | Cu-Pb-Zn skarn | Cu, Pb, Zn | In, Sn | Cu, Pb, Zn, In, Sn |  |  | 18-85 a1 sp - 19.d-1 | 18-85 a1 sp - 19.d-1 | underground mine |  |  |  |  | ore material | drill core | underground mining tunnels and drill cores | mineral separate | [5 empty] | mineralisation |  |  |  | sphalerite, chalcopyrite, pyrrhotite, pyrite, arsenopyrite |  |  | Sn-rich Skarn |  |  |  | galena, bismuthinite, marcasite, iron oxides, pyroxene, actinolite, quartz | thin sections and polished blocks examined using optical microscope, BSE detector, and EDS prior to analysis | EMPA, LA-ICPMS | JEOL JXA-8230 electron probe microanalyzer; RESOlution-LR 193 nm ArF excimer laser ablation system coupled to an Agilent 7700x ICP-MS | Laboratory of Mineral Resources Research Center, Fuzhou University; Adelaide Microscopy, the University of Adelaide | EPMA point analysis: accelerating voltage 15 kV, beam current 20 nA, beam diameter ~5 μm; EPMA mapping: accelerating voltage 20 kV, working current 50 nA, dwell time ~10 ms; BSE imaging: accelerating voltage 20 kV, beam current 10 nA; LA-ICP-MS: energy density 3~3.5 J/cm2, spot sizes 29 to 51 μm, repetition rates 5 Hz (polished thin-section) and 10 Hz (polished blocks), ~30 s background acquisition, ~40 s sample data acquisition | STDGL3 (Danyushevsky et al. 2011) and GSD-1G (USGS) | 14.391 | [19 empty] | 1823.6057 | [5 empty] | 191.6506 | [5 empty] | 70.0196 | [9 empty] | 72428.114 |  | 0.44411 |  |  |  | 0.24397 | [7 empty] | 98.7861 | [13 empty] | 1333.7267 | [15 empty] | 4.4472 | [17 empty] | 0.047311 | [9 empty] | 1.9707 | [32 empty] | 2025 |  |  | CHN | Tibet
| Lawu |  | Magmatic hydrothermal | Skarn | Cu-Pb-Zn skarn | Cu, Pb, Zn | In, Sn | Cu, Pb, Zn, In, Sn |  |  | 18-85 a1 sp - 20.d-1 | 18-85 a1 sp - 20.d-1 | underground mine |  |  |  |  | ore material | drill core | underground mining tunnels and drill cores | mineral separate | [5 empty] | mineralisation |  |  |  | sphalerite, chalcopyrite, pyrrhotite, pyrite, arsenopyrite |  |  | Sn-rich Skarn |  |  |  | galena, bismuthinite, marcasite, iron oxides, pyroxene, actinolite, quartz | thin sections and polished blocks examined using optical microscope, BSE detector, and EDS prior to analysis | EMPA, LA-ICPMS | JEOL JXA-8230 electron probe microanalyzer; RESOlution-LR 193 nm ArF excimer laser ablation system coupled to an Agilent 7700x ICP-MS | Laboratory of Mineral Resources Research Center, Fuzhou University; Adelaide Microscopy, the University of Adelaide | EPMA point analysis: accelerating voltage 15 kV, beam current 20 nA, beam diameter ~5 μm; EPMA mapping: accelerating voltage 20 kV, working current 50 nA, dwell time ~10 ms; BSE imaging: accelerating voltage 20 kV, beam current 10 nA; LA-ICP-MS: energy density 3~3.5 J/cm2, spot sizes 29 to 51 μm, repetition rates 5 Hz (polished thin-section) and 10 Hz (polished blocks), ~30 s background acquisition, ~40 s sample data acquisition | STDGL3 (Danyushevsky et al. 2011) and GSD-1G (USGS) | 8.3247 | [19 empty] | 1852.2017 | [5 empty] | 199.3152 | [5 empty] | 55.4536 | [9 empty] | 55718.2501 |  | 0.56155 |  |  |  | 0.27361 | [7 empty] | 84.4276 | [13 empty] | 1036.3462 | [15 empty] | 1.5551 | [17 empty] | 0.098599 | [9 empty] | 3.1499 | [32 empty] | 2025 |  |  | CHN | Tibet
| Lawu |  | Magmatic hydrothermal | Skarn | Cu-Pb-Zn skarn | Cu, Pb, Zn | In, Sn | Cu, Pb, Zn, In, Sn |  |  | 18-85 a1 sp - 21.d-1 | 18-85 a1 sp - 21.d-1 | underground mine |  |  |  |  | ore material | drill core | underground mining tunnels and drill cores | mineral separate | [5 empty] | mineralisation |  |  |  | sphalerite, chalcopyrite, pyrrhotite, pyrite, arsenopyrite |  |  | Sn-rich Skarn |  |  |  | galena, bismuthinite, marcasite, iron oxides, pyroxene, actinolite, quartz | thin sections and polished blocks examined using optical microscope, BSE detector, and EDS prior to analysis | EMPA, LA-ICPMS | JEOL JXA-8230 electron probe microanalyzer; RESOlution-LR 193 nm ArF excimer laser ablation system coupled to an Agilent 7700x ICP-MS | Laboratory of Mineral Resources Research Center, Fuzhou University; Adelaide Microscopy, the University of Adelaide | EPMA point analysis: accelerating voltage 15 kV, beam current 20 nA, beam diameter ~5 μm; EPMA mapping: accelerating voltage 20 kV, working current 50 nA, dwell time ~10 ms; BSE imaging: accelerating voltage 20 kV, beam current 10 nA; LA-ICP-MS: energy density 3~3.5 J/cm2, spot sizes 29 to 51 μm, repetition rates 5 Hz (polished thin-section) and 10 Hz (polished blocks), ~30 s background acquisition, ~40 s sample data acquisition | STDGL3 (Danyushevsky et al. 2011) and GSD-1G (USGS) | 7.8878 | [19 empty] | 2014.1218 | [5 empty] | 186.6543 | [5 empty] | 56.1001 | [9 empty] | 78151.6366 |  | 0.35543 |  |  |  | 0.23994 | [7 empty] | 121.9721 | [13 empty] | 1600.1594 | [15 empty] | 1.6304 | [17 empty] | 0.9226 | [9 empty] | 0.63672 | [32 empty] | 2025 |  |  | CHN | Tibet
| Lawu |  | Magmatic hydrothermal | Skarn | Cu-Pb-Zn skarn | Cu, Pb, Zn | In, Sn | Cu, Pb, Zn, In, Sn |  |  | 18-85 a1 sp - 22.d-1 | 18-85 a1 sp - 22.d-1 | underground mine |  |  |  |  | ore material | drill core | underground mining tunnels and drill cores | mineral separate | [5 empty] | mineralisation |  |  |  | sphalerite, chalcopyrite, pyrrhotite, pyrite, arsenopyrite |  |  | Sn-rich Skarn |  |  |  | galena, bismuthinite, marcasite, iron oxides, pyroxene, actinolite, quartz | thin sections and polished blocks examined using optical microscope, BSE detector, and EDS prior to analysis | EMPA, LA-ICPMS | JEOL JXA-8230 electron probe microanalyzer; RESOlution-LR 193 nm ArF excimer laser ablation system coupled to an Agilent 7700x ICP-MS | Laboratory of Mineral Resources Research Center, Fuzhou University; Adelaide Microscopy, the University of Adelaide | EPMA point analysis: accelerating voltage 15 kV, beam current 20 nA, beam diameter ~5 μm; EPMA mapping: accelerating voltage 20 kV, working current 50 nA, dwell time ~10 ms; BSE imaging: accelerating voltage 20 kV, beam current 10 nA; LA-ICP-MS: energy density 3~3.5 J/cm2, spot sizes 29 to 51 μm, repetition rates 5 Hz (polished thin-section) and 10 Hz (polished blocks), ~30 s background acquisition, ~40 s sample data acquisition | STDGL3 (Danyushevsky et al. 2011) and GSD-1G (USGS) | 7.8878 | [19 empty] | 1709.9231 | [5 empty] | 186.7874 | [5 empty] | 56.1001 | [9 empty] | 68202.5217 |  | 0.42123 |  |  |  | 0.2295 | [7 empty] | 130.1899 | [13 empty] | 1180.26 | [15 empty] | 1.6304 | [17 empty] | 0.31428 | [9 empty] | 0.35802 | [32 empty] | 2025 |  |  | CHN | Tibet
| Lawu |  | Magmatic hydrothermal | Skarn | Cu-Pb-Zn skarn | Cu, Pb, Zn | In, Sn | Cu, Pb, Zn, In, Sn |  |  | 18-85 a1 sp - 23.d-1 | 18-85 a1 sp - 23.d-1 | underground mine |  |  |  |  | ore material | drill core | underground mining tunnels and drill cores | mineral separate | [5 empty] | mineralisation |  |  |  | sphalerite, chalcopyrite, pyrrhotite, pyrite, arsenopyrite |  |  | Sn-rich Skarn |  |  |  | galena, bismuthinite, marcasite, iron oxides, pyroxene, actinolite, quartz | thin sections and polished blocks examined using optical microscope, BSE detector, and EDS prior to analysis | EMPA, LA-ICPMS | JEOL JXA-8230 electron probe microanalyzer; RESOlution-LR 193 nm ArF excimer laser ablation system coupled to an Agilent 7700x ICP-MS | Laboratory of Mineral Resources Research Center, Fuzhou University; Adelaide Microscopy, the University of Adelaide | EPMA point analysis: accelerating voltage 15 kV, beam current 20 nA, beam diameter ~5 μm; EPMA mapping: accelerating voltage 20 kV, working current 50 nA, dwell time ~10 ms; BSE imaging: accelerating voltage 20 kV, beam current 10 nA; LA-ICP-MS: energy density 3~3.5 J/cm2, spot sizes 29 to 51 μm, repetition rates 5 Hz (polished thin-section) and 10 Hz (polished blocks), ~30 s background acquisition, ~40 s sample data acquisition | STDGL3 (Danyushevsky et al. 2011) and GSD-1G (USGS) | 8.7819 | [19 empty] | 1785.1849 | [5 empty] | 190.5065 | [5 empty] | 68.3035 | [9 empty] | 78247.0438 |  | 0.58442 |  |  |  | 0.25486 | [7 empty] | 99.2504 | [13 empty] | 1421.7358 | [15 empty] | 3.7822 | [17 empty] | 0.043677 | [9 empty] | 4.8324 | [32 empty] | 2025 |  |  | CHN | Tibet
| Lawu |  | Magmatic hydrothermal | Skarn | Cu-Pb-Zn skarn | Cu, Pb, Zn | In, Sn | Cu, Pb, Zn, In, Sn |  |  | 18-85 a1 sp - 24.d-1 | 18-85 a1 sp - 24.d-1 | underground mine |  |  |  |  | ore material | drill core | underground mining tunnels and drill cores | mineral separate | [5 empty] | mineralisation |  |  |  | sphalerite, chalcopyrite, pyrrhotite, pyrite, arsenopyrite |  |  | Sn-rich Skarn |  |  |  | galena, bismuthinite, marcasite, iron oxides, pyroxene, actinolite, quartz | thin sections and polished blocks examined using optical microscope, BSE detector, and EDS prior to analysis | EMPA, LA-ICPMS | JEOL JXA-8230 electron probe microanalyzer; RESOlution-LR 193 nm ArF excimer laser ablation system coupled to an Agilent 7700x ICP-MS | Laboratory of Mineral Resources Research Center, Fuzhou University; Adelaide Microscopy, the University of Adelaide | EPMA point analysis: accelerating voltage 15 kV, beam current 20 nA, beam diameter ~5 μm; EPMA mapping: accelerating voltage 20 kV, working current 50 nA, dwell time ~10 ms; BSE imaging: accelerating voltage 20 kV, beam current 10 nA; LA-ICP-MS: energy density 3~3.5 J/cm2, spot sizes 29 to 51 μm, repetition rates 5 Hz (polished thin-section) and 10 Hz (polished blocks), ~30 s background acquisition, ~40 s sample data acquisition | STDGL3 (Danyushevsky et al. 2011) and GSD-1G (USGS) | 9.0278 | [19 empty] | 1726.2472 | [5 empty] | 191.3252 | [5 empty] | 42.3662 | [9 empty] | 54295.859 |  | 0.4599 |  |  |  | 0.27164 | [7 empty] | 55.2498 | [13 empty] | 927.6725 | [15 empty] | 1.6304 | [17 empty] | 0.36756 | [9 empty] | 5.3973 | [32 empty] | 2025 |  |  | CHN | Tibet
| Lawu |  | Magmatic hydrothermal | Skarn | Cu-Pb-Zn skarn | Cu, Pb, Zn | In, Sn | Cu, Pb, Zn, In, Sn |  |  | Larga (L-82)-1 | Larga (L-82)-1 | underground mine |  |  |  |  | ore material | drill core | underground mining tunnels and drill cores | mineral separate | [5 empty] | mineralisation |  |  |  | sphalerite, chalcopyrite, pyrrhotite, pyrite, arsenopyrite |  |  | Sn-poor Epithermal |  |  |  | galena, bismuthinite, marcasite, iron oxides, pyroxene, actinolite, quartz | thin sections and polished blocks examined using optical microscope, BSE detector, and EDS prior to analysis | EMPA, LA-ICPMS | JEOL JXA-8230 electron probe microanalyzer; RESOlution-LR 193 nm ArF excimer laser ablation system coupled to an Agilent 7700x ICP-MS | Laboratory of Mineral Resources Research Center, Fuzhou University; Adelaide Microscopy, the University of Adelaide | EPMA point analysis: accelerating voltage 15 kV, beam current 20 nA, beam diameter ~5 μm; EPMA mapping: accelerating voltage 20 kV, working current 50 nA, dwell time ~10 ms; BSE imaging: accelerating voltage 20 kV, beam current 10 nA; LA-ICP-MS: energy density 3~3.5 J/cm2, spot sizes 29 to 51 μm, repetition rates 5 Hz (polished thin-section) and 10 Hz (polished blocks), ~30 s background acquisition, ~40 s sample data acquisition | STDGL3 (Danyushevsky et al. 2011) and GSD-1G (USGS) | 18.8 | [19 empty] | 6860 | [5 empty] | 47 | [5 empty] | 1907 | [9 empty] | 106270 |  | 4.19 |  |  |  | 1.15 | [7 empty] | 3003 | [13 empty] | 237 | [15 empty] | 0.4 | [17 empty] | 0.05 | [9 empty] | 115 | [32 empty] | 2025 |  |  | CHN | Tibet
| Lawu |  | Magmatic hydrothermal | Skarn | Cu-Pb-Zn skarn | Cu, Pb, Zn | In, Sn | Cu, Pb, Zn, In, Sn |  |  | Larga (L-82)-2 | Larga (L-82)-2 | underground mine |  |  |  |  | ore material | drill core | underground mining tunnels and drill cores | mineral separate | [5 empty] | mineralisation |  |  |  | sphalerite, chalcopyrite, pyrrhotite, pyrite, arsenopyrite |  |  | Sn-poor Epithermal |  |  |  | galena, bismuthinite, marcasite, iron oxides, pyroxene, actinolite, quartz | thin sections and polished blocks examined using optical microscope, BSE detector, and EDS prior to analysis | EMPA, LA-ICPMS | JEOL JXA-8230 electron probe microanalyzer; RESOlution-LR 193 nm ArF excimer laser ablation system coupled to an Agilent 7700x ICP-MS | Laboratory of Mineral Resources Research Center, Fuzhou University; Adelaide Microscopy, the University of Adelaide | EPMA point analysis: accelerating voltage 15 kV, beam current 20 nA, beam diameter ~5 μm; EPMA mapping: accelerating voltage 20 kV, working current 50 nA, dwell time ~10 ms; BSE imaging: accelerating voltage 20 kV, beam current 10 nA; LA-ICP-MS: energy density 3~3.5 J/cm2, spot sizes 29 to 51 μm, repetition rates 5 Hz (polished thin-section) and 10 Hz (polished blocks), ~30 s background acquisition, ~40 s sample data acquisition | STDGL3 (Danyushevsky et al. 2011) and GSD-1G (USGS) | 18.2 | [19 empty] | 6752 | [5 empty] | 18.1 | [5 empty] | 1765 | [9 empty] | 117115 |  | 10.9 |  |  |  | 1.26 | [7 empty] | 1856 | [13 empty] | 292 | [15 empty] | 0.05 | [17 empty] | 0.05 | [9 empty] | 227 | [32 empty] | 2025 |  |  | CHN | Tibet
| Lawu |  | Magmatic hydrothermal | Skarn | Cu-Pb-Zn skarn | Cu, Pb, Zn | In, Sn | Cu, Pb, Zn, In, Sn |  |  | Larga (L-82)-3 | Larga (L-82)-3 | underground mine |  |  |  |  | ore material | drill core | underground mining tunnels and drill cores | mineral separate | [5 empty] | mineralisation |  |  |  | sphalerite, chalcopyrite, pyrrhotite, pyrite, arsenopyrite |  |  | Sn-poor Epithermal |  |  |  | galena, bismuthinite, marcasite, iron oxides, pyroxene, actinolite, quartz | thin sections and polished blocks examined using optical microscope, BSE detector, and EDS prior to analysis | EMPA, LA-ICPMS | JEOL JXA-8230 electron probe microanalyzer; RESOlution-LR 193 nm ArF excimer laser ablation system coupled to an Agilent 7700x ICP-MS | Laboratory of Mineral Resources Research Center, Fuzhou University; Adelaide Microscopy, the University of Adelaide | EPMA point analysis: accelerating voltage 15 kV, beam current 20 nA, beam diameter ~5 μm; EPMA mapping: accelerating voltage 20 kV, working current 50 nA, dwell time ~10 ms; BSE imaging: accelerating voltage 20 kV, beam current 10 nA; LA-ICP-MS: energy density 3~3.5 J/cm2, spot sizes 29 to 51 μm, repetition rates 5 Hz (polished thin-section) and 10 Hz (polished blocks), ~30 s background acquisition, ~40 s sample data acquisition | STDGL3 (Danyushevsky et al. 2011) and GSD-1G (USGS) | 7.88 | [19 empty] | 6116 | [5 empty] | 39.2 | [5 empty] | 1421 | [9 empty] | 111558 |  | 8.12 |  |  |  | 1.58 | [7 empty] | 106 | [13 empty] | 444 | [15 empty] | 0.27 | [17 empty] | 0.03 | [9 empty] | 920 | [32 empty] | 2025 |  |  | CHN | Tibet
| Lawu |  | Magmatic hydrothermal | Skarn | Cu-Pb-Zn skarn | Cu, Pb, Zn | In, Sn | Cu, Pb, Zn, In, Sn |  |  | Larga (L-82)-4 | Larga (L-82)-4 | underground mine |  |  |  |  | ore material | drill core | underground mining tunnels and drill cores | mineral separate | [5 empty] | mineralisation |  |  |  | sphalerite, chalcopyrite, pyrrhotite, pyrite, arsenopyrite |  |  | Sn-poor Epithermal |  |  |  | galena, bismuthinite, marcasite, iron oxides, pyroxene, actinolite, quartz | thin sections and polished blocks examined using optical microscope, BSE detector, and EDS prior to analysis | EMPA, LA-ICPMS | JEOL JXA-8230 electron probe microanalyzer; RESOlution-LR 193 nm ArF excimer laser ablation system coupled to an Agilent 7700x ICP-MS | Laboratory of Mineral Resources Research Center, Fuzhou University; Adelaide Microscopy, the University of Adelaide | EPMA point analysis: accelerating voltage 15 kV, beam current 20 nA, beam diameter ~5 μm; EPMA mapping: accelerating voltage 20 kV, working current 50 nA, dwell time ~10 ms; BSE imaging: accelerating voltage 20 kV, beam current 10 nA; LA-ICP-MS: energy density 3~3.5 J/cm2, spot sizes 29 to 51 μm, repetition rates 5 Hz (polished thin-section) and 10 Hz (polished blocks), ~30 s background acquisition, ~40 s sample data acquisition | STDGL3 (Danyushevsky et al. 2011) and GSD-1G (USGS) | 4.95 | [19 empty] | 4595 | [5 empty] | 89.9 | [5 empty] | 514 | [9 empty] | 98509 |  | 9.21 |  |  |  | 1.2 | [7 empty] | 176 | [13 empty] | 1755 | [15 empty] | 0.09 | [17 empty] | 0.05 | [9 empty] | 253 | [32 empty] | 2025 |  |  | CHN | Tibet
| Lawu |  | Magmatic hydrothermal | Skarn | Cu-Pb-Zn skarn | Cu, Pb, Zn | In, Sn | Cu, Pb, Zn, In, Sn |  |  | Larga (L-82)-5 | Larga (L-82)-5 | underground mine |  |  |  |  | ore material | drill core | underground mining tunnels and drill cores | mineral separate | [5 empty] | mineralisation |  |  |  | sphalerite, chalcopyrite, pyrrhotite, pyrite, arsenopyrite |  |  | Sn-poor Epithermal |  |  |  | galena, bismuthinite, marcasite, iron oxides, pyroxene, actinolite, quartz | thin sections and polished blocks examined using optical microscope, BSE detector, and EDS prior to analysis | EMPA, LA-ICPMS | JEOL JXA-8230 electron probe microanalyzer; RESOlution-LR 193 nm ArF excimer laser ablation system coupled to an Agilent 7700x ICP-MS | Laboratory of Mineral Resources Research Center, Fuzhou University; Adelaide Microscopy, the University of Adelaide | EPMA point analysis: accelerating voltage 15 kV, beam current 20 nA, beam diameter ~5 μm; EPMA mapping: accelerating voltage 20 kV, working current 50 nA, dwell time ~10 ms; BSE imaging: accelerating voltage 20 kV, beam current 10 nA; LA-ICP-MS: energy density 3~3.5 J/cm2, spot sizes 29 to 51 μm, repetition rates 5 Hz (polished thin-section) and 10 Hz (polished blocks), ~30 s background acquisition, ~40 s sample data acquisition | STDGL3 (Danyushevsky et al. 2011) and GSD-1G (USGS) | 3.21 | [19 empty] | 4907 | [5 empty] | 147 | [5 empty] | 400 | [9 empty] | 100100 |  | 4.21 |  |  |  | 1.25 | [7 empty] | 19 | [13 empty] | 1228 | [15 empty] | 0.15 | [17 empty] | 0.05 | [9 empty] | 82.2 | [32 empty] | 2025 |  |  | CHN | Tibet
| Lawu |  | Magmatic hydrothermal | Skarn | Cu-Pb-Zn skarn | Cu, Pb, Zn | In, Sn | Cu, Pb, Zn, In, Sn |  |  | Larga (L-82)-6 | Larga (L-82)-6 | underground mine |  |  |  |  | ore material | drill core | underground mining tunnels and drill cores | mineral separate | [5 empty] | mineralisation |  |  |  | sphalerite, chalcopyrite, pyrrhotite, pyrite, arsenopyrite |  |  | Sn-poor Epithermal |  |  |  | galena, bismuthinite, marcasite, iron oxides, pyroxene, actinolite, quartz | thin sections and polished blocks examined using optical microscope, BSE detector, and EDS prior to analysis | EMPA, LA-ICPMS | JEOL JXA-8230 electron probe microanalyzer; RESOlution-LR 193 nm ArF excimer laser ablation system coupled to an Agilent 7700x ICP-MS | Laboratory of Mineral Resources Research Center, Fuzhou University; Adelaide Microscopy, the University of Adelaide | EPMA point analysis: accelerating voltage 15 kV, beam current 20 nA, beam diameter ~5 μm; EPMA mapping: accelerating voltage 20 kV, working current 50 nA, dwell time ~10 ms; BSE imaging: accelerating voltage 20 kV, beam current 10 nA; LA-ICP-MS: energy density 3~3.5 J/cm2, spot sizes 29 to 51 μm, repetition rates 5 Hz (polished thin-section) and 10 Hz (polished blocks), ~30 s background acquisition, ~40 s sample data acquisition | STDGL3 (Danyushevsky et al. 2011) and GSD-1G (USGS) | 5.14 | [19 empty] | 4991 | [5 empty] | 161 | [5 empty] | 1060 | [9 empty] | 100713 |  | 4.88 |  |  |  | 1.43 | [7 empty] | 34 | [13 empty] | 1083 | [15 empty] | 0.54 | [17 empty] | 0.04 | [9 empty] | 377 | [32 empty] | 2025 |  |  | CHN | Tibet
| Lawu |  | Magmatic hydrothermal | Skarn | Cu-Pb-Zn skarn | Cu, Pb, Zn | In, Sn | Cu, Pb, Zn, In, Sn |  |  | Larga (L-82)-7 | Larga (L-82)-7 | underground mine |  |  |  |  | ore material | drill core | underground mining tunnels and drill cores | mineral separate | [5 empty] | mineralisation |  |  |  | sphalerite, chalcopyrite, pyrrhotite, pyrite, arsenopyrite |  |  | Sn-poor Epithermal |  |  |  | galena, bismuthinite, marcasite, iron oxides, pyroxene, actinolite, quartz | thin sections and polished blocks examined using optical microscope, BSE detector, and EDS prior to analysis | EMPA, LA-ICPMS | JEOL JXA-8230 electron probe microanalyzer; RESOlution-LR 193 nm ArF excimer laser ablation system coupled to an Agilent 7700x ICP-MS | Laboratory of Mineral Resources Research Center, Fuzhou University; Adelaide Microscopy, the University of Adelaide | EPMA point analysis: accelerating voltage 15 kV, beam current 20 nA, beam diameter ~5 μm; EPMA mapping: accelerating voltage 20 kV, working current 50 nA, dwell time ~10 ms; BSE imaging: accelerating voltage 20 kV, beam current 10 nA; LA-ICP-MS: energy density 3~3.5 J/cm2, spot sizes 29 to 51 μm, repetition rates 5 Hz (polished thin-section) and 10 Hz (polished blocks), ~30 s background acquisition, ~40 s sample data acquisition | STDGL3 (Danyushevsky et al. 2011) and GSD-1G (USGS) | 7.64 | [19 empty] | 4811 | [5 empty] | 154 | [5 empty] | 488 | [9 empty] | 99363 |  | 7.45 |  |  |  | 1.57 | [7 empty] | 17.3 | [13 empty] | 1024 | [15 empty] | 2.36 | [17 empty] | 2.68 | [9 empty] | 262 | [32 empty] | 2025 |  |  | CHN | Tibet
| Lawu |  | Magmatic hydrothermal | Skarn | Cu-Pb-Zn skarn | Cu, Pb, Zn | In, Sn | Cu, Pb, Zn, In, Sn |  |  | Larga (L-82)-8 | Larga (L-82)-8 | underground mine |  |  |  |  | ore material | drill core | underground mining tunnels and drill cores | mineral separate | [5 empty] | mineralisation |  |  |  | sphalerite, chalcopyrite, pyrrhotite, pyrite, arsenopyrite |  |  | Sn-poor Epithermal |  |  |  | galena, bismuthinite, marcasite, iron oxides, pyroxene, actinolite, quartz | thin sections and polished blocks examined using optical microscope, BSE detector, and EDS prior to analysis | EMPA, LA-ICPMS | JEOL JXA-8230 electron probe microanalyzer; RESOlution-LR 193 nm ArF excimer laser ablation system coupled to an Agilent 7700x ICP-MS | Laboratory of Mineral Resources Research Center, Fuzhou University; Adelaide Microscopy, the University of Adelaide | EPMA point analysis: accelerating voltage 15 kV, beam current 20 nA, beam diameter ~5 μm; EPMA mapping: accelerating voltage 20 kV, working current 50 nA, dwell time ~10 ms; BSE imaging: accelerating voltage 20 kV, beam current 10 nA; LA-ICP-MS: energy density 3~3.5 J/cm2, spot sizes 29 to 51 μm, repetition rates 5 Hz (polished thin-section) and 10 Hz (polished blocks), ~30 s background acquisition, ~40 s sample data acquisition | STDGL3 (Danyushevsky et al. 2011) and GSD-1G (USGS) | 5.63 | [19 empty] | 5450 | [5 empty] | 146 | [5 empty] | 1144 | [9 empty] | 101360 |  | 5.76 |  |  |  | 1.2 | [7 empty] | 140 | [13 empty] | 931 | [15 empty] | 3.37 | [17 empty] | 0.53 | [9 empty] | 263 | [32 empty] | 2025 |  |  | CHN | Tibet
| Lawu |  | Magmatic hydrothermal | Skarn | Cu-Pb-Zn skarn | Cu, Pb, Zn | In, Sn | Cu, Pb, Zn, In, Sn |  |  | Rosia Montana (CRC-7)-1 | Rosia Montana (CRC-7)-1 | underground mine |  |  |  |  | ore material | drill core | underground mining tunnels and drill cores | mineral separate | [5 empty] | mineralisation |  |  |  | sphalerite, chalcopyrite, pyrrhotite, pyrite, arsenopyrite |  |  | Sn-poor Epithermal |  |  |  | galena, bismuthinite, marcasite, iron oxides, pyroxene, actinolite, quartz | thin sections and polished blocks examined using optical microscope, BSE detector, and EDS prior to analysis | EMPA, LA-ICPMS | JEOL JXA-8230 electron probe microanalyzer; RESOlution-LR 193 nm ArF excimer laser ablation system coupled to an Agilent 7700x ICP-MS | Laboratory of Mineral Resources Research Center, Fuzhou University; Adelaide Microscopy, the University of Adelaide | EPMA point analysis: accelerating voltage 15 kV, beam current 20 nA, beam diameter ~5 μm; EPMA mapping: accelerating voltage 20 kV, working current 50 nA, dwell time ~10 ms; BSE imaging: accelerating voltage 20 kV, beam current 10 nA; LA-ICP-MS: energy density 3~3.5 J/cm2, spot sizes 29 to 51 μm, repetition rates 5 Hz (polished thin-section) and 10 Hz (polished blocks), ~30 s background acquisition, ~40 s sample data acquisition | STDGL3 (Danyushevsky et al. 2011) and GSD-1G (USGS) | 17.7 | [19 empty] | 3428 | [5 empty] | 0.015 | [5 empty] | 591 | [9 empty] | 934 |  | 451 |  |  |  | 29 | [7 empty] | 71.7 | [13 empty] | 76001 | [15 empty] | 40.9 | [17 empty] | 5.05 | [9 empty] | 88.7 | [32 empty] | 2025 |  |  | CHN | Tibet
| Lawu |  | Magmatic hydrothermal | Skarn | Cu-Pb-Zn skarn | Cu, Pb, Zn | In, Sn | Cu, Pb, Zn, In, Sn |  |  | Rosia Montana (CRC-7)-2 | Rosia Montana (CRC-7)-2 | underground mine |  |  |  |  | ore material | drill core | underground mining tunnels and drill cores | mineral separate | [5 empty] | mineralisation |  |  |  | sphalerite, chalcopyrite, pyrrhotite, pyrite, arsenopyrite |  |  | Sn-poor Epithermal |  |  |  | galena, bismuthinite, marcasite, iron oxides, pyroxene, actinolite, quartz | thin sections and polished blocks examined using optical microscope, BSE detector, and EDS prior to analysis | EMPA, LA-ICPMS | JEOL JXA-8230 electron probe microanalyzer; RESOlution-LR 193 nm ArF excimer laser ablation system coupled to an Agilent 7700x ICP-MS | Laboratory of Mineral Resources Research Center, Fuzhou University; Adelaide Microscopy, the University of Adelaide | EPMA point analysis: accelerating voltage 15 kV, beam current 20 nA, beam diameter ~5 μm; EPMA mapping: accelerating voltage 20 kV, working current 50 nA, dwell time ~10 ms; BSE imaging: accelerating voltage 20 kV, beam current 10 nA; LA-ICP-MS: energy density 3~3.5 J/cm2, spot sizes 29 to 51 μm, repetition rates 5 Hz (polished thin-section) and 10 Hz (polished blocks), ~30 s background acquisition, ~40 s sample data acquisition | STDGL3 (Danyushevsky et al. 2011) and GSD-1G (USGS) | 8.9 | [19 empty] | 2336 | [5 empty] | 0.015 | [5 empty] | 1366 | [9 empty] | 877 |  | 1137 |  |  |  | 240 | [7 empty] | 4.9 | [13 empty] | 32476 | [15 empty] | 2.1 | [17 empty] | 2.99 | [9 empty] | 7.7 | [32 empty] | 2025 |  |  | CHN | Tibet
| Lawu |  | Magmatic hydrothermal | Skarn | Cu-Pb-Zn skarn | Cu, Pb, Zn | In, Sn | Cu, Pb, Zn, In, Sn |  |  | Rosia Montana (CRC-7)-3 | Rosia Montana (CRC-7)-3 | underground mine |  |  |  |  | ore material | drill core | underground mining tunnels and drill cores | mineral separate | [5 empty] | mineralisation |  |  |  | sphalerite, chalcopyrite, pyrrhotite, pyrite, arsenopyrite |  |  | Sn-poor Epithermal |  |  |  | galena, bismuthinite, marcasite, iron oxides, pyroxene, actinolite, quartz | thin sections and polished blocks examined using optical microscope, BSE detector, and EDS prior to analysis | EMPA, LA-ICPMS | JEOL JXA-8230 electron probe microanalyzer; RESOlution-LR 193 nm ArF excimer laser ablation system coupled to an Agilent 7700x ICP-MS | Laboratory of Mineral Resources Research Center, Fuzhou University; Adelaide Microscopy, the University of Adelaide | EPMA point analysis: accelerating voltage 15 kV, beam current 20 nA, beam diameter ~5 μm; EPMA mapping: accelerating voltage 20 kV, working current 50 nA, dwell time ~10 ms; BSE imaging: accelerating voltage 20 kV, beam current 10 nA; LA-ICP-MS: energy density 3~3.5 J/cm2, spot sizes 29 to 51 μm, repetition rates 5 Hz (polished thin-section) and 10 Hz (polished blocks), ~30 s background acquisition, ~40 s sample data acquisition | STDGL3 (Danyushevsky et al. 2011) and GSD-1G (USGS) | 13.9 | [19 empty] | 2307 | [5 empty] | 0.02 | [5 empty] | 1295 | [9 empty] | 1086 |  | 1026 |  |  |  | 234 | [7 empty] | 6.5 | [13 empty] | 41025 | [15 empty] | 3.45 | [17 empty] | 4.43 | [9 empty] | 10.1 | [32 empty] | 2025 |  |  | CHN | Tibet
| Lawu |  | Magmatic hydrothermal | Skarn | Cu-Pb-Zn skarn | Cu, Pb, Zn | In, Sn | Cu, Pb, Zn, In, Sn |  |  | Rosia Montana (CRC-7)-4 | Rosia Montana (CRC-7)-4 | underground mine |  |  |  |  | ore material | drill core | underground mining tunnels and drill cores | mineral separate | [5 empty] | mineralisation |  |  |  | sphalerite, chalcopyrite, pyrrhotite, pyrite, arsenopyrite |  |  | Sn-poor Epithermal |  |  |  | galena, bismuthinite, marcasite, iron oxides, pyroxene, actinolite, quartz | thin sections and polished blocks examined using optical microscope, BSE detector, and EDS prior to analysis | EMPA, LA-ICPMS | JEOL JXA-8230 electron probe microanalyzer; RESOlution-LR 193 nm ArF excimer laser ablation system coupled to an Agilent 7700x ICP-MS | Laboratory of Mineral Resources Research Center, Fuzhou University; Adelaide Microscopy, the University of Adelaide | EPMA point analysis: accelerating voltage 15 kV, beam current 20 nA, beam diameter ~5 μm; EPMA mapping: accelerating voltage 20 kV, working current 50 nA, dwell time ~10 ms; BSE imaging: accelerating voltage 20 kV, beam current 10 nA; LA-ICP-MS: energy density 3~3.5 J/cm2, spot sizes 29 to 51 μm, repetition rates 5 Hz (polished thin-section) and 10 Hz (polished blocks), ~30 s background acquisition, ~40 s sample data acquisition | STDGL3 (Danyushevsky et al. 2011) and GSD-1G (USGS) | 2.6 | [19 empty] | 2035 | [5 empty] | 0.015 | [5 empty] | 100 | [9 empty] | 887 |  | 52 |  |  |  | 4 | [7 empty] | 4.3 | [13 empty] | 35870 | [15 empty] | 5.74 | [17 empty] | 5.08 | [9 empty] | 5.5 | [32 empty] | 2025 |  |  | CHN | Tibet
| Lawu |  | Magmatic hydrothermal | Skarn | Cu-Pb-Zn skarn | Cu, Pb, Zn | In, Sn | Cu, Pb, Zn, In, Sn |  |  | Rosia Montana (CRC-7)-5 | Rosia Montana (CRC-7)-5 | underground mine |  |  |  |  | ore material | drill core | underground mining tunnels and drill cores | mineral separate | [5 empty] | mineralisation |  |  |  | sphalerite, chalcopyrite, pyrrhotite, pyrite, arsenopyrite |  |  | Sn-poor Epithermal |  |  |  | galena, bismuthinite, marcasite, iron oxides, pyroxene, actinolite, quartz | thin sections and polished blocks examined using optical microscope, BSE detector, and EDS prior to analysis | EMPA, LA-ICPMS | JEOL JXA-8230 electron probe microanalyzer; RESOlution-LR 193 nm ArF excimer laser ablation system coupled to an Agilent 7700x ICP-MS | Laboratory of Mineral Resources Research Center, Fuzhou University; Adelaide Microscopy, the University of Adelaide | EPMA point analysis: accelerating voltage 15 kV, beam current 20 nA, beam diameter ~5 μm; EPMA mapping: accelerating voltage 20 kV, working current 50 nA, dwell time ~10 ms; BSE imaging: accelerating voltage 20 kV, beam current 10 nA; LA-ICP-MS: energy density 3~3.5 J/cm2, spot sizes 29 to 51 μm, repetition rates 5 Hz (polished thin-section) and 10 Hz (polished blocks), ~30 s background acquisition, ~40 s sample data acquisition | STDGL3 (Danyushevsky et al. 2011) and GSD-1G (USGS) | 5.8 | [19 empty] | 2842 | [5 empty] | 0.015 | [5 empty] | 586 | [9 empty] | 804 |  | 497 |  |  |  | 102 | [7 empty] | 30.3 | [13 empty] | 54390 | [15 empty] | 2.33 | [17 empty] | 5.07 | [9 empty] | 47.6 | [32 empty] | 2025 |  |  | CHN | Tibet
| Lawu |  | Magmatic hydrothermal | Skarn | Cu-Pb-Zn skarn | Cu, Pb, Zn | In, Sn | Cu, Pb, Zn, In, Sn |  |  | Rosia Montana (CRC-7)-6 | Rosia Montana (CRC-7)-6 | underground mine |  |  |  |  | ore material | drill core | underground mining tunnels and drill cores | mineral separate | [5 empty] | mineralisation |  |  |  | sphalerite, chalcopyrite, pyrrhotite, pyrite, arsenopyrite |  |  | Sn-poor Epithermal |  |  |  | galena, bismuthinite, marcasite, iron oxides, pyroxene, actinolite, quartz | thin sections and polished blocks examined using optical microscope, BSE detector, and EDS prior to analysis | EMPA, LA-ICPMS | JEOL JXA-8230 electron probe microanalyzer; RESOlution-LR 193 nm ArF excimer laser ablation system coupled to an Agilent 7700x ICP-MS | Laboratory of Mineral Resources Research Center, Fuzhou University; Adelaide Microscopy, the University of Adelaide | EPMA point analysis: accelerating voltage 15 kV, beam current 20 nA, beam diameter ~5 μm; EPMA mapping: accelerating voltage 20 kV, working current 50 nA, dwell time ~10 ms; BSE imaging: accelerating voltage 20 kV, beam current 10 nA; LA-ICP-MS: energy density 3~3.5 J/cm2, spot sizes 29 to 51 μm, repetition rates 5 Hz (polished thin-section) and 10 Hz (polished blocks), ~30 s background acquisition, ~40 s sample data acquisition | STDGL3 (Danyushevsky et al. 2011) and GSD-1G (USGS) | 2.5 | [19 empty] | 2795 | [5 empty] | 0.015 | [5 empty] | 355 | [9 empty] | 986 |  | 176 |  |  |  | 6.8 | [7 empty] | 67.3 | [13 empty] | 61142 | [15 empty] | 1.45 | [17 empty] | 0.15 | [9 empty] | 96.4 | [32 empty] | 2025 |  |  | CHN | Tibet
| Lawu |  | Magmatic hydrothermal | Skarn | Cu-Pb-Zn skarn | Cu, Pb, Zn | In, Sn | Cu, Pb, Zn, In, Sn |  |  | Rosia Montana (CRC-7)-7 | Rosia Montana (CRC-7)-7 | underground mine |  |  |  |  | ore material | drill core | underground mining tunnels and drill cores | mineral separate | [5 empty] | mineralisation |  |  |  | sphalerite, chalcopyrite, pyrrhotite, pyrite, arsenopyrite |  |  | Sn-poor Epithermal |  |  |  | galena, bismuthinite, marcasite, iron oxides, pyroxene, actinolite, quartz | thin sections and polished blocks examined using optical microscope, BSE detector, and EDS prior to analysis | EMPA, LA-ICPMS | JEOL JXA-8230 electron probe microanalyzer; RESOlution-LR 193 nm ArF excimer laser ablation system coupled to an Agilent 7700x ICP-MS | Laboratory of Mineral Resources Research Center, Fuzhou University; Adelaide Microscopy, the University of Adelaide | EPMA point analysis: accelerating voltage 15 kV, beam current 20 nA, beam diameter ~5 μm; EPMA mapping: accelerating voltage 20 kV, working current 50 nA, dwell time ~10 ms; BSE imaging: accelerating voltage 20 kV, beam current 10 nA; LA-ICP-MS: energy density 3~3.5 J/cm2, spot sizes 29 to 51 μm, repetition rates 5 Hz (polished thin-section) and 10 Hz (polished blocks), ~30 s background acquisition, ~40 s sample data acquisition | STDGL3 (Danyushevsky et al. 2011) and GSD-1G (USGS) | 7.3 | [19 empty] | 2839 | [5 empty] | 0.015 | [5 empty] | 843 | [9 empty] | 855 |  | 587 |  |  |  | 204 | [7 empty] | 38.1 | [13 empty] | 55585 | [15 empty] | 1.31 | [17 empty] | 1.21 | [9 empty] | 59.8 | [32 empty] | 2025 |  |  | CHN | Tibet
| Lawu |  | Magmatic hydrothermal | Skarn | Cu-Pb-Zn skarn | Cu, Pb, Zn | In, Sn | Cu, Pb, Zn, In, Sn |  |  | Rosia Montana (CRC-7)-8 | Rosia Montana (CRC-7)-8 | underground mine |  |  |  |  | ore material | drill core | underground mining tunnels and drill cores | mineral separate | [5 empty] | mineralisation |  |  |  | sphalerite, chalcopyrite, pyrrhotite, pyrite, arsenopyrite |  |  | Sn-poor Epithermal |  |  |  | galena, bismuthinite, marcasite, iron oxides, pyroxene, actinolite, quartz | thin sections and polished blocks examined using optical microscope, BSE detector, and EDS prior to analysis | EMPA, LA-ICPMS | JEOL JXA-8230 electron probe microanalyzer; RESOlution-LR 193 nm ArF excimer laser ablation system coupled to an Agilent 7700x ICP-MS | Laboratory of Mineral Resources Research Center, Fuzhou University; Adelaide Microscopy, the University of Adelaide | EPMA point analysis: accelerating voltage 15 kV, beam current 20 nA, beam diameter ~5 μm; EPMA mapping: accelerating voltage 20 kV, working current 50 nA, dwell time ~10 ms; BSE imaging: accelerating voltage 20 kV, beam current 10 nA; LA-ICP-MS: energy density 3~3.5 J/cm2, spot sizes 29 to 51 μm, repetition rates 5 Hz (polished thin-section) and 10 Hz (polished blocks), ~30 s background acquisition, ~40 s sample data acquisition | STDGL3 (Danyushevsky et al. 2011) and GSD-1G (USGS) | 7.9 | [19 empty] | 2273 | [5 empty] | 0.015 | [5 empty] | 1248 | [9 empty] | 816 |  | 1088 |  |  |  | 206 | [7 empty] | 6.1 | [13 empty] | 31064 | [15 empty] | 1.83 | [17 empty] | 4.05 | [9 empty] | 8.6 | [32 empty] | 2025 |  |  | CHN | Tibet
| Lawu |  | Magmatic hydrothermal | Skarn | Cu-Pb-Zn skarn | Cu, Pb, Zn | In, Sn | Cu, Pb, Zn, In, Sn |  |  | Rosia Montana (CRC-7)-9 | Rosia Montana (CRC-7)-9 | underground mine |  |  |  |  | ore material | drill core | underground mining tunnels and drill cores | mineral separate | [5 empty] | mineralisation |  |  |  | sphalerite, chalcopyrite, pyrrhotite, pyrite, arsenopyrite |  |  | Sn-poor Epithermal |  |  |  | galena, bismuthinite, marcasite, iron oxides, pyroxene, actinolite, quartz | thin sections and polished blocks examined using optical microscope, BSE detector, and EDS prior to analysis | EMPA, LA-ICPMS | JEOL JXA-8230 electron probe microanalyzer; RESOlution-LR 193 nm ArF excimer laser ablation system coupled to an Agilent 7700x ICP-MS | Laboratory of Mineral Resources Research Center, Fuzhou University; Adelaide Microscopy, the University of Adelaide | EPMA point analysis: accelerating voltage 15 kV, beam current 20 nA, beam diameter ~5 μm; EPMA mapping: accelerating voltage 20 kV, working current 50 nA, dwell time ~10 ms; BSE imaging: accelerating voltage 20 kV, beam current 10 nA; LA-ICP-MS: energy density 3~3.5 J/cm2, spot sizes 29 to 51 μm, repetition rates 5 Hz (polished thin-section) and 10 Hz (polished blocks), ~30 s background acquisition, ~40 s sample data acquisition | STDGL3 (Danyushevsky et al. 2011) and GSD-1G (USGS) | 3.1 | [19 empty] | 2533 | [5 empty] | 0.015 | [5 empty] | 424 | [9 empty] | 839 |  | 295 |  |  |  | 27.8 | [7 empty] | 52.4 | [13 empty] | 55346 | [15 empty] | 1.41 | [17 empty] | 0.2 | [9 empty] | 109 | [32 empty] | 2025 |  |  | CHN | Tibet
| Lawu |  | Magmatic hydrothermal | Skarn | Cu-Pb-Zn skarn | Cu, Pb, Zn | In, Sn | Cu, Pb, Zn, In, Sn |  |  | Rosia Montana (RM-21)-1 | Rosia Montana (RM-21)-1 | underground mine |  |  |  |  | ore material | drill core | underground mining tunnels and drill cores | mineral separate | [5 empty] | mineralisation |  |  |  | sphalerite, chalcopyrite, pyrrhotite, pyrite, arsenopyrite |  |  | Sn-poor Epithermal |  |  |  | galena, bismuthinite, marcasite, iron oxides, pyroxene, actinolite, quartz | thin sections and polished blocks examined using optical microscope, BSE detector, and EDS prior to analysis | EMPA, LA-ICPMS | JEOL JXA-8230 electron probe microanalyzer; RESOlution-LR 193 nm ArF excimer laser ablation system coupled to an Agilent 7700x ICP-MS | Laboratory of Mineral Resources Research Center, Fuzhou University; Adelaide Microscopy, the University of Adelaide | EPMA point analysis: accelerating voltage 15 kV, beam current 20 nA, beam diameter ~5 μm; EPMA mapping: accelerating voltage 20 kV, working current 50 nA, dwell time ~10 ms; BSE imaging: accelerating voltage 20 kV, beam current 10 nA; LA-ICP-MS: energy density 3~3.5 J/cm2, spot sizes 29 to 51 μm, repetition rates 5 Hz (polished thin-section) and 10 Hz (polished blocks), ~30 s background acquisition, ~40 s sample data acquisition | STDGL3 (Danyushevsky et al. 2011) and GSD-1G (USGS) | 2.2 | [19 empty] | 3993 | [5 empty] | 0.44 | [5 empty] | 164 | [9 empty] | 2254 |  | 63.6 |  |  |  | 1.64 | [7 empty] | 0.09 | [13 empty] | 58458 | [15 empty] | 5.53 | [17 empty] | 0.07 | [9 empty] | 1.71 | [32 empty] | 2025 |  |  | CHN | Tibet
| Lawu |  | Magmatic hydrothermal | Skarn | Cu-Pb-Zn skarn | Cu, Pb, Zn | In, Sn | Cu, Pb, Zn, In, Sn |  |  | Rosia Montana (RM-21)-2 | Rosia Montana (RM-21)-2 | underground mine |  |  |  |  | ore material | drill core | underground mining tunnels and drill cores | mineral separate | [5 empty] | mineralisation |  |  |  | sphalerite, chalcopyrite, pyrrhotite, pyrite, arsenopyrite |  |  | Sn-poor Epithermal |  |  |  | galena, bismuthinite, marcasite, iron oxides, pyroxene, actinolite, quartz | thin sections and polished blocks examined using optical microscope, BSE detector, and EDS prior to analysis | EMPA, LA-ICPMS | JEOL JXA-8230 electron probe microanalyzer; RESOlution-LR 193 nm ArF excimer laser ablation system coupled to an Agilent 7700x ICP-MS | Laboratory of Mineral Resources Research Center, Fuzhou University; Adelaide Microscopy, the University of Adelaide | EPMA point analysis: accelerating voltage 15 kV, beam current 20 nA, beam diameter ~5 μm; EPMA mapping: accelerating voltage 20 kV, working current 50 nA, dwell time ~10 ms; BSE imaging: accelerating voltage 20 kV, beam current 10 nA; LA-ICP-MS: energy density 3~3.5 J/cm2, spot sizes 29 to 51 μm, repetition rates 5 Hz (polished thin-section) and 10 Hz (polished blocks), ~30 s background acquisition, ~40 s sample data acquisition | STDGL3 (Danyushevsky et al. 2011) and GSD-1G (USGS) | 9.05 | [19 empty] | 3518 | [5 empty] | 0.52 | [5 empty] | 1818 | [9 empty] | 2491 |  | 176 |  |  |  | 2.67 | [7 empty] | 0.1 | [13 empty] | 64301 | [15 empty] | 0.64 | [17 empty] | 0.01 | [9 empty] | 0.97 | [32 empty] | 2025 |  |  | CHN | Tibet
| Lawu |  | Magmatic hydrothermal | Skarn | Cu-Pb-Zn skarn | Cu, Pb, Zn | In, Sn | Cu, Pb, Zn, In, Sn |  |  | Rosia Montana (RM-21)-3 | Rosia Montana (RM-21)-3 | underground mine |  |  |  |  | ore material | drill core | underground mining tunnels and drill cores | mineral separate | [5 empty] | mineralisation |  |  |  | sphalerite, chalcopyrite, pyrrhotite, pyrite, arsenopyrite |  |  | Sn-poor Epithermal |  |  |  | galena, bismuthinite, marcasite, iron oxides, pyroxene, actinolite, quartz | thin sections and polished blocks examined using optical microscope, BSE detector, and EDS prior to analysis | EMPA, LA-ICPMS | JEOL JXA-8230 electron probe microanalyzer; RESOlution-LR 193 nm ArF excimer laser ablation system coupled to an Agilent 7700x ICP-MS | Laboratory of Mineral Resources Research Center, Fuzhou University; Adelaide Microscopy, the University of Adelaide | EPMA point analysis: accelerating voltage 15 kV, beam current 20 nA, beam diameter ~5 μm; EPMA mapping: accelerating voltage 20 kV, working current 50 nA, dwell time ~10 ms; BSE imaging: accelerating voltage 20 kV, beam current 10 nA; LA-ICP-MS: energy density 3~3.5 J/cm2, spot sizes 29 to 51 μm, repetition rates 5 Hz (polished thin-section) and 10 Hz (polished blocks), ~30 s background acquisition, ~40 s sample data acquisition | STDGL3 (Danyushevsky et al. 2011) and GSD-1G (USGS) | 2.19 | [19 empty] | 3375 | [5 empty] | 0.73 | [5 empty] | 106 | [9 empty] | 1937 |  | 119 |  |  |  | 1.7 | [7 empty] | 0.13 | [13 empty] | 59794 | [15 empty] | 0.19 | [17 empty] | 0 | [9 empty] | 0.78 | [32 empty] | 2025 |  |  | CHN | Tibet
| Lawu |  | Magmatic hydrothermal | Skarn | Cu-Pb-Zn skarn | Cu, Pb, Zn | In, Sn | Cu, Pb, Zn, In, Sn |  |  | Rosia Montana (RM-21)-4 | Rosia Montana (RM-21)-4 | underground mine |  |  |  |  | ore material | drill core | underground mining tunnels and drill cores | mineral separate | [5 empty] | mineralisation |  |  |  | sphalerite, chalcopyrite, pyrrhotite, pyrite, arsenopyrite |  |  | Sn-poor Epithermal |  |  |  | galena, bismuthinite, marcasite, iron oxides, pyroxene, actinolite, quartz | thin sections and polished blocks examined using optical microscope, BSE detector, and EDS prior to analysis | EMPA, LA-ICPMS | JEOL JXA-8230 electron probe microanalyzer; RESOlution-LR 193 nm ArF excimer laser ablation system coupled to an Agilent 7700x ICP-MS | Laboratory of Mineral Resources Research Center, Fuzhou University; Adelaide Microscopy, the University of Adelaide | EPMA point analysis: accelerating voltage 15 kV, beam current 20 nA, beam diameter ~5 μm; EPMA mapping: accelerating voltage 20 kV, working current 50 nA, dwell time ~10 ms; BSE imaging: accelerating voltage 20 kV, beam current 10 nA; LA-ICP-MS: energy density 3~3.5 J/cm2, spot sizes 29 to 51 μm, repetition rates 5 Hz (polished thin-section) and 10 Hz (polished blocks), ~30 s background acquisition, ~40 s sample data acquisition | STDGL3 (Danyushevsky et al. 2011) and GSD-1G (USGS) | 2.64 | [19 empty] | 3658 | [5 empty] | 0.51 | [5 empty] | 124 | [9 empty] | 1919 |  | 178 |  |  |  | 3.45 | [7 empty] | 0.07 | [13 empty] | 73617 | [15 empty] | 0.41 | [17 empty] | 0.01 | [9 empty] | 1.59 | [32 empty] | 2025 |  |  | CHN | Tibet
| Lawu |  | Magmatic hydrothermal | Skarn | Cu-Pb-Zn skarn | Cu, Pb, Zn | In, Sn | Cu, Pb, Zn, In, Sn |  |  | Rosia Montana (RM-21)-5 | Rosia Montana (RM-21)-5 | underground mine |  |  |  |  | ore material | drill core | underground mining tunnels and drill cores | mineral separate | [5 empty] | mineralisation |  |  |  | sphalerite, chalcopyrite, pyrrhotite, pyrite, arsenopyrite |  |  | Sn-poor Epithermal |  |  |  | galena, bismuthinite, marcasite, iron oxides, pyroxene, actinolite, quartz | thin sections and polished blocks examined using optical microscope, BSE detector, and EDS prior to analysis | EMPA, LA-ICPMS | JEOL JXA-8230 electron probe microanalyzer; RESOlution-LR 193 nm ArF excimer laser ablation system coupled to an Agilent 7700x ICP-MS | Laboratory of Mineral Resources Research Center, Fuzhou University; Adelaide Microscopy, the University of Adelaide | EPMA point analysis: accelerating voltage 15 kV, beam current 20 nA, beam diameter ~5 μm; EPMA mapping: accelerating voltage 20 kV, working current 50 nA, dwell time ~10 ms; BSE imaging: accelerating voltage 20 kV, beam current 10 nA; LA-ICP-MS: energy density 3~3.5 J/cm2, spot sizes 29 to 51 μm, repetition rates 5 Hz (polished thin-section) and 10 Hz (polished blocks), ~30 s background acquisition, ~40 s sample data acquisition | STDGL3 (Danyushevsky et al. 2011) and GSD-1G (USGS) | 12.39 | [19 empty] | 3722 | [5 empty] | 0.61 | [5 empty] | 2866 | [9 empty] | 4524 |  | 69.8 |  |  |  | 10.1 | [7 empty] | 0.2 | [13 empty] | 99443 | [15 empty] | 14 | [17 empty] | 0.83 | [9 empty] | 4.11 | [32 empty] | 2025 |  |  | CHN | Tibet
| Lawu |  | Magmatic hydrothermal | Skarn | Cu-Pb-Zn skarn | Cu, Pb, Zn | In, Sn | Cu, Pb, Zn, In, Sn |  |  | Rosia Montana (RM-21)-6 | Rosia Montana (RM-21)-6 | underground mine |  |  |  |  | ore material | drill core | underground mining tunnels and drill cores | mineral separate | [5 empty] | mineralisation |  |  |  | sphalerite, chalcopyrite, pyrrhotite, pyrite, arsenopyrite |  |  | Sn-poor Epithermal |  |  |  | galena, bismuthinite, marcasite, iron oxides, pyroxene, actinolite, quartz | thin sections and polished blocks examined using optical microscope, BSE detector, and EDS prior to analysis | EMPA, LA-ICPMS | JEOL JXA-8230 electron probe microanalyzer; RESOlution-LR 193 nm ArF excimer laser ablation system coupled to an Agilent 7700x ICP-MS | Laboratory of Mineral Resources Research Center, Fuzhou University; Adelaide Microscopy, the University of Adelaide | EPMA point analysis: accelerating voltage 15 kV, beam current 20 nA, beam diameter ~5 μm; EPMA mapping: accelerating voltage 20 kV, working current 50 nA, dwell time ~10 ms; BSE imaging: accelerating voltage 20 kV, beam current 10 nA; LA-ICP-MS: energy density 3~3.5 J/cm2, spot sizes 29 to 51 μm, repetition rates 5 Hz (polished thin-section) and 10 Hz (polished blocks), ~30 s background acquisition, ~40 s sample data acquisition | STDGL3 (Danyushevsky et al. 2011) and GSD-1G (USGS) | 2.13 | [19 empty] | 3552 | [5 empty] | 0.6 | [5 empty] | 51 | [9 empty] | 2169 |  | 56.2 |  |  |  | 1.07 | [7 empty] | 0.19 | [13 empty] | 70150 | [15 empty] | 0.66 | [17 empty] | 0.03 | [9 empty] | 0.22 | [32 empty] | 2025 |  |  | CHN | Tibet
| Lawu |  | Magmatic hydrothermal | Skarn | Cu-Pb-Zn skarn | Cu, Pb, Zn | In, Sn | Cu, Pb, Zn, In, Sn |  |  | Rosia Montana (RM-21)-7 | Rosia Montana (RM-21)-7 | underground mine |  |  |  |  | ore material | drill core | underground mining tunnels and drill cores | mineral separate | [5 empty] | mineralisation |  |  |  | sphalerite, chalcopyrite, pyrrhotite, pyrite, arsenopyrite |  |  | Sn-poor Epithermal |  |  |  | galena, bismuthinite, marcasite, iron oxides, pyroxene, actinolite, quartz | thin sections and polished blocks examined using optical microscope, BSE detector, and EDS prior to analysis | EMPA, LA-ICPMS | JEOL JXA-8230 electron probe microanalyzer; RESOlution-LR 193 nm ArF excimer laser ablation system coupled to an Agilent 7700x ICP-MS | Laboratory of Mineral Resources Research Center, Fuzhou University; Adelaide Microscopy, the University of Adelaide | EPMA point analysis: accelerating voltage 15 kV, beam current 20 nA, beam diameter ~5 μm; EPMA mapping: accelerating voltage 20 kV, working current 50 nA, dwell time ~10 ms; BSE imaging: accelerating voltage 20 kV, beam current 10 nA; LA-ICP-MS: energy density 3~3.5 J/cm2, spot sizes 29 to 51 μm, repetition rates 5 Hz (polished thin-section) and 10 Hz (polished blocks), ~30 s background acquisition, ~40 s sample data acquisition | STDGL3 (Danyushevsky et al. 2011) and GSD-1G (USGS) | 4.72 | [19 empty] | 2967 | [5 empty] | 0.015 | [5 empty] | 637 | [9 empty] | 1038 |  | 379 |  |  |  | 46 | [7 empty] | 91.6 | [13 empty] | 65467 | [15 empty] | 2.84 | [17 empty] | 0.41 | [9 empty] | 141 | [32 empty] | 2025 |  |  | CHN | Tibet
| Lawu |  | Magmatic hydrothermal | Skarn | Cu-Pb-Zn skarn | Cu, Pb, Zn | In, Sn | Cu, Pb, Zn, In, Sn |  |  | Magura Mag-8-1 | Magura Mag-8-1 | underground mine |  |  |  |  | ore material | drill core | underground mining tunnels and drill cores | mineral separate | [5 empty] | mineralisation |  |  |  | sphalerite, chalcopyrite, pyrrhotite, pyrite, arsenopyrite |  |  | Sn-poor Epithermal |  |  |  | galena, bismuthinite, marcasite, iron oxides, pyroxene, actinolite, quartz | thin sections and polished blocks examined using optical microscope, BSE detector, and EDS prior to analysis | EMPA, LA-ICPMS | JEOL JXA-8230 electron probe microanalyzer; RESOlution-LR 193 nm ArF excimer laser ablation system coupled to an Agilent 7700x ICP-MS | Laboratory of Mineral Resources Research Center, Fuzhou University; Adelaide Microscopy, the University of Adelaide | EPMA point analysis: accelerating voltage 15 kV, beam current 20 nA, beam diameter ~5 μm; EPMA mapping: accelerating voltage 20 kV, working current 50 nA, dwell time ~10 ms; BSE imaging: accelerating voltage 20 kV, beam current 10 nA; LA-ICP-MS: energy density 3~3.5 J/cm2, spot sizes 29 to 51 μm, repetition rates 5 Hz (polished thin-section) and 10 Hz (polished blocks), ~30 s background acquisition, ~40 s sample data acquisition | STDGL3 (Danyushevsky et al. 2011) and GSD-1G (USGS) | 23.4 | [19 empty] | 3704 | [5 empty] | 0.03 | [5 empty] | 372 | [9 empty] | 2400 |  | 80 |  |  |  | 30.8 | [7 empty] | 2.25 | [13 empty] | 43904 | [15 empty] | 111 | [17 empty] | 176 | [9 empty] | 14.8 | [32 empty] | 2025 |  |  | CHN | Tibet
| Lawu |  | Magmatic hydrothermal | Skarn | Cu-Pb-Zn skarn | Cu, Pb, Zn | In, Sn | Cu, Pb, Zn, In, Sn |  |  | Magura Mag-8-2 | Magura Mag-8-2 | underground mine |  |  |  |  | ore material | drill core | underground mining tunnels and drill cores | mineral separate | [5 empty] | mineralisation |  |  |  | sphalerite, chalcopyrite, pyrrhotite, pyrite, arsenopyrite |  |  | Sn-poor Epithermal |  |  |  | galena, bismuthinite, marcasite, iron oxides, pyroxene, actinolite, quartz | thin sections and polished blocks examined using optical microscope, BSE detector, and EDS prior to analysis | EMPA, LA-ICPMS | JEOL JXA-8230 electron probe microanalyzer; RESOlution-LR 193 nm ArF excimer laser ablation system coupled to an Agilent 7700x ICP-MS | Laboratory of Mineral Resources Research Center, Fuzhou University; Adelaide Microscopy, the University of Adelaide | EPMA point analysis: accelerating voltage 15 kV, beam current 20 nA, beam diameter ~5 μm; EPMA mapping: accelerating voltage 20 kV, working current 50 nA, dwell time ~10 ms; BSE imaging: accelerating voltage 20 kV, beam current 10 nA; LA-ICP-MS: energy density 3~3.5 J/cm2, spot sizes 29 to 51 μm, repetition rates 5 Hz (polished thin-section) and 10 Hz (polished blocks), ~30 s background acquisition, ~40 s sample data acquisition | STDGL3 (Danyushevsky et al. 2011) and GSD-1G (USGS) | 25.3 | [19 empty] | 4328 | [5 empty] | 0.015 | [5 empty] | 529 | [9 empty] | 130 |  | 14 |  |  |  | 32.1 | [7 empty] | 0.05 | [13 empty] | 9785 | [15 empty] | 22.6 | [17 empty] | 302 | [9 empty] | 2.7 | [32 empty] | 2025 |  |  | CHN | Tibet
| Lawu |  | Magmatic hydrothermal | Skarn | Cu-Pb-Zn skarn | Cu, Pb, Zn | In, Sn | Cu, Pb, Zn, In, Sn |  |  | Magura Mag-8-3 | Magura Mag-8-3 | underground mine |  |  |  |  | ore material | drill core | underground mining tunnels and drill cores | mineral separate | [5 empty] | mineralisation |  |  |  | sphalerite, chalcopyrite, pyrrhotite, pyrite, arsenopyrite |  |  | Sn-poor Epithermal |  |  |  | galena, bismuthinite, marcasite, iron oxides, pyroxene, actinolite, quartz | thin sections and polished blocks examined using optical microscope, BSE detector, and EDS prior to analysis | EMPA, LA-ICPMS | JEOL JXA-8230 electron probe microanalyzer; RESOlution-LR 193 nm ArF excimer laser ablation system coupled to an Agilent 7700x ICP-MS | Laboratory of Mineral Resources Research Center, Fuzhou University; Adelaide Microscopy, the University of Adelaide | EPMA point analysis: accelerating voltage 15 kV, beam current 20 nA, beam diameter ~5 μm; EPMA mapping: accelerating voltage 20 kV, working current 50 nA, dwell time ~10 ms; BSE imaging: accelerating voltage 20 kV, beam current 10 nA; LA-ICP-MS: energy density 3~3.5 J/cm2, spot sizes 29 to 51 μm, repetition rates 5 Hz (polished thin-section) and 10 Hz (polished blocks), ~30 s background acquisition, ~40 s sample data acquisition | STDGL3 (Danyushevsky et al. 2011) and GSD-1G (USGS) | 8.4 | [19 empty] | 4189 | [5 empty] | 0.015 | [5 empty] | 178 | [9 empty] | 601 |  | 61 |  |  |  | 10.2 | [7 empty] | 2.97 | [13 empty] | 47216 | [15 empty] | 3.8 | [17 empty] | 48.4 | [9 empty] | 11.2 | [32 empty] | 2025 |  |  | CHN | Tibet
| Lawu |  | Magmatic hydrothermal | Skarn | Cu-Pb-Zn skarn | Cu, Pb, Zn | In, Sn | Cu, Pb, Zn, In, Sn |  |  | Magura Mag-8-4 | Magura Mag-8-4 | underground mine |  |  |  |  | ore material | drill core | underground mining tunnels and drill cores | mineral separate | [5 empty] | mineralisation |  |  |  | sphalerite, chalcopyrite, pyrrhotite, pyrite, arsenopyrite |  |  | Sn-poor Epithermal |  |  |  | galena, bismuthinite, marcasite, iron oxides, pyroxene, actinolite, quartz | thin sections and polished blocks examined using optical microscope, BSE detector, and EDS prior to analysis | EMPA, LA-ICPMS | JEOL JXA-8230 electron probe microanalyzer; RESOlution-LR 193 nm ArF excimer laser ablation system coupled to an Agilent 7700x ICP-MS | Laboratory of Mineral Resources Research Center, Fuzhou University; Adelaide Microscopy, the University of Adelaide | EPMA point analysis: accelerating voltage 15 kV, beam current 20 nA, beam diameter ~5 μm; EPMA mapping: accelerating voltage 20 kV, working current 50 nA, dwell time ~10 ms; BSE imaging: accelerating voltage 20 kV, beam current 10 nA; LA-ICP-MS: energy density 3~3.5 J/cm2, spot sizes 29 to 51 μm, repetition rates 5 Hz (polished thin-section) and 10 Hz (polished blocks), ~30 s background acquisition, ~40 s sample data acquisition | STDGL3 (Danyushevsky et al. 2011) and GSD-1G (USGS) | 51.9 | [19 empty] | 8727 | [5 empty] | 0.05 | [5 empty] | 2098 | [9 empty] | 228 |  | 401 |  |  |  | 246 | [7 empty] | 0.7 | [13 empty] | 6324 | [15 empty] | 78.2 | [17 empty] | 1049 | [9 empty] | 2.04 | [32 empty] | 2025 |  |  | CHN | Tibet
| Lawu |  | Magmatic hydrothermal | Skarn | Cu-Pb-Zn skarn | Cu, Pb, Zn | In, Sn | Cu, Pb, Zn, In, Sn |  |  | Magura Mag-8-5 | Magura Mag-8-5 | underground mine |  |  |  |  | ore material | drill core | underground mining tunnels and drill cores | mineral separate | [5 empty] | mineralisation |  |  |  | sphalerite, chalcopyrite, pyrrhotite, pyrite, arsenopyrite |  |  | Sn-poor Epithermal |  |  |  | galena, bismuthinite, marcasite, iron oxides, pyroxene, actinolite, quartz | thin sections and polished blocks examined using optical microscope, BSE detector, and EDS prior to analysis | EMPA, LA-ICPMS | JEOL JXA-8230 electron probe microanalyzer; RESOlution-LR 193 nm ArF excimer laser ablation system coupled to an Agilent 7700x ICP-MS | Laboratory of Mineral Resources Research Center, Fuzhou University; Adelaide Microscopy, the University of Adelaide | EPMA point analysis: accelerating voltage 15 kV, beam current 20 nA, beam diameter ~5 μm; EPMA mapping: accelerating voltage 20 kV, working current 50 nA, dwell time ~10 ms; BSE imaging: accelerating voltage 20 kV, beam current 10 nA; LA-ICP-MS: energy density 3~3.5 J/cm2, spot sizes 29 to 51 μm, repetition rates 5 Hz (polished thin-section) and 10 Hz (polished blocks), ~30 s background acquisition, ~40 s sample data acquisition | STDGL3 (Danyushevsky et al. 2011) and GSD-1G (USGS) | 59.9 | [19 empty] | 3674 | [5 empty] | 0.015 | [5 empty] | 1173 | [9 empty] | 185 |  | 35 |  |  |  | 140 | [7 empty] | 0.45 | [13 empty] | 15435 | [15 empty] | 106 | [17 empty] | 678 | [9 empty] | 5.6 | [32 empty] | 2025 |  |  | CHN | Tibet
| Lawu |  | Magmatic hydrothermal | Skarn | Cu-Pb-Zn skarn | Cu, Pb, Zn | In, Sn | Cu, Pb, Zn, In, Sn |  |  | Magura Mag-8-6 | Magura Mag-8-6 | underground mine |  |  |  |  | ore material | drill core | underground mining tunnels and drill cores | mineral separate | [5 empty] | mineralisation |  |  |  | sphalerite, chalcopyrite, pyrrhotite, pyrite, arsenopyrite |  |  | Sn-poor Epithermal |  |  |  | galena, bismuthinite, marcasite, iron oxides, pyroxene, actinolite, quartz | thin sections and polished blocks examined using optical microscope, BSE detector, and EDS prior to analysis | EMPA, LA-ICPMS | JEOL JXA-8230 electron probe microanalyzer; RESOlution-LR 193 nm ArF excimer laser ablation system coupled to an Agilent 7700x ICP-MS | Laboratory of Mineral Resources Research Center, Fuzhou University; Adelaide Microscopy, the University of Adelaide | EPMA point analysis: accelerating voltage 15 kV, beam current 20 nA, beam diameter ~5 μm; EPMA mapping: accelerating voltage 20 kV, working current 50 nA, dwell time ~10 ms; BSE imaging: accelerating voltage 20 kV, beam current 10 nA; LA-ICP-MS: energy density 3~3.5 J/cm2, spot sizes 29 to 51 μm, repetition rates 5 Hz (polished thin-section) and 10 Hz (polished blocks), ~30 s background acquisition, ~40 s sample data acquisition | STDGL3 (Danyushevsky et al. 2011) and GSD-1G (USGS) | 135 | [19 empty] | 4537 | [5 empty] | 0.015 | [5 empty] | 1640 | [9 empty] | 62 |  | 12 |  |  |  | 90.5 | [7 empty] | 0.09 | [13 empty] | 2859 | [15 empty] | 193 | [17 empty] | 1166 | [9 empty] | 5.15 | [32 empty] | 2025 |  |  | CHN | Tibet
| Lawu |  | Magmatic hydrothermal | Skarn | Cu-Pb-Zn skarn | Cu, Pb, Zn | In, Sn | Cu, Pb, Zn, In, Sn |  |  | Sacaramb (Sac 7.3)-1 | Sacaramb (Sac 7.3)-1 | underground mine |  |  |  |  | ore material | drill core | underground mining tunnels and drill cores | mineral separate | [5 empty] | mineralisation |  |  |  | sphalerite, chalcopyrite, pyrrhotite, pyrite, arsenopyrite |  |  | Sn-poor Epithermal |  |  |  | galena, bismuthinite, marcasite, iron oxides, pyroxene, actinolite, quartz | thin sections and polished blocks examined using optical microscope, BSE detector, and EDS prior to analysis | EMPA, LA-ICPMS | JEOL JXA-8230 electron probe microanalyzer; RESOlution-LR 193 nm ArF excimer laser ablation system coupled to an Agilent 7700x ICP-MS | Laboratory of Mineral Resources Research Center, Fuzhou University; Adelaide Microscopy, the University of Adelaide | EPMA point analysis: accelerating voltage 15 kV, beam current 20 nA, beam diameter ~5 μm; EPMA mapping: accelerating voltage 20 kV, working current 50 nA, dwell time ~10 ms; BSE imaging: accelerating voltage 20 kV, beam current 10 nA; LA-ICP-MS: energy density 3~3.5 J/cm2, spot sizes 29 to 51 μm, repetition rates 5 Hz (polished thin-section) and 10 Hz (polished blocks), ~30 s background acquisition, ~40 s sample data acquisition | STDGL3 (Danyushevsky et al. 2011) and GSD-1G (USGS) | 11 | [19 empty] | 4583 | [5 empty] | 1.17 | [5 empty] | 537 | [9 empty] | 5253 |  | 22 |  |  |  | 1.8 | [7 empty] | 0.34 | [13 empty] | 1874 | [15 empty] | 5.7 | [17 empty] | 27.7 | [9 empty] | 2.01 | [32 empty] | 2025 |  |  | CHN | Tibet
| Lawu |  | Magmatic hydrothermal | Skarn | Cu-Pb-Zn skarn | Cu, Pb, Zn | In, Sn | Cu, Pb, Zn, In, Sn |  |  | Sacaramb (Sac 7.3)-2 | Sacaramb (Sac 7.3)-2 | underground mine |  |  |  |  | ore material | drill core | underground mining tunnels and drill cores | mineral separate | [5 empty] | mineralisation |  |  |  | sphalerite, chalcopyrite, pyrrhotite, pyrite, arsenopyrite |  |  | Sn-poor Epithermal |  |  |  | galena, bismuthinite, marcasite, iron oxides, pyroxene, actinolite, quartz | thin sections and polished blocks examined using optical microscope, BSE detector, and EDS prior to analysis | EMPA, LA-ICPMS | JEOL JXA-8230 electron probe microanalyzer; RESOlution-LR 193 nm ArF excimer laser ablation system coupled to an Agilent 7700x ICP-MS | Laboratory of Mineral Resources Research Center, Fuzhou University; Adelaide Microscopy, the University of Adelaide | EPMA point analysis: accelerating voltage 15 kV, beam current 20 nA, beam diameter ~5 μm; EPMA mapping: accelerating voltage 20 kV, working current 50 nA, dwell time ~10 ms; BSE imaging: accelerating voltage 20 kV, beam current 10 nA; LA-ICP-MS: energy density 3~3.5 J/cm2, spot sizes 29 to 51 μm, repetition rates 5 Hz (polished thin-section) and 10 Hz (polished blocks), ~30 s background acquisition, ~40 s sample data acquisition | STDGL3 (Danyushevsky et al. 2011) and GSD-1G (USGS) | 16 | [19 empty] | 4199 | [5 empty] | 0.015 | [5 empty] | 65 | [9 empty] | 3069 |  | 33 |  |  |  | 4.3 | [7 empty] | 2.04 | [13 empty] | 2864 | [15 empty] | 4.9 | [17 empty] | 17 | [9 empty] | 7.16 | [32 empty] | 2025 |  |  | CHN | Tibet
| Lawu |  | Magmatic hydrothermal | Skarn | Cu-Pb-Zn skarn | Cu, Pb, Zn | In, Sn | Cu, Pb, Zn, In, Sn |  |  | Sacaramb (Sac 7.3)-3 | Sacaramb (Sac 7.3)-3 | underground mine |  |  |  |  | ore material | drill core | underground mining tunnels and drill cores | mineral separate | [5 empty] | mineralisation |  |  |  | sphalerite, chalcopyrite, pyrrhotite, pyrite, arsenopyrite |  |  | Sn-poor Epithermal |  |  |  | galena, bismuthinite, marcasite, iron oxides, pyroxene, actinolite, quartz | thin sections and polished blocks examined using optical microscope, BSE detector, and EDS prior to analysis | EMPA, LA-ICPMS | JEOL JXA-8230 electron probe microanalyzer; RESOlution-LR 193 nm ArF excimer laser ablation system coupled to an Agilent 7700x ICP-MS | Laboratory of Mineral Resources Research Center, Fuzhou University; Adelaide Microscopy, the University of Adelaide | EPMA point analysis: accelerating voltage 15 kV, beam current 20 nA, beam diameter ~5 μm; EPMA mapping: accelerating voltage 20 kV, working current 50 nA, dwell time ~10 ms; BSE imaging: accelerating voltage 20 kV, beam current 10 nA; LA-ICP-MS: energy density 3~3.5 J/cm2, spot sizes 29 to 51 μm, repetition rates 5 Hz (polished thin-section) and 10 Hz (polished blocks), ~30 s background acquisition, ~40 s sample data acquisition | STDGL3 (Danyushevsky et al. 2011) and GSD-1G (USGS) | 7 | [19 empty] | 3559 | [5 empty] | 0.015 | [5 empty] | 73 | [9 empty] | 2624 |  | 57 |  |  |  | 2.8 | [7 empty] | 4.31 | [13 empty] | 2512 | [15 empty] | 1.4 | [17 empty] | 7.9 | [9 empty] | 8.77 | [32 empty] | 2025 |  |  | CHN | Tibet
| Lawu |  | Magmatic hydrothermal | Skarn | Cu-Pb-Zn skarn | Cu, Pb, Zn | In, Sn | Cu, Pb, Zn, In, Sn |  |  | Sacaramb (Sac 7.3)-4 | Sacaramb (Sac 7.3)-4 | underground mine |  |  |  |  | ore material | drill core | underground mining tunnels and drill cores | mineral separate | [5 empty] | mineralisation |  |  |  | sphalerite, chalcopyrite, pyrrhotite, pyrite, arsenopyrite |  |  | Sn-poor Epithermal |  |  |  | galena, bismuthinite, marcasite, iron oxides, pyroxene, actinolite, quartz | thin sections and polished blocks examined using optical microscope, BSE detector, and EDS prior to analysis | EMPA, LA-ICPMS | JEOL JXA-8230 electron probe microanalyzer; RESOlution-LR 193 nm ArF excimer laser ablation system coupled to an Agilent 7700x ICP-MS | Laboratory of Mineral Resources Research Center, Fuzhou University; Adelaide Microscopy, the University of Adelaide | EPMA point analysis: accelerating voltage 15 kV, beam current 20 nA, beam diameter ~5 μm; EPMA mapping: accelerating voltage 20 kV, working current 50 nA, dwell time ~10 ms; BSE imaging: accelerating voltage 20 kV, beam current 10 nA; LA-ICP-MS: energy density 3~3.5 J/cm2, spot sizes 29 to 51 μm, repetition rates 5 Hz (polished thin-section) and 10 Hz (polished blocks), ~30 s background acquisition, ~40 s sample data acquisition | STDGL3 (Danyushevsky et al. 2011) and GSD-1G (USGS) | 15 | [19 empty] | 4214 | [5 empty] | 0.015 | [5 empty] | 1451 | [9 empty] | 6559 |  | 5.2 |  |  |  | 0.8 | [7 empty] | 1.53 | [13 empty] | 1767 | [15 empty] | 64.3 | [17 empty] | 13.1 | [9 empty] | 1.85 | [32 empty] | 2025 |  |  | CHN | Tibet
| Lawu |  | Magmatic hydrothermal | Skarn | Cu-Pb-Zn skarn | Cu, Pb, Zn | In, Sn | Cu, Pb, Zn, In, Sn |  |  | Sacaramb (Sac 7.3)-5 | Sacaramb (Sac 7.3)-5 | underground mine |  |  |  |  | ore material | drill core | underground mining tunnels and drill cores | mineral separate | [5 empty] | mineralisation |  |  |  | sphalerite, chalcopyrite, pyrrhotite, pyrite, arsenopyrite |  |  | Sn-poor Epithermal |  |  |  | galena, bismuthinite, marcasite, iron oxides, pyroxene, actinolite, quartz | thin sections and polished blocks examined using optical microscope, BSE detector, and EDS prior to analysis | EMPA, LA-ICPMS | JEOL JXA-8230 electron probe microanalyzer; RESOlution-LR 193 nm ArF excimer laser ablation system coupled to an Agilent 7700x ICP-MS | Laboratory of Mineral Resources Research Center, Fuzhou University; Adelaide Microscopy, the University of Adelaide | EPMA point analysis: accelerating voltage 15 kV, beam current 20 nA, beam diameter ~5 μm; EPMA mapping: accelerating voltage 20 kV, working current 50 nA, dwell time ~10 ms; BSE imaging: accelerating voltage 20 kV, beam current 10 nA; LA-ICP-MS: energy density 3~3.5 J/cm2, spot sizes 29 to 51 μm, repetition rates 5 Hz (polished thin-section) and 10 Hz (polished blocks), ~30 s background acquisition, ~40 s sample data acquisition | STDGL3 (Danyushevsky et al. 2011) and GSD-1G (USGS) | 28 | [19 empty] | 3550 | [5 empty] | 0.015 | [5 empty] | 875 | [9 empty] | 5008 |  | 156 |  |  |  | 12.5 | [7 empty] | 0.14 | [13 empty] | 2156 | [15 empty] | 12.4 | [17 empty] | 54.1 | [9 empty] | 0.9 | [32 empty] | 2025 |  |  | CHN | Tibet
| Lawu |  | Magmatic hydrothermal | Skarn | Cu-Pb-Zn skarn | Cu, Pb, Zn | In, Sn | Cu, Pb, Zn, In, Sn |  |  | Sacaramb (Sac 7.3)-6 | Sacaramb (Sac 7.3)-6 | underground mine |  |  |  |  | ore material | drill core | underground mining tunnels and drill cores | mineral separate | [5 empty] | mineralisation |  |  |  | sphalerite, chalcopyrite, pyrrhotite, pyrite, arsenopyrite |  |  | Sn-poor Epithermal |  |  |  | galena, bismuthinite, marcasite, iron oxides, pyroxene, actinolite, quartz | thin sections and polished blocks examined using optical microscope, BSE detector, and EDS prior to analysis | EMPA, LA-ICPMS | JEOL JXA-8230 electron probe microanalyzer; RESOlution-LR 193 nm ArF excimer laser ablation system coupled to an Agilent 7700x ICP-MS | Laboratory of Mineral Resources Research Center, Fuzhou University; Adelaide Microscopy, the University of Adelaide | EPMA point analysis: accelerating voltage 15 kV, beam current 20 nA, beam diameter ~5 μm; EPMA mapping: accelerating voltage 20 kV, working current 50 nA, dwell time ~10 ms; BSE imaging: accelerating voltage 20 kV, beam current 10 nA; LA-ICP-MS: energy density 3~3.5 J/cm2, spot sizes 29 to 51 μm, repetition rates 5 Hz (polished thin-section) and 10 Hz (polished blocks), ~30 s background acquisition, ~40 s sample data acquisition | STDGL3 (Danyushevsky et al. 2011) and GSD-1G (USGS) | 13 | [19 empty] | 3244 | [5 empty] | 0.015 | [5 empty] | 392 | [9 empty] | 4021 |  | 191 |  |  |  | 13 | [7 empty] | 0.51 | [13 empty] | 4113 | [15 empty] | 79.1 | [17 empty] | 19.9 | [9 empty] | 6.48 | [32 empty] | 2025 |  |  | CHN | Tibet
| Lawu |  | Magmatic hydrothermal | Skarn | Cu-Pb-Zn skarn | Cu, Pb, Zn | In, Sn | Cu, Pb, Zn, In, Sn |  |  | Sacaramb (Sac 7.7)-1 | Sacaramb (Sac 7.7)-1 | underground mine |  |  |  |  | ore material | drill core | underground mining tunnels and drill cores | mineral separate | [5 empty] | mineralisation |  |  |  | sphalerite, chalcopyrite, pyrrhotite, pyrite, arsenopyrite |  |  | Sn-poor Epithermal |  |  |  | galena, bismuthinite, marcasite, iron oxides, pyroxene, actinolite, quartz | thin sections and polished blocks examined using optical microscope, BSE detector, and EDS prior to analysis | EMPA, LA-ICPMS | JEOL JXA-8230 electron probe microanalyzer; RESOlution-LR 193 nm ArF excimer laser ablation system coupled to an Agilent 7700x ICP-MS | Laboratory of Mineral Resources Research Center, Fuzhou University; Adelaide Microscopy, the University of Adelaide | EPMA point analysis: accelerating voltage 15 kV, beam current 20 nA, beam diameter ~5 μm; EPMA mapping: accelerating voltage 20 kV, working current 50 nA, dwell time ~10 ms; BSE imaging: accelerating voltage 20 kV, beam current 10 nA; LA-ICP-MS: energy density 3~3.5 J/cm2, spot sizes 29 to 51 μm, repetition rates 5 Hz (polished thin-section) and 10 Hz (polished blocks), ~30 s background acquisition, ~40 s sample data acquisition | STDGL3 (Danyushevsky et al. 2011) and GSD-1G (USGS) | 16 | [19 empty] | 3873 | [5 empty] | 0.015 | [5 empty] | 1275 | [9 empty] | 375 |  | 839 |  |  |  | 165.3 | [7 empty] | 82.2 | [13 empty] | 29464 | [15 empty] | 17 | [17 empty] | 87 | [9 empty] | 205.6 | [32 empty] | 2025 |  |  | CHN | Tibet
| Lawu |  | Magmatic hydrothermal | Skarn | Cu-Pb-Zn skarn | Cu, Pb, Zn | In, Sn | Cu, Pb, Zn, In, Sn |  |  | Sacaramb (Sac 7.7)-2 | Sacaramb (Sac 7.7)-2 | underground mine |  |  |  |  | ore material | drill core | underground mining tunnels and drill cores | mineral separate | [5 empty] | mineralisation |  |  |  | sphalerite, chalcopyrite, pyrrhotite, pyrite, arsenopyrite |  |  | Sn-poor Epithermal |  |  |  | galena, bismuthinite, marcasite, iron oxides, pyroxene, actinolite, quartz | thin sections and polished blocks examined using optical microscope, BSE detector, and EDS prior to analysis | EMPA, LA-ICPMS | JEOL JXA-8230 electron probe microanalyzer; RESOlution-LR 193 nm ArF excimer laser ablation system coupled to an Agilent 7700x ICP-MS | Laboratory of Mineral Resources Research Center, Fuzhou University; Adelaide Microscopy, the University of Adelaide | EPMA point analysis: accelerating voltage 15 kV, beam current 20 nA, beam diameter ~5 μm; EPMA mapping: accelerating voltage 20 kV, working current 50 nA, dwell time ~10 ms; BSE imaging: accelerating voltage 20 kV, beam current 10 nA; LA-ICP-MS: energy density 3~3.5 J/cm2, spot sizes 29 to 51 μm, repetition rates 5 Hz (polished thin-section) and 10 Hz (polished blocks), ~30 s background acquisition, ~40 s sample data acquisition | STDGL3 (Danyushevsky et al. 2011) and GSD-1G (USGS) | 42 | [19 empty] | 4591 | [5 empty] | 0.015 | [5 empty] | 1875 | [9 empty] | 712 |  | 1126 |  |  |  | 345.5 | [7 empty] | 46.5 | [13 empty] | 18451 | [15 empty] | 130 | [17 empty] | 245 | [9 empty] | 78.1 | [32 empty] | 2025 |  |  | CHN | Tibet
| Lawu |  | Magmatic hydrothermal | Skarn | Cu-Pb-Zn skarn | Cu, Pb, Zn | In, Sn | Cu, Pb, Zn, In, Sn |  |  | Sacaramb (Sac 7.7)-3 | Sacaramb (Sac 7.7)-3 | underground mine |  |  |  |  | ore material | drill core | underground mining tunnels and drill cores | mineral separate | [5 empty] | mineralisation |  |  |  | sphalerite, chalcopyrite, pyrrhotite, pyrite, arsenopyrite |  |  | Sn-poor Epithermal |  |  |  | galena, bismuthinite, marcasite, iron oxides, pyroxene, actinolite, quartz | thin sections and polished blocks examined using optical microscope, BSE detector, and EDS prior to analysis | EMPA, LA-ICPMS | JEOL JXA-8230 electron probe microanalyzer; RESOlution-LR 193 nm ArF excimer laser ablation system coupled to an Agilent 7700x ICP-MS | Laboratory of Mineral Resources Research Center, Fuzhou University; Adelaide Microscopy, the University of Adelaide | EPMA point analysis: accelerating voltage 15 kV, beam current 20 nA, beam diameter ~5 μm; EPMA mapping: accelerating voltage 20 kV, working current 50 nA, dwell time ~10 ms; BSE imaging: accelerating voltage 20 kV, beam current 10 nA; LA-ICP-MS: energy density 3~3.5 J/cm2, spot sizes 29 to 51 μm, repetition rates 5 Hz (polished thin-section) and 10 Hz (polished blocks), ~30 s background acquisition, ~40 s sample data acquisition | STDGL3 (Danyushevsky et al. 2011) and GSD-1G (USGS) | 49 | [19 empty] | 4376 | [5 empty] | 0.08 | [5 empty] | 919 | [9 empty] | 992 |  | 376 |  |  |  | 63 | [7 empty] | 73 | [13 empty] | 52755 | [15 empty] | 988 | [17 empty] | 298 | [9 empty] | 186 | [32 empty] | 2025 |  |  | CHN | Tibet
| Lawu |  | Magmatic hydrothermal | Skarn | Cu-Pb-Zn skarn | Cu, Pb, Zn | In, Sn | Cu, Pb, Zn, In, Sn |  |  | Sacaramb (Sac 7.7)-4 | Sacaramb (Sac 7.7)-4 | underground mine |  |  |  |  | ore material | drill core | underground mining tunnels and drill cores | mineral separate | [5 empty] | mineralisation |  |  |  | sphalerite, chalcopyrite, pyrrhotite, pyrite, arsenopyrite |  |  | Sn-poor Epithermal |  |  |  | galena, bismuthinite, marcasite, iron oxides, pyroxene, actinolite, quartz | thin sections and polished blocks examined using optical microscope, BSE detector, and EDS prior to analysis | EMPA, LA-ICPMS | JEOL JXA-8230 electron probe microanalyzer; RESOlution-LR 193 nm ArF excimer laser ablation system coupled to an Agilent 7700x ICP-MS | Laboratory of Mineral Resources Research Center, Fuzhou University; Adelaide Microscopy, the University of Adelaide | EPMA point analysis: accelerating voltage 15 kV, beam current 20 nA, beam diameter ~5 μm; EPMA mapping: accelerating voltage 20 kV, working current 50 nA, dwell time ~10 ms; BSE imaging: accelerating voltage 20 kV, beam current 10 nA; LA-ICP-MS: energy density 3~3.5 J/cm2, spot sizes 29 to 51 μm, repetition rates 5 Hz (polished thin-section) and 10 Hz (polished blocks), ~30 s background acquisition, ~40 s sample data acquisition | STDGL3 (Danyushevsky et al. 2011) and GSD-1G (USGS) | 1.5 | [19 empty] | 1015 | [5 empty] | 0.015 | [5 empty] | 88 | [9 empty] | 452 |  | 85 |  |  |  | 1.4 | [7 empty] | 38.8 | [13 empty] | 77686 | [15 empty] | 8 | [17 empty] | 0.54 | [9 empty] | 15 | [32 empty] | 2025 |  |  | CHN | Tibet
| Lawu |  | Magmatic hydrothermal | Skarn | Cu-Pb-Zn skarn | Cu, Pb, Zn | In, Sn | Cu, Pb, Zn, In, Sn |  |  | Toroiaga (Tga-1)-1 | Toroiaga (Tga-1)-1 | underground mine |  |  |  |  | ore material | drill core | underground mining tunnels and drill cores | mineral separate | [5 empty] | mineralisation |  |  |  | sphalerite, chalcopyrite, pyrrhotite, pyrite, arsenopyrite |  |  | Sn-poor Epithermal |  |  |  | galena, bismuthinite, marcasite, iron oxides, pyroxene, actinolite, quartz | thin sections and polished blocks examined using optical microscope, BSE detector, and EDS prior to analysis | EMPA, LA-ICPMS | JEOL JXA-8230 electron probe microanalyzer; RESOlution-LR 193 nm ArF excimer laser ablation system coupled to an Agilent 7700x ICP-MS | Laboratory of Mineral Resources Research Center, Fuzhou University; Adelaide Microscopy, the University of Adelaide | EPMA point analysis: accelerating voltage 15 kV, beam current 20 nA, beam diameter ~5 μm; EPMA mapping: accelerating voltage 20 kV, working current 50 nA, dwell time ~10 ms; BSE imaging: accelerating voltage 20 kV, beam current 10 nA; LA-ICP-MS: energy density 3~3.5 J/cm2, spot sizes 29 to 51 μm, repetition rates 5 Hz (polished thin-section) and 10 Hz (polished blocks), ~30 s background acquisition, ~40 s sample data acquisition | STDGL3 (Danyushevsky et al. 2011) and GSD-1G (USGS) | 12.7 | [19 empty] | 10390 | [5 empty] | 0.07 | [5 empty] | 2446 | [9 empty] | 95614 |  | 4.9 |  |  |  | 1.1 | [7 empty] | 54.7 | [13 empty] | 1212 | [15 empty] | 0.71 | [17 empty] | 0.04 | [9 empty] | 0.23 | [32 empty] | 2025 |  |  | CHN | Tibet
| Lawu |  | Magmatic hydrothermal | Skarn | Cu-Pb-Zn skarn | Cu, Pb, Zn | In, Sn | Cu, Pb, Zn, In, Sn |  |  | Toroiaga (Tga-1)-2 | Toroiaga (Tga-1)-2 | underground mine |  |  |  |  | ore material | drill core | underground mining tunnels and drill cores | mineral separate | [5 empty] | mineralisation |  |  |  | sphalerite, chalcopyrite, pyrrhotite, pyrite, arsenopyrite |  |  | Sn-poor Epithermal |  |  |  | galena, bismuthinite, marcasite, iron oxides, pyroxene, actinolite, quartz | thin sections and polished blocks examined using optical microscope, BSE detector, and EDS prior to analysis | EMPA, LA-ICPMS | JEOL JXA-8230 electron probe microanalyzer; RESOlution-LR 193 nm ArF excimer laser ablation system coupled to an Agilent 7700x ICP-MS | Laboratory of Mineral Resources Research Center, Fuzhou University; Adelaide Microscopy, the University of Adelaide | EPMA point analysis: accelerating voltage 15 kV, beam current 20 nA, beam diameter ~5 μm; EPMA mapping: accelerating voltage 20 kV, working current 50 nA, dwell time ~10 ms; BSE imaging: accelerating voltage 20 kV, beam current 10 nA; LA-ICP-MS: energy density 3~3.5 J/cm2, spot sizes 29 to 51 μm, repetition rates 5 Hz (polished thin-section) and 10 Hz (polished blocks), ~30 s background acquisition, ~40 s sample data acquisition | STDGL3 (Danyushevsky et al. 2011) and GSD-1G (USGS) | 6.5 | [19 empty] | 10106 | [5 empty] | 4.5 | [5 empty] | 1054 | [9 empty] | 94575 |  | 7.1 |  |  |  | 1.1 | [7 empty] | 159 | [13 empty] | 711 | [15 empty] | 0.18 | [17 empty] | 0.07 | [9 empty] | 0.43 | [32 empty] | 2025 |  |  | CHN | Tibet
| Lawu |  | Magmatic hydrothermal | Skarn | Cu-Pb-Zn skarn | Cu, Pb, Zn | In, Sn | Cu, Pb, Zn, In, Sn |  |  | Toroiaga (Tga-1)-3 | Toroiaga (Tga-1)-3 | underground mine |  |  |  |  | ore material | drill core | underground mining tunnels and drill cores | mineral separate | [5 empty] | mineralisation |  |  |  | sphalerite, chalcopyrite, pyrrhotite, pyrite, arsenopyrite |  |  | Sn-poor Epithermal |  |  |  | galena, bismuthinite, marcasite, iron oxides, pyroxene, actinolite, quartz | thin sections and polished blocks examined using optical microscope, BSE detector, and EDS prior to analysis | EMPA, LA-ICPMS | JEOL JXA-8230 electron probe microanalyzer; RESOlution-LR 193 nm ArF excimer laser ablation system coupled to an Agilent 7700x ICP-MS | Laboratory of Mineral Resources Research Center, Fuzhou University; Adelaide Microscopy, the University of Adelaide | EPMA point analysis: accelerating voltage 15 kV, beam current 20 nA, beam diameter ~5 μm; EPMA mapping: accelerating voltage 20 kV, working current 50 nA, dwell time ~10 ms; BSE imaging: accelerating voltage 20 kV, beam current 10 nA; LA-ICP-MS: energy density 3~3.5 J/cm2, spot sizes 29 to 51 μm, repetition rates 5 Hz (polished thin-section) and 10 Hz (polished blocks), ~30 s background acquisition, ~40 s sample data acquisition | STDGL3 (Danyushevsky et al. 2011) and GSD-1G (USGS) | 14 | [19 empty] | 11044 | [5 empty] | 0.11 | [5 empty] | 3631 | [9 empty] | 97741 |  | 6 |  |  |  | 1.2 | [7 empty] | 226 | [13 empty] | 804 | [15 empty] | 0.56 | [17 empty] | 0.27 | [9 empty] | 0.51 | [32 empty] | 2025 |  |  | CHN | Tibet
| Lawu |  | Magmatic hydrothermal | Skarn | Cu-Pb-Zn skarn | Cu, Pb, Zn | In, Sn | Cu, Pb, Zn, In, Sn |  |  | Toroiaga (Tga-1)-4 | Toroiaga (Tga-1)-4 | underground mine |  |  |  |  | ore material | drill core | underground mining tunnels and drill cores | mineral separate | [5 empty] | mineralisation |  |  |  | sphalerite, chalcopyrite, pyrrhotite, pyrite, arsenopyrite |  |  | Sn-poor Epithermal |  |  |  | galena, bismuthinite, marcasite, iron oxides, pyroxene, actinolite, quartz | thin sections and polished blocks examined using optical microscope, BSE detector, and EDS prior to analysis | EMPA, LA-ICPMS | JEOL JXA-8230 electron probe microanalyzer; RESOlution-LR 193 nm ArF excimer laser ablation system coupled to an Agilent 7700x ICP-MS | Laboratory of Mineral Resources Research Center, Fuzhou University; Adelaide Microscopy, the University of Adelaide | EPMA point analysis: accelerating voltage 15 kV, beam current 20 nA, beam diameter ~5 μm; EPMA mapping: accelerating voltage 20 kV, working current 50 nA, dwell time ~10 ms; BSE imaging: accelerating voltage 20 kV, beam current 10 nA; LA-ICP-MS: energy density 3~3.5 J/cm2, spot sizes 29 to 51 μm, repetition rates 5 Hz (polished thin-section) and 10 Hz (polished blocks), ~30 s background acquisition, ~40 s sample data acquisition | STDGL3 (Danyushevsky et al. 2011) and GSD-1G (USGS) | 3.5 | [19 empty] | 10266 | [5 empty] | 0.03 | [5 empty] | 174 | [9 empty] | 97004 |  | 7.7 |  |  |  | 1.1 | [7 empty] | 54.1 | [13 empty] | 1221 | [15 empty] | 0.18 | [17 empty] | 0.04 | [9 empty] | 0.09 | [32 empty] | 2025 |  |  | CHN | Tibet
| Lawu |  | Magmatic hydrothermal | Skarn | Cu-Pb-Zn skarn | Cu, Pb, Zn | In, Sn | Cu, Pb, Zn, In, Sn |  |  | Toroiaga (Tga-1)-5 | Toroiaga (Tga-1)-5 | underground mine |  |  |  |  | ore material | drill core | underground mining tunnels and drill cores | mineral separate | [5 empty] | mineralisation |  |  |  | sphalerite, chalcopyrite, pyrrhotite, pyrite, arsenopyrite |  |  | Sn-poor Epithermal |  |  |  | galena, bismuthinite, marcasite, iron oxides, pyroxene, actinolite, quartz | thin sections and polished blocks examined using optical microscope, BSE detector, and EDS prior to analysis | EMPA, LA-ICPMS | JEOL JXA-8230 electron probe microanalyzer; RESOlution-LR 193 nm ArF excimer laser ablation system coupled to an Agilent 7700x ICP-MS | Laboratory of Mineral Resources Research Center, Fuzhou University; Adelaide Microscopy, the University of Adelaide | EPMA point analysis: accelerating voltage 15 kV, beam current 20 nA, beam diameter ~5 μm; EPMA mapping: accelerating voltage 20 kV, working current 50 nA, dwell time ~10 ms; BSE imaging: accelerating voltage 20 kV, beam current 10 nA; LA-ICP-MS: energy density 3~3.5 J/cm2, spot sizes 29 to 51 μm, repetition rates 5 Hz (polished thin-section) and 10 Hz (polished blocks), ~30 s background acquisition, ~40 s sample data acquisition | STDGL3 (Danyushevsky et al. 2011) and GSD-1G (USGS) | 9.5 | [19 empty] | 9879 | [5 empty] | 0.38 | [5 empty] | 4312 | [9 empty] | 94495 |  | 6.2 |  |  |  | 1.1 | [7 empty] | 129 | [13 empty] | 1182 | [15 empty] | 1.4 | [17 empty] | 0.77 | [9 empty] | 0.26 | [32 empty] | 2025 |  |  | CHN | Tibet
| Lawu |  | Magmatic hydrothermal | Skarn | Cu-Pb-Zn skarn | Cu, Pb, Zn | In, Sn | Cu, Pb, Zn, In, Sn |  |  | Toroiaga (Tga-1)-6 | Toroiaga (Tga-1)-6 | underground mine |  |  |  |  | ore material | drill core | underground mining tunnels and drill cores | mineral separate | [5 empty] | mineralisation |  |  |  | sphalerite, chalcopyrite, pyrrhotite, pyrite, arsenopyrite |  |  | Sn-poor Epithermal |  |  |  | galena, bismuthinite, marcasite, iron oxides, pyroxene, actinolite, quartz | thin sections and polished blocks examined using optical microscope, BSE detector, and EDS prior to analysis | EMPA, LA-ICPMS | JEOL JXA-8230 electron probe microanalyzer; RESOlution-LR 193 nm ArF excimer laser ablation system coupled to an Agilent 7700x ICP-MS | Laboratory of Mineral Resources Research Center, Fuzhou University; Adelaide Microscopy, the University of Adelaide | EPMA point analysis: accelerating voltage 15 kV, beam current 20 nA, beam diameter ~5 μm; EPMA mapping: accelerating voltage 20 kV, working current 50 nA, dwell time ~10 ms; BSE imaging: accelerating voltage 20 kV, beam current 10 nA; LA-ICP-MS: energy density 3~3.5 J/cm2, spot sizes 29 to 51 μm, repetition rates 5 Hz (polished thin-section) and 10 Hz (polished blocks), ~30 s background acquisition, ~40 s sample data acquisition | STDGL3 (Danyushevsky et al. 2011) and GSD-1G (USGS) | 7.1 | [19 empty] | 10324 | [5 empty] | 0.05 | [5 empty] | 1535 | [9 empty] | 93457 |  | 6.6 |  |  |  | 1 | [7 empty] | 118 | [13 empty] | 978 | [15 empty] | 0.76 | [17 empty] | 0.24 | [9 empty] | 0.11 | [32 empty] | 2025 |  |  | CHN | Tibet
| Lawu |  | Magmatic hydrothermal | Skarn | Cu-Pb-Zn skarn | Cu, Pb, Zn | In, Sn | Cu, Pb, Zn, In, Sn |  |  | kb50236-1 | kb50236-1 | underground mine |  |  |  |  | ore material | drill core | underground mining tunnels and drill cores | mineral separate | [5 empty] | mineralisation |  |  |  | sphalerite, chalcopyrite, pyrrhotite, pyrite, arsenopyrite |  |  | Sn-poor Epithermal |  |  |  | galena, bismuthinite, marcasite, iron oxides, pyroxene, actinolite, quartz | thin sections and polished blocks examined using optical microscope, BSE detector, and EDS prior to analysis | EMPA, LA-ICPMS | JEOL JXA-8230 electron probe microanalyzer; RESOlution-LR 193 nm ArF excimer laser ablation system coupled to an Agilent 7700x ICP-MS | Laboratory of Mineral Resources Research Center, Fuzhou University; Adelaide Microscopy, the University of Adelaide | EPMA point analysis: accelerating voltage 15 kV, beam current 20 nA, beam diameter ~5 μm; EPMA mapping: accelerating voltage 20 kV, working current 50 nA, dwell time ~10 ms; BSE imaging: accelerating voltage 20 kV, beam current 10 nA; LA-ICP-MS: energy density 3~3.5 J/cm2, spot sizes 29 to 51 μm, repetition rates 5 Hz (polished thin-section) and 10 Hz (polished blocks), ~30 s background acquisition, ~40 s sample data acquisition | STDGL3 (Danyushevsky et al. 2011) and GSD-1G (USGS) | 24.2577 | [19 empty] | 7004.0046 | [5 empty] | 55.8793 | [5 empty] | 1610.47 | [9 empty] | 103662.8945 |  | 0.41009 |  |  |  | 0.084949 | [7 empty] | 1168.9339 | [13 empty] | 1719.0023 | [15 empty] | 1.662 | [17 empty] | 0.83305 | [9 empty] | 51.8018 | [32 empty] | 2025 |  |  | CHN | Tibet
| Lawu |  | Magmatic hydrothermal | Skarn | Cu-Pb-Zn skarn | Cu, Pb, Zn | In, Sn | Cu, Pb, Zn, In, Sn |  |  | kb50236-2 | kb50236-2 | underground mine |  |  |  |  | ore material | drill core | underground mining tunnels and drill cores | mineral separate | [5 empty] | mineralisation |  |  |  | sphalerite, chalcopyrite, pyrrhotite, pyrite, arsenopyrite |  |  | Sn-poor Epithermal |  |  |  | galena, bismuthinite, marcasite, iron oxides, pyroxene, actinolite, quartz | thin sections and polished blocks examined using optical microscope, BSE detector, and EDS prior to analysis | EMPA, LA-ICPMS | JEOL JXA-8230 electron probe microanalyzer; RESOlution-LR 193 nm ArF excimer laser ablation system coupled to an Agilent 7700x ICP-MS | Laboratory of Mineral Resources Research Center, Fuzhou University; Adelaide Microscopy, the University of Adelaide | EPMA point analysis: accelerating voltage 15 kV, beam current 20 nA, beam diameter ~5 μm; EPMA mapping: accelerating voltage 20 kV, working current 50 nA, dwell time ~10 ms; BSE imaging: accelerating voltage 20 kV, beam current 10 nA; LA-ICP-MS: energy density 3~3.5 J/cm2, spot sizes 29 to 51 μm, repetition rates 5 Hz (polished thin-section) and 10 Hz (polished blocks), ~30 s background acquisition, ~40 s sample data acquisition | STDGL3 (Danyushevsky et al. 2011) and GSD-1G (USGS) | 5.6401 | [19 empty] | 6567.3842 | [5 empty] | 0.488 | [5 empty] | 312.8038 | [9 empty] | 96210.4296 |  | 9.7799 |  |  |  | 0.084949 | [7 empty] | 244.0721 | [13 empty] | 1216.0423 | [15 empty] | 1.1916 | [17 empty] | 0.02 | [9 empty] | 30.5143 | [32 empty] | 2025 |  |  | CHN | Tibet
| Lawu |  | Magmatic hydrothermal | Skarn | Cu-Pb-Zn skarn | Cu, Pb, Zn | In, Sn | Cu, Pb, Zn, In, Sn |  |  | kb50236-3 | kb50236-3 | underground mine |  |  |  |  | ore material | drill core | underground mining tunnels and drill cores | mineral separate | [5 empty] | mineralisation |  |  |  | sphalerite, chalcopyrite, pyrrhotite, pyrite, arsenopyrite |  |  | Sn-poor Epithermal |  |  |  | galena, bismuthinite, marcasite, iron oxides, pyroxene, actinolite, quartz | thin sections and polished blocks examined using optical microscope, BSE detector, and EDS prior to analysis | EMPA, LA-ICPMS | JEOL JXA-8230 electron probe microanalyzer; RESOlution-LR 193 nm ArF excimer laser ablation system coupled to an Agilent 7700x ICP-MS | Laboratory of Mineral Resources Research Center, Fuzhou University; Adelaide Microscopy, the University of Adelaide | EPMA point analysis: accelerating voltage 15 kV, beam current 20 nA, beam diameter ~5 μm; EPMA mapping: accelerating voltage 20 kV, working current 50 nA, dwell time ~10 ms; BSE imaging: accelerating voltage 20 kV, beam current 10 nA; LA-ICP-MS: energy density 3~3.5 J/cm2, spot sizes 29 to 51 μm, repetition rates 5 Hz (polished thin-section) and 10 Hz (polished blocks), ~30 s background acquisition, ~40 s sample data acquisition | STDGL3 (Danyushevsky et al. 2011) and GSD-1G (USGS) | 17.7606 | [19 empty] | 6482.7159 | [5 empty] | 0.34518 | [5 empty] | 2270.2078 | [9 empty] | 93737.7487 |  | 12.4843 |  |  |  | 0.084949 | [7 empty] | 271.7012 | [13 empty] | 1156.5431 | [15 empty] | 4.6816 | [17 empty] | 0.28133 | [9 empty] | 70.0147 | [32 empty] | 2025 |  |  | CHN | Tibet
| Lawu |  | Magmatic hydrothermal | Skarn | Cu-Pb-Zn skarn | Cu, Pb, Zn | In, Sn | Cu, Pb, Zn, In, Sn |  |  | kb50236-4 | kb50236-4 | underground mine |  |  |  |  | ore material | drill core | underground mining tunnels and drill cores | mineral separate | [5 empty] | mineralisation |  |  |  | sphalerite, chalcopyrite, pyrrhotite, pyrite, arsenopyrite |  |  | Sn-poor Epithermal |  |  |  | galena, bismuthinite, marcasite, iron oxides, pyroxene, actinolite, quartz | thin sections and polished blocks examined using optical microscope, BSE detector, and EDS prior to analysis | EMPA, LA-ICPMS | JEOL JXA-8230 electron probe microanalyzer; RESOlution-LR 193 nm ArF excimer laser ablation system coupled to an Agilent 7700x ICP-MS | Laboratory of Mineral Resources Research Center, Fuzhou University; Adelaide Microscopy, the University of Adelaide | EPMA point analysis: accelerating voltage 15 kV, beam current 20 nA, beam diameter ~5 μm; EPMA mapping: accelerating voltage 20 kV, working current 50 nA, dwell time ~10 ms; BSE imaging: accelerating voltage 20 kV, beam current 10 nA; LA-ICP-MS: energy density 3~3.5 J/cm2, spot sizes 29 to 51 μm, repetition rates 5 Hz (polished thin-section) and 10 Hz (polished blocks), ~30 s background acquisition, ~40 s sample data acquisition | STDGL3 (Danyushevsky et al. 2011) and GSD-1G (USGS) | 14.6324 | [19 empty] | 7006.4663 | [5 empty] | 0.43926 | [5 empty] | 1055.9879 | [9 empty] | 96269.911 |  | 10.5176 |  |  |  | 0.084949 | [7 empty] | 424.3703 | [13 empty] | 1081.0251 | [15 empty] | 0.14045 | [17 empty] | 0.02 | [9 empty] | 358.7565 | [32 empty] | 2025 |  |  | CHN | Tibet
| Lawu |  | Magmatic hydrothermal | Skarn | Cu-Pb-Zn skarn | Cu, Pb, Zn | In, Sn | Cu, Pb, Zn, In, Sn |  |  | kb50236-5 | kb50236-5 | underground mine |  |  |  |  | ore material | drill core | underground mining tunnels and drill cores | mineral separate | [5 empty] | mineralisation |  |  |  | sphalerite, chalcopyrite, pyrrhotite, pyrite, arsenopyrite |  |  | Sn-poor Epithermal |  |  |  | galena, bismuthinite, marcasite, iron oxides, pyroxene, actinolite, quartz | thin sections and polished blocks examined using optical microscope, BSE detector, and EDS prior to analysis | EMPA, LA-ICPMS | JEOL JXA-8230 electron probe microanalyzer; RESOlution-LR 193 nm ArF excimer laser ablation system coupled to an Agilent 7700x ICP-MS | Laboratory of Mineral Resources Research Center, Fuzhou University; Adelaide Microscopy, the University of Adelaide | EPMA point analysis: accelerating voltage 15 kV, beam current 20 nA, beam diameter ~5 μm; EPMA mapping: accelerating voltage 20 kV, working current 50 nA, dwell time ~10 ms; BSE imaging: accelerating voltage 20 kV, beam current 10 nA; LA-ICP-MS: energy density 3~3.5 J/cm2, spot sizes 29 to 51 μm, repetition rates 5 Hz (polished thin-section) and 10 Hz (polished blocks), ~30 s background acquisition, ~40 s sample data acquisition | STDGL3 (Danyushevsky et al. 2011) and GSD-1G (USGS) | 15.0978 | [19 empty] | 6603.1697 | [5 empty] | 0.43672 | [5 empty] | 1382.3339 | [9 empty] | 94129.6461 |  | 9.304 |  |  |  | 0.084949 | [7 empty] | 399.0122 | [13 empty] | 1028.4384 | [15 empty] | 1.3511 | [17 empty] | 0.6323 | [9 empty] | 551.6627 | [32 empty] | 2025 |  |  | CHN | Tibet
| Lawu |  | Magmatic hydrothermal | Skarn | Cu-Pb-Zn skarn | Cu, Pb, Zn | In, Sn | Cu, Pb, Zn, In, Sn |  |  | kb50236-6 | kb50236-6 | underground mine |  |  |  |  | ore material | drill core | underground mining tunnels and drill cores | mineral separate | [5 empty] | mineralisation |  |  |  | sphalerite, chalcopyrite, pyrrhotite, pyrite, arsenopyrite |  |  | Sn-poor Epithermal |  |  |  | galena, bismuthinite, marcasite, iron oxides, pyroxene, actinolite, quartz | thin sections and polished blocks examined using optical microscope, BSE detector, and EDS prior to analysis | EMPA, LA-ICPMS | JEOL JXA-8230 electron probe microanalyzer; RESOlution-LR 193 nm ArF excimer laser ablation system coupled to an Agilent 7700x ICP-MS | Laboratory of Mineral Resources Research Center, Fuzhou University; Adelaide Microscopy, the University of Adelaide | EPMA point analysis: accelerating voltage 15 kV, beam current 20 nA, beam diameter ~5 μm; EPMA mapping: accelerating voltage 20 kV, working current 50 nA, dwell time ~10 ms; BSE imaging: accelerating voltage 20 kV, beam current 10 nA; LA-ICP-MS: energy density 3~3.5 J/cm2, spot sizes 29 to 51 μm, repetition rates 5 Hz (polished thin-section) and 10 Hz (polished blocks), ~30 s background acquisition, ~40 s sample data acquisition | STDGL3 (Danyushevsky et al. 2011) and GSD-1G (USGS) | 10.1808 | [19 empty] | 6274.6291 | [5 empty] | 0.52229 | [5 empty] | 768.4584 | [9 empty] | 92840.702 |  | 8.4445 |  |  |  | 0.084949 | [7 empty] | 339.1642 | [13 empty] | 1061.5359 | [15 empty] | 0.1874 | [17 empty] | 0.02 | [9 empty] | 320.2886 | [32 empty] | 2025 |  |  | CHN | Tibet
| Lawu |  | Magmatic hydrothermal | Skarn | Cu-Pb-Zn skarn | Cu, Pb, Zn | In, Sn | Cu, Pb, Zn, In, Sn |  |  | kb50236-7 | kb50236-7 | underground mine |  |  |  |  | ore material | drill core | underground mining tunnels and drill cores | mineral separate | [5 empty] | mineralisation |  |  |  | sphalerite, chalcopyrite, pyrrhotite, pyrite, arsenopyrite |  |  | Sn-poor Epithermal |  |  |  | galena, bismuthinite, marcasite, iron oxides, pyroxene, actinolite, quartz | thin sections and polished blocks examined using optical microscope, BSE detector, and EDS prior to analysis | EMPA, LA-ICPMS | JEOL JXA-8230 electron probe microanalyzer; RESOlution-LR 193 nm ArF excimer laser ablation system coupled to an Agilent 7700x ICP-MS | Laboratory of Mineral Resources Research Center, Fuzhou University; Adelaide Microscopy, the University of Adelaide | EPMA point analysis: accelerating voltage 15 kV, beam current 20 nA, beam diameter ~5 μm; EPMA mapping: accelerating voltage 20 kV, working current 50 nA, dwell time ~10 ms; BSE imaging: accelerating voltage 20 kV, beam current 10 nA; LA-ICP-MS: energy density 3~3.5 J/cm2, spot sizes 29 to 51 μm, repetition rates 5 Hz (polished thin-section) and 10 Hz (polished blocks), ~30 s background acquisition, ~40 s sample data acquisition | STDGL3 (Danyushevsky et al. 2011) and GSD-1G (USGS) | 22.3708 | [19 empty] | 6861.0734 | [5 empty] | 6.8419 | [5 empty] | 1037.9713 | [9 empty] | 98109.6045 |  | 8.8478 |  |  |  | 0.084949 | [7 empty] | 348.2039 | [13 empty] | 2965.6568 | [15 empty] | 1.4192 | [17 empty] | 0.047932 | [9 empty] | 17.5313 | [32 empty] | 2025 |  |  | CHN | Tibet
| Lawu |  | Magmatic hydrothermal | Skarn | Cu-Pb-Zn skarn | Cu, Pb, Zn | In, Sn | Cu, Pb, Zn, In, Sn |  |  | kb02-1 | kb02-1 | underground mine |  |  |  |  | ore material | drill core | underground mining tunnels and drill cores | mineral separate | [5 empty] | mineralisation |  |  |  | sphalerite, chalcopyrite, pyrrhotite, pyrite, arsenopyrite |  |  | Sn-poor Epithermal |  |  |  | galena, bismuthinite, marcasite, iron oxides, pyroxene, actinolite, quartz | thin sections and polished blocks examined using optical microscope, BSE detector, and EDS prior to analysis | EMPA, LA-ICPMS | JEOL JXA-8230 electron probe microanalyzer; RESOlution-LR 193 nm ArF excimer laser ablation system coupled to an Agilent 7700x ICP-MS | Laboratory of Mineral Resources Research Center, Fuzhou University; Adelaide Microscopy, the University of Adelaide | EPMA point analysis: accelerating voltage 15 kV, beam current 20 nA, beam diameter ~5 μm; EPMA mapping: accelerating voltage 20 kV, working current 50 nA, dwell time ~10 ms; BSE imaging: accelerating voltage 20 kV, beam current 10 nA; LA-ICP-MS: energy density 3~3.5 J/cm2, spot sizes 29 to 51 μm, repetition rates 5 Hz (polished thin-section) and 10 Hz (polished blocks), ~30 s background acquisition, ~40 s sample data acquisition | STDGL3 (Danyushevsky et al. 2011) and GSD-1G (USGS) | 5.2423 | [19 empty] | 3917.4601 | [5 empty] | 0.19893 | [5 empty] | 404.6853 | [9 empty] | 97078.0747 |  | 7.0082 |  |  |  | 0.084949 | [7 empty] | 28.6088 | [13 empty] | 13939.4 | [15 empty] | 0.44698 | [17 empty] | 0.087742 | [9 empty] | 78.4765 | [32 empty] | 2025 |  |  | CHN | Tibet
| Lawu |  | Magmatic hydrothermal | Skarn | Cu-Pb-Zn skarn | Cu, Pb, Zn | In, Sn | Cu, Pb, Zn, In, Sn |  |  | kb02-2 | kb02-2 | underground mine |  |  |  |  | ore material | drill core | underground mining tunnels and drill cores | mineral separate | [5 empty] | mineralisation |  |  |  | sphalerite, chalcopyrite, pyrrhotite, pyrite, arsenopyrite |  |  | Sn-poor Epithermal |  |  |  | galena, bismuthinite, marcasite, iron oxides, pyroxene, actinolite, quartz | thin sections and polished blocks examined using optical microscope, BSE detector, and EDS prior to analysis | EMPA, LA-ICPMS | JEOL JXA-8230 electron probe microanalyzer; RESOlution-LR 193 nm ArF excimer laser ablation system coupled to an Agilent 7700x ICP-MS | Laboratory of Mineral Resources Research Center, Fuzhou University; Adelaide Microscopy, the University of Adelaide | EPMA point analysis: accelerating voltage 15 kV, beam current 20 nA, beam diameter ~5 μm; EPMA mapping: accelerating voltage 20 kV, working current 50 nA, dwell time ~10 ms; BSE imaging: accelerating voltage 20 kV, beam current 10 nA; LA-ICP-MS: energy density 3~3.5 J/cm2, spot sizes 29 to 51 μm, repetition rates 5 Hz (polished thin-section) and 10 Hz (polished blocks), ~30 s background acquisition, ~40 s sample data acquisition | STDGL3 (Danyushevsky et al. 2011) and GSD-1G (USGS) | 11.9466 | [19 empty] | 4131.0436 | [5 empty] | 0.26554 | [5 empty] | 2200.8698 | [9 empty] | 99648.9894 |  | 10.4397 |  |  |  | 0.084949 | [7 empty] | 92.9208 | [13 empty] | 11868.2337 | [15 empty] | 1.3568 | [17 empty] | 0.36497 | [9 empty] | 352.194 | [32 empty] | 2025 |  |  | CHN | Tibet
| Lawu |  | Magmatic hydrothermal | Skarn | Cu-Pb-Zn skarn | Cu, Pb, Zn | In, Sn | Cu, Pb, Zn, In, Sn |  |  | kb02-3 | kb02-3 | underground mine |  |  |  |  | ore material | drill core | underground mining tunnels and drill cores | mineral separate | [5 empty] | mineralisation |  |  |  | sphalerite, chalcopyrite, pyrrhotite, pyrite, arsenopyrite |  |  | Sn-poor Epithermal |  |  |  | galena, bismuthinite, marcasite, iron oxides, pyroxene, actinolite, quartz | thin sections and polished blocks examined using optical microscope, BSE detector, and EDS prior to analysis | EMPA, LA-ICPMS | JEOL JXA-8230 electron probe microanalyzer; RESOlution-LR 193 nm ArF excimer laser ablation system coupled to an Agilent 7700x ICP-MS | Laboratory of Mineral Resources Research Center, Fuzhou University; Adelaide Microscopy, the University of Adelaide | EPMA point analysis: accelerating voltage 15 kV, beam current 20 nA, beam diameter ~5 μm; EPMA mapping: accelerating voltage 20 kV, working current 50 nA, dwell time ~10 ms; BSE imaging: accelerating voltage 20 kV, beam current 10 nA; LA-ICP-MS: energy density 3~3.5 J/cm2, spot sizes 29 to 51 μm, repetition rates 5 Hz (polished thin-section) and 10 Hz (polished blocks), ~30 s background acquisition, ~40 s sample data acquisition | STDGL3 (Danyushevsky et al. 2011) and GSD-1G (USGS) | 10.2039 | [19 empty] | 4173.9913 | [5 empty] | 0.64517 | [5 empty] | 4382.29 | [9 empty] | 101238.751 |  | 2.9658 |  |  |  | 0.084949 | [7 empty] | 166.1933 | [13 empty] | 11503.3874 | [15 empty] | 0.78598 | [17 empty] | 0.27314 | [9 empty] | 483.8045 | [32 empty] | 2025 |  |  | CHN | Tibet
| Lawu |  | Magmatic hydrothermal | Skarn | Cu-Pb-Zn skarn | Cu, Pb, Zn | In, Sn | Cu, Pb, Zn, In, Sn |  |  | kbH5-1 | kbH5-1 | underground mine |  |  |  |  | ore material | drill core | underground mining tunnels and drill cores | mineral separate | [5 empty] | mineralisation |  |  |  | sphalerite, chalcopyrite, pyrrhotite, pyrite, arsenopyrite |  |  | Sn-poor Epithermal |  |  |  | galena, bismuthinite, marcasite, iron oxides, pyroxene, actinolite, quartz | thin sections and polished blocks examined using optical microscope, BSE detector, and EDS prior to analysis | EMPA, LA-ICPMS | JEOL JXA-8230 electron probe microanalyzer; RESOlution-LR 193 nm ArF excimer laser ablation system coupled to an Agilent 7700x ICP-MS | Laboratory of Mineral Resources Research Center, Fuzhou University; Adelaide Microscopy, the University of Adelaide | EPMA point analysis: accelerating voltage 15 kV, beam current 20 nA, beam diameter ~5 μm; EPMA mapping: accelerating voltage 20 kV, working current 50 nA, dwell time ~10 ms; BSE imaging: accelerating voltage 20 kV, beam current 10 nA; LA-ICP-MS: energy density 3~3.5 J/cm2, spot sizes 29 to 51 μm, repetition rates 5 Hz (polished thin-section) and 10 Hz (polished blocks), ~30 s background acquisition, ~40 s sample data acquisition | STDGL3 (Danyushevsky et al. 2011) and GSD-1G (USGS) | 3.0124 | [19 empty] | 5283.2125 | [5 empty] | 35.4151 | [5 empty] | 312.1426 | [9 empty] | 103004.7797 |  | 3.1901 |  |  |  | 0.084949 | [7 empty] | 253.1001 | [13 empty] | 900.1582 | [15 empty] | 0.13832 | [17 empty] | 0.02 | [9 empty] | 20.7907 | [32 empty] | 2025 |  |  | CHN | Tibet
| Lawu |  | Magmatic hydrothermal | Skarn | Cu-Pb-Zn skarn | Cu, Pb, Zn | In, Sn | Cu, Pb, Zn, In, Sn |  |  | kbH5-2 | kbH5-2 | underground mine |  |  |  |  | ore material | drill core | underground mining tunnels and drill cores | mineral separate | [5 empty] | mineralisation |  |  |  | sphalerite, chalcopyrite, pyrrhotite, pyrite, arsenopyrite |  |  | Sn-poor Epithermal |  |  |  | galena, bismuthinite, marcasite, iron oxides, pyroxene, actinolite, quartz | thin sections and polished blocks examined using optical microscope, BSE detector, and EDS prior to analysis | EMPA, LA-ICPMS | JEOL JXA-8230 electron probe microanalyzer; RESOlution-LR 193 nm ArF excimer laser ablation system coupled to an Agilent 7700x ICP-MS | Laboratory of Mineral Resources Research Center, Fuzhou University; Adelaide Microscopy, the University of Adelaide | EPMA point analysis: accelerating voltage 15 kV, beam current 20 nA, beam diameter ~5 μm; EPMA mapping: accelerating voltage 20 kV, working current 50 nA, dwell time ~10 ms; BSE imaging: accelerating voltage 20 kV, beam current 10 nA; LA-ICP-MS: energy density 3~3.5 J/cm2, spot sizes 29 to 51 μm, repetition rates 5 Hz (polished thin-section) and 10 Hz (polished blocks), ~30 s background acquisition, ~40 s sample data acquisition | STDGL3 (Danyushevsky et al. 2011) and GSD-1G (USGS) | 2.8904 | [19 empty] | 5227.1147 | [5 empty] | 36.0174 | [5 empty] | 350.9683 | [9 empty] | 100755.2947 |  | 2.6987 |  |  |  | 0.084949 | [7 empty] | 267.9826 | [13 empty] | 889.4981 | [15 empty] | 0.38608 | [17 empty] | 0.02 | [9 empty] | 11.3632 | [32 empty] | 2025 |  |  | CHN | Tibet
| Lawu |  | Magmatic hydrothermal | Skarn | Cu-Pb-Zn skarn | Cu, Pb, Zn | In, Sn | Cu, Pb, Zn, In, Sn |  |  | kbH5-3 | kbH5-3 | underground mine |  |  |  |  | ore material | drill core | underground mining tunnels and drill cores | mineral separate | [5 empty] | mineralisation |  |  |  | sphalerite, chalcopyrite, pyrrhotite, pyrite, arsenopyrite |  |  | Sn-poor Epithermal |  |  |  | galena, bismuthinite, marcasite, iron oxides, pyroxene, actinolite, quartz | thin sections and polished blocks examined using optical microscope, BSE detector, and EDS prior to analysis | EMPA, LA-ICPMS | JEOL JXA-8230 electron probe microanalyzer; RESOlution-LR 193 nm ArF excimer laser ablation system coupled to an Agilent 7700x ICP-MS | Laboratory of Mineral Resources Research Center, Fuzhou University; Adelaide Microscopy, the University of Adelaide | EPMA point analysis: accelerating voltage 15 kV, beam current 20 nA, beam diameter ~5 μm; EPMA mapping: accelerating voltage 20 kV, working current 50 nA, dwell time ~10 ms; BSE imaging: accelerating voltage 20 kV, beam current 10 nA; LA-ICP-MS: energy density 3~3.5 J/cm2, spot sizes 29 to 51 μm, repetition rates 5 Hz (polished thin-section) and 10 Hz (polished blocks), ~30 s background acquisition, ~40 s sample data acquisition | STDGL3 (Danyushevsky et al. 2011) and GSD-1G (USGS) | 10.5299 | [19 empty] | 6242.9797 | [5 empty] | 36.2713 | [5 empty] | 779.1618 | [9 empty] | 109346.733 |  | 2.4026 |  |  |  | 0.084949 | [7 empty] | 547.3038 | [13 empty] | 970.5483 | [15 empty] | 0.060039 | [17 empty] | 0.02 | [9 empty] | 7.0947 | [32 empty] | 2025 |  |  | CHN | Tibet
| Lawu |  | Magmatic hydrothermal | Skarn | Cu-Pb-Zn skarn | Cu, Pb, Zn | In, Sn | Cu, Pb, Zn, In, Sn |  |  | kbH5-4 | kbH5-4 | underground mine |  |  |  |  | ore material | drill core | underground mining tunnels and drill cores | mineral separate | [5 empty] | mineralisation |  |  |  | sphalerite, chalcopyrite, pyrrhotite, pyrite, arsenopyrite |  |  | Sn-poor Epithermal |  |  |  | galena, bismuthinite, marcasite, iron oxides, pyroxene, actinolite, quartz | thin sections and polished blocks examined using optical microscope, BSE detector, and EDS prior to analysis | EMPA, LA-ICPMS | JEOL JXA-8230 electron probe microanalyzer; RESOlution-LR 193 nm ArF excimer laser ablation system coupled to an Agilent 7700x ICP-MS | Laboratory of Mineral Resources Research Center, Fuzhou University; Adelaide Microscopy, the University of Adelaide | EPMA point analysis: accelerating voltage 15 kV, beam current 20 nA, beam diameter ~5 μm; EPMA mapping: accelerating voltage 20 kV, working current 50 nA, dwell time ~10 ms; BSE imaging: accelerating voltage 20 kV, beam current 10 nA; LA-ICP-MS: energy density 3~3.5 J/cm2, spot sizes 29 to 51 μm, repetition rates 5 Hz (polished thin-section) and 10 Hz (polished blocks), ~30 s background acquisition, ~40 s sample data acquisition | STDGL3 (Danyushevsky et al. 2011) and GSD-1G (USGS) | 23.5943 | [19 empty] | 7094.2781 | [5 empty] | 39.917 | [5 empty] | 1682.5784 | [9 empty] | 108876.2743 |  | 3.1214 |  |  |  | 0.25686 | [7 empty] | 1085.3222 | [13 empty] | 1212.0267 | [15 empty] | 0.10122 | [17 empty] | 0.02 | [9 empty] | 84.2035 | [32 empty] | 2025 |  |  | CHN | Tibet
| Lawu |  | Magmatic hydrothermal | Skarn | Cu-Pb-Zn skarn | Cu, Pb, Zn | In, Sn | Cu, Pb, Zn, In, Sn |  |  | kbH5-5 | kbH5-5 | underground mine |  |  |  |  | ore material | drill core | underground mining tunnels and drill cores | mineral separate | [5 empty] | mineralisation |  |  |  | sphalerite, chalcopyrite, pyrrhotite, pyrite, arsenopyrite |  |  | Sn-poor Epithermal |  |  |  | galena, bismuthinite, marcasite, iron oxides, pyroxene, actinolite, quartz | thin sections and polished blocks examined using optical microscope, BSE detector, and EDS prior to analysis | EMPA, LA-ICPMS | JEOL JXA-8230 electron probe microanalyzer; RESOlution-LR 193 nm ArF excimer laser ablation system coupled to an Agilent 7700x ICP-MS | Laboratory of Mineral Resources Research Center, Fuzhou University; Adelaide Microscopy, the University of Adelaide | EPMA point analysis: accelerating voltage 15 kV, beam current 20 nA, beam diameter ~5 μm; EPMA mapping: accelerating voltage 20 kV, working current 50 nA, dwell time ~10 ms; BSE imaging: accelerating voltage 20 kV, beam current 10 nA; LA-ICP-MS: energy density 3~3.5 J/cm2, spot sizes 29 to 51 μm, repetition rates 5 Hz (polished thin-section) and 10 Hz (polished blocks), ~30 s background acquisition, ~40 s sample data acquisition | STDGL3 (Danyushevsky et al. 2011) and GSD-1G (USGS) | 9.6596 | [19 empty] | 6522.3823 | [5 empty] | 43.972 | [5 empty] | 825.8261 | [9 empty] | 104488.1671 |  | 2.1073 |  |  |  | 0.084949 | [7 empty] | 576.1558 | [13 empty] | 1088.6467 | [15 empty] | 0.098668 | [17 empty] | 0.02 | [9 empty] | 8.9259 | [32 empty] | 2025 |  |  | CHN | Tibet
| Lawu |  | Magmatic hydrothermal | Skarn | Cu-Pb-Zn skarn | Cu, Pb, Zn | In, Sn | Cu, Pb, Zn, In, Sn |  |  | kbH5-6 | kbH5-6 | underground mine |  |  |  |  | ore material | drill core | underground mining tunnels and drill cores | mineral separate | [5 empty] | mineralisation |  |  |  | sphalerite, chalcopyrite, pyrrhotite, pyrite, arsenopyrite |  |  | Sn-poor Epithermal |  |  |  | galena, bismuthinite, marcasite, iron oxides, pyroxene, actinolite, quartz | thin sections and polished blocks examined using optical microscope, BSE detector, and EDS prior to analysis | EMPA, LA-ICPMS | JEOL JXA-8230 electron probe microanalyzer; RESOlution-LR 193 nm ArF excimer laser ablation system coupled to an Agilent 7700x ICP-MS | Laboratory of Mineral Resources Research Center, Fuzhou University; Adelaide Microscopy, the University of Adelaide | EPMA point analysis: accelerating voltage 15 kV, beam current 20 nA, beam diameter ~5 μm; EPMA mapping: accelerating voltage 20 kV, working current 50 nA, dwell time ~10 ms; BSE imaging: accelerating voltage 20 kV, beam current 10 nA; LA-ICP-MS: energy density 3~3.5 J/cm2, spot sizes 29 to 51 μm, repetition rates 5 Hz (polished thin-section) and 10 Hz (polished blocks), ~30 s background acquisition, ~40 s sample data acquisition | STDGL3 (Danyushevsky et al. 2011) and GSD-1G (USGS) | 10.9077 | [19 empty] | 6446.1197 | [5 empty] | 44.1769 | [5 empty] | 1354.4939 | [9 empty] | 104185.5937 |  | 3.1325 |  |  |  | 0.084949 | [7 empty] | 924.5591 | [13 empty] | 1057.2234 | [15 empty] | 0.12782 | [17 empty] | 0.02 | [9 empty] | 34.3342 | [32 empty] | 2025 |  |  | CHN | Tibet
| Lawu |  | Magmatic hydrothermal | Skarn | Cu-Pb-Zn skarn | Cu, Pb, Zn | In, Sn | Cu, Pb, Zn, In, Sn |  |  | kbFRS8-1 | kbFRS8-1 | underground mine |  |  |  |  | ore material | drill core | underground mining tunnels and drill cores | mineral separate | [5 empty] | mineralisation |  |  |  | sphalerite, chalcopyrite, pyrrhotite, pyrite, arsenopyrite |  |  | Sn-poor Epithermal |  |  |  | galena, bismuthinite, marcasite, iron oxides, pyroxene, actinolite, quartz | thin sections and polished blocks examined using optical microscope, BSE detector, and EDS prior to analysis | EMPA, LA-ICPMS | JEOL JXA-8230 electron probe microanalyzer; RESOlution-LR 193 nm ArF excimer laser ablation system coupled to an Agilent 7700x ICP-MS | Laboratory of Mineral Resources Research Center, Fuzhou University; Adelaide Microscopy, the University of Adelaide | EPMA point analysis: accelerating voltage 15 kV, beam current 20 nA, beam diameter ~5 μm; EPMA mapping: accelerating voltage 20 kV, working current 50 nA, dwell time ~10 ms; BSE imaging: accelerating voltage 20 kV, beam current 10 nA; LA-ICP-MS: energy density 3~3.5 J/cm2, spot sizes 29 to 51 μm, repetition rates 5 Hz (polished thin-section) and 10 Hz (polished blocks), ~30 s background acquisition, ~40 s sample data acquisition | STDGL3 (Danyushevsky et al. 2011) and GSD-1G (USGS) | 10.5101 | [19 empty] | 6295.9445 | [5 empty] | 26.1361 | [5 empty] | 958.6834 | [9 empty] | 100404.4615 |  | 1.0621 |  |  |  | 0.084949 | [7 empty] | 654.7853 | [13 empty] | 859.7092 | [15 empty] | 0.37572 | [17 empty] | 0.049089 | [9 empty] | 2.9535 | [32 empty] | 2025 |  |  | CHN | Tibet
| Lawu |  | Magmatic hydrothermal | Skarn | Cu-Pb-Zn skarn | Cu, Pb, Zn | In, Sn | Cu, Pb, Zn, In, Sn |  |  | kbFRS8-2 | kbFRS8-2 | underground mine |  |  |  |  | ore material | drill core | underground mining tunnels and drill cores | mineral separate | [5 empty] | mineralisation |  |  |  | sphalerite, chalcopyrite, pyrrhotite, pyrite, arsenopyrite |  |  | Sn-poor Epithermal |  |  |  | galena, bismuthinite, marcasite, iron oxides, pyroxene, actinolite, quartz | thin sections and polished blocks examined using optical microscope, BSE detector, and EDS prior to analysis | EMPA, LA-ICPMS | JEOL JXA-8230 electron probe microanalyzer; RESOlution-LR 193 nm ArF excimer laser ablation system coupled to an Agilent 7700x ICP-MS | Laboratory of Mineral Resources Research Center, Fuzhou University; Adelaide Microscopy, the University of Adelaide | EPMA point analysis: accelerating voltage 15 kV, beam current 20 nA, beam diameter ~5 μm; EPMA mapping: accelerating voltage 20 kV, working current 50 nA, dwell time ~10 ms; BSE imaging: accelerating voltage 20 kV, beam current 10 nA; LA-ICP-MS: energy density 3~3.5 J/cm2, spot sizes 29 to 51 μm, repetition rates 5 Hz (polished thin-section) and 10 Hz (polished blocks), ~30 s background acquisition, ~40 s sample data acquisition | STDGL3 (Danyushevsky et al. 2011) and GSD-1G (USGS) | 8.8106 | [19 empty] | 6187.2109 | [5 empty] | 26.4822 | [5 empty] | 932.0997 | [9 empty] | 100458.2037 |  | 1.1894 |  |  |  | 0.084949 | [7 empty] | 669.108 | [13 empty] | 891.3486 | [15 empty] | 0.11926 | [17 empty] | 0.02 | [9 empty] | 3.7663 | [32 empty] | 2025 |  |  | CHN | Tibet
| Lawu |  | Magmatic hydrothermal | Skarn | Cu-Pb-Zn skarn | Cu, Pb, Zn | In, Sn | Cu, Pb, Zn, In, Sn |  |  | kbFRS8-3 | kbFRS8-3 | underground mine |  |  |  |  | ore material | drill core | underground mining tunnels and drill cores | mineral separate | [5 empty] | mineralisation |  |  |  | sphalerite, chalcopyrite, pyrrhotite, pyrite, arsenopyrite |  |  | Sn-poor Epithermal |  |  |  | galena, bismuthinite, marcasite, iron oxides, pyroxene, actinolite, quartz | thin sections and polished blocks examined using optical microscope, BSE detector, and EDS prior to analysis | EMPA, LA-ICPMS | JEOL JXA-8230 electron probe microanalyzer; RESOlution-LR 193 nm ArF excimer laser ablation system coupled to an Agilent 7700x ICP-MS | Laboratory of Mineral Resources Research Center, Fuzhou University; Adelaide Microscopy, the University of Adelaide | EPMA point analysis: accelerating voltage 15 kV, beam current 20 nA, beam diameter ~5 μm; EPMA mapping: accelerating voltage 20 kV, working current 50 nA, dwell time ~10 ms; BSE imaging: accelerating voltage 20 kV, beam current 10 nA; LA-ICP-MS: energy density 3~3.5 J/cm2, spot sizes 29 to 51 μm, repetition rates 5 Hz (polished thin-section) and 10 Hz (polished blocks), ~30 s background acquisition, ~40 s sample data acquisition | STDGL3 (Danyushevsky et al. 2011) and GSD-1G (USGS) | 9.2861 | [19 empty] | 5976.591 | [5 empty] | 35.9481 | [5 empty] | 742.8514 | [9 empty] | 101414.9103 |  | 1.0103 |  |  |  | 0.084949 | [7 empty] | 513.4624 | [13 empty] | 5330.3655 | [15 empty] | 0.22358 | [17 empty] | 0.044898 | [9 empty] | 3.7574 | [32 empty] | 2025 |  |  | CHN | Tibet
| Lawu |  | Magmatic hydrothermal | Skarn | Cu-Pb-Zn skarn | Cu, Pb, Zn | In, Sn | Cu, Pb, Zn, In, Sn |  |  | kbFRS8-4 | kbFRS8-4 | underground mine |  |  |  |  | ore material | drill core | underground mining tunnels and drill cores | mineral separate | [5 empty] | mineralisation |  |  |  | sphalerite, chalcopyrite, pyrrhotite, pyrite, arsenopyrite |  |  | Sn-poor Epithermal |  |  |  | galena, bismuthinite, marcasite, iron oxides, pyroxene, actinolite, quartz | thin sections and polished blocks examined using optical microscope, BSE detector, and EDS prior to analysis | EMPA, LA-ICPMS | JEOL JXA-8230 electron probe microanalyzer; RESOlution-LR 193 nm ArF excimer laser ablation system coupled to an Agilent 7700x ICP-MS | Laboratory of Mineral Resources Research Center, Fuzhou University; Adelaide Microscopy, the University of Adelaide | EPMA point analysis: accelerating voltage 15 kV, beam current 20 nA, beam diameter ~5 μm; EPMA mapping: accelerating voltage 20 kV, working current 50 nA, dwell time ~10 ms; BSE imaging: accelerating voltage 20 kV, beam current 10 nA; LA-ICP-MS: energy density 3~3.5 J/cm2, spot sizes 29 to 51 μm, repetition rates 5 Hz (polished thin-section) and 10 Hz (polished blocks), ~30 s background acquisition, ~40 s sample data acquisition | STDGL3 (Danyushevsky et al. 2011) and GSD-1G (USGS) | 40.7329 | [19 empty] | 5810.4616 | [5 empty] | 24.2465 | [5 empty] | 2070.1666 | [9 empty] | 90191.0966 |  | 2.0007 |  |  |  | 0.084949 | [7 empty] | 529.3398 | [13 empty] | 5914.399 | [15 empty] | 1.7918 | [17 empty] | 0.042675 | [9 empty] | 4.703 | [32 empty] | 2025 |  |  | CHN | Tibet
| Lawu |  | Magmatic hydrothermal | Skarn | Cu-Pb-Zn skarn | Cu, Pb, Zn | In, Sn | Cu, Pb, Zn, In, Sn |  |  | kbFRS8-5 | kbFRS8-5 | underground mine |  |  |  |  | ore material | drill core | underground mining tunnels and drill cores | mineral separate | [5 empty] | mineralisation |  |  |  | sphalerite, chalcopyrite, pyrrhotite, pyrite, arsenopyrite |  |  | Sn-poor Epithermal |  |  |  | galena, bismuthinite, marcasite, iron oxides, pyroxene, actinolite, quartz | thin sections and polished blocks examined using optical microscope, BSE detector, and EDS prior to analysis | EMPA, LA-ICPMS | JEOL JXA-8230 electron probe microanalyzer; RESOlution-LR 193 nm ArF excimer laser ablation system coupled to an Agilent 7700x ICP-MS | Laboratory of Mineral Resources Research Center, Fuzhou University; Adelaide Microscopy, the University of Adelaide | EPMA point analysis: accelerating voltage 15 kV, beam current 20 nA, beam diameter ~5 μm; EPMA mapping: accelerating voltage 20 kV, working current 50 nA, dwell time ~10 ms; BSE imaging: accelerating voltage 20 kV, beam current 10 nA; LA-ICP-MS: energy density 3~3.5 J/cm2, spot sizes 29 to 51 μm, repetition rates 5 Hz (polished thin-section) and 10 Hz (polished blocks), ~30 s background acquisition, ~40 s sample data acquisition | STDGL3 (Danyushevsky et al. 2011) and GSD-1G (USGS) | 14.7147 | [19 empty] | 6831.5553 | [5 empty] | 31.5444 | [5 empty] | 1337.1542 | [9 empty] | 104471.7928 |  | 1.1357 |  |  |  | 0.084949 | [7 empty] | 958.4738 | [13 empty] | 1319.0844 | [15 empty] | 0.094975 | [17 empty] | 0.02 | [9 empty] | 6.0397 | [32 empty] | 2025 |  |  | CHN | Tibet
| Lawu |  | Magmatic hydrothermal | Skarn | Cu-Pb-Zn skarn | Cu, Pb, Zn | In, Sn | Cu, Pb, Zn, In, Sn |  |  | kbFRS8-6 | kbFRS8-6 | underground mine |  |  |  |  | ore material | drill core | underground mining tunnels and drill cores | mineral separate | [5 empty] | mineralisation |  |  |  | sphalerite, chalcopyrite, pyrrhotite, pyrite, arsenopyrite |  |  | Sn-poor Epithermal |  |  |  | galena, bismuthinite, marcasite, iron oxides, pyroxene, actinolite, quartz | thin sections and polished blocks examined using optical microscope, BSE detector, and EDS prior to analysis | EMPA, LA-ICPMS | JEOL JXA-8230 electron probe microanalyzer; RESOlution-LR 193 nm ArF excimer laser ablation system coupled to an Agilent 7700x ICP-MS | Laboratory of Mineral Resources Research Center, Fuzhou University; Adelaide Microscopy, the University of Adelaide | EPMA point analysis: accelerating voltage 15 kV, beam current 20 nA, beam diameter ~5 μm; EPMA mapping: accelerating voltage 20 kV, working current 50 nA, dwell time ~10 ms; BSE imaging: accelerating voltage 20 kV, beam current 10 nA; LA-ICP-MS: energy density 3~3.5 J/cm2, spot sizes 29 to 51 μm, repetition rates 5 Hz (polished thin-section) and 10 Hz (polished blocks), ~30 s background acquisition, ~40 s sample data acquisition | STDGL3 (Danyushevsky et al. 2011) and GSD-1G (USGS) | 12.8604 | [19 empty] | 6839.186 | [5 empty] | 33.4677 | [5 empty] | 1441.2366 | [9 empty] | 102329.0073 |  | 1.124 |  |  |  | 0.084949 | [7 empty] | 1021.0744 | [13 empty] | 1657.8543 | [15 empty] | 0.20106 | [17 empty] | 0.054337 | [9 empty] | 8.1014 | [32 empty] | 2025 |  |  | CHN | Tibet
| Lawu |  | Magmatic hydrothermal | Skarn | Cu-Pb-Zn skarn | Cu, Pb, Zn | In, Sn | Cu, Pb, Zn, In, Sn |  |  | kbFRS8-7 | kbFRS8-7 | underground mine |  |  |  |  | ore material | drill core | underground mining tunnels and drill cores | mineral separate | [5 empty] | mineralisation |  |  |  | sphalerite, chalcopyrite, pyrrhotite, pyrite, arsenopyrite |  |  | Sn-poor Epithermal |  |  |  | galena, bismuthinite, marcasite, iron oxides, pyroxene, actinolite, quartz | thin sections and polished blocks examined using optical microscope, BSE detector, and EDS prior to analysis | EMPA, LA-ICPMS | JEOL JXA-8230 electron probe microanalyzer; RESOlution-LR 193 nm ArF excimer laser ablation system coupled to an Agilent 7700x ICP-MS | Laboratory of Mineral Resources Research Center, Fuzhou University; Adelaide Microscopy, the University of Adelaide | EPMA point analysis: accelerating voltage 15 kV, beam current 20 nA, beam diameter ~5 μm; EPMA mapping: accelerating voltage 20 kV, working current 50 nA, dwell time ~10 ms; BSE imaging: accelerating voltage 20 kV, beam current 10 nA; LA-ICP-MS: energy density 3~3.5 J/cm2, spot sizes 29 to 51 μm, repetition rates 5 Hz (polished thin-section) and 10 Hz (polished blocks), ~30 s background acquisition, ~40 s sample data acquisition | STDGL3 (Danyushevsky et al. 2011) and GSD-1G (USGS) | 6.5444 | [19 empty] | 6197.0751 | [5 empty] | 47.9219 | [5 empty] | 574.6465 | [9 empty] | 98815.5034 |  | 0.63846 |  |  |  | 0.084949 | [7 empty] | 409.6875 | [13 empty] | 2614.9454 | [15 empty] | 0.3166 | [17 empty] | 0.02 | [9 empty] | 2.6304 | [32 empty] | 2025 |  |  | CHN | Tibet
| Lawu |  | Magmatic hydrothermal | Skarn | Cu-Pb-Zn skarn | Cu, Pb, Zn | In, Sn | Cu, Pb, Zn, In, Sn |  |  | kbFRS8-8 | kbFRS8-8 | underground mine |  |  |  |  | ore material | drill core | underground mining tunnels and drill cores | mineral separate | [5 empty] | mineralisation |  |  |  | sphalerite, chalcopyrite, pyrrhotite, pyrite, arsenopyrite |  |  | Sn-poor Epithermal |  |  |  | galena, bismuthinite, marcasite, iron oxides, pyroxene, actinolite, quartz | thin sections and polished blocks examined using optical microscope, BSE detector, and EDS prior to analysis | EMPA, LA-ICPMS | JEOL JXA-8230 electron probe microanalyzer; RESOlution-LR 193 nm ArF excimer laser ablation system coupled to an Agilent 7700x ICP-MS | Laboratory of Mineral Resources Research Center, Fuzhou University; Adelaide Microscopy, the University of Adelaide | EPMA point analysis: accelerating voltage 15 kV, beam current 20 nA, beam diameter ~5 μm; EPMA mapping: accelerating voltage 20 kV, working current 50 nA, dwell time ~10 ms; BSE imaging: accelerating voltage 20 kV, beam current 10 nA; LA-ICP-MS: energy density 3~3.5 J/cm2, spot sizes 29 to 51 μm, repetition rates 5 Hz (polished thin-section) and 10 Hz (polished blocks), ~30 s background acquisition, ~40 s sample data acquisition | STDGL3 (Danyushevsky et al. 2011) and GSD-1G (USGS) | 10.8116 | [19 empty] | 6280.5905 | [5 empty] | 47.6643 | [5 empty] | 591.278 | [9 empty] | 101543.0407 |  | 0.81006 |  |  |  | 0.084949 | [7 empty] | 413.0939 | [13 empty] | 2373.1094 | [15 empty] | 0.3746 | [17 empty] | 0.02 | [9 empty] | 2.8462 | [32 empty] | 2025 |  |  | CHN | Tibet
| Lawu |  | Magmatic hydrothermal | Skarn | Cu-Pb-Zn skarn | Cu, Pb, Zn | In, Sn | Cu, Pb, Zn, In, Sn |  |  | kb182-1 | kb182-1 | underground mine |  |  |  |  | ore material | drill core | underground mining tunnels and drill cores | mineral separate | [5 empty] | mineralisation |  |  |  | sphalerite, chalcopyrite, pyrrhotite, pyrite, arsenopyrite |  |  | Sn-poor Epithermal |  |  |  | galena, bismuthinite, marcasite, iron oxides, pyroxene, actinolite, quartz | thin sections and polished blocks examined using optical microscope, BSE detector, and EDS prior to analysis | EMPA, LA-ICPMS | JEOL JXA-8230 electron probe microanalyzer; RESOlution-LR 193 nm ArF excimer laser ablation system coupled to an Agilent 7700x ICP-MS | Laboratory of Mineral Resources Research Center, Fuzhou University; Adelaide Microscopy, the University of Adelaide | EPMA point analysis: accelerating voltage 15 kV, beam current 20 nA, beam diameter ~5 μm; EPMA mapping: accelerating voltage 20 kV, working current 50 nA, dwell time ~10 ms; BSE imaging: accelerating voltage 20 kV, beam current 10 nA; LA-ICP-MS: energy density 3~3.5 J/cm2, spot sizes 29 to 51 μm, repetition rates 5 Hz (polished thin-section) and 10 Hz (polished blocks), ~30 s background acquisition, ~40 s sample data acquisition | STDGL3 (Danyushevsky et al. 2011) and GSD-1G (USGS) | 6.2621 | [19 empty] | 6493.3473 | [5 empty] | 92.3233 | [5 empty] | 520.5678 | [9 empty] | 107268.1889 |  | 0.51263 |  |  |  | 0.084949 | [7 empty] | 364.7923 | [13 empty] | 1511.3656 | [15 empty] | 0.45598 | [17 empty] | 0.02 | [9 empty] | 4.5008 | [32 empty] | 2025 |  |  | CHN | Tibet
| Lawu |  | Magmatic hydrothermal | Skarn | Cu-Pb-Zn skarn | Cu, Pb, Zn | In, Sn | Cu, Pb, Zn, In, Sn |  |  | kb182-2 | kb182-2 | underground mine |  |  |  |  | ore material | drill core | underground mining tunnels and drill cores | mineral separate | [5 empty] | mineralisation |  |  |  | sphalerite, chalcopyrite, pyrrhotite, pyrite, arsenopyrite |  |  | Sn-poor Epithermal |  |  |  | galena, bismuthinite, marcasite, iron oxides, pyroxene, actinolite, quartz | thin sections and polished blocks examined using optical microscope, BSE detector, and EDS prior to analysis | EMPA, LA-ICPMS | JEOL JXA-8230 electron probe microanalyzer; RESOlution-LR 193 nm ArF excimer laser ablation system coupled to an Agilent 7700x ICP-MS | Laboratory of Mineral Resources Research Center, Fuzhou University; Adelaide Microscopy, the University of Adelaide | EPMA point analysis: accelerating voltage 15 kV, beam current 20 nA, beam diameter ~5 μm; EPMA mapping: accelerating voltage 20 kV, working current 50 nA, dwell time ~10 ms; BSE imaging: accelerating voltage 20 kV, beam current 10 nA; LA-ICP-MS: energy density 3~3.5 J/cm2, spot sizes 29 to 51 μm, repetition rates 5 Hz (polished thin-section) and 10 Hz (polished blocks), ~30 s background acquisition, ~40 s sample data acquisition | STDGL3 (Danyushevsky et al. 2011) and GSD-1G (USGS) | 11.9609 | [19 empty] | 6082.3494 | [5 empty] | 83.9926 | [5 empty] | 762.7587 | [9 empty] | 101400.5304 |  | 1.3027 |  |  |  | 0.084949 | [7 empty] | 300.4065 | [13 empty] | 1383.7525 | [15 empty] | 0.55183 | [17 empty] | 0.04916 | [9 empty] | 4.9874 | [32 empty] | 2025 |  |  | CHN | Tibet
| Lawu |  | Magmatic hydrothermal | Skarn | Cu-Pb-Zn skarn | Cu, Pb, Zn | In, Sn | Cu, Pb, Zn, In, Sn |  |  | kb182-3 | kb182-3 | underground mine |  |  |  |  | ore material | drill core | underground mining tunnels and drill cores | mineral separate | [5 empty] | mineralisation |  |  |  | sphalerite, chalcopyrite, pyrrhotite, pyrite, arsenopyrite |  |  | Sn-poor Epithermal |  |  |  | galena, bismuthinite, marcasite, iron oxides, pyroxene, actinolite, quartz | thin sections and polished blocks examined using optical microscope, BSE detector, and EDS prior to analysis | EMPA, LA-ICPMS | JEOL JXA-8230 electron probe microanalyzer; RESOlution-LR 193 nm ArF excimer laser ablation system coupled to an Agilent 7700x ICP-MS | Laboratory of Mineral Resources Research Center, Fuzhou University; Adelaide Microscopy, the University of Adelaide | EPMA point analysis: accelerating voltage 15 kV, beam current 20 nA, beam diameter ~5 μm; EPMA mapping: accelerating voltage 20 kV, working current 50 nA, dwell time ~10 ms; BSE imaging: accelerating voltage 20 kV, beam current 10 nA; LA-ICP-MS: energy density 3~3.5 J/cm2, spot sizes 29 to 51 μm, repetition rates 5 Hz (polished thin-section) and 10 Hz (polished blocks), ~30 s background acquisition, ~40 s sample data acquisition | STDGL3 (Danyushevsky et al. 2011) and GSD-1G (USGS) | 32.4001 | [19 empty] | 6294.7958 | [5 empty] | 86.9501 | [5 empty] | 1367.477 | [9 empty] | 100384.8917 |  | 0.77297 |  |  |  | 0.084949 | [7 empty] | 327.5803 | [13 empty] | 1273.2844 | [15 empty] | 3.3255 | [17 empty] | 0.0467 | [9 empty] | 4.5151 | [32 empty] | 2025 |  |  | CHN | Tibet
| Lawu |  | Magmatic hydrothermal | Skarn | Cu-Pb-Zn skarn | Cu, Pb, Zn | In, Sn | Cu, Pb, Zn, In, Sn |  |  | kb182-4 | kb182-4 | underground mine |  |  |  |  | ore material | drill core | underground mining tunnels and drill cores | mineral separate | [5 empty] | mineralisation |  |  |  | sphalerite, chalcopyrite, pyrrhotite, pyrite, arsenopyrite |  |  | Sn-poor Epithermal |  |  |  | galena, bismuthinite, marcasite, iron oxides, pyroxene, actinolite, quartz | thin sections and polished blocks examined using optical microscope, BSE detector, and EDS prior to analysis | EMPA, LA-ICPMS | JEOL JXA-8230 electron probe microanalyzer; RESOlution-LR 193 nm ArF excimer laser ablation system coupled to an Agilent 7700x ICP-MS | Laboratory of Mineral Resources Research Center, Fuzhou University; Adelaide Microscopy, the University of Adelaide | EPMA point analysis: accelerating voltage 15 kV, beam current 20 nA, beam diameter ~5 μm; EPMA mapping: accelerating voltage 20 kV, working current 50 nA, dwell time ~10 ms; BSE imaging: accelerating voltage 20 kV, beam current 10 nA; LA-ICP-MS: energy density 3~3.5 J/cm2, spot sizes 29 to 51 μm, repetition rates 5 Hz (polished thin-section) and 10 Hz (polished blocks), ~30 s background acquisition, ~40 s sample data acquisition | STDGL3 (Danyushevsky et al. 2011) and GSD-1G (USGS) | 26.8559 | [19 empty] | 6618.2679 | [5 empty] | 9.2171 | [5 empty] | 860.4664 | [9 empty] | 103976.9404 |  | 1.9532 |  |  |  | 0.084949 | [7 empty] | 615.1358 | [13 empty] | 1197.4188 | [15 empty] | 0.82103 | [17 empty] | 0.02 | [9 empty] | 7.3958 | [32 empty] | 2025 |  |  | CHN | Tibet
| Lawu |  | Magmatic hydrothermal | Skarn | Cu-Pb-Zn skarn | Cu, Pb, Zn | In, Sn | Cu, Pb, Zn, In, Sn |  |  | kb182-5 | kb182-5 | underground mine |  |  |  |  | ore material | drill core | underground mining tunnels and drill cores | mineral separate | [5 empty] | mineralisation |  |  |  | sphalerite, chalcopyrite, pyrrhotite, pyrite, arsenopyrite |  |  | Sn-poor Epithermal |  |  |  | galena, bismuthinite, marcasite, iron oxides, pyroxene, actinolite, quartz | thin sections and polished blocks examined using optical microscope, BSE detector, and EDS prior to analysis | EMPA, LA-ICPMS | JEOL JXA-8230 electron probe microanalyzer; RESOlution-LR 193 nm ArF excimer laser ablation system coupled to an Agilent 7700x ICP-MS | Laboratory of Mineral Resources Research Center, Fuzhou University; Adelaide Microscopy, the University of Adelaide | EPMA point analysis: accelerating voltage 15 kV, beam current 20 nA, beam diameter ~5 μm; EPMA mapping: accelerating voltage 20 kV, working current 50 nA, dwell time ~10 ms; BSE imaging: accelerating voltage 20 kV, beam current 10 nA; LA-ICP-MS: energy density 3~3.5 J/cm2, spot sizes 29 to 51 μm, repetition rates 5 Hz (polished thin-section) and 10 Hz (polished blocks), ~30 s background acquisition, ~40 s sample data acquisition | STDGL3 (Danyushevsky et al. 2011) and GSD-1G (USGS) | 29.8394 | [19 empty] | 7527.8441 | [5 empty] | 8.6928 | [5 empty] | 1019.1111 | [9 empty] | 99921.9703 |  | 2.3908 |  |  |  | 0.084949 | [7 empty] | 622.6318 | [13 empty] | 1207.5568 | [15 empty] | 0.80708 | [17 empty] | 0.02 | [9 empty] | 7.8905 | [32 empty] | 2025 |  |  | CHN | Tibet
| Lawu |  | Magmatic hydrothermal | Skarn | Cu-Pb-Zn skarn | Cu, Pb, Zn | In, Sn | Cu, Pb, Zn, In, Sn |  |  | kb182-6 | kb182-6 | underground mine |  |  |  |  | ore material | drill core | underground mining tunnels and drill cores | mineral separate | [5 empty] | mineralisation |  |  |  | sphalerite, chalcopyrite, pyrrhotite, pyrite, arsenopyrite |  |  | Sn-poor Epithermal |  |  |  | galena, bismuthinite, marcasite, iron oxides, pyroxene, actinolite, quartz | thin sections and polished blocks examined using optical microscope, BSE detector, and EDS prior to analysis | EMPA, LA-ICPMS | JEOL JXA-8230 electron probe microanalyzer; RESOlution-LR 193 nm ArF excimer laser ablation system coupled to an Agilent 7700x ICP-MS | Laboratory of Mineral Resources Research Center, Fuzhou University; Adelaide Microscopy, the University of Adelaide | EPMA point analysis: accelerating voltage 15 kV, beam current 20 nA, beam diameter ~5 μm; EPMA mapping: accelerating voltage 20 kV, working current 50 nA, dwell time ~10 ms; BSE imaging: accelerating voltage 20 kV, beam current 10 nA; LA-ICP-MS: energy density 3~3.5 J/cm2, spot sizes 29 to 51 μm, repetition rates 5 Hz (polished thin-section) and 10 Hz (polished blocks), ~30 s background acquisition, ~40 s sample data acquisition | STDGL3 (Danyushevsky et al. 2011) and GSD-1G (USGS) | 44.9092 | [19 empty] | 7081.8915 | [5 empty] | 9.2987 | [5 empty] | 1690.8233 | [9 empty] | 112842.1584 |  | 2.4671 |  |  |  | 0.084949 | [7 empty] | 657.5678 | [13 empty] | 1197.8438 | [15 empty] | 1.4873 | [17 empty] | 0.02 | [9 empty] | 18.4699 | [32 empty] | 2025 |  |  | CHN | Tibet
| Lawu |  | Magmatic hydrothermal | Skarn | Cu-Pb-Zn skarn | Cu, Pb, Zn | In, Sn | Cu, Pb, Zn, In, Sn |  |  | kb182-7 | kb182-7 | underground mine |  |  |  |  | ore material | drill core | underground mining tunnels and drill cores | mineral separate | [5 empty] | mineralisation |  |  |  | sphalerite, chalcopyrite, pyrrhotite, pyrite, arsenopyrite |  |  | Sn-poor Epithermal |  |  |  | galena, bismuthinite, marcasite, iron oxides, pyroxene, actinolite, quartz | thin sections and polished blocks examined using optical microscope, BSE detector, and EDS prior to analysis | EMPA, LA-ICPMS | JEOL JXA-8230 electron probe microanalyzer; RESOlution-LR 193 nm ArF excimer laser ablation system coupled to an Agilent 7700x ICP-MS | Laboratory of Mineral Resources Research Center, Fuzhou University; Adelaide Microscopy, the University of Adelaide | EPMA point analysis: accelerating voltage 15 kV, beam current 20 nA, beam diameter ~5 μm; EPMA mapping: accelerating voltage 20 kV, working current 50 nA, dwell time ~10 ms; BSE imaging: accelerating voltage 20 kV, beam current 10 nA; LA-ICP-MS: energy density 3~3.5 J/cm2, spot sizes 29 to 51 μm, repetition rates 5 Hz (polished thin-section) and 10 Hz (polished blocks), ~30 s background acquisition, ~40 s sample data acquisition | STDGL3 (Danyushevsky et al. 2011) and GSD-1G (USGS) | 11.1053 | [19 empty] | 5584.5996 | [5 empty] | 21.5865 | [5 empty] | 866.9617 | [9 empty] | 107438.3746 |  | 2.0951 |  |  |  | 0.084949 | [7 empty] | 620.7802 | [13 empty] | 884.1584 | [15 empty] | 0.31966 | [17 empty] | 0.02 | [9 empty] | 7.7458 | [32 empty] | 2025 |  |  | CHN | Tibet
| Lawu |  | Magmatic hydrothermal | Skarn | Cu-Pb-Zn skarn | Cu, Pb, Zn | In, Sn | Cu, Pb, Zn, In, Sn |  |  | kb182-8 | kb182-8 | underground mine |  |  |  |  | ore material | drill core | underground mining tunnels and drill cores | mineral separate | [5 empty] | mineralisation |  |  |  | sphalerite, chalcopyrite, pyrrhotite, pyrite, arsenopyrite |  |  | Sn-poor Epithermal |  |  |  | galena, bismuthinite, marcasite, iron oxides, pyroxene, actinolite, quartz | thin sections and polished blocks examined using optical microscope, BSE detector, and EDS prior to analysis | EMPA, LA-ICPMS | JEOL JXA-8230 electron probe microanalyzer; RESOlution-LR 193 nm ArF excimer laser ablation system coupled to an Agilent 7700x ICP-MS | Laboratory of Mineral Resources Research Center, Fuzhou University; Adelaide Microscopy, the University of Adelaide | EPMA point analysis: accelerating voltage 15 kV, beam current 20 nA, beam diameter ~5 μm; EPMA mapping: accelerating voltage 20 kV, working current 50 nA, dwell time ~10 ms; BSE imaging: accelerating voltage 20 kV, beam current 10 nA; LA-ICP-MS: energy density 3~3.5 J/cm2, spot sizes 29 to 51 μm, repetition rates 5 Hz (polished thin-section) and 10 Hz (polished blocks), ~30 s background acquisition, ~40 s sample data acquisition | STDGL3 (Danyushevsky et al. 2011) and GSD-1G (USGS) | 32.0621 | [19 empty] | 7046.5483 | [5 empty] | 19.9121 | [5 empty] | 1360.7197 | [9 empty] | 102810.0754 |  | 1.6662 |  |  |  | 0.084949 | [7 empty] | 561.5154 | [13 empty] | 860.8041 | [15 empty] | 0.81494 | [17 empty] | 0.10935 | [9 empty] | 3.4513 | [32 empty] | 2025 |  |  | CHN | Tibet
| Lawu |  | Magmatic hydrothermal | Skarn | Cu-Pb-Zn skarn | Cu, Pb, Zn | In, Sn | Cu, Pb, Zn, In, Sn |  |  | kb230-1 | kb230-1 | underground mine |  |  |  |  | ore material | drill core | underground mining tunnels and drill cores | mineral separate | [5 empty] | mineralisation |  |  |  | sphalerite, chalcopyrite, pyrrhotite, pyrite, arsenopyrite |  |  | Sn-poor Epithermal |  |  |  | galena, bismuthinite, marcasite, iron oxides, pyroxene, actinolite, quartz | thin sections and polished blocks examined using optical microscope, BSE detector, and EDS prior to analysis | EMPA, LA-ICPMS | JEOL JXA-8230 electron probe microanalyzer; RESOlution-LR 193 nm ArF excimer laser ablation system coupled to an Agilent 7700x ICP-MS | Laboratory of Mineral Resources Research Center, Fuzhou University; Adelaide Microscopy, the University of Adelaide | EPMA point analysis: accelerating voltage 15 kV, beam current 20 nA, beam diameter ~5 μm; EPMA mapping: accelerating voltage 20 kV, working current 50 nA, dwell time ~10 ms; BSE imaging: accelerating voltage 20 kV, beam current 10 nA; LA-ICP-MS: energy density 3~3.5 J/cm2, spot sizes 29 to 51 μm, repetition rates 5 Hz (polished thin-section) and 10 Hz (polished blocks), ~30 s background acquisition, ~40 s sample data acquisition | STDGL3 (Danyushevsky et al. 2011) and GSD-1G (USGS) | 6.1412 | [19 empty] | 5489.5146 | [5 empty] | 0.67927 | [5 empty] | 599.766 | [9 empty] | 94870.427 |  | 18.6232 |  |  |  | 0.084949 | [7 empty] | 143.1471 | [13 empty] | 2005.4247 | [15 empty] | 0.66546 | [17 empty] | 0.099393 | [9 empty] | 333.8607 | [32 empty] | 2025 |  |  | CHN | Tibet
| Lawu |  | Magmatic hydrothermal | Skarn | Cu-Pb-Zn skarn | Cu, Pb, Zn | In, Sn | Cu, Pb, Zn, In, Sn |  |  | kb230-2 | kb230-2 | underground mine |  |  |  |  | ore material | drill core | underground mining tunnels and drill cores | mineral separate | [5 empty] | mineralisation |  |  |  | sphalerite, chalcopyrite, pyrrhotite, pyrite, arsenopyrite |  |  | Sn-poor Epithermal |  |  |  | galena, bismuthinite, marcasite, iron oxides, pyroxene, actinolite, quartz | thin sections and polished blocks examined using optical microscope, BSE detector, and EDS prior to analysis | EMPA, LA-ICPMS | JEOL JXA-8230 electron probe microanalyzer; RESOlution-LR 193 nm ArF excimer laser ablation system coupled to an Agilent 7700x ICP-MS | Laboratory of Mineral Resources Research Center, Fuzhou University; Adelaide Microscopy, the University of Adelaide | EPMA point analysis: accelerating voltage 15 kV, beam current 20 nA, beam diameter ~5 μm; EPMA mapping: accelerating voltage 20 kV, working current 50 nA, dwell time ~10 ms; BSE imaging: accelerating voltage 20 kV, beam current 10 nA; LA-ICP-MS: energy density 3~3.5 J/cm2, spot sizes 29 to 51 μm, repetition rates 5 Hz (polished thin-section) and 10 Hz (polished blocks), ~30 s background acquisition, ~40 s sample data acquisition | STDGL3 (Danyushevsky et al. 2011) and GSD-1G (USGS) | 6.8559 | [19 empty] | 5699.6587 | [5 empty] | 1.0965 | [5 empty] | 670.3349 | [9 empty] | 92290.4944 |  | 17.6065 |  |  |  | 0.35754 | [7 empty] | 228.426 | [13 empty] | 2166.7552 | [15 empty] | 1.3654 | [17 empty] | 0.065039 | [9 empty] | 304.6204 | [32 empty] | 2025 |  |  | CHN | Tibet
| Lawu |  | Magmatic hydrothermal | Skarn | Cu-Pb-Zn skarn | Cu, Pb, Zn | In, Sn | Cu, Pb, Zn, In, Sn |  |  | kb230-3 | kb230-3 | underground mine |  |  |  |  | ore material | drill core | underground mining tunnels and drill cores | mineral separate | [5 empty] | mineralisation |  |  |  | sphalerite, chalcopyrite, pyrrhotite, pyrite, arsenopyrite |  |  | Sn-poor Epithermal |  |  |  | galena, bismuthinite, marcasite, iron oxides, pyroxene, actinolite, quartz | thin sections and polished blocks examined using optical microscope, BSE detector, and EDS prior to analysis | EMPA, LA-ICPMS | JEOL JXA-8230 electron probe microanalyzer; RESOlution-LR 193 nm ArF excimer laser ablation system coupled to an Agilent 7700x ICP-MS | Laboratory of Mineral Resources Research Center, Fuzhou University; Adelaide Microscopy, the University of Adelaide | EPMA point analysis: accelerating voltage 15 kV, beam current 20 nA, beam diameter ~5 μm; EPMA mapping: accelerating voltage 20 kV, working current 50 nA, dwell time ~10 ms; BSE imaging: accelerating voltage 20 kV, beam current 10 nA; LA-ICP-MS: energy density 3~3.5 J/cm2, spot sizes 29 to 51 μm, repetition rates 5 Hz (polished thin-section) and 10 Hz (polished blocks), ~30 s background acquisition, ~40 s sample data acquisition | STDGL3 (Danyushevsky et al. 2011) and GSD-1G (USGS) | 22.3931 | [19 empty] | 5402.028 | [5 empty] | 0.14074 | [5 empty] | 1797.9625 | [9 empty] | 96373.1957 |  | 19.7075 |  |  |  | 0.3241 | [7 empty] | 32.8526 | [13 empty] | 1915.2786 | [15 empty] | 0.21442 | [17 empty] | 0.02 | [9 empty] | 1456.177 | [32 empty] | 2025 |  |  | CHN | Tibet
| Lawu |  | Magmatic hydrothermal | Skarn | Cu-Pb-Zn skarn | Cu, Pb, Zn | In, Sn | Cu, Pb, Zn, In, Sn |  |  | kb230-4 | kb230-4 | underground mine |  |  |  |  | ore material | drill core | underground mining tunnels and drill cores | mineral separate | [5 empty] | mineralisation |  |  |  | sphalerite, chalcopyrite, pyrrhotite, pyrite, arsenopyrite |  |  | Sn-poor Epithermal |  |  |  | galena, bismuthinite, marcasite, iron oxides, pyroxene, actinolite, quartz | thin sections and polished blocks examined using optical microscope, BSE detector, and EDS prior to analysis | EMPA, LA-ICPMS | JEOL JXA-8230 electron probe microanalyzer; RESOlution-LR 193 nm ArF excimer laser ablation system coupled to an Agilent 7700x ICP-MS | Laboratory of Mineral Resources Research Center, Fuzhou University; Adelaide Microscopy, the University of Adelaide | EPMA point analysis: accelerating voltage 15 kV, beam current 20 nA, beam diameter ~5 μm; EPMA mapping: accelerating voltage 20 kV, working current 50 nA, dwell time ~10 ms; BSE imaging: accelerating voltage 20 kV, beam current 10 nA; LA-ICP-MS: energy density 3~3.5 J/cm2, spot sizes 29 to 51 μm, repetition rates 5 Hz (polished thin-section) and 10 Hz (polished blocks), ~30 s background acquisition, ~40 s sample data acquisition | STDGL3 (Danyushevsky et al. 2011) and GSD-1G (USGS) | 58.6002 | [19 empty] | 5340.0599 | [5 empty] | 2.5189 | [5 empty] | 2536.9389 | [9 empty] | 96955.9324 |  | 16.9622 |  |  |  | 0.31366 | [7 empty] | 75.8947 | [13 empty] | 2270.989 | [15 empty] | 0.15104 | [17 empty] | 0.051789 | [9 empty] | 1444.428 | [32 empty] | 2025 |  |  | CHN | Tibet
| Lawu |  | Magmatic hydrothermal | Skarn | Cu-Pb-Zn skarn | Cu, Pb, Zn | In, Sn | Cu, Pb, Zn, In, Sn |  |  | kb230-5 | kb230-5 | underground mine |  |  |  |  | ore material | drill core | underground mining tunnels and drill cores | mineral separate | [5 empty] | mineralisation |  |  |  | sphalerite, chalcopyrite, pyrrhotite, pyrite, arsenopyrite |  |  | Sn-poor Epithermal |  |  |  | galena, bismuthinite, marcasite, iron oxides, pyroxene, actinolite, quartz | thin sections and polished blocks examined using optical microscope, BSE detector, and EDS prior to analysis | EMPA, LA-ICPMS | JEOL JXA-8230 electron probe microanalyzer; RESOlution-LR 193 nm ArF excimer laser ablation system coupled to an Agilent 7700x ICP-MS | Laboratory of Mineral Resources Research Center, Fuzhou University; Adelaide Microscopy, the University of Adelaide | EPMA point analysis: accelerating voltage 15 kV, beam current 20 nA, beam diameter ~5 μm; EPMA mapping: accelerating voltage 20 kV, working current 50 nA, dwell time ~10 ms; BSE imaging: accelerating voltage 20 kV, beam current 10 nA; LA-ICP-MS: energy density 3~3.5 J/cm2, spot sizes 29 to 51 μm, repetition rates 5 Hz (polished thin-section) and 10 Hz (polished blocks), ~30 s background acquisition, ~40 s sample data acquisition | STDGL3 (Danyushevsky et al. 2011) and GSD-1G (USGS) | 38.0158 | [19 empty] | 5327.8891 | [5 empty] | 0.20203 | [5 empty] | 2411.3815 | [9 empty] | 96994.5091 |  | 18.2146 |  |  |  | 0.26599 | [7 empty] | 20.2334 | [13 empty] | 1682.5635 | [15 empty] | 0.20795 | [17 empty] | 0.048529 | [9 empty] | 1462.0902 | [32 empty] | 2025 |  |  | CHN | Tibet
| Lawu |  | Magmatic hydrothermal | Skarn | Cu-Pb-Zn skarn | Cu, Pb, Zn | In, Sn | Cu, Pb, Zn, In, Sn |  |  | kb230-6 | kb230-6 | underground mine |  |  |  |  | ore material | drill core | underground mining tunnels and drill cores | mineral separate | [5 empty] | mineralisation |  |  |  | sphalerite, chalcopyrite, pyrrhotite, pyrite, arsenopyrite |  |  | Sn-poor Epithermal |  |  |  | galena, bismuthinite, marcasite, iron oxides, pyroxene, actinolite, quartz | thin sections and polished blocks examined using optical microscope, BSE detector, and EDS prior to analysis | EMPA, LA-ICPMS | JEOL JXA-8230 electron probe microanalyzer; RESOlution-LR 193 nm ArF excimer laser ablation system coupled to an Agilent 7700x ICP-MS | Laboratory of Mineral Resources Research Center, Fuzhou University; Adelaide Microscopy, the University of Adelaide | EPMA point analysis: accelerating voltage 15 kV, beam current 20 nA, beam diameter ~5 μm; EPMA mapping: accelerating voltage 20 kV, working current 50 nA, dwell time ~10 ms; BSE imaging: accelerating voltage 20 kV, beam current 10 nA; LA-ICP-MS: energy density 3~3.5 J/cm2, spot sizes 29 to 51 μm, repetition rates 5 Hz (polished thin-section) and 10 Hz (polished blocks), ~30 s background acquisition, ~40 s sample data acquisition | STDGL3 (Danyushevsky et al. 2011) and GSD-1G (USGS) | 3.0893 | [19 empty] | 4920.7431 | [5 empty] | 0.55913 | [5 empty] | 336.7387 | [9 empty] | 99429.8799 |  | 17.604 |  |  |  | 0.084949 | [7 empty] | 83.1057 | [13 empty] | 1929.7927 | [15 empty] | 0.10739 | [17 empty] | 0.048084 | [9 empty] | 187.6239 | [32 empty] | 2025 |  |  | CHN | Tibet
| Lawu |  | Magmatic hydrothermal | Skarn | Cu-Pb-Zn skarn | Cu, Pb, Zn | In, Sn | Cu, Pb, Zn, In, Sn |  |  | kb230-7 | kb230-7 | underground mine |  |  |  |  | ore material | drill core | underground mining tunnels and drill cores | mineral separate | [5 empty] | mineralisation |  |  |  | sphalerite, chalcopyrite, pyrrhotite, pyrite, arsenopyrite |  |  | Sn-poor Epithermal |  |  |  | galena, bismuthinite, marcasite, iron oxides, pyroxene, actinolite, quartz | thin sections and polished blocks examined using optical microscope, BSE detector, and EDS prior to analysis | EMPA, LA-ICPMS | JEOL JXA-8230 electron probe microanalyzer; RESOlution-LR 193 nm ArF excimer laser ablation system coupled to an Agilent 7700x ICP-MS | Laboratory of Mineral Resources Research Center, Fuzhou University; Adelaide Microscopy, the University of Adelaide | EPMA point analysis: accelerating voltage 15 kV, beam current 20 nA, beam diameter ~5 μm; EPMA mapping: accelerating voltage 20 kV, working current 50 nA, dwell time ~10 ms; BSE imaging: accelerating voltage 20 kV, beam current 10 nA; LA-ICP-MS: energy density 3~3.5 J/cm2, spot sizes 29 to 51 μm, repetition rates 5 Hz (polished thin-section) and 10 Hz (polished blocks), ~30 s background acquisition, ~40 s sample data acquisition | STDGL3 (Danyushevsky et al. 2011) and GSD-1G (USGS) | 54.2219 | [19 empty] | 5272.9376 | [5 empty] | 0.17674 | [5 empty] | 3068.7116 | [9 empty] | 91659.8801 |  | 19.31 |  |  |  | 0.084949 | [7 empty] | 86.7324 | [13 empty] | 1218.2027 | [15 empty] | 0.38387 | [17 empty] | 3.8122 | [9 empty] | 2433.1926 | [32 empty] | 2025 |  |  | CHN | Tibet
| Lawu |  | Magmatic hydrothermal | Skarn | Cu-Pb-Zn skarn | Cu, Pb, Zn | In, Sn | Cu, Pb, Zn, In, Sn |  |  | kb236-1 | kb236-1 | underground mine |  |  |  |  | ore material | drill core | underground mining tunnels and drill cores | mineral separate | [5 empty] | mineralisation |  |  |  | sphalerite, chalcopyrite, pyrrhotite, pyrite, arsenopyrite |  |  | Sn-poor Epithermal |  |  |  | galena, bismuthinite, marcasite, iron oxides, pyroxene, actinolite, quartz | thin sections and polished blocks examined using optical microscope, BSE detector, and EDS prior to analysis | EMPA, LA-ICPMS | JEOL JXA-8230 electron probe microanalyzer; RESOlution-LR 193 nm ArF excimer laser ablation system coupled to an Agilent 7700x ICP-MS | Laboratory of Mineral Resources Research Center, Fuzhou University; Adelaide Microscopy, the University of Adelaide | EPMA point analysis: accelerating voltage 15 kV, beam current 20 nA, beam diameter ~5 μm; EPMA mapping: accelerating voltage 20 kV, working current 50 nA, dwell time ~10 ms; BSE imaging: accelerating voltage 20 kV, beam current 10 nA; LA-ICP-MS: energy density 3~3.5 J/cm2, spot sizes 29 to 51 μm, repetition rates 5 Hz (polished thin-section) and 10 Hz (polished blocks), ~30 s background acquisition, ~40 s sample data acquisition | STDGL3 (Danyushevsky et al. 2011) and GSD-1G (USGS) | 2.3794 | [19 empty] | 5374.8448 | [5 empty] | 33.7024 | [5 empty] | 390.1883 | [9 empty] | 108278.5839 |  | 1.7826 |  |  |  | 0.084949 | [7 empty] | 366.5602 | [13 empty] | 1483.1296 | [15 empty] | 0.037538 | [17 empty] | 0.055499 | [9 empty] | 4.0736 | [32 empty] | 2025 |  |  | CHN | Tibet
| Lawu |  | Magmatic hydrothermal | Skarn | Cu-Pb-Zn skarn | Cu, Pb, Zn | In, Sn | Cu, Pb, Zn, In, Sn |  |  | kb236-2 | kb236-2 | underground mine |  |  |  |  | ore material | drill core | underground mining tunnels and drill cores | mineral separate | [5 empty] | mineralisation |  |  |  | sphalerite, chalcopyrite, pyrrhotite, pyrite, arsenopyrite |  |  | Sn-poor Epithermal |  |  |  | galena, bismuthinite, marcasite, iron oxides, pyroxene, actinolite, quartz | thin sections and polished blocks examined using optical microscope, BSE detector, and EDS prior to analysis | EMPA, LA-ICPMS | JEOL JXA-8230 electron probe microanalyzer; RESOlution-LR 193 nm ArF excimer laser ablation system coupled to an Agilent 7700x ICP-MS | Laboratory of Mineral Resources Research Center, Fuzhou University; Adelaide Microscopy, the University of Adelaide | EPMA point analysis: accelerating voltage 15 kV, beam current 20 nA, beam diameter ~5 μm; EPMA mapping: accelerating voltage 20 kV, working current 50 nA, dwell time ~10 ms; BSE imaging: accelerating voltage 20 kV, beam current 10 nA; LA-ICP-MS: energy density 3~3.5 J/cm2, spot sizes 29 to 51 μm, repetition rates 5 Hz (polished thin-section) and 10 Hz (polished blocks), ~30 s background acquisition, ~40 s sample data acquisition | STDGL3 (Danyushevsky et al. 2011) and GSD-1G (USGS) | 22.6037 | [19 empty] | 5488.5368 | [5 empty] | 8.4417 | [5 empty] | 1532.158 | [9 empty] | 103628.6662 |  | 10.5883 |  |  |  | 0.084949 | [7 empty] | 557.2863 | [13 empty] | 1256.055 | [15 empty] | 0.053844 | [17 empty] | 0.043167 | [9 empty] | 649.7069 | [32 empty] | 2025 |  |  | CHN | Tibet
| Lawu |  | Magmatic hydrothermal | Skarn | Cu-Pb-Zn skarn | Cu, Pb, Zn | In, Sn | Cu, Pb, Zn, In, Sn |  |  | kb236-3 | kb236-3 | underground mine |  |  |  |  | ore material | drill core | underground mining tunnels and drill cores | mineral separate | [5 empty] | mineralisation |  |  |  | sphalerite, chalcopyrite, pyrrhotite, pyrite, arsenopyrite |  |  | Sn-poor Epithermal |  |  |  | galena, bismuthinite, marcasite, iron oxides, pyroxene, actinolite, quartz | thin sections and polished blocks examined using optical microscope, BSE detector, and EDS prior to analysis | EMPA, LA-ICPMS | JEOL JXA-8230 electron probe microanalyzer; RESOlution-LR 193 nm ArF excimer laser ablation system coupled to an Agilent 7700x ICP-MS | Laboratory of Mineral Resources Research Center, Fuzhou University; Adelaide Microscopy, the University of Adelaide | EPMA point analysis: accelerating voltage 15 kV, beam current 20 nA, beam diameter ~5 μm; EPMA mapping: accelerating voltage 20 kV, working current 50 nA, dwell time ~10 ms; BSE imaging: accelerating voltage 20 kV, beam current 10 nA; LA-ICP-MS: energy density 3~3.5 J/cm2, spot sizes 29 to 51 μm, repetition rates 5 Hz (polished thin-section) and 10 Hz (polished blocks), ~30 s background acquisition, ~40 s sample data acquisition | STDGL3 (Danyushevsky et al. 2011) and GSD-1G (USGS) | 8.1622 | [19 empty] | 6174.6851 | [5 empty] | 34.2879 | [5 empty] | 677.4013 | [9 empty] | 102765.6806 |  | 1.7728 |  |  |  | 0.084949 | [7 empty] | 472.5345 | [13 empty] | 3087.8189 | [15 empty] | 0.13415 | [17 empty] | 0.048869 | [9 empty] | 8.4498 | [32 empty] | 2025 |  |  | CHN | Tibet
| Lawu |  | Magmatic hydrothermal | Skarn | Cu-Pb-Zn skarn | Cu, Pb, Zn | In, Sn | Cu, Pb, Zn, In, Sn |  |  | kb236-4 | kb236-4 | underground mine |  |  |  |  | ore material | drill core | underground mining tunnels and drill cores | mineral separate | [5 empty] | mineralisation |  |  |  | sphalerite, chalcopyrite, pyrrhotite, pyrite, arsenopyrite |  |  | Sn-poor Epithermal |  |  |  | galena, bismuthinite, marcasite, iron oxides, pyroxene, actinolite, quartz | thin sections and polished blocks examined using optical microscope, BSE detector, and EDS prior to analysis | EMPA, LA-ICPMS | JEOL JXA-8230 electron probe microanalyzer; RESOlution-LR 193 nm ArF excimer laser ablation system coupled to an Agilent 7700x ICP-MS | Laboratory of Mineral Resources Research Center, Fuzhou University; Adelaide Microscopy, the University of Adelaide | EPMA point analysis: accelerating voltage 15 kV, beam current 20 nA, beam diameter ~5 μm; EPMA mapping: accelerating voltage 20 kV, working current 50 nA, dwell time ~10 ms; BSE imaging: accelerating voltage 20 kV, beam current 10 nA; LA-ICP-MS: energy density 3~3.5 J/cm2, spot sizes 29 to 51 μm, repetition rates 5 Hz (polished thin-section) and 10 Hz (polished blocks), ~30 s background acquisition, ~40 s sample data acquisition | STDGL3 (Danyushevsky et al. 2011) and GSD-1G (USGS) | 7.2892 | [19 empty] | 6564.242 | [5 empty] | 27.78 | [5 empty] | 711.0647 | [9 empty] | 102526.016 |  | 4.1689 |  |  |  | 0.084949 | [7 empty] | 453.7069 | [13 empty] | 1204.8135 | [15 empty] | 0.029279 | [17 empty] | 0.02 | [9 empty] | 56.5366 | [32 empty] | 2025 |  |  | CHN | Tibet
| Lawu |  | Magmatic hydrothermal | Skarn | Cu-Pb-Zn skarn | Cu, Pb, Zn | In, Sn | Cu, Pb, Zn, In, Sn |  |  | kb236-5 | kb236-5 | underground mine |  |  |  |  | ore material | drill core | underground mining tunnels and drill cores | mineral separate | [5 empty] | mineralisation |  |  |  | sphalerite, chalcopyrite, pyrrhotite, pyrite, arsenopyrite |  |  | Sn-poor Epithermal |  |  |  | galena, bismuthinite, marcasite, iron oxides, pyroxene, actinolite, quartz | thin sections and polished blocks examined using optical microscope, BSE detector, and EDS prior to analysis | EMPA, LA-ICPMS | JEOL JXA-8230 electron probe microanalyzer; RESOlution-LR 193 nm ArF excimer laser ablation system coupled to an Agilent 7700x ICP-MS | Laboratory of Mineral Resources Research Center, Fuzhou University; Adelaide Microscopy, the University of Adelaide | EPMA point analysis: accelerating voltage 15 kV, beam current 20 nA, beam diameter ~5 μm; EPMA mapping: accelerating voltage 20 kV, working current 50 nA, dwell time ~10 ms; BSE imaging: accelerating voltage 20 kV, beam current 10 nA; LA-ICP-MS: energy density 3~3.5 J/cm2, spot sizes 29 to 51 μm, repetition rates 5 Hz (polished thin-section) and 10 Hz (polished blocks), ~30 s background acquisition, ~40 s sample data acquisition | STDGL3 (Danyushevsky et al. 2011) and GSD-1G (USGS) | 8.0693 | [19 empty] | 6338.1799 | [5 empty] | 27.3531 | [5 empty] | 586.5975 | [9 empty] | 101671.3971 |  | 2.5282 |  |  |  | 0.084949 | [7 empty] | 426.6332 | [13 empty] | 1947.6692 | [15 empty] | 0.029817 | [17 empty] | 0.02 | [9 empty] | 12.279 | [32 empty] | 2025 |  |  | CHN | Tibet
| Lawu |  | Magmatic hydrothermal | Skarn | Cu-Pb-Zn skarn | Cu, Pb, Zn | In, Sn | Cu, Pb, Zn, In, Sn |  |  | kb236-6 | kb236-6 | underground mine |  |  |  |  | ore material | drill core | underground mining tunnels and drill cores | mineral separate | [5 empty] | mineralisation |  |  |  | sphalerite, chalcopyrite, pyrrhotite, pyrite, arsenopyrite |  |  | Sn-poor Epithermal |  |  |  | galena, bismuthinite, marcasite, iron oxides, pyroxene, actinolite, quartz | thin sections and polished blocks examined using optical microscope, BSE detector, and EDS prior to analysis | EMPA, LA-ICPMS | JEOL JXA-8230 electron probe microanalyzer; RESOlution-LR 193 nm ArF excimer laser ablation system coupled to an Agilent 7700x ICP-MS | Laboratory of Mineral Resources Research Center, Fuzhou University; Adelaide Microscopy, the University of Adelaide | EPMA point analysis: accelerating voltage 15 kV, beam current 20 nA, beam diameter ~5 μm; EPMA mapping: accelerating voltage 20 kV, working current 50 nA, dwell time ~10 ms; BSE imaging: accelerating voltage 20 kV, beam current 10 nA; LA-ICP-MS: energy density 3~3.5 J/cm2, spot sizes 29 to 51 μm, repetition rates 5 Hz (polished thin-section) and 10 Hz (polished blocks), ~30 s background acquisition, ~40 s sample data acquisition | STDGL3 (Danyushevsky et al. 2011) and GSD-1G (USGS) | 9.9654 | [19 empty] | 6260.4921 | [5 empty] | 35.1289 | [5 empty] | 775.9273 | [9 empty] | 103116.0608 |  | 1.2886 |  |  |  | 0.084949 | [7 empty] | 569.331 | [13 empty] | 1856.3275 | [15 empty] | 0.069444 | [17 empty] | 0.04723 | [9 empty] | 4.5777 | [32 empty] | 2025 |  |  | CHN | Tibet
| Lawu |  | Magmatic hydrothermal | Skarn | Cu-Pb-Zn skarn | Cu, Pb, Zn | In, Sn | Cu, Pb, Zn, In, Sn |  |  | eb01-1 | eb01-1 | underground mine |  |  |  |  | ore material | drill core | underground mining tunnels and drill cores | mineral separate | [5 empty] | mineralisation |  |  |  | sphalerite, chalcopyrite, pyrrhotite, pyrite, arsenopyrite |  |  | Sn-poor Epithermal |  |  |  | galena, bismuthinite, marcasite, iron oxides, pyroxene, actinolite, quartz | thin sections and polished blocks examined using optical microscope, BSE detector, and EDS prior to analysis | EMPA, LA-ICPMS | JEOL JXA-8230 electron probe microanalyzer; RESOlution-LR 193 nm ArF excimer laser ablation system coupled to an Agilent 7700x ICP-MS | Laboratory of Mineral Resources Research Center, Fuzhou University; Adelaide Microscopy, the University of Adelaide | EPMA point analysis: accelerating voltage 15 kV, beam current 20 nA, beam diameter ~5 μm; EPMA mapping: accelerating voltage 20 kV, working current 50 nA, dwell time ~10 ms; BSE imaging: accelerating voltage 20 kV, beam current 10 nA; LA-ICP-MS: energy density 3~3.5 J/cm2, spot sizes 29 to 51 μm, repetition rates 5 Hz (polished thin-section) and 10 Hz (polished blocks), ~30 s background acquisition, ~40 s sample data acquisition | STDGL3 (Danyushevsky et al. 2011) and GSD-1G (USGS) | 4.669 | [19 empty] | 969.9454 | [5 empty] | 0.28959 | [5 empty] | 17.5045 | [9 empty] | 90098.4184 |  | 5.4074 |  |  |  | 0.29822 | [7 empty] | 0.095781 | [13 empty] | 2071.013 | [15 empty] | 0.63521 | [17 empty] | 4.1208 | [9 empty] | 0.72927 | [32 empty] | 2025 |  |  | CHN | Tibet
| Lawu |  | Magmatic hydrothermal | Skarn | Cu-Pb-Zn skarn | Cu, Pb, Zn | In, Sn | Cu, Pb, Zn, In, Sn |  |  | eb01-2 | eb01-2 | underground mine |  |  |  |  | ore material | drill core | underground mining tunnels and drill cores | mineral separate | [5 empty] | mineralisation |  |  |  | sphalerite, chalcopyrite, pyrrhotite, pyrite, arsenopyrite |  |  | Sn-poor Epithermal |  |  |  | galena, bismuthinite, marcasite, iron oxides, pyroxene, actinolite, quartz | thin sections and polished blocks examined using optical microscope, BSE detector, and EDS prior to analysis | EMPA, LA-ICPMS | JEOL JXA-8230 electron probe microanalyzer; RESOlution-LR 193 nm ArF excimer laser ablation system coupled to an Agilent 7700x ICP-MS | Laboratory of Mineral Resources Research Center, Fuzhou University; Adelaide Microscopy, the University of Adelaide | EPMA point analysis: accelerating voltage 15 kV, beam current 20 nA, beam diameter ~5 μm; EPMA mapping: accelerating voltage 20 kV, working current 50 nA, dwell time ~10 ms; BSE imaging: accelerating voltage 20 kV, beam current 10 nA; LA-ICP-MS: energy density 3~3.5 J/cm2, spot sizes 29 to 51 μm, repetition rates 5 Hz (polished thin-section) and 10 Hz (polished blocks), ~30 s background acquisition, ~40 s sample data acquisition | STDGL3 (Danyushevsky et al. 2011) and GSD-1G (USGS) | 40.7809 | [19 empty] | 949.5 | [5 empty] | 0.049639 | [5 empty] | 58.8486 | [9 empty] | 96234.6862 |  | 6.4203 |  |  |  | 0.26489 | [7 empty] | 2.9943 | [13 empty] | 2787.0898 | [15 empty] | 19.5594 | [17 empty] | 119.1062 | [9 empty] | 1.5191 | [32 empty] | 2025 |  |  | CHN | Tibet
| Lawu |  | Magmatic hydrothermal | Skarn | Cu-Pb-Zn skarn | Cu, Pb, Zn | In, Sn | Cu, Pb, Zn, In, Sn |  |  | eb01-3 | eb01-3 | underground mine |  |  |  |  | ore material | drill core | underground mining tunnels and drill cores | mineral separate | [5 empty] | mineralisation |  |  |  | sphalerite, chalcopyrite, pyrrhotite, pyrite, arsenopyrite |  |  | Sn-poor Epithermal |  |  |  | galena, bismuthinite, marcasite, iron oxides, pyroxene, actinolite, quartz | thin sections and polished blocks examined using optical microscope, BSE detector, and EDS prior to analysis | EMPA, LA-ICPMS | JEOL JXA-8230 electron probe microanalyzer; RESOlution-LR 193 nm ArF excimer laser ablation system coupled to an Agilent 7700x ICP-MS | Laboratory of Mineral Resources Research Center, Fuzhou University; Adelaide Microscopy, the University of Adelaide | EPMA point analysis: accelerating voltage 15 kV, beam current 20 nA, beam diameter ~5 μm; EPMA mapping: accelerating voltage 20 kV, working current 50 nA, dwell time ~10 ms; BSE imaging: accelerating voltage 20 kV, beam current 10 nA; LA-ICP-MS: energy density 3~3.5 J/cm2, spot sizes 29 to 51 μm, repetition rates 5 Hz (polished thin-section) and 10 Hz (polished blocks), ~30 s background acquisition, ~40 s sample data acquisition | STDGL3 (Danyushevsky et al. 2011) and GSD-1G (USGS) | 2.0327 | [19 empty] | 794.7937 | [5 empty] | 0.009775 | [5 empty] | 16.9055 | [9 empty] | 80680.9216 |  | 5.0969 |  |  |  | 0.084949 | [7 empty] | 0.6452 | [13 empty] | 1642.7373 | [15 empty] | 13.0188 | [17 empty] | 2.0383 | [9 empty] | 0.51215 | [32 empty] | 2025 |  |  | CHN | Tibet
| Lawu |  | Magmatic hydrothermal | Skarn | Cu-Pb-Zn skarn | Cu, Pb, Zn | In, Sn | Cu, Pb, Zn, In, Sn |  |  | eb01-4 | eb01-4 | underground mine |  |  |  |  | ore material | drill core | underground mining tunnels and drill cores | mineral separate | [5 empty] | mineralisation |  |  |  | sphalerite, chalcopyrite, pyrrhotite, pyrite, arsenopyrite |  |  | Sn-poor Epithermal |  |  |  | galena, bismuthinite, marcasite, iron oxides, pyroxene, actinolite, quartz | thin sections and polished blocks examined using optical microscope, BSE detector, and EDS prior to analysis | EMPA, LA-ICPMS | JEOL JXA-8230 electron probe microanalyzer; RESOlution-LR 193 nm ArF excimer laser ablation system coupled to an Agilent 7700x ICP-MS | Laboratory of Mineral Resources Research Center, Fuzhou University; Adelaide Microscopy, the University of Adelaide | EPMA point analysis: accelerating voltage 15 kV, beam current 20 nA, beam diameter ~5 μm; EPMA mapping: accelerating voltage 20 kV, working current 50 nA, dwell time ~10 ms; BSE imaging: accelerating voltage 20 kV, beam current 10 nA; LA-ICP-MS: energy density 3~3.5 J/cm2, spot sizes 29 to 51 μm, repetition rates 5 Hz (polished thin-section) and 10 Hz (polished blocks), ~30 s background acquisition, ~40 s sample data acquisition | STDGL3 (Danyushevsky et al. 2011) and GSD-1G (USGS) | 0.39221 | [19 empty] | 1036.324 | [5 empty] | 0.009775 | [5 empty] | 10.1548 | [9 empty] | 92797.2089 |  | 2.6486 |  |  |  | 0.25487 | [7 empty] | 0.069024 | [13 empty] | 1405.0155 | [15 empty] | 0.3027 | [17 empty] | 0.066417 | [9 empty] | 0.57221 | [32 empty] | 2025 |  |  | CHN | Tibet
| Lawu |  | Magmatic hydrothermal | Skarn | Cu-Pb-Zn skarn | Cu, Pb, Zn | In, Sn | Cu, Pb, Zn, In, Sn |  |  | eb01-5 | eb01-5 | underground mine |  |  |  |  | ore material | drill core | underground mining tunnels and drill cores | mineral separate | [5 empty] | mineralisation |  |  |  | sphalerite, chalcopyrite, pyrrhotite, pyrite, arsenopyrite |  |  | Sn-poor Epithermal |  |  |  | galena, bismuthinite, marcasite, iron oxides, pyroxene, actinolite, quartz | thin sections and polished blocks examined using optical microscope, BSE detector, and EDS prior to analysis | EMPA, LA-ICPMS | JEOL JXA-8230 electron probe microanalyzer; RESOlution-LR 193 nm ArF excimer laser ablation system coupled to an Agilent 7700x ICP-MS | Laboratory of Mineral Resources Research Center, Fuzhou University; Adelaide Microscopy, the University of Adelaide | EPMA point analysis: accelerating voltage 15 kV, beam current 20 nA, beam diameter ~5 μm; EPMA mapping: accelerating voltage 20 kV, working current 50 nA, dwell time ~10 ms; BSE imaging: accelerating voltage 20 kV, beam current 10 nA; LA-ICP-MS: energy density 3~3.5 J/cm2, spot sizes 29 to 51 μm, repetition rates 5 Hz (polished thin-section) and 10 Hz (polished blocks), ~30 s background acquisition, ~40 s sample data acquisition | STDGL3 (Danyushevsky et al. 2011) and GSD-1G (USGS) | 46.9013 | [19 empty] | 2219.5631 | [5 empty] | 1.807 | [5 empty] | 133.7405 | [9 empty] | 1481.7914 |  | 0.13804 |  |  |  | 0.084949 | [7 empty] | 2.4681 | [13 empty] | 23.574 | [15 empty] | 27.4522 | [17 empty] | 60.0848 | [9 empty] | 36.1925 | [32 empty] | 2025 |  |  | CHN | Tibet
| Lawu |  | Magmatic hydrothermal | Skarn | Cu-Pb-Zn skarn | Cu, Pb, Zn | In, Sn | Cu, Pb, Zn, In, Sn |  |  | eb01-6 | eb01-6 | underground mine |  |  |  |  | ore material | drill core | underground mining tunnels and drill cores | mineral separate | [5 empty] | mineralisation |  |  |  | sphalerite, chalcopyrite, pyrrhotite, pyrite, arsenopyrite |  |  | Sn-poor Epithermal |  |  |  | galena, bismuthinite, marcasite, iron oxides, pyroxene, actinolite, quartz | thin sections and polished blocks examined using optical microscope, BSE detector, and EDS prior to analysis | EMPA, LA-ICPMS | JEOL JXA-8230 electron probe microanalyzer; RESOlution-LR 193 nm ArF excimer laser ablation system coupled to an Agilent 7700x ICP-MS | Laboratory of Mineral Resources Research Center, Fuzhou University; Adelaide Microscopy, the University of Adelaide | EPMA point analysis: accelerating voltage 15 kV, beam current 20 nA, beam diameter ~5 μm; EPMA mapping: accelerating voltage 20 kV, working current 50 nA, dwell time ~10 ms; BSE imaging: accelerating voltage 20 kV, beam current 10 nA; LA-ICP-MS: energy density 3~3.5 J/cm2, spot sizes 29 to 51 μm, repetition rates 5 Hz (polished thin-section) and 10 Hz (polished blocks), ~30 s background acquisition, ~40 s sample data acquisition | STDGL3 (Danyushevsky et al. 2011) and GSD-1G (USGS) | 26.8058 | [19 empty] | 1813.5067 | [5 empty] | 1.1393 | [5 empty] | 141.5981 | [9 empty] | 52.8149 |  | 0.027668 |  |  |  | 0.24791 | [7 empty] | 1.3121 | [13 empty] | 0.66629 | [15 empty] | 15.6437 | [17 empty] | 40.3291 | [9 empty] | 60.1314 | [32 empty] | 2025 |  |  | CHN | Tibet
| Lawu |  | Magmatic hydrothermal | Skarn | Cu-Pb-Zn skarn | Cu, Pb, Zn | In, Sn | Cu, Pb, Zn, In, Sn |  |  | eb01-7 | eb01-7 | underground mine |  |  |  |  | ore material | drill core | underground mining tunnels and drill cores | mineral separate | [5 empty] | mineralisation |  |  |  | sphalerite, chalcopyrite, pyrrhotite, pyrite, arsenopyrite |  |  | Sn-poor Epithermal |  |  |  | galena, bismuthinite, marcasite, iron oxides, pyroxene, actinolite, quartz | thin sections and polished blocks examined using optical microscope, BSE detector, and EDS prior to analysis | EMPA, LA-ICPMS | JEOL JXA-8230 electron probe microanalyzer; RESOlution-LR 193 nm ArF excimer laser ablation system coupled to an Agilent 7700x ICP-MS | Laboratory of Mineral Resources Research Center, Fuzhou University; Adelaide Microscopy, the University of Adelaide | EPMA point analysis: accelerating voltage 15 kV, beam current 20 nA, beam diameter ~5 μm; EPMA mapping: accelerating voltage 20 kV, working current 50 nA, dwell time ~10 ms; BSE imaging: accelerating voltage 20 kV, beam current 10 nA; LA-ICP-MS: energy density 3~3.5 J/cm2, spot sizes 29 to 51 μm, repetition rates 5 Hz (polished thin-section) and 10 Hz (polished blocks), ~30 s background acquisition, ~40 s sample data acquisition | STDGL3 (Danyushevsky et al. 2011) and GSD-1G (USGS) | 30.1606 | [19 empty] | 1229.7722 | [5 empty] | 0.71673 | [5 empty] | 397.1592 | [9 empty] | 87059.1262 |  | 12.0428 |  |  |  | 0.23528 | [7 empty] | 3.8685 | [13 empty] | 4339.4533 | [15 empty] | 23.8626 | [17 empty] | 40.9323 | [9 empty] | 39.6546 | [32 empty] | 2025 |  |  | CHN | Tibet
| Lawu |  | Magmatic hydrothermal | Skarn | Cu-Pb-Zn skarn | Cu, Pb, Zn | In, Sn | Cu, Pb, Zn, In, Sn |  |  | eb01-8 | eb01-8 | underground mine |  |  |  |  | ore material | drill core | underground mining tunnels and drill cores | mineral separate | [5 empty] | mineralisation |  |  |  | sphalerite, chalcopyrite, pyrrhotite, pyrite, arsenopyrite |  |  | Sn-poor Epithermal |  |  |  | galena, bismuthinite, marcasite, iron oxides, pyroxene, actinolite, quartz | thin sections and polished blocks examined using optical microscope, BSE detector, and EDS prior to analysis | EMPA, LA-ICPMS | JEOL JXA-8230 electron probe microanalyzer; RESOlution-LR 193 nm ArF excimer laser ablation system coupled to an Agilent 7700x ICP-MS | Laboratory of Mineral Resources Research Center, Fuzhou University; Adelaide Microscopy, the University of Adelaide | EPMA point analysis: accelerating voltage 15 kV, beam current 20 nA, beam diameter ~5 μm; EPMA mapping: accelerating voltage 20 kV, working current 50 nA, dwell time ~10 ms; BSE imaging: accelerating voltage 20 kV, beam current 10 nA; LA-ICP-MS: energy density 3~3.5 J/cm2, spot sizes 29 to 51 μm, repetition rates 5 Hz (polished thin-section) and 10 Hz (polished blocks), ~30 s background acquisition, ~40 s sample data acquisition | STDGL3 (Danyushevsky et al. 2011) and GSD-1G (USGS) | 10.0818 | [19 empty] | 774.7393 | [5 empty] | 0.037703 | [5 empty] | 36.4782 | [9 empty] | 86408.2279 |  | 12.2782 |  |  |  | 0.27504 | [7 empty] | 1.2723 | [13 empty] | 2630.9721 | [15 empty] | 1.3422 | [17 empty] | 7.0457 | [9 empty] | 4.0186 | [32 empty] | 2025 |  |  | CHN | Tibet
| Lawu |  | Magmatic hydrothermal | Skarn | Cu-Pb-Zn skarn | Cu, Pb, Zn | In, Sn | Cu, Pb, Zn, In, Sn |  |  | eb01-9 | eb01-9 | underground mine |  |  |  |  | ore material | drill core | underground mining tunnels and drill cores | mineral separate | [5 empty] | mineralisation |  |  |  | sphalerite, chalcopyrite, pyrrhotite, pyrite, arsenopyrite |  |  | Sn-poor Epithermal |  |  |  | galena, bismuthinite, marcasite, iron oxides, pyroxene, actinolite, quartz | thin sections and polished blocks examined using optical microscope, BSE detector, and EDS prior to analysis | EMPA, LA-ICPMS | JEOL JXA-8230 electron probe microanalyzer; RESOlution-LR 193 nm ArF excimer laser ablation system coupled to an Agilent 7700x ICP-MS | Laboratory of Mineral Resources Research Center, Fuzhou University; Adelaide Microscopy, the University of Adelaide | EPMA point analysis: accelerating voltage 15 kV, beam current 20 nA, beam diameter ~5 μm; EPMA mapping: accelerating voltage 20 kV, working current 50 nA, dwell time ~10 ms; BSE imaging: accelerating voltage 20 kV, beam current 10 nA; LA-ICP-MS: energy density 3~3.5 J/cm2, spot sizes 29 to 51 μm, repetition rates 5 Hz (polished thin-section) and 10 Hz (polished blocks), ~30 s background acquisition, ~40 s sample data acquisition | STDGL3 (Danyushevsky et al. 2011) and GSD-1G (USGS) | 0.73302 | [19 empty] | 769.2903 | [5 empty] | 0.019551 | [5 empty] | 18.4245 | [9 empty] | 81576.325 |  | 8.6918 |  |  |  | 0.084949 | [7 empty] | 1.3017 | [13 empty] | 2277.525 | [15 empty] | 0.37149 | [17 empty] | 0.035738 | [9 empty] | 0.61407 | [32 empty] | 2025 |  |  | CHN | Tibet
| Lawu |  | Magmatic hydrothermal | Skarn | Cu-Pb-Zn skarn | Cu, Pb, Zn | In, Sn | Cu, Pb, Zn, In, Sn |  |  | eb01-10 | eb01-10 | underground mine |  |  |  |  | ore material | drill core | underground mining tunnels and drill cores | mineral separate | [5 empty] | mineralisation |  |  |  | sphalerite, chalcopyrite, pyrrhotite, pyrite, arsenopyrite |  |  | Sn-poor Epithermal |  |  |  | galena, bismuthinite, marcasite, iron oxides, pyroxene, actinolite, quartz | thin sections and polished blocks examined using optical microscope, BSE detector, and EDS prior to analysis | EMPA, LA-ICPMS | JEOL JXA-8230 electron probe microanalyzer; RESOlution-LR 193 nm ArF excimer laser ablation system coupled to an Agilent 7700x ICP-MS | Laboratory of Mineral Resources Research Center, Fuzhou University; Adelaide Microscopy, the University of Adelaide | EPMA point analysis: accelerating voltage 15 kV, beam current 20 nA, beam diameter ~5 μm; EPMA mapping: accelerating voltage 20 kV, working current 50 nA, dwell time ~10 ms; BSE imaging: accelerating voltage 20 kV, beam current 10 nA; LA-ICP-MS: energy density 3~3.5 J/cm2, spot sizes 29 to 51 μm, repetition rates 5 Hz (polished thin-section) and 10 Hz (polished blocks), ~30 s background acquisition, ~40 s sample data acquisition | STDGL3 (Danyushevsky et al. 2011) and GSD-1G (USGS) | 1.5358 | [19 empty] | 1182.6649 | [5 empty] | 0.009775 | [5 empty] | 30.7037 | [9 empty] | 94564.6895 |  | 11.2799 |  |  |  | 0.69202 | [7 empty] | 0.070721 | [13 empty] | 1907.89 | [15 empty] | 0.47397 | [17 empty] | 0.21262 | [9 empty] | 12.3061 | [32 empty] | 2025 |  |  | CHN | Tibet
| Lawu |  | Magmatic hydrothermal | Skarn | Cu-Pb-Zn skarn | Cu, Pb, Zn | In, Sn | Cu, Pb, Zn, In, Sn |  |  | eb01-11 | eb01-11 | underground mine |  |  |  |  | ore material | drill core | underground mining tunnels and drill cores | mineral separate | [5 empty] | mineralisation |  |  |  | sphalerite, chalcopyrite, pyrrhotite, pyrite, arsenopyrite |  |  | Sn-poor Epithermal |  |  |  | galena, bismuthinite, marcasite, iron oxides, pyroxene, actinolite, quartz | thin sections and polished blocks examined using optical microscope, BSE detector, and EDS prior to analysis | EMPA, LA-ICPMS | JEOL JXA-8230 electron probe microanalyzer; RESOlution-LR 193 nm ArF excimer laser ablation system coupled to an Agilent 7700x ICP-MS | Laboratory of Mineral Resources Research Center, Fuzhou University; Adelaide Microscopy, the University of Adelaide | EPMA point analysis: accelerating voltage 15 kV, beam current 20 nA, beam diameter ~5 μm; EPMA mapping: accelerating voltage 20 kV, working current 50 nA, dwell time ~10 ms; BSE imaging: accelerating voltage 20 kV, beam current 10 nA; LA-ICP-MS: energy density 3~3.5 J/cm2, spot sizes 29 to 51 μm, repetition rates 5 Hz (polished thin-section) and 10 Hz (polished blocks), ~30 s background acquisition, ~40 s sample data acquisition | STDGL3 (Danyushevsky et al. 2011) and GSD-1G (USGS) | 78.1945 | [19 empty] | 2670.911 | [5 empty] | 1.1538 | [5 empty] | 151.1434 | [9 empty] | 691.9042 |  | 0.09176 |  |  |  | 0.084949 | [7 empty] | 6.2052 | [13 empty] | 11.2174 | [15 empty] | 34.3878 | [17 empty] | 97.7128 | [9 empty] | 46.2201 | [32 empty] | 2025 |  |  | CHN | Tibet
| Lawu |  | Magmatic hydrothermal | Skarn | Cu-Pb-Zn skarn | Cu, Pb, Zn | In, Sn | Cu, Pb, Zn, In, Sn |  |  | eb02-1 | eb02-1 | underground mine |  |  |  |  | ore material | drill core | underground mining tunnels and drill cores | mineral separate | [5 empty] | mineralisation |  |  |  | sphalerite, chalcopyrite, pyrrhotite, pyrite, arsenopyrite |  |  | Sn-poor Epithermal |  |  |  | galena, bismuthinite, marcasite, iron oxides, pyroxene, actinolite, quartz | thin sections and polished blocks examined using optical microscope, BSE detector, and EDS prior to analysis | EMPA, LA-ICPMS | JEOL JXA-8230 electron probe microanalyzer; RESOlution-LR 193 nm ArF excimer laser ablation system coupled to an Agilent 7700x ICP-MS | Laboratory of Mineral Resources Research Center, Fuzhou University; Adelaide Microscopy, the University of Adelaide | EPMA point analysis: accelerating voltage 15 kV, beam current 20 nA, beam diameter ~5 μm; EPMA mapping: accelerating voltage 20 kV, working current 50 nA, dwell time ~10 ms; BSE imaging: accelerating voltage 20 kV, beam current 10 nA; LA-ICP-MS: energy density 3~3.5 J/cm2, spot sizes 29 to 51 μm, repetition rates 5 Hz (polished thin-section) and 10 Hz (polished blocks), ~30 s background acquisition, ~40 s sample data acquisition | STDGL3 (Danyushevsky et al. 2011) and GSD-1G (USGS) | 1.7005 | [19 empty] | 5262.8371 | [5 empty] | 2.0399 | [5 empty] | 60.1109 | [9 empty] | 107909.4536 |  | 1.9492 |  |  |  | 0.084949 | [7 empty] | 38.5225 | [13 empty] | 2463.432 | [15 empty] | 0.13332 | [17 empty] | 0.037008 | [9 empty] | 6.8912 | [32 empty] | 2025 |  |  | CHN | Tibet
| Lawu |  | Magmatic hydrothermal | Skarn | Cu-Pb-Zn skarn | Cu, Pb, Zn | In, Sn | Cu, Pb, Zn, In, Sn |  |  | eb02-2 | eb02-2 | underground mine |  |  |  |  | ore material | drill core | underground mining tunnels and drill cores | mineral separate | [5 empty] | mineralisation |  |  |  | sphalerite, chalcopyrite, pyrrhotite, pyrite, arsenopyrite |  |  | Sn-poor Epithermal |  |  |  | galena, bismuthinite, marcasite, iron oxides, pyroxene, actinolite, quartz | thin sections and polished blocks examined using optical microscope, BSE detector, and EDS prior to analysis | EMPA, LA-ICPMS | JEOL JXA-8230 electron probe microanalyzer; RESOlution-LR 193 nm ArF excimer laser ablation system coupled to an Agilent 7700x ICP-MS | Laboratory of Mineral Resources Research Center, Fuzhou University; Adelaide Microscopy, the University of Adelaide | EPMA point analysis: accelerating voltage 15 kV, beam current 20 nA, beam diameter ~5 μm; EPMA mapping: accelerating voltage 20 kV, working current 50 nA, dwell time ~10 ms; BSE imaging: accelerating voltage 20 kV, beam current 10 nA; LA-ICP-MS: energy density 3~3.5 J/cm2, spot sizes 29 to 51 μm, repetition rates 5 Hz (polished thin-section) and 10 Hz (polished blocks), ~30 s background acquisition, ~40 s sample data acquisition | STDGL3 (Danyushevsky et al. 2011) and GSD-1G (USGS) | 2.5949 | [19 empty] | 3705.2319 | [5 empty] | 92.7082 | [5 empty] | 31.179 | [9 empty] | 91128.2116 |  | 1.3274 |  |  |  | 0.084949 | [7 empty] | 14.0649 | [13 empty] | 4820.1808 | [15 empty] | 0.34551 | [17 empty] | 0.039547 | [9 empty] | 6.6987 | [32 empty] | 2025 |  |  | CHN | Tibet
| Lawu |  | Magmatic hydrothermal | Skarn | Cu-Pb-Zn skarn | Cu, Pb, Zn | In, Sn | Cu, Pb, Zn, In, Sn |  |  | eb02-3 | eb02-3 | underground mine |  |  |  |  | ore material | drill core | underground mining tunnels and drill cores | mineral separate | [5 empty] | mineralisation |  |  |  | sphalerite, chalcopyrite, pyrrhotite, pyrite, arsenopyrite |  |  | Sn-poor Epithermal |  |  |  | galena, bismuthinite, marcasite, iron oxides, pyroxene, actinolite, quartz | thin sections and polished blocks examined using optical microscope, BSE detector, and EDS prior to analysis | EMPA, LA-ICPMS | JEOL JXA-8230 electron probe microanalyzer; RESOlution-LR 193 nm ArF excimer laser ablation system coupled to an Agilent 7700x ICP-MS | Laboratory of Mineral Resources Research Center, Fuzhou University; Adelaide Microscopy, the University of Adelaide | EPMA point analysis: accelerating voltage 15 kV, beam current 20 nA, beam diameter ~5 μm; EPMA mapping: accelerating voltage 20 kV, working current 50 nA, dwell time ~10 ms; BSE imaging: accelerating voltage 20 kV, beam current 10 nA; LA-ICP-MS: energy density 3~3.5 J/cm2, spot sizes 29 to 51 μm, repetition rates 5 Hz (polished thin-section) and 10 Hz (polished blocks), ~30 s background acquisition, ~40 s sample data acquisition | STDGL3 (Danyushevsky et al. 2011) and GSD-1G (USGS) | 9.2486 | [19 empty] | 5640.8569 | [5 empty] | 65.3866 | [5 empty] | 871.9 | [9 empty] | 122034.7787 |  | 0.81256 |  |  |  | 0.82216 | [7 empty] | 50.5028 | [13 empty] | 3402.9484 | [15 empty] | 4.3035 | [17 empty] | 1.2066 | [9 empty] | 36.8951 | [32 empty] | 2025 |  |  | CHN | Tibet
| Lawu |  | Magmatic hydrothermal | Skarn | Cu-Pb-Zn skarn | Cu, Pb, Zn | In, Sn | Cu, Pb, Zn, In, Sn |  |  | eb02-4 | eb02-4 | underground mine |  |  |  |  | ore material | drill core | underground mining tunnels and drill cores | mineral separate | [5 empty] | mineralisation |  |  |  | sphalerite, chalcopyrite, pyrrhotite, pyrite, arsenopyrite |  |  | Sn-poor Epithermal |  |  |  | galena, bismuthinite, marcasite, iron oxides, pyroxene, actinolite, quartz | thin sections and polished blocks examined using optical microscope, BSE detector, and EDS prior to analysis | EMPA, LA-ICPMS | JEOL JXA-8230 electron probe microanalyzer; RESOlution-LR 193 nm ArF excimer laser ablation system coupled to an Agilent 7700x ICP-MS | Laboratory of Mineral Resources Research Center, Fuzhou University; Adelaide Microscopy, the University of Adelaide | EPMA point analysis: accelerating voltage 15 kV, beam current 20 nA, beam diameter ~5 μm; EPMA mapping: accelerating voltage 20 kV, working current 50 nA, dwell time ~10 ms; BSE imaging: accelerating voltage 20 kV, beam current 10 nA; LA-ICP-MS: energy density 3~3.5 J/cm2, spot sizes 29 to 51 μm, repetition rates 5 Hz (polished thin-section) and 10 Hz (polished blocks), ~30 s background acquisition, ~40 s sample data acquisition | STDGL3 (Danyushevsky et al. 2011) and GSD-1G (USGS) | 13.8519 | [19 empty] | 3397.4023 | [5 empty] | 22.8097 | [5 empty] | 994.346 | [9 empty] | 138361.9251 |  | 7.7182 |  |  |  | 0.436 | [7 empty] | 38.7805 | [13 empty] | 11069.4762 | [15 empty] | 11.8483 | [17 empty] | 1.4309 | [9 empty] | 105.8261 | [32 empty] | 2025 |  |  | CHN | Tibet
| Lawu |  | Magmatic hydrothermal | Skarn | Cu-Pb-Zn skarn | Cu, Pb, Zn | In, Sn | Cu, Pb, Zn, In, Sn |  |  | eb02-5 | eb02-5 | underground mine |  |  |  |  | ore material | drill core | underground mining tunnels and drill cores | mineral separate | [5 empty] | mineralisation |  |  |  | sphalerite, chalcopyrite, pyrrhotite, pyrite, arsenopyrite |  |  | Sn-poor Epithermal |  |  |  | galena, bismuthinite, marcasite, iron oxides, pyroxene, actinolite, quartz | thin sections and polished blocks examined using optical microscope, BSE detector, and EDS prior to analysis | EMPA, LA-ICPMS | JEOL JXA-8230 electron probe microanalyzer; RESOlution-LR 193 nm ArF excimer laser ablation system coupled to an Agilent 7700x ICP-MS | Laboratory of Mineral Resources Research Center, Fuzhou University; Adelaide Microscopy, the University of Adelaide | EPMA point analysis: accelerating voltage 15 kV, beam current 20 nA, beam diameter ~5 μm; EPMA mapping: accelerating voltage 20 kV, working current 50 nA, dwell time ~10 ms; BSE imaging: accelerating voltage 20 kV, beam current 10 nA; LA-ICP-MS: energy density 3~3.5 J/cm2, spot sizes 29 to 51 μm, repetition rates 5 Hz (polished thin-section) and 10 Hz (polished blocks), ~30 s background acquisition, ~40 s sample data acquisition | STDGL3 (Danyushevsky et al. 2011) and GSD-1G (USGS) | 3.6449 | [19 empty] | 3844.0017 | [5 empty] | 115.9982 | [5 empty] | 141.6959 | [9 empty] | 75258.9843 |  | 1.8559 |  |  |  | 0.084949 | [7 empty] | 8.6213 | [13 empty] | 12250.9978 | [15 empty] | 0.37396 | [17 empty] | 0.02 | [9 empty] | 92.2793 | [32 empty] | 2025 |  |  | CHN | Tibet
| Lawu |  | Magmatic hydrothermal | Skarn | Cu-Pb-Zn skarn | Cu, Pb, Zn | In, Sn | Cu, Pb, Zn, In, Sn |  |  | eb02-6 | eb02-6 | underground mine |  |  |  |  | ore material | drill core | underground mining tunnels and drill cores | mineral separate | [5 empty] | mineralisation |  |  |  | sphalerite, chalcopyrite, pyrrhotite, pyrite, arsenopyrite |  |  | Sn-poor Epithermal |  |  |  | galena, bismuthinite, marcasite, iron oxides, pyroxene, actinolite, quartz | thin sections and polished blocks examined using optical microscope, BSE detector, and EDS prior to analysis | EMPA, LA-ICPMS | JEOL JXA-8230 electron probe microanalyzer; RESOlution-LR 193 nm ArF excimer laser ablation system coupled to an Agilent 7700x ICP-MS | Laboratory of Mineral Resources Research Center, Fuzhou University; Adelaide Microscopy, the University of Adelaide | EPMA point analysis: accelerating voltage 15 kV, beam current 20 nA, beam diameter ~5 μm; EPMA mapping: accelerating voltage 20 kV, working current 50 nA, dwell time ~10 ms; BSE imaging: accelerating voltage 20 kV, beam current 10 nA; LA-ICP-MS: energy density 3~3.5 J/cm2, spot sizes 29 to 51 μm, repetition rates 5 Hz (polished thin-section) and 10 Hz (polished blocks), ~30 s background acquisition, ~40 s sample data acquisition | STDGL3 (Danyushevsky et al. 2011) and GSD-1G (USGS) | 5.1868 | [19 empty] | 2988.1981 | [5 empty] | 75.5838 | [5 empty] | 134.2928 | [9 empty] | 70903.9753 |  | 1.1534 |  |  |  | 0.084949 | [7 empty] | 26.7036 | [13 empty] | 5341.4496 | [15 empty] | 3.7766 | [17 empty] | 0.92773 | [9 empty] | 18.61 | [32 empty] | 2025 |  |  | CHN | Tibet
| Lawu |  | Magmatic hydrothermal | Skarn | Cu-Pb-Zn skarn | Cu, Pb, Zn | In, Sn | Cu, Pb, Zn, In, Sn |  |  | eb02-7 | eb02-7 | underground mine |  |  |  |  | ore material | drill core | underground mining tunnels and drill cores | mineral separate | [5 empty] | mineralisation |  |  |  | sphalerite, chalcopyrite, pyrrhotite, pyrite, arsenopyrite |  |  | Sn-poor Epithermal |  |  |  | galena, bismuthinite, marcasite, iron oxides, pyroxene, actinolite, quartz | thin sections and polished blocks examined using optical microscope, BSE detector, and EDS prior to analysis | EMPA, LA-ICPMS | JEOL JXA-8230 electron probe microanalyzer; RESOlution-LR 193 nm ArF excimer laser ablation system coupled to an Agilent 7700x ICP-MS | Laboratory of Mineral Resources Research Center, Fuzhou University; Adelaide Microscopy, the University of Adelaide | EPMA point analysis: accelerating voltage 15 kV, beam current 20 nA, beam diameter ~5 μm; EPMA mapping: accelerating voltage 20 kV, working current 50 nA, dwell time ~10 ms; BSE imaging: accelerating voltage 20 kV, beam current 10 nA; LA-ICP-MS: energy density 3~3.5 J/cm2, spot sizes 29 to 51 μm, repetition rates 5 Hz (polished thin-section) and 10 Hz (polished blocks), ~30 s background acquisition, ~40 s sample data acquisition | STDGL3 (Danyushevsky et al. 2011) and GSD-1G (USGS) | 4.5541 | [19 empty] | 3111.8366 | [5 empty] | 81.1972 | [5 empty] | 52.1773 | [9 empty] | 68185.9917 |  | 0.90173 |  |  |  | 0.084949 | [7 empty] | 30.1121 | [13 empty] | 5523.6617 | [15 empty] | 2.0943 | [17 empty] | 3.0318 | [9 empty] | 6.9577 | [32 empty] | 2025 |  |  | CHN | Tibet
| Lawu |  | Magmatic hydrothermal | Skarn | Cu-Pb-Zn skarn | Cu, Pb, Zn | In, Sn | Cu, Pb, Zn, In, Sn |  |  | eb02-8 | eb02-8 | underground mine |  |  |  |  | ore material | drill core | underground mining tunnels and drill cores | mineral separate | [5 empty] | mineralisation |  |  |  | sphalerite, chalcopyrite, pyrrhotite, pyrite, arsenopyrite |  |  | Sn-poor Epithermal |  |  |  | galena, bismuthinite, marcasite, iron oxides, pyroxene, actinolite, quartz | thin sections and polished blocks examined using optical microscope, BSE detector, and EDS prior to analysis | EMPA, LA-ICPMS | JEOL JXA-8230 electron probe microanalyzer; RESOlution-LR 193 nm ArF excimer laser ablation system coupled to an Agilent 7700x ICP-MS | Laboratory of Mineral Resources Research Center, Fuzhou University; Adelaide Microscopy, the University of Adelaide | EPMA point analysis: accelerating voltage 15 kV, beam current 20 nA, beam diameter ~5 μm; EPMA mapping: accelerating voltage 20 kV, working current 50 nA, dwell time ~10 ms; BSE imaging: accelerating voltage 20 kV, beam current 10 nA; LA-ICP-MS: energy density 3~3.5 J/cm2, spot sizes 29 to 51 μm, repetition rates 5 Hz (polished thin-section) and 10 Hz (polished blocks), ~30 s background acquisition, ~40 s sample data acquisition | STDGL3 (Danyushevsky et al. 2011) and GSD-1G (USGS) | 2.3009 | [19 empty] | 3415.7377 | [5 empty] | 93.3528 | [5 empty] | 78.2517 | [9 empty] | 89812.6129 |  | 1.2428 |  |  |  | 0.084949 | [7 empty] | 68.1176 | [13 empty] | 9803.8795 | [15 empty] | 5.5578 | [17 empty] | 0.02 | [9 empty] | 3.7972 | [32 empty] | 2025 |  |  | CHN | Tibet
| Lawu |  | Magmatic hydrothermal | Skarn | Cu-Pb-Zn skarn | Cu, Pb, Zn | In, Sn | Cu, Pb, Zn, In, Sn |  |  | eb02-9 | eb02-9 | underground mine |  |  |  |  | ore material | drill core | underground mining tunnels and drill cores | mineral separate | [5 empty] | mineralisation |  |  |  | sphalerite, chalcopyrite, pyrrhotite, pyrite, arsenopyrite |  |  | Sn-poor Epithermal |  |  |  | galena, bismuthinite, marcasite, iron oxides, pyroxene, actinolite, quartz | thin sections and polished blocks examined using optical microscope, BSE detector, and EDS prior to analysis | EMPA, LA-ICPMS | JEOL JXA-8230 electron probe microanalyzer; RESOlution-LR 193 nm ArF excimer laser ablation system coupled to an Agilent 7700x ICP-MS | Laboratory of Mineral Resources Research Center, Fuzhou University; Adelaide Microscopy, the University of Adelaide | EPMA point analysis: accelerating voltage 15 kV, beam current 20 nA, beam diameter ~5 μm; EPMA mapping: accelerating voltage 20 kV, working current 50 nA, dwell time ~10 ms; BSE imaging: accelerating voltage 20 kV, beam current 10 nA; LA-ICP-MS: energy density 3~3.5 J/cm2, spot sizes 29 to 51 μm, repetition rates 5 Hz (polished thin-section) and 10 Hz (polished blocks), ~30 s background acquisition, ~40 s sample data acquisition | STDGL3 (Danyushevsky et al. 2011) and GSD-1G (USGS) | 1.7732 | [19 empty] | 3564.1544 | [5 empty] | 72.7509 | [5 empty] | 59.359 | [9 empty] | 104183.1926 |  | 1.3043 |  |  |  | 0.084949 | [7 empty] | 48.0298 | [13 empty] | 9500.6968 | [15 empty] | 0.10497 | [17 empty] | 0.02 | [9 empty] | 6.6659 | [32 empty] | 2025 |  |  | CHN | Tibet
| Lawu |  | Magmatic hydrothermal | Skarn | Cu-Pb-Zn skarn | Cu, Pb, Zn | In, Sn | Cu, Pb, Zn, In, Sn |  |  | eb03-1 | eb03-1 | underground mine |  |  |  |  | ore material | drill core | underground mining tunnels and drill cores | mineral separate | [5 empty] | mineralisation |  |  |  | sphalerite, chalcopyrite, pyrrhotite, pyrite, arsenopyrite |  |  | Sn-poor Epithermal |  |  |  | galena, bismuthinite, marcasite, iron oxides, pyroxene, actinolite, quartz | thin sections and polished blocks examined using optical microscope, BSE detector, and EDS prior to analysis | EMPA, LA-ICPMS | JEOL JXA-8230 electron probe microanalyzer; RESOlution-LR 193 nm ArF excimer laser ablation system coupled to an Agilent 7700x ICP-MS | Laboratory of Mineral Resources Research Center, Fuzhou University; Adelaide Microscopy, the University of Adelaide | EPMA point analysis: accelerating voltage 15 kV, beam current 20 nA, beam diameter ~5 μm; EPMA mapping: accelerating voltage 20 kV, working current 50 nA, dwell time ~10 ms; BSE imaging: accelerating voltage 20 kV, beam current 10 nA; LA-ICP-MS: energy density 3~3.5 J/cm2, spot sizes 29 to 51 μm, repetition rates 5 Hz (polished thin-section) and 10 Hz (polished blocks), ~30 s background acquisition, ~40 s sample data acquisition | STDGL3 (Danyushevsky et al. 2011) and GSD-1G (USGS) | 10.4731 | [19 empty] | 1062.127 | [5 empty] | 0.0232 | [5 empty] | 55.4263 | [9 empty] | 80620.929 |  | 7.2837 |  |  |  | 0.084949 | [7 empty] | 1.2605 | [13 empty] | 6355.7254 | [15 empty] | 888.4638 | [17 empty] | 26.4349 | [9 empty] | 4.8271 | [32 empty] | 2025 |  |  | CHN | Tibet
| Lawu |  | Magmatic hydrothermal | Skarn | Cu-Pb-Zn skarn | Cu, Pb, Zn | In, Sn | Cu, Pb, Zn, In, Sn |  |  | eb03-2 | eb03-2 | underground mine |  |  |  |  | ore material | drill core | underground mining tunnels and drill cores | mineral separate | [5 empty] | mineralisation |  |  |  | sphalerite, chalcopyrite, pyrrhotite, pyrite, arsenopyrite |  |  | Sn-poor Epithermal |  |  |  | galena, bismuthinite, marcasite, iron oxides, pyroxene, actinolite, quartz | thin sections and polished blocks examined using optical microscope, BSE detector, and EDS prior to analysis | EMPA, LA-ICPMS | JEOL JXA-8230 electron probe microanalyzer; RESOlution-LR 193 nm ArF excimer laser ablation system coupled to an Agilent 7700x ICP-MS | Laboratory of Mineral Resources Research Center, Fuzhou University; Adelaide Microscopy, the University of Adelaide | EPMA point analysis: accelerating voltage 15 kV, beam current 20 nA, beam diameter ~5 μm; EPMA mapping: accelerating voltage 20 kV, working current 50 nA, dwell time ~10 ms; BSE imaging: accelerating voltage 20 kV, beam current 10 nA; LA-ICP-MS: energy density 3~3.5 J/cm2, spot sizes 29 to 51 μm, repetition rates 5 Hz (polished thin-section) and 10 Hz (polished blocks), ~30 s background acquisition, ~40 s sample data acquisition | STDGL3 (Danyushevsky et al. 2011) and GSD-1G (USGS) | 640.8701 | [19 empty] | 4022.5282 | [5 empty] | 0.36762 | [5 empty] | 992.1868 | [9 empty] | 6517.4813 |  | 8.0119 |  |  |  | 0.084949 | [7 empty] | 6.111 | [13 empty] | 690.2641 | [15 empty] | 109.3891 | [17 empty] | 711.2591 | [9 empty] | 120.5418 | [32 empty] | 2025 |  |  | CHN | Tibet
| Lawu |  | Magmatic hydrothermal | Skarn | Cu-Pb-Zn skarn | Cu, Pb, Zn | In, Sn | Cu, Pb, Zn, In, Sn |  |  | eb03-3 | eb03-3 | underground mine |  |  |  |  | ore material | drill core | underground mining tunnels and drill cores | mineral separate | [5 empty] | mineralisation |  |  |  | sphalerite, chalcopyrite, pyrrhotite, pyrite, arsenopyrite |  |  | Sn-poor Epithermal |  |  |  | galena, bismuthinite, marcasite, iron oxides, pyroxene, actinolite, quartz | thin sections and polished blocks examined using optical microscope, BSE detector, and EDS prior to analysis | EMPA, LA-ICPMS | JEOL JXA-8230 electron probe microanalyzer; RESOlution-LR 193 nm ArF excimer laser ablation system coupled to an Agilent 7700x ICP-MS | Laboratory of Mineral Resources Research Center, Fuzhou University; Adelaide Microscopy, the University of Adelaide | EPMA point analysis: accelerating voltage 15 kV, beam current 20 nA, beam diameter ~5 μm; EPMA mapping: accelerating voltage 20 kV, working current 50 nA, dwell time ~10 ms; BSE imaging: accelerating voltage 20 kV, beam current 10 nA; LA-ICP-MS: energy density 3~3.5 J/cm2, spot sizes 29 to 51 μm, repetition rates 5 Hz (polished thin-section) and 10 Hz (polished blocks), ~30 s background acquisition, ~40 s sample data acquisition | STDGL3 (Danyushevsky et al. 2011) and GSD-1G (USGS) | 0.68866 | [19 empty] | 1150.2499 | [5 empty] | 0.10202 | [5 empty] | 13.6545 | [9 empty] | 87447.8352 |  | 6.4115 |  |  |  | 0.084949 | [7 empty] | 0.90015 | [13 empty] | 4986.5602 | [15 empty] | 0.38121 | [17 empty] | 0.3446 | [9 empty] | 1.1473 | [32 empty] | 2025 |  |  | CHN | Tibet
| Lawu |  | Magmatic hydrothermal | Skarn | Cu-Pb-Zn skarn | Cu, Pb, Zn | In, Sn | Cu, Pb, Zn, In, Sn |  |  | eb03-4 | eb03-4 | underground mine |  |  |  |  | ore material | drill core | underground mining tunnels and drill cores | mineral separate | [5 empty] | mineralisation |  |  |  | sphalerite, chalcopyrite, pyrrhotite, pyrite, arsenopyrite |  |  | Sn-poor Epithermal |  |  |  | galena, bismuthinite, marcasite, iron oxides, pyroxene, actinolite, quartz | thin sections and polished blocks examined using optical microscope, BSE detector, and EDS prior to analysis | EMPA, LA-ICPMS | JEOL JXA-8230 electron probe microanalyzer; RESOlution-LR 193 nm ArF excimer laser ablation system coupled to an Agilent 7700x ICP-MS | Laboratory of Mineral Resources Research Center, Fuzhou University; Adelaide Microscopy, the University of Adelaide | EPMA point analysis: accelerating voltage 15 kV, beam current 20 nA, beam diameter ~5 μm; EPMA mapping: accelerating voltage 20 kV, working current 50 nA, dwell time ~10 ms; BSE imaging: accelerating voltage 20 kV, beam current 10 nA; LA-ICP-MS: energy density 3~3.5 J/cm2, spot sizes 29 to 51 μm, repetition rates 5 Hz (polished thin-section) and 10 Hz (polished blocks), ~30 s background acquisition, ~40 s sample data acquisition | STDGL3 (Danyushevsky et al. 2011) and GSD-1G (USGS) | 2.0988 | [19 empty] | 1208.8593 | [5 empty] | 0.025231 | [5 empty] | 32.241 | [9 empty] | 83948.1985 |  | 11.6653 |  |  |  | 0.084949 | [7 empty] | 0.98144 | [13 empty] | 5516.4456 | [15 empty] | 0.54417 | [17 empty] | 0.29148 | [9 empty] | 1.6449 | [32 empty] | 2025 |  |  | CHN | Tibet
| Lawu |  | Magmatic hydrothermal | Skarn | Cu-Pb-Zn skarn | Cu, Pb, Zn | In, Sn | Cu, Pb, Zn, In, Sn |  |  | eb03-5 | eb03-5 | underground mine |  |  |  |  | ore material | drill core | underground mining tunnels and drill cores | mineral separate | [5 empty] | mineralisation |  |  |  | sphalerite, chalcopyrite, pyrrhotite, pyrite, arsenopyrite |  |  | Sn-poor Epithermal |  |  |  | galena, bismuthinite, marcasite, iron oxides, pyroxene, actinolite, quartz | thin sections and polished blocks examined using optical microscope, BSE detector, and EDS prior to analysis | EMPA, LA-ICPMS | JEOL JXA-8230 electron probe microanalyzer; RESOlution-LR 193 nm ArF excimer laser ablation system coupled to an Agilent 7700x ICP-MS | Laboratory of Mineral Resources Research Center, Fuzhou University; Adelaide Microscopy, the University of Adelaide | EPMA point analysis: accelerating voltage 15 kV, beam current 20 nA, beam diameter ~5 μm; EPMA mapping: accelerating voltage 20 kV, working current 50 nA, dwell time ~10 ms; BSE imaging: accelerating voltage 20 kV, beam current 10 nA; LA-ICP-MS: energy density 3~3.5 J/cm2, spot sizes 29 to 51 μm, repetition rates 5 Hz (polished thin-section) and 10 Hz (polished blocks), ~30 s background acquisition, ~40 s sample data acquisition | STDGL3 (Danyushevsky et al. 2011) and GSD-1G (USGS) | 1.054 | [19 empty] | 1046.0974 | [5 empty] | 0.023693 | [5 empty] | 17.5082 | [9 empty] | 81639.5956 |  | 10.2722 |  |  |  | 0.084949 | [7 empty] | 1.0079 | [13 empty] | 5663.3124 | [15 empty] | 0.39577 | [17 empty] | 3.3416 | [9 empty] | 1.0008 | [32 empty] | 2025 |  |  | CHN | Tibet
| Lawu |  | Magmatic hydrothermal | Skarn | Cu-Pb-Zn skarn | Cu, Pb, Zn | In, Sn | Cu, Pb, Zn, In, Sn |  |  | eb03-6 | eb03-6 | underground mine |  |  |  |  | ore material | drill core | underground mining tunnels and drill cores | mineral separate | [5 empty] | mineralisation |  |  |  | sphalerite, chalcopyrite, pyrrhotite, pyrite, arsenopyrite |  |  | Sn-poor Epithermal |  |  |  | galena, bismuthinite, marcasite, iron oxides, pyroxene, actinolite, quartz | thin sections and polished blocks examined using optical microscope, BSE detector, and EDS prior to analysis | EMPA, LA-ICPMS | JEOL JXA-8230 electron probe microanalyzer; RESOlution-LR 193 nm ArF excimer laser ablation system coupled to an Agilent 7700x ICP-MS | Laboratory of Mineral Resources Research Center, Fuzhou University; Adelaide Microscopy, the University of Adelaide | EPMA point analysis: accelerating voltage 15 kV, beam current 20 nA, beam diameter ~5 μm; EPMA mapping: accelerating voltage 20 kV, working current 50 nA, dwell time ~10 ms; BSE imaging: accelerating voltage 20 kV, beam current 10 nA; LA-ICP-MS: energy density 3~3.5 J/cm2, spot sizes 29 to 51 μm, repetition rates 5 Hz (polished thin-section) and 10 Hz (polished blocks), ~30 s background acquisition, ~40 s sample data acquisition | STDGL3 (Danyushevsky et al. 2011) and GSD-1G (USGS) | 52.6161 | [19 empty] | 1277.1586 | [5 empty] | 0.023729 | [5 empty] | 100.4788 | [9 empty] | 35622.2032 |  | 2.5752 |  |  |  | 0.084949 | [7 empty] | 2.8897 | [13 empty] | 2285.3074 | [15 empty] | 25.8529 | [17 empty] | 57.8413 | [9 empty] | 16.9832 | [32 empty] | 2025 |  |  | CHN | Tibet
| Lawu |  | Magmatic hydrothermal | Skarn | Cu-Pb-Zn skarn | Cu, Pb, Zn | In, Sn | Cu, Pb, Zn, In, Sn |  |  | eb03-7 | eb03-7 | underground mine |  |  |  |  | ore material | drill core | underground mining tunnels and drill cores | mineral separate | [5 empty] | mineralisation |  |  |  | sphalerite, chalcopyrite, pyrrhotite, pyrite, arsenopyrite |  |  | Sn-poor Epithermal |  |  |  | galena, bismuthinite, marcasite, iron oxides, pyroxene, actinolite, quartz | thin sections and polished blocks examined using optical microscope, BSE detector, and EDS prior to analysis | EMPA, LA-ICPMS | JEOL JXA-8230 electron probe microanalyzer; RESOlution-LR 193 nm ArF excimer laser ablation system coupled to an Agilent 7700x ICP-MS | Laboratory of Mineral Resources Research Center, Fuzhou University; Adelaide Microscopy, the University of Adelaide | EPMA point analysis: accelerating voltage 15 kV, beam current 20 nA, beam diameter ~5 μm; EPMA mapping: accelerating voltage 20 kV, working current 50 nA, dwell time ~10 ms; BSE imaging: accelerating voltage 20 kV, beam current 10 nA; LA-ICP-MS: energy density 3~3.5 J/cm2, spot sizes 29 to 51 μm, repetition rates 5 Hz (polished thin-section) and 10 Hz (polished blocks), ~30 s background acquisition, ~40 s sample data acquisition | STDGL3 (Danyushevsky et al. 2011) and GSD-1G (USGS) | 347.3799 | [19 empty] | 1206.7791 | [5 empty] | 0.009775 | [5 empty] | 212.6294 | [9 empty] | 10491.4557 |  | 0.68899 |  |  |  | 0.084949 | [7 empty] | 2.0925 | [13 empty] | 545.9481 | [15 empty] | 31.7234 | [17 empty] | 129.5292 | [9 empty] | 23.3829 | [32 empty] | 2025 |  |  | CHN | Tibet
| Lawu |  | Magmatic hydrothermal | Skarn | Cu-Pb-Zn skarn | Cu, Pb, Zn | In, Sn | Cu, Pb, Zn, In, Sn |  |  | eb03-8 | eb03-8 | underground mine |  |  |  |  | ore material | drill core | underground mining tunnels and drill cores | mineral separate | [5 empty] | mineralisation |  |  |  | sphalerite, chalcopyrite, pyrrhotite, pyrite, arsenopyrite |  |  | Sn-poor Epithermal |  |  |  | galena, bismuthinite, marcasite, iron oxides, pyroxene, actinolite, quartz | thin sections and polished blocks examined using optical microscope, BSE detector, and EDS prior to analysis | EMPA, LA-ICPMS | JEOL JXA-8230 electron probe microanalyzer; RESOlution-LR 193 nm ArF excimer laser ablation system coupled to an Agilent 7700x ICP-MS | Laboratory of Mineral Resources Research Center, Fuzhou University; Adelaide Microscopy, the University of Adelaide | EPMA point analysis: accelerating voltage 15 kV, beam current 20 nA, beam diameter ~5 μm; EPMA mapping: accelerating voltage 20 kV, working current 50 nA, dwell time ~10 ms; BSE imaging: accelerating voltage 20 kV, beam current 10 nA; LA-ICP-MS: energy density 3~3.5 J/cm2, spot sizes 29 to 51 μm, repetition rates 5 Hz (polished thin-section) and 10 Hz (polished blocks), ~30 s background acquisition, ~40 s sample data acquisition | STDGL3 (Danyushevsky et al. 2011) and GSD-1G (USGS) | 54.5813 | [19 empty] | 1008.7821 | [5 empty] | 0.023002 | [5 empty] | 114.7025 | [9 empty] | 26514.4765 |  | 1.9506 |  |  |  | 0.084949 | [7 empty] | 1.4918 | [13 empty] | 1323.9668 | [15 empty] | 38.5814 | [17 empty] | 73.762 | [9 empty] | 48.1682 | [32 empty] | 2025 |  |  | CHN | Tibet
| Lawu |  | Magmatic hydrothermal | Skarn | Cu-Pb-Zn skarn | Cu, Pb, Zn | In, Sn | Cu, Pb, Zn, In, Sn |  |  | eb03-9 | eb03-9 | underground mine |  |  |  |  | ore material | drill core | underground mining tunnels and drill cores | mineral separate | [5 empty] | mineralisation |  |  |  | sphalerite, chalcopyrite, pyrrhotite, pyrite, arsenopyrite |  |  | Sn-poor Epithermal |  |  |  | galena, bismuthinite, marcasite, iron oxides, pyroxene, actinolite, quartz | thin sections and polished blocks examined using optical microscope, BSE detector, and EDS prior to analysis | EMPA, LA-ICPMS | JEOL JXA-8230 electron probe microanalyzer; RESOlution-LR 193 nm ArF excimer laser ablation system coupled to an Agilent 7700x ICP-MS | Laboratory of Mineral Resources Research Center, Fuzhou University; Adelaide Microscopy, the University of Adelaide | EPMA point analysis: accelerating voltage 15 kV, beam current 20 nA, beam diameter ~5 μm; EPMA mapping: accelerating voltage 20 kV, working current 50 nA, dwell time ~10 ms; BSE imaging: accelerating voltage 20 kV, beam current 10 nA; LA-ICP-MS: energy density 3~3.5 J/cm2, spot sizes 29 to 51 μm, repetition rates 5 Hz (polished thin-section) and 10 Hz (polished blocks), ~30 s background acquisition, ~40 s sample data acquisition | STDGL3 (Danyushevsky et al. 2011) and GSD-1G (USGS) | 0.66329 | [19 empty] | 1193.1125 | [5 empty] | 0.21769 | [5 empty] | 14.2649 | [9 empty] | 88177.8222 |  | 6.4372 |  |  |  | 0.084949 | [7 empty] | 1.4138 | [13 empty] | 9525.2137 | [15 empty] | 0.26396 | [17 empty] | 0.085691 | [9 empty] | 0.98432 | [32 empty] | 2025 |  |  | CHN | Tibet
| Lawu |  | Magmatic hydrothermal | Skarn | Cu-Pb-Zn skarn | Cu, Pb, Zn | In, Sn | Cu, Pb, Zn, In, Sn |  |  | eb03-10 | eb03-10 | underground mine |  |  |  |  | ore material | drill core | underground mining tunnels and drill cores | mineral separate | [5 empty] | mineralisation |  |  |  | sphalerite, chalcopyrite, pyrrhotite, pyrite, arsenopyrite |  |  | Sn-poor Epithermal |  |  |  | galena, bismuthinite, marcasite, iron oxides, pyroxene, actinolite, quartz | thin sections and polished blocks examined using optical microscope, BSE detector, and EDS prior to analysis | EMPA, LA-ICPMS | JEOL JXA-8230 electron probe microanalyzer; RESOlution-LR 193 nm ArF excimer laser ablation system coupled to an Agilent 7700x ICP-MS | Laboratory of Mineral Resources Research Center, Fuzhou University; Adelaide Microscopy, the University of Adelaide | EPMA point analysis: accelerating voltage 15 kV, beam current 20 nA, beam diameter ~5 μm; EPMA mapping: accelerating voltage 20 kV, working current 50 nA, dwell time ~10 ms; BSE imaging: accelerating voltage 20 kV, beam current 10 nA; LA-ICP-MS: energy density 3~3.5 J/cm2, spot sizes 29 to 51 μm, repetition rates 5 Hz (polished thin-section) and 10 Hz (polished blocks), ~30 s background acquisition, ~40 s sample data acquisition | STDGL3 (Danyushevsky et al. 2011) and GSD-1G (USGS) | 101.9482 | [19 empty] | 1190.7684 | [5 empty] | 0.06012 | [5 empty] | 83.4546 | [9 empty] | 88354.8453 |  | 10.331 |  |  |  | 0.18616 | [7 empty] | 0.87915 | [13 empty] | 6932.2843 | [15 empty] | 0.85505 | [17 empty] | 85.5044 | [9 empty] | 2.256 | [32 empty] | 2025 |  |  | CHN | Tibet
| Lawu |  | Magmatic hydrothermal | Skarn | Cu-Pb-Zn skarn | Cu, Pb, Zn | In, Sn | Cu, Pb, Zn, In, Sn |  |  | eb03-11 | eb03-11 | underground mine |  |  |  |  | ore material | drill core | underground mining tunnels and drill cores | mineral separate | [5 empty] | mineralisation |  |  |  | sphalerite, chalcopyrite, pyrrhotite, pyrite, arsenopyrite |  |  | Sn-poor Epithermal |  |  |  | galena, bismuthinite, marcasite, iron oxides, pyroxene, actinolite, quartz | thin sections and polished blocks examined using optical microscope, BSE detector, and EDS prior to analysis | EMPA, LA-ICPMS | JEOL JXA-8230 electron probe microanalyzer; RESOlution-LR 193 nm ArF excimer laser ablation system coupled to an Agilent 7700x ICP-MS | Laboratory of Mineral Resources Research Center, Fuzhou University; Adelaide Microscopy, the University of Adelaide | EPMA point analysis: accelerating voltage 15 kV, beam current 20 nA, beam diameter ~5 μm; EPMA mapping: accelerating voltage 20 kV, working current 50 nA, dwell time ~10 ms; BSE imaging: accelerating voltage 20 kV, beam current 10 nA; LA-ICP-MS: energy density 3~3.5 J/cm2, spot sizes 29 to 51 μm, repetition rates 5 Hz (polished thin-section) and 10 Hz (polished blocks), ~30 s background acquisition, ~40 s sample data acquisition | STDGL3 (Danyushevsky et al. 2011) and GSD-1G (USGS) | 1.7983 | [19 empty] | 977.8844 | [5 empty] | 0.021918 | [5 empty] | 23.1216 | [9 empty] | 81625.7089 |  | 11.0597 |  |  |  | 0.23613 | [7 empty] | 1.2101 | [13 empty] | 3427.7816 | [15 empty] | 0.28338 | [17 empty] | 0.02 | [9 empty] | 1.0853 | [32 empty] | 2025 |  |  | CHN | Tibet
| Lawu |  | Magmatic hydrothermal | Skarn | Cu-Pb-Zn skarn | Cu, Pb, Zn | In, Sn | Cu, Pb, Zn, In, Sn |  |  | eb04-1 | eb04-1 | underground mine |  |  |  |  | ore material | drill core | underground mining tunnels and drill cores | mineral separate | [5 empty] | mineralisation |  |  |  | sphalerite, chalcopyrite, pyrrhotite, pyrite, arsenopyrite |  |  | Sn-poor Epithermal |  |  |  | galena, bismuthinite, marcasite, iron oxides, pyroxene, actinolite, quartz | thin sections and polished blocks examined using optical microscope, BSE detector, and EDS prior to analysis | EMPA, LA-ICPMS | JEOL JXA-8230 electron probe microanalyzer; RESOlution-LR 193 nm ArF excimer laser ablation system coupled to an Agilent 7700x ICP-MS | Laboratory of Mineral Resources Research Center, Fuzhou University; Adelaide Microscopy, the University of Adelaide | EPMA point analysis: accelerating voltage 15 kV, beam current 20 nA, beam diameter ~5 μm; EPMA mapping: accelerating voltage 20 kV, working current 50 nA, dwell time ~10 ms; BSE imaging: accelerating voltage 20 kV, beam current 10 nA; LA-ICP-MS: energy density 3~3.5 J/cm2, spot sizes 29 to 51 μm, repetition rates 5 Hz (polished thin-section) and 10 Hz (polished blocks), ~30 s background acquisition, ~40 s sample data acquisition | STDGL3 (Danyushevsky et al. 2011) and GSD-1G (USGS) | 6.9449 | [19 empty] | 4976.4495 | [5 empty] | 1.6159 | [5 empty] | 350.2539 | [9 empty] | 94100.8309 |  | 3.6471 |  |  |  | 0.22764 | [7 empty] | 298.3816 | [13 empty] | 2857.416 | [15 empty] | 0.77706 | [17 empty] | 1.2471 | [9 empty] | 39.6181 | [32 empty] | 2025 |  |  | CHN | Tibet
| Lawu |  | Magmatic hydrothermal | Skarn | Cu-Pb-Zn skarn | Cu, Pb, Zn | In, Sn | Cu, Pb, Zn, In, Sn |  |  | eb04-2 | eb04-2 | underground mine |  |  |  |  | ore material | drill core | underground mining tunnels and drill cores | mineral separate | [5 empty] | mineralisation |  |  |  | sphalerite, chalcopyrite, pyrrhotite, pyrite, arsenopyrite |  |  | Sn-poor Epithermal |  |  |  | galena, bismuthinite, marcasite, iron oxides, pyroxene, actinolite, quartz | thin sections and polished blocks examined using optical microscope, BSE detector, and EDS prior to analysis | EMPA, LA-ICPMS | JEOL JXA-8230 electron probe microanalyzer; RESOlution-LR 193 nm ArF excimer laser ablation system coupled to an Agilent 7700x ICP-MS | Laboratory of Mineral Resources Research Center, Fuzhou University; Adelaide Microscopy, the University of Adelaide | EPMA point analysis: accelerating voltage 15 kV, beam current 20 nA, beam diameter ~5 μm; EPMA mapping: accelerating voltage 20 kV, working current 50 nA, dwell time ~10 ms; BSE imaging: accelerating voltage 20 kV, beam current 10 nA; LA-ICP-MS: energy density 3~3.5 J/cm2, spot sizes 29 to 51 μm, repetition rates 5 Hz (polished thin-section) and 10 Hz (polished blocks), ~30 s background acquisition, ~40 s sample data acquisition | STDGL3 (Danyushevsky et al. 2011) and GSD-1G (USGS) | 96.8476 | [19 empty] | 6618.4513 | [5 empty] | 1.6394 | [5 empty] | 4198.1193 | [9 empty] | 94187.6778 |  | 15.413 |  |  |  | 0.26551 | [7 empty] | 26.3319 | [13 empty] | 3030.8369 | [15 empty] | 0.21382 | [17 empty] | 0.043455 | [9 empty] | 3091.5081 | [32 empty] | 2025 |  |  | CHN | Tibet
| Lawu |  | Magmatic hydrothermal | Skarn | Cu-Pb-Zn skarn | Cu, Pb, Zn | In, Sn | Cu, Pb, Zn, In, Sn |  |  | eb04-3 | eb04-3 | underground mine |  |  |  |  | ore material | drill core | underground mining tunnels and drill cores | mineral separate | [5 empty] | mineralisation |  |  |  | sphalerite, chalcopyrite, pyrrhotite, pyrite, arsenopyrite |  |  | Sn-poor Epithermal |  |  |  | galena, bismuthinite, marcasite, iron oxides, pyroxene, actinolite, quartz | thin sections and polished blocks examined using optical microscope, BSE detector, and EDS prior to analysis | EMPA, LA-ICPMS | JEOL JXA-8230 electron probe microanalyzer; RESOlution-LR 193 nm ArF excimer laser ablation system coupled to an Agilent 7700x ICP-MS | Laboratory of Mineral Resources Research Center, Fuzhou University; Adelaide Microscopy, the University of Adelaide | EPMA point analysis: accelerating voltage 15 kV, beam current 20 nA, beam diameter ~5 μm; EPMA mapping: accelerating voltage 20 kV, working current 50 nA, dwell time ~10 ms; BSE imaging: accelerating voltage 20 kV, beam current 10 nA; LA-ICP-MS: energy density 3~3.5 J/cm2, spot sizes 29 to 51 μm, repetition rates 5 Hz (polished thin-section) and 10 Hz (polished blocks), ~30 s background acquisition, ~40 s sample data acquisition | STDGL3 (Danyushevsky et al. 2011) and GSD-1G (USGS) | 45.4295 | [19 empty] | 5152.2405 | [5 empty] | 1.28 | [5 empty] | 2047.6344 | [9 empty] | 96484.0695 |  | 17.0871 |  |  |  | 0.084949 | [7 empty] | 42.863 | [13 empty] | 2118.9444 | [15 empty] | 4.2116 | [17 empty] | 0.043216 | [9 empty] | 1506.6079 | [32 empty] | 2025 |  |  | CHN | Tibet
| Lawu |  | Magmatic hydrothermal | Skarn | Cu-Pb-Zn skarn | Cu, Pb, Zn | In, Sn | Cu, Pb, Zn, In, Sn |  |  | eb04-4 | eb04-4 | underground mine |  |  |  |  | ore material | drill core | underground mining tunnels and drill cores | mineral separate | [5 empty] | mineralisation |  |  |  | sphalerite, chalcopyrite, pyrrhotite, pyrite, arsenopyrite |  |  | Sn-poor Epithermal |  |  |  | galena, bismuthinite, marcasite, iron oxides, pyroxene, actinolite, quartz | thin sections and polished blocks examined using optical microscope, BSE detector, and EDS prior to analysis | EMPA, LA-ICPMS | JEOL JXA-8230 electron probe microanalyzer; RESOlution-LR 193 nm ArF excimer laser ablation system coupled to an Agilent 7700x ICP-MS | Laboratory of Mineral Resources Research Center, Fuzhou University; Adelaide Microscopy, the University of Adelaide | EPMA point analysis: accelerating voltage 15 kV, beam current 20 nA, beam diameter ~5 μm; EPMA mapping: accelerating voltage 20 kV, working current 50 nA, dwell time ~10 ms; BSE imaging: accelerating voltage 20 kV, beam current 10 nA; LA-ICP-MS: energy density 3~3.5 J/cm2, spot sizes 29 to 51 μm, repetition rates 5 Hz (polished thin-section) and 10 Hz (polished blocks), ~30 s background acquisition, ~40 s sample data acquisition | STDGL3 (Danyushevsky et al. 2011) and GSD-1G (USGS) | 14.2346 | [19 empty] | 6253.8125 | [5 empty] | 1.195 | [5 empty] | 1098.0205 | [9 empty] | 97104.122 |  | 12.924 |  |  |  | 0.084949 | [7 empty] | 55.4459 | [13 empty] | 2723.384 | [15 empty] | 0.24254 | [17 empty] | 0.02 | [9 empty] | 821.4712 | [32 empty] | 2025 |  |  | CHN | Tibet
| Lawu |  | Magmatic hydrothermal | Skarn | Cu-Pb-Zn skarn | Cu, Pb, Zn | In, Sn | Cu, Pb, Zn, In, Sn |  |  | eb04-5 | eb04-5 | underground mine |  |  |  |  | ore material | drill core | underground mining tunnels and drill cores | mineral separate | [5 empty] | mineralisation |  |  |  | sphalerite, chalcopyrite, pyrrhotite, pyrite, arsenopyrite |  |  | Sn-poor Epithermal |  |  |  | galena, bismuthinite, marcasite, iron oxides, pyroxene, actinolite, quartz | thin sections and polished blocks examined using optical microscope, BSE detector, and EDS prior to analysis | EMPA, LA-ICPMS | JEOL JXA-8230 electron probe microanalyzer; RESOlution-LR 193 nm ArF excimer laser ablation system coupled to an Agilent 7700x ICP-MS | Laboratory of Mineral Resources Research Center, Fuzhou University; Adelaide Microscopy, the University of Adelaide | EPMA point analysis: accelerating voltage 15 kV, beam current 20 nA, beam diameter ~5 μm; EPMA mapping: accelerating voltage 20 kV, working current 50 nA, dwell time ~10 ms; BSE imaging: accelerating voltage 20 kV, beam current 10 nA; LA-ICP-MS: energy density 3~3.5 J/cm2, spot sizes 29 to 51 μm, repetition rates 5 Hz (polished thin-section) and 10 Hz (polished blocks), ~30 s background acquisition, ~40 s sample data acquisition | STDGL3 (Danyushevsky et al. 2011) and GSD-1G (USGS) | 93.7311 | [19 empty] | 6938.5861 | [5 empty] | 1.6191 | [5 empty] | 3931.8029 | [9 empty] | 92159.7082 |  | 14.9962 |  |  |  | 0.084949 | [7 empty] | 92.8007 | [13 empty] | 3106.0384 | [15 empty] | 0.25467 | [17 empty] | 0.084554 | [9 empty] | 2939.8403 | [32 empty] | 2025 |  |  | CHN | Tibet
| Lawu |  | Magmatic hydrothermal | Skarn | Cu-Pb-Zn skarn | Cu, Pb, Zn | In, Sn | Cu, Pb, Zn, In, Sn |  |  | eb04-6 | eb04-6 | underground mine |  |  |  |  | ore material | drill core | underground mining tunnels and drill cores | mineral separate | [5 empty] | mineralisation |  |  |  | sphalerite, chalcopyrite, pyrrhotite, pyrite, arsenopyrite |  |  | Sn-poor Epithermal |  |  |  | galena, bismuthinite, marcasite, iron oxides, pyroxene, actinolite, quartz | thin sections and polished blocks examined using optical microscope, BSE detector, and EDS prior to analysis | EMPA, LA-ICPMS | JEOL JXA-8230 electron probe microanalyzer; RESOlution-LR 193 nm ArF excimer laser ablation system coupled to an Agilent 7700x ICP-MS | Laboratory of Mineral Resources Research Center, Fuzhou University; Adelaide Microscopy, the University of Adelaide | EPMA point analysis: accelerating voltage 15 kV, beam current 20 nA, beam diameter ~5 μm; EPMA mapping: accelerating voltage 20 kV, working current 50 nA, dwell time ~10 ms; BSE imaging: accelerating voltage 20 kV, beam current 10 nA; LA-ICP-MS: energy density 3~3.5 J/cm2, spot sizes 29 to 51 μm, repetition rates 5 Hz (polished thin-section) and 10 Hz (polished blocks), ~30 s background acquisition, ~40 s sample data acquisition | STDGL3 (Danyushevsky et al. 2011) and GSD-1G (USGS) | 13.0131 | [19 empty] | 5306.1668 | [5 empty] | 0.65233 | [5 empty] | 957.2435 | [9 empty] | 103829.1448 |  | 16.8537 |  |  |  | 0.084949 | [7 empty] | 15.0679 | [13 empty] | 1189.951 | [15 empty] | 0.1166 | [17 empty] | 0.02 | [9 empty] | 705.9678 | [32 empty] | 2025 |  |  | CHN | Tibet
| Lawu |  | Magmatic hydrothermal | Skarn | Cu-Pb-Zn skarn | Cu, Pb, Zn | In, Sn | Cu, Pb, Zn, In, Sn |  |  | eb06-1 | eb06-1 | underground mine |  |  |  |  | ore material | drill core | underground mining tunnels and drill cores | mineral separate | [5 empty] | mineralisation |  |  |  | sphalerite, chalcopyrite, pyrrhotite, pyrite, arsenopyrite |  |  | Sn-poor Epithermal |  |  |  | galena, bismuthinite, marcasite, iron oxides, pyroxene, actinolite, quartz | thin sections and polished blocks examined using optical microscope, BSE detector, and EDS prior to analysis | EMPA, LA-ICPMS | JEOL JXA-8230 electron probe microanalyzer; RESOlution-LR 193 nm ArF excimer laser ablation system coupled to an Agilent 7700x ICP-MS | Laboratory of Mineral Resources Research Center, Fuzhou University; Adelaide Microscopy, the University of Adelaide | EPMA point analysis: accelerating voltage 15 kV, beam current 20 nA, beam diameter ~5 μm; EPMA mapping: accelerating voltage 20 kV, working current 50 nA, dwell time ~10 ms; BSE imaging: accelerating voltage 20 kV, beam current 10 nA; LA-ICP-MS: energy density 3~3.5 J/cm2, spot sizes 29 to 51 μm, repetition rates 5 Hz (polished thin-section) and 10 Hz (polished blocks), ~30 s background acquisition, ~40 s sample data acquisition | STDGL3 (Danyushevsky et al. 2011) and GSD-1G (USGS) | 17.0798 | [19 empty] | 2585.6919 | [5 empty] | 0.44249 | [5 empty] | 619.0068 | [9 empty] | 88034.505 |  | 11.0534 |  |  |  | 0.66809 | [7 empty] | 7.3336 | [13 empty] | 3484.5828 | [15 empty] | 0.33516 | [17 empty] | 6.284 | [9 empty] | 429.3366 | [32 empty] | 2025 |  |  | CHN | Tibet
| Lawu |  | Magmatic hydrothermal | Skarn | Cu-Pb-Zn skarn | Cu, Pb, Zn | In, Sn | Cu, Pb, Zn, In, Sn |  |  | eb06-2 | eb06-2 | underground mine |  |  |  |  | ore material | drill core | underground mining tunnels and drill cores | mineral separate | [5 empty] | mineralisation |  |  |  | sphalerite, chalcopyrite, pyrrhotite, pyrite, arsenopyrite |  |  | Sn-poor Epithermal |  |  |  | galena, bismuthinite, marcasite, iron oxides, pyroxene, actinolite, quartz | thin sections and polished blocks examined using optical microscope, BSE detector, and EDS prior to analysis | EMPA, LA-ICPMS | JEOL JXA-8230 electron probe microanalyzer; RESOlution-LR 193 nm ArF excimer laser ablation system coupled to an Agilent 7700x ICP-MS | Laboratory of Mineral Resources Research Center, Fuzhou University; Adelaide Microscopy, the University of Adelaide | EPMA point analysis: accelerating voltage 15 kV, beam current 20 nA, beam diameter ~5 μm; EPMA mapping: accelerating voltage 20 kV, working current 50 nA, dwell time ~10 ms; BSE imaging: accelerating voltage 20 kV, beam current 10 nA; LA-ICP-MS: energy density 3~3.5 J/cm2, spot sizes 29 to 51 μm, repetition rates 5 Hz (polished thin-section) and 10 Hz (polished blocks), ~30 s background acquisition, ~40 s sample data acquisition | STDGL3 (Danyushevsky et al. 2011) and GSD-1G (USGS) | 9.653 | [19 empty] | 2644.0827 | [5 empty] | 0.52543 | [5 empty] | 502.131 | [9 empty] | 88478.3863 |  | 10.5605 |  |  |  | 0.68689 | [7 empty] | 5.6586 | [13 empty] | 3397.7609 | [15 empty] | 0.78741 | [17 empty] | 1.2055 | [9 empty] | 354.8895 | [32 empty] | 2025 |  |  | CHN | Tibet
| Lawu |  | Magmatic hydrothermal | Skarn | Cu-Pb-Zn skarn | Cu, Pb, Zn | In, Sn | Cu, Pb, Zn, In, Sn |  |  | eb06-3 | eb06-3 | underground mine |  |  |  |  | ore material | drill core | underground mining tunnels and drill cores | mineral separate | [5 empty] | mineralisation |  |  |  | sphalerite, chalcopyrite, pyrrhotite, pyrite, arsenopyrite |  |  | Sn-poor Epithermal |  |  |  | galena, bismuthinite, marcasite, iron oxides, pyroxene, actinolite, quartz | thin sections and polished blocks examined using optical microscope, BSE detector, and EDS prior to analysis | EMPA, LA-ICPMS | JEOL JXA-8230 electron probe microanalyzer; RESOlution-LR 193 nm ArF excimer laser ablation system coupled to an Agilent 7700x ICP-MS | Laboratory of Mineral Resources Research Center, Fuzhou University; Adelaide Microscopy, the University of Adelaide | EPMA point analysis: accelerating voltage 15 kV, beam current 20 nA, beam diameter ~5 μm; EPMA mapping: accelerating voltage 20 kV, working current 50 nA, dwell time ~10 ms; BSE imaging: accelerating voltage 20 kV, beam current 10 nA; LA-ICP-MS: energy density 3~3.5 J/cm2, spot sizes 29 to 51 μm, repetition rates 5 Hz (polished thin-section) and 10 Hz (polished blocks), ~30 s background acquisition, ~40 s sample data acquisition | STDGL3 (Danyushevsky et al. 2011) and GSD-1G (USGS) | 43.7381 | [19 empty] | 2742.3619 | [5 empty] | 0.30487 | [5 empty] | 798.4199 | [9 empty] | 91625.3166 |  | 9.618 |  |  |  | 0.34271 | [7 empty] | 6.8524 | [13 empty] | 3661.5694 | [15 empty] | 3.1799 | [17 empty] | 34.3347 | [9 empty] | 487.5641 | [32 empty] | 2025 |  |  | CHN | Tibet
| Lawu |  | Magmatic hydrothermal | Skarn | Cu-Pb-Zn skarn | Cu, Pb, Zn | In, Sn | Cu, Pb, Zn, In, Sn |  |  | eb06-4 | eb06-4 | underground mine |  |  |  |  | ore material | drill core | underground mining tunnels and drill cores | mineral separate | [5 empty] | mineralisation |  |  |  | sphalerite, chalcopyrite, pyrrhotite, pyrite, arsenopyrite |  |  | Sn-poor Epithermal |  |  |  | galena, bismuthinite, marcasite, iron oxides, pyroxene, actinolite, quartz | thin sections and polished blocks examined using optical microscope, BSE detector, and EDS prior to analysis | EMPA, LA-ICPMS | JEOL JXA-8230 electron probe microanalyzer; RESOlution-LR 193 nm ArF excimer laser ablation system coupled to an Agilent 7700x ICP-MS | Laboratory of Mineral Resources Research Center, Fuzhou University; Adelaide Microscopy, the University of Adelaide | EPMA point analysis: accelerating voltage 15 kV, beam current 20 nA, beam diameter ~5 μm; EPMA mapping: accelerating voltage 20 kV, working current 50 nA, dwell time ~10 ms; BSE imaging: accelerating voltage 20 kV, beam current 10 nA; LA-ICP-MS: energy density 3~3.5 J/cm2, spot sizes 29 to 51 μm, repetition rates 5 Hz (polished thin-section) and 10 Hz (polished blocks), ~30 s background acquisition, ~40 s sample data acquisition | STDGL3 (Danyushevsky et al. 2011) and GSD-1G (USGS) | 11.9382 | [19 empty] | 2474.8934 | [5 empty] | 0.39805 | [5 empty] | 297.9832 | [9 empty] | 83462.2996 |  | 9.2122 |  |  |  | 0.29368 | [7 empty] | 5.7753 | [13 empty] | 3217.4522 | [15 empty] | 0.20284 | [17 empty] | 0.093844 | [9 empty] | 206.5566 | [32 empty] | 2025 |  |  | CHN | Tibet
| Lawu |  | Magmatic hydrothermal | Skarn | Cu-Pb-Zn skarn | Cu, Pb, Zn | In, Sn | Cu, Pb, Zn, In, Sn |  |  | eb06-5 | eb06-5 | underground mine |  |  |  |  | ore material | drill core | underground mining tunnels and drill cores | mineral separate | [5 empty] | mineralisation |  |  |  | sphalerite, chalcopyrite, pyrrhotite, pyrite, arsenopyrite |  |  | Sn-poor Epithermal |  |  |  | galena, bismuthinite, marcasite, iron oxides, pyroxene, actinolite, quartz | thin sections and polished blocks examined using optical microscope, BSE detector, and EDS prior to analysis | EMPA, LA-ICPMS | JEOL JXA-8230 electron probe microanalyzer; RESOlution-LR 193 nm ArF excimer laser ablation system coupled to an Agilent 7700x ICP-MS | Laboratory of Mineral Resources Research Center, Fuzhou University; Adelaide Microscopy, the University of Adelaide | EPMA point analysis: accelerating voltage 15 kV, beam current 20 nA, beam diameter ~5 μm; EPMA mapping: accelerating voltage 20 kV, working current 50 nA, dwell time ~10 ms; BSE imaging: accelerating voltage 20 kV, beam current 10 nA; LA-ICP-MS: energy density 3~3.5 J/cm2, spot sizes 29 to 51 μm, repetition rates 5 Hz (polished thin-section) and 10 Hz (polished blocks), ~30 s background acquisition, ~40 s sample data acquisition | STDGL3 (Danyushevsky et al. 2011) and GSD-1G (USGS) | 9.3726 | [19 empty] | 2401.2703 | [5 empty] | 0.13561 | [5 empty] | 251.9341 | [9 empty] | 86313.7716 |  | 11.1579 |  |  |  | 0.26543 | [7 empty] | 1.6672 | [13 empty] | 3160.3845 | [15 empty] | 0.5322 | [17 empty] | 0.1703 | [9 empty] | 163.6083 | [32 empty] | 2025 |  |  | CHN | Tibet
| Lawu |  | Magmatic hydrothermal | Skarn | Cu-Pb-Zn skarn | Cu, Pb, Zn | In, Sn | Cu, Pb, Zn, In, Sn |  |  | eb06-6 | eb06-6 | underground mine |  |  |  |  | ore material | drill core | underground mining tunnels and drill cores | mineral separate | [5 empty] | mineralisation |  |  |  | sphalerite, chalcopyrite, pyrrhotite, pyrite, arsenopyrite |  |  | Sn-poor Epithermal |  |  |  | galena, bismuthinite, marcasite, iron oxides, pyroxene, actinolite, quartz | thin sections and polished blocks examined using optical microscope, BSE detector, and EDS prior to analysis | EMPA, LA-ICPMS | JEOL JXA-8230 electron probe microanalyzer; RESOlution-LR 193 nm ArF excimer laser ablation system coupled to an Agilent 7700x ICP-MS | Laboratory of Mineral Resources Research Center, Fuzhou University; Adelaide Microscopy, the University of Adelaide | EPMA point analysis: accelerating voltage 15 kV, beam current 20 nA, beam diameter ~5 μm; EPMA mapping: accelerating voltage 20 kV, working current 50 nA, dwell time ~10 ms; BSE imaging: accelerating voltage 20 kV, beam current 10 nA; LA-ICP-MS: energy density 3~3.5 J/cm2, spot sizes 29 to 51 μm, repetition rates 5 Hz (polished thin-section) and 10 Hz (polished blocks), ~30 s background acquisition, ~40 s sample data acquisition | STDGL3 (Danyushevsky et al. 2011) and GSD-1G (USGS) | 50.8087 | [19 empty] | 2469.4188 | [5 empty] | 2.9273 | [5 empty] | 459.6821 | [9 empty] | 79808.2818 |  | 6.4006 |  |  |  | 0.25312 | [7 empty] | 2.1405 | [13 empty] | 2531.9508 | [15 empty] | 4.5239 | [17 empty] | 28.3397 | [9 empty] | 175.5319 | [32 empty] | 2025 |  |  | CHN | Tibet
| Lawu |  | Magmatic hydrothermal | Skarn | Cu-Pb-Zn skarn | Cu, Pb, Zn | In, Sn | Cu, Pb, Zn, In, Sn |  |  | eb06-7 | eb06-7 | underground mine |  |  |  |  | ore material | drill core | underground mining tunnels and drill cores | mineral separate | [5 empty] | mineralisation |  |  |  | sphalerite, chalcopyrite, pyrrhotite, pyrite, arsenopyrite |  |  | Sn-poor Epithermal |  |  |  | galena, bismuthinite, marcasite, iron oxides, pyroxene, actinolite, quartz | thin sections and polished blocks examined using optical microscope, BSE detector, and EDS prior to analysis | EMPA, LA-ICPMS | JEOL JXA-8230 electron probe microanalyzer; RESOlution-LR 193 nm ArF excimer laser ablation system coupled to an Agilent 7700x ICP-MS | Laboratory of Mineral Resources Research Center, Fuzhou University; Adelaide Microscopy, the University of Adelaide | EPMA point analysis: accelerating voltage 15 kV, beam current 20 nA, beam diameter ~5 μm; EPMA mapping: accelerating voltage 20 kV, working current 50 nA, dwell time ~10 ms; BSE imaging: accelerating voltage 20 kV, beam current 10 nA; LA-ICP-MS: energy density 3~3.5 J/cm2, spot sizes 29 to 51 μm, repetition rates 5 Hz (polished thin-section) and 10 Hz (polished blocks), ~30 s background acquisition, ~40 s sample data acquisition | STDGL3 (Danyushevsky et al. 2011) and GSD-1G (USGS) | 54.6218 | [19 empty] | 2315.6355 | [5 empty] | 0.009775 | [5 empty] | 61.6088 | [9 empty] | 86459.7624 |  | 10.1816 |  |  |  | 0.42249 | [7 empty] | 0.6862 | [13 empty] | 2935.897 | [15 empty] | 1.057 | [17 empty] | 67.3807 | [9 empty] | 20.3364 | [32 empty] | 2025 |  |  | CHN | Tibet
| Lawu |  | Magmatic hydrothermal | Skarn | Cu-Pb-Zn skarn | Cu, Pb, Zn | In, Sn | Cu, Pb, Zn, In, Sn |  |  | eb06-8 | eb06-8 | underground mine |  |  |  |  | ore material | drill core | underground mining tunnels and drill cores | mineral separate | [5 empty] | mineralisation |  |  |  | sphalerite, chalcopyrite, pyrrhotite, pyrite, arsenopyrite |  |  | Sn-poor Epithermal |  |  |  | galena, bismuthinite, marcasite, iron oxides, pyroxene, actinolite, quartz | thin sections and polished blocks examined using optical microscope, BSE detector, and EDS prior to analysis | EMPA, LA-ICPMS | JEOL JXA-8230 electron probe microanalyzer; RESOlution-LR 193 nm ArF excimer laser ablation system coupled to an Agilent 7700x ICP-MS | Laboratory of Mineral Resources Research Center, Fuzhou University; Adelaide Microscopy, the University of Adelaide | EPMA point analysis: accelerating voltage 15 kV, beam current 20 nA, beam diameter ~5 μm; EPMA mapping: accelerating voltage 20 kV, working current 50 nA, dwell time ~10 ms; BSE imaging: accelerating voltage 20 kV, beam current 10 nA; LA-ICP-MS: energy density 3~3.5 J/cm2, spot sizes 29 to 51 μm, repetition rates 5 Hz (polished thin-section) and 10 Hz (polished blocks), ~30 s background acquisition, ~40 s sample data acquisition | STDGL3 (Danyushevsky et al. 2011) and GSD-1G (USGS) | 358.0708 | [19 empty] | 2275.8915 | [5 empty] | 0.15779 | [5 empty] | 888.9288 | [9 empty] | 80288.6889 |  | 21.1052 |  |  |  | 0.25396 | [7 empty] | 2.965 | [13 empty] | 4112.2844 | [15 empty] | 6.2087 | [17 empty] | 234.1719 | [9 empty] | 241.9799 | [32 empty] | 2025 |  |  | CHN | Tibet
| Lawu |  | Magmatic hydrothermal | Skarn | Cu-Pb-Zn skarn | Cu, Pb, Zn | In, Sn | Cu, Pb, Zn, In, Sn |  |  | eb06-9 | eb06-9 | underground mine |  |  |  |  | ore material | drill core | underground mining tunnels and drill cores | mineral separate | [5 empty] | mineralisation |  |  |  | sphalerite, chalcopyrite, pyrrhotite, pyrite, arsenopyrite |  |  | Sn-poor Epithermal |  |  |  | galena, bismuthinite, marcasite, iron oxides, pyroxene, actinolite, quartz | thin sections and polished blocks examined using optical microscope, BSE detector, and EDS prior to analysis | EMPA, LA-ICPMS | JEOL JXA-8230 electron probe microanalyzer; RESOlution-LR 193 nm ArF excimer laser ablation system coupled to an Agilent 7700x ICP-MS | Laboratory of Mineral Resources Research Center, Fuzhou University; Adelaide Microscopy, the University of Adelaide | EPMA point analysis: accelerating voltage 15 kV, beam current 20 nA, beam diameter ~5 μm; EPMA mapping: accelerating voltage 20 kV, working current 50 nA, dwell time ~10 ms; BSE imaging: accelerating voltage 20 kV, beam current 10 nA; LA-ICP-MS: energy density 3~3.5 J/cm2, spot sizes 29 to 51 μm, repetition rates 5 Hz (polished thin-section) and 10 Hz (polished blocks), ~30 s background acquisition, ~40 s sample data acquisition | STDGL3 (Danyushevsky et al. 2011) and GSD-1G (USGS) | 611.0034 | [19 empty] | 2322.6126 | [5 empty] | 0.11374 | [5 empty] | 602.4367 | [9 empty] | 81993.601 |  | 7.2567 |  |  |  | 2.8082 | [7 empty] | 1.8873 | [13 empty] | 3157.1014 | [15 empty] | 2.7427 | [17 empty] | 481.2425 | [9 empty] | 22.4815 | [32 empty] | 2025 |  |  | CHN | Tibet
| Lawu |  | Magmatic hydrothermal | Skarn | Cu-Pb-Zn skarn | Cu, Pb, Zn | In, Sn | Cu, Pb, Zn, In, Sn |  |  | eb06-10 | eb06-10 | underground mine |  |  |  |  | ore material | drill core | underground mining tunnels and drill cores | mineral separate | [5 empty] | mineralisation |  |  |  | sphalerite, chalcopyrite, pyrrhotite, pyrite, arsenopyrite |  |  | Sn-poor Epithermal |  |  |  | galena, bismuthinite, marcasite, iron oxides, pyroxene, actinolite, quartz | thin sections and polished blocks examined using optical microscope, BSE detector, and EDS prior to analysis | EMPA, LA-ICPMS | JEOL JXA-8230 electron probe microanalyzer; RESOlution-LR 193 nm ArF excimer laser ablation system coupled to an Agilent 7700x ICP-MS | Laboratory of Mineral Resources Research Center, Fuzhou University; Adelaide Microscopy, the University of Adelaide | EPMA point analysis: accelerating voltage 15 kV, beam current 20 nA, beam diameter ~5 μm; EPMA mapping: accelerating voltage 20 kV, working current 50 nA, dwell time ~10 ms; BSE imaging: accelerating voltage 20 kV, beam current 10 nA; LA-ICP-MS: energy density 3~3.5 J/cm2, spot sizes 29 to 51 μm, repetition rates 5 Hz (polished thin-section) and 10 Hz (polished blocks), ~30 s background acquisition, ~40 s sample data acquisition | STDGL3 (Danyushevsky et al. 2011) and GSD-1G (USGS) | 12.5417 | [19 empty] | 2976.7595 | [5 empty] | 0.55257 | [5 empty] | 683.0454 | [9 empty] | 97334.8591 |  | 9.1884 |  |  |  | 0.42784 | [7 empty] | 6.2462 | [13 empty] | 3822.3173 | [15 empty] | 0.15461 | [17 empty] | 0.25182 | [9 empty] | 476.2816 | [32 empty] | 2025 |  |  | CHN | Tibet
| Lawu |  | Magmatic hydrothermal | Skarn | Cu-Pb-Zn skarn | Cu, Pb, Zn | In, Sn | Cu, Pb, Zn, In, Sn |  |  | eb06-11 | eb06-11 | underground mine |  |  |  |  | ore material | drill core | underground mining tunnels and drill cores | mineral separate | [5 empty] | mineralisation |  |  |  | sphalerite, chalcopyrite, pyrrhotite, pyrite, arsenopyrite |  |  | Sn-poor Epithermal |  |  |  | galena, bismuthinite, marcasite, iron oxides, pyroxene, actinolite, quartz | thin sections and polished blocks examined using optical microscope, BSE detector, and EDS prior to analysis | EMPA, LA-ICPMS | JEOL JXA-8230 electron probe microanalyzer; RESOlution-LR 193 nm ArF excimer laser ablation system coupled to an Agilent 7700x ICP-MS | Laboratory of Mineral Resources Research Center, Fuzhou University; Adelaide Microscopy, the University of Adelaide | EPMA point analysis: accelerating voltage 15 kV, beam current 20 nA, beam diameter ~5 μm; EPMA mapping: accelerating voltage 20 kV, working current 50 nA, dwell time ~10 ms; BSE imaging: accelerating voltage 20 kV, beam current 10 nA; LA-ICP-MS: energy density 3~3.5 J/cm2, spot sizes 29 to 51 μm, repetition rates 5 Hz (polished thin-section) and 10 Hz (polished blocks), ~30 s background acquisition, ~40 s sample data acquisition | STDGL3 (Danyushevsky et al. 2011) and GSD-1G (USGS) | 9.7895 | [19 empty] | 2425.6058 | [5 empty] | 0.42634 | [5 empty] | 236.5378 | [9 empty] | 84197.6019 |  | 12.6873 |  |  |  | 0.64971 | [7 empty] | 4.1788 | [13 empty] | 3106.5212 | [15 empty] | 0.45234 | [17 empty] | 0.19974 | [9 empty] | 152.2887 | [32 empty] | 2025 |  |  | CHN | Tibet
| Lawu |  | Magmatic hydrothermal | Skarn | Cu-Pb-Zn skarn | Cu, Pb, Zn | In, Sn | Cu, Pb, Zn, In, Sn |  |  | eb08-1 | eb08-1 | underground mine |  |  |  |  | ore material | drill core | underground mining tunnels and drill cores | mineral separate | [5 empty] | mineralisation |  |  |  | sphalerite, chalcopyrite, pyrrhotite, pyrite, arsenopyrite |  |  | Sn-poor Epithermal |  |  |  | galena, bismuthinite, marcasite, iron oxides, pyroxene, actinolite, quartz | thin sections and polished blocks examined using optical microscope, BSE detector, and EDS prior to analysis | EMPA, LA-ICPMS | JEOL JXA-8230 electron probe microanalyzer; RESOlution-LR 193 nm ArF excimer laser ablation system coupled to an Agilent 7700x ICP-MS | Laboratory of Mineral Resources Research Center, Fuzhou University; Adelaide Microscopy, the University of Adelaide | EPMA point analysis: accelerating voltage 15 kV, beam current 20 nA, beam diameter ~5 μm; EPMA mapping: accelerating voltage 20 kV, working current 50 nA, dwell time ~10 ms; BSE imaging: accelerating voltage 20 kV, beam current 10 nA; LA-ICP-MS: energy density 3~3.5 J/cm2, spot sizes 29 to 51 μm, repetition rates 5 Hz (polished thin-section) and 10 Hz (polished blocks), ~30 s background acquisition, ~40 s sample data acquisition | STDGL3 (Danyushevsky et al. 2011) and GSD-1G (USGS) | 11.6794 | [19 empty] | 5067.9049 | [5 empty] | 2.7009 | [5 empty] | 1036.9919 | [9 empty] | 96920.4294 |  | 33.7541 |  |  |  | 0.084949 | [7 empty] | 87.9275 | [13 empty] | 589.6605 | [15 empty] | 0.27609 | [17 empty] | 0.096742 | [9 empty] | 649.9117 | [32 empty] | 2025 |  |  | CHN | Tibet
| Lawu |  | Magmatic hydrothermal | Skarn | Cu-Pb-Zn skarn | Cu, Pb, Zn | In, Sn | Cu, Pb, Zn, In, Sn |  |  | eb08-2 | eb08-2 | underground mine |  |  |  |  | ore material | drill core | underground mining tunnels and drill cores | mineral separate | [5 empty] | mineralisation |  |  |  | sphalerite, chalcopyrite, pyrrhotite, pyrite, arsenopyrite |  |  | Sn-poor Epithermal |  |  |  | galena, bismuthinite, marcasite, iron oxides, pyroxene, actinolite, quartz | thin sections and polished blocks examined using optical microscope, BSE detector, and EDS prior to analysis | EMPA, LA-ICPMS | JEOL JXA-8230 electron probe microanalyzer; RESOlution-LR 193 nm ArF excimer laser ablation system coupled to an Agilent 7700x ICP-MS | Laboratory of Mineral Resources Research Center, Fuzhou University; Adelaide Microscopy, the University of Adelaide | EPMA point analysis: accelerating voltage 15 kV, beam current 20 nA, beam diameter ~5 μm; EPMA mapping: accelerating voltage 20 kV, working current 50 nA, dwell time ~10 ms; BSE imaging: accelerating voltage 20 kV, beam current 10 nA; LA-ICP-MS: energy density 3~3.5 J/cm2, spot sizes 29 to 51 μm, repetition rates 5 Hz (polished thin-section) and 10 Hz (polished blocks), ~30 s background acquisition, ~40 s sample data acquisition | STDGL3 (Danyushevsky et al. 2011) and GSD-1G (USGS) | 2.2826 | [19 empty] | 5131.6547 | [5 empty] | 2.5664 | [5 empty] | 122.8411 | [9 empty] | 98696.5794 |  | 6.9938 |  |  |  | 0.084949 | [7 empty] | 95.3241 | [13 empty] | 6479.3604 | [15 empty] | 0.26496 | [17 empty] | 0.02 | [9 empty] | 13.0691 | [32 empty] | 2025 |  |  | CHN | Tibet
| Lawu |  | Magmatic hydrothermal | Skarn | Cu-Pb-Zn skarn | Cu, Pb, Zn | In, Sn | Cu, Pb, Zn, In, Sn |  |  | eb08-3 | eb08-3 | underground mine |  |  |  |  | ore material | drill core | underground mining tunnels and drill cores | mineral separate | [5 empty] | mineralisation |  |  |  | sphalerite, chalcopyrite, pyrrhotite, pyrite, arsenopyrite |  |  | Sn-poor Epithermal |  |  |  | galena, bismuthinite, marcasite, iron oxides, pyroxene, actinolite, quartz | thin sections and polished blocks examined using optical microscope, BSE detector, and EDS prior to analysis | EMPA, LA-ICPMS | JEOL JXA-8230 electron probe microanalyzer; RESOlution-LR 193 nm ArF excimer laser ablation system coupled to an Agilent 7700x ICP-MS | Laboratory of Mineral Resources Research Center, Fuzhou University; Adelaide Microscopy, the University of Adelaide | EPMA point analysis: accelerating voltage 15 kV, beam current 20 nA, beam diameter ~5 μm; EPMA mapping: accelerating voltage 20 kV, working current 50 nA, dwell time ~10 ms; BSE imaging: accelerating voltage 20 kV, beam current 10 nA; LA-ICP-MS: energy density 3~3.5 J/cm2, spot sizes 29 to 51 μm, repetition rates 5 Hz (polished thin-section) and 10 Hz (polished blocks), ~30 s background acquisition, ~40 s sample data acquisition | STDGL3 (Danyushevsky et al. 2011) and GSD-1G (USGS) | 8.2863 | [19 empty] | 4159.8673 | [5 empty] | 15.887 | [5 empty] | 968.9841 | [9 empty] | 99105.038 |  | 4.6517 |  |  |  | 0.084949 | [7 empty] | 164.9687 | [13 empty] | 3217.8005 | [15 empty] | 0.56252 | [17 empty] | 0.067137 | [9 empty] | 374.4796 | [32 empty] | 2025 |  |  | CHN | Tibet
| Lawu |  | Magmatic hydrothermal | Skarn | Cu-Pb-Zn skarn | Cu, Pb, Zn | In, Sn | Cu, Pb, Zn, In, Sn |  |  | eb08-4 | eb08-4 | underground mine |  |  |  |  | ore material | drill core | underground mining tunnels and drill cores | mineral separate | [5 empty] | mineralisation |  |  |  | sphalerite, chalcopyrite, pyrrhotite, pyrite, arsenopyrite |  |  | Sn-poor Epithermal |  |  |  | galena, bismuthinite, marcasite, iron oxides, pyroxene, actinolite, quartz | thin sections and polished blocks examined using optical microscope, BSE detector, and EDS prior to analysis | EMPA, LA-ICPMS | JEOL JXA-8230 electron probe microanalyzer; RESOlution-LR 193 nm ArF excimer laser ablation system coupled to an Agilent 7700x ICP-MS | Laboratory of Mineral Resources Research Center, Fuzhou University; Adelaide Microscopy, the University of Adelaide | EPMA point analysis: accelerating voltage 15 kV, beam current 20 nA, beam diameter ~5 μm; EPMA mapping: accelerating voltage 20 kV, working current 50 nA, dwell time ~10 ms; BSE imaging: accelerating voltage 20 kV, beam current 10 nA; LA-ICP-MS: energy density 3~3.5 J/cm2, spot sizes 29 to 51 μm, repetition rates 5 Hz (polished thin-section) and 10 Hz (polished blocks), ~30 s background acquisition, ~40 s sample data acquisition | STDGL3 (Danyushevsky et al. 2011) and GSD-1G (USGS) | 7.6201 | [19 empty] | 4002.2314 | [5 empty] | 15.4864 | [5 empty] | 469.3076 | [9 empty] | 94757.2168 |  | 6.9375 |  |  |  | 0.084949 | [7 empty] | 19.6297 | [13 empty] | 2913.3798 | [15 empty] | 1.5502 | [17 empty] | 3.7535 | [9 empty] | 288.2809 | [32 empty] | 2025 |  |  | CHN | Tibet
| Lawu |  | Magmatic hydrothermal | Skarn | Cu-Pb-Zn skarn | Cu, Pb, Zn | In, Sn | Cu, Pb, Zn, In, Sn |  |  | eb08-5 | eb08-5 | underground mine |  |  |  |  | ore material | drill core | underground mining tunnels and drill cores | mineral separate | [5 empty] | mineralisation |  |  |  | sphalerite, chalcopyrite, pyrrhotite, pyrite, arsenopyrite |  |  | Sn-poor Epithermal |  |  |  | galena, bismuthinite, marcasite, iron oxides, pyroxene, actinolite, quartz | thin sections and polished blocks examined using optical microscope, BSE detector, and EDS prior to analysis | EMPA, LA-ICPMS | JEOL JXA-8230 electron probe microanalyzer; RESOlution-LR 193 nm ArF excimer laser ablation system coupled to an Agilent 7700x ICP-MS | Laboratory of Mineral Resources Research Center, Fuzhou University; Adelaide Microscopy, the University of Adelaide | EPMA point analysis: accelerating voltage 15 kV, beam current 20 nA, beam diameter ~5 μm; EPMA mapping: accelerating voltage 20 kV, working current 50 nA, dwell time ~10 ms; BSE imaging: accelerating voltage 20 kV, beam current 10 nA; LA-ICP-MS: energy density 3~3.5 J/cm2, spot sizes 29 to 51 μm, repetition rates 5 Hz (polished thin-section) and 10 Hz (polished blocks), ~30 s background acquisition, ~40 s sample data acquisition | STDGL3 (Danyushevsky et al. 2011) and GSD-1G (USGS) | 4.6751 | [19 empty] | 5091.1942 | [5 empty] | 0.46163 | [5 empty] | 267.679 | [9 empty] | 91540.2905 |  | 6.3536 |  |  |  | 0.084949 | [7 empty] | 154.3195 | [13 empty] | 2269.1975 | [15 empty] | 0.20911 | [17 empty] | 0.02 | [9 empty] | 85.0232 | [32 empty] | 2025 |  |  | CHN | Tibet
| Lawu |  | Magmatic hydrothermal | Skarn | Cu-Pb-Zn skarn | Cu, Pb, Zn | In, Sn | Cu, Pb, Zn, In, Sn |  |  | eb08-6 | eb08-6 | underground mine |  |  |  |  | ore material | drill core | underground mining tunnels and drill cores | mineral separate | [5 empty] | mineralisation |  |  |  | sphalerite, chalcopyrite, pyrrhotite, pyrite, arsenopyrite |  |  | Sn-poor Epithermal |  |  |  | galena, bismuthinite, marcasite, iron oxides, pyroxene, actinolite, quartz | thin sections and polished blocks examined using optical microscope, BSE detector, and EDS prior to analysis | EMPA, LA-ICPMS | JEOL JXA-8230 electron probe microanalyzer; RESOlution-LR 193 nm ArF excimer laser ablation system coupled to an Agilent 7700x ICP-MS | Laboratory of Mineral Resources Research Center, Fuzhou University; Adelaide Microscopy, the University of Adelaide | EPMA point analysis: accelerating voltage 15 kV, beam current 20 nA, beam diameter ~5 μm; EPMA mapping: accelerating voltage 20 kV, working current 50 nA, dwell time ~10 ms; BSE imaging: accelerating voltage 20 kV, beam current 10 nA; LA-ICP-MS: energy density 3~3.5 J/cm2, spot sizes 29 to 51 μm, repetition rates 5 Hz (polished thin-section) and 10 Hz (polished blocks), ~30 s background acquisition, ~40 s sample data acquisition | STDGL3 (Danyushevsky et al. 2011) and GSD-1G (USGS) | 5.0673 | [19 empty] | 5178.584 | [5 empty] | 0.54198 | [5 empty] | 321.167 | [9 empty] | 95013.0207 |  | 6.019 |  |  |  | 0.084949 | [7 empty] | 192.5915 | [13 empty] | 2366.7617 | [15 empty] | 0.19268 | [17 empty] | 0.02 | [9 empty] | 93.0423 | [32 empty] | 2025 |  |  | CHN | Tibet
| Lawu |  | Magmatic hydrothermal | Skarn | Cu-Pb-Zn skarn | Cu, Pb, Zn | In, Sn | Cu, Pb, Zn, In, Sn |  |  | eb08-7 | eb08-7 | underground mine |  |  |  |  | ore material | drill core | underground mining tunnels and drill cores | mineral separate | [5 empty] | mineralisation |  |  |  | sphalerite, chalcopyrite, pyrrhotite, pyrite, arsenopyrite |  |  | Sn-poor Epithermal |  |  |  | galena, bismuthinite, marcasite, iron oxides, pyroxene, actinolite, quartz | thin sections and polished blocks examined using optical microscope, BSE detector, and EDS prior to analysis | EMPA, LA-ICPMS | JEOL JXA-8230 electron probe microanalyzer; RESOlution-LR 193 nm ArF excimer laser ablation system coupled to an Agilent 7700x ICP-MS | Laboratory of Mineral Resources Research Center, Fuzhou University; Adelaide Microscopy, the University of Adelaide | EPMA point analysis: accelerating voltage 15 kV, beam current 20 nA, beam diameter ~5 μm; EPMA mapping: accelerating voltage 20 kV, working current 50 nA, dwell time ~10 ms; BSE imaging: accelerating voltage 20 kV, beam current 10 nA; LA-ICP-MS: energy density 3~3.5 J/cm2, spot sizes 29 to 51 μm, repetition rates 5 Hz (polished thin-section) and 10 Hz (polished blocks), ~30 s background acquisition, ~40 s sample data acquisition | STDGL3 (Danyushevsky et al. 2011) and GSD-1G (USGS) | 8.997 | [19 empty] | 5335.1734 | [5 empty] | 0.65058 | [5 empty] | 636.261 | [9 empty] | 92404.7809 |  | 6.99 |  |  |  | 0.084949 | [7 empty] | 311.0423 | [13 empty] | 2041.8012 | [15 empty] | 0.14011 | [17 empty] | 0.040175 | [9 empty] | 233.1518 | [32 empty] | 2025 |  |  | CHN | Tibet
| Lawu |  | Magmatic hydrothermal | Skarn | Cu-Pb-Zn skarn | Cu, Pb, Zn | In, Sn | Cu, Pb, Zn, In, Sn |  |  | eb08-8 | eb08-8 | underground mine |  |  |  |  | ore material | drill core | underground mining tunnels and drill cores | mineral separate | [5 empty] | mineralisation |  |  |  | sphalerite, chalcopyrite, pyrrhotite, pyrite, arsenopyrite |  |  | Sn-poor Epithermal |  |  |  | galena, bismuthinite, marcasite, iron oxides, pyroxene, actinolite, quartz | thin sections and polished blocks examined using optical microscope, BSE detector, and EDS prior to analysis | EMPA, LA-ICPMS | JEOL JXA-8230 electron probe microanalyzer; RESOlution-LR 193 nm ArF excimer laser ablation system coupled to an Agilent 7700x ICP-MS | Laboratory of Mineral Resources Research Center, Fuzhou University; Adelaide Microscopy, the University of Adelaide | EPMA point analysis: accelerating voltage 15 kV, beam current 20 nA, beam diameter ~5 μm; EPMA mapping: accelerating voltage 20 kV, working current 50 nA, dwell time ~10 ms; BSE imaging: accelerating voltage 20 kV, beam current 10 nA; LA-ICP-MS: energy density 3~3.5 J/cm2, spot sizes 29 to 51 μm, repetition rates 5 Hz (polished thin-section) and 10 Hz (polished blocks), ~30 s background acquisition, ~40 s sample data acquisition | STDGL3 (Danyushevsky et al. 2011) and GSD-1G (USGS) | 7.6471 | [19 empty] | 5382.7492 | [5 empty] | 0.88201 | [5 empty] | 1082.8515 | [9 empty] | 91185.3385 |  | 10.6598 |  |  |  | 0.084949 | [7 empty] | 396.8941 | [13 empty] | 1517.6282 | [15 empty] | 1.044 | [17 empty] | 0.18047 | [9 empty] | 604.6144 | [32 empty] | 2025 |  |  | CHN | Tibet
| Lawu |  | Magmatic hydrothermal | Skarn | Cu-Pb-Zn skarn | Cu, Pb, Zn | In, Sn | Cu, Pb, Zn, In, Sn |  |  | eb08-9 | eb08-9 | underground mine |  |  |  |  | ore material | drill core | underground mining tunnels and drill cores | mineral separate | [5 empty] | mineralisation |  |  |  | sphalerite, chalcopyrite, pyrrhotite, pyrite, arsenopyrite |  |  | Sn-poor Epithermal |  |  |  | galena, bismuthinite, marcasite, iron oxides, pyroxene, actinolite, quartz | thin sections and polished blocks examined using optical microscope, BSE detector, and EDS prior to analysis | EMPA, LA-ICPMS | JEOL JXA-8230 electron probe microanalyzer; RESOlution-LR 193 nm ArF excimer laser ablation system coupled to an Agilent 7700x ICP-MS | Laboratory of Mineral Resources Research Center, Fuzhou University; Adelaide Microscopy, the University of Adelaide | EPMA point analysis: accelerating voltage 15 kV, beam current 20 nA, beam diameter ~5 μm; EPMA mapping: accelerating voltage 20 kV, working current 50 nA, dwell time ~10 ms; BSE imaging: accelerating voltage 20 kV, beam current 10 nA; LA-ICP-MS: energy density 3~3.5 J/cm2, spot sizes 29 to 51 μm, repetition rates 5 Hz (polished thin-section) and 10 Hz (polished blocks), ~30 s background acquisition, ~40 s sample data acquisition | STDGL3 (Danyushevsky et al. 2011) and GSD-1G (USGS) | 11.562 | [19 empty] | 4988.5374 | [5 empty] | 0.78798 | [5 empty] | 677.3546 | [9 empty] | 90830.617 |  | 10.1004 |  |  |  | 0.084949 | [7 empty] | 315.6259 | [13 empty] | 1542.8557 | [15 empty] | 0.20497 | [17 empty] | 0.02 | [9 empty] | 185.4951 | [32 empty] | 2025 |  |  | CHN | Tibet
| Lawu |  | Magmatic hydrothermal | Skarn | Cu-Pb-Zn skarn | Cu, Pb, Zn | In, Sn | Cu, Pb, Zn, In, Sn |  |  | eb08-10 | eb08-10 | underground mine |  |  |  |  | ore material | drill core | underground mining tunnels and drill cores | mineral separate | [5 empty] | mineralisation |  |  |  | sphalerite, chalcopyrite, pyrrhotite, pyrite, arsenopyrite |  |  | Sn-poor Epithermal |  |  |  | galena, bismuthinite, marcasite, iron oxides, pyroxene, actinolite, quartz | thin sections and polished blocks examined using optical microscope, BSE detector, and EDS prior to analysis | EMPA, LA-ICPMS | JEOL JXA-8230 electron probe microanalyzer; RESOlution-LR 193 nm ArF excimer laser ablation system coupled to an Agilent 7700x ICP-MS | Laboratory of Mineral Resources Research Center, Fuzhou University; Adelaide Microscopy, the University of Adelaide | EPMA point analysis: accelerating voltage 15 kV, beam current 20 nA, beam diameter ~5 μm; EPMA mapping: accelerating voltage 20 kV, working current 50 nA, dwell time ~10 ms; BSE imaging: accelerating voltage 20 kV, beam current 10 nA; LA-ICP-MS: energy density 3~3.5 J/cm2, spot sizes 29 to 51 μm, repetition rates 5 Hz (polished thin-section) and 10 Hz (polished blocks), ~30 s background acquisition, ~40 s sample data acquisition | STDGL3 (Danyushevsky et al. 2011) and GSD-1G (USGS) | 2.015 | [19 empty] | 3790.3182 | [5 empty] | 19.6129 | [5 empty] | 165.1403 | [9 empty] | 99071.0128 |  | 3.5482 |  |  |  | 0.084949 | [7 empty] | 38.7925 | [13 empty] | 4280.6371 | [15 empty] | 0.13695 | [17 empty] | 0.02 | [9 empty] | 81.2138 | [32 empty] | 2025 |  |  | CHN | Tibet
| Lawu |  | Magmatic hydrothermal | Skarn | Cu-Pb-Zn skarn | Cu, Pb, Zn | In, Sn | Cu, Pb, Zn, In, Sn |  |  | eb09-1 | eb09-1 | underground mine |  |  |  |  | ore material | drill core | underground mining tunnels and drill cores | mineral separate | [5 empty] | mineralisation |  |  |  | sphalerite, chalcopyrite, pyrrhotite, pyrite, arsenopyrite |  |  | Sn-poor Epithermal |  |  |  | galena, bismuthinite, marcasite, iron oxides, pyroxene, actinolite, quartz | thin sections and polished blocks examined using optical microscope, BSE detector, and EDS prior to analysis | EMPA, LA-ICPMS | JEOL JXA-8230 electron probe microanalyzer; RESOlution-LR 193 nm ArF excimer laser ablation system coupled to an Agilent 7700x ICP-MS | Laboratory of Mineral Resources Research Center, Fuzhou University; Adelaide Microscopy, the University of Adelaide | EPMA point analysis: accelerating voltage 15 kV, beam current 20 nA, beam diameter ~5 μm; EPMA mapping: accelerating voltage 20 kV, working current 50 nA, dwell time ~10 ms; BSE imaging: accelerating voltage 20 kV, beam current 10 nA; LA-ICP-MS: energy density 3~3.5 J/cm2, spot sizes 29 to 51 μm, repetition rates 5 Hz (polished thin-section) and 10 Hz (polished blocks), ~30 s background acquisition, ~40 s sample data acquisition | STDGL3 (Danyushevsky et al. 2011) and GSD-1G (USGS) | 112.5013 | [19 empty] | 2161.6737 | [5 empty] | 10.5129 | [5 empty] | 2402.5671 | [9 empty] | 74561.6064 |  | 4.9336 |  |  |  | 0.237 | [7 empty] | 3.7507 | [13 empty] | 2792.6103 | [15 empty] | 26.0082 | [17 empty] | 6.0728 | [9 empty] | 105.5606 | [32 empty] | 2025 |  |  | CHN | Tibet
| Lawu |  | Magmatic hydrothermal | Skarn | Cu-Pb-Zn skarn | Cu, Pb, Zn | In, Sn | Cu, Pb, Zn, In, Sn |  |  | eb09-2 | eb09-2 | underground mine |  |  |  |  | ore material | drill core | underground mining tunnels and drill cores | mineral separate | [5 empty] | mineralisation |  |  |  | sphalerite, chalcopyrite, pyrrhotite, pyrite, arsenopyrite |  |  | Sn-poor Epithermal |  |  |  | galena, bismuthinite, marcasite, iron oxides, pyroxene, actinolite, quartz | thin sections and polished blocks examined using optical microscope, BSE detector, and EDS prior to analysis | EMPA, LA-ICPMS | JEOL JXA-8230 electron probe microanalyzer; RESOlution-LR 193 nm ArF excimer laser ablation system coupled to an Agilent 7700x ICP-MS | Laboratory of Mineral Resources Research Center, Fuzhou University; Adelaide Microscopy, the University of Adelaide | EPMA point analysis: accelerating voltage 15 kV, beam current 20 nA, beam diameter ~5 μm; EPMA mapping: accelerating voltage 20 kV, working current 50 nA, dwell time ~10 ms; BSE imaging: accelerating voltage 20 kV, beam current 10 nA; LA-ICP-MS: energy density 3~3.5 J/cm2, spot sizes 29 to 51 μm, repetition rates 5 Hz (polished thin-section) and 10 Hz (polished blocks), ~30 s background acquisition, ~40 s sample data acquisition | STDGL3 (Danyushevsky et al. 2011) and GSD-1G (USGS) | 112.2839 | [19 empty] | 1852.0433 | [5 empty] | 7.196 | [5 empty] | 4764.9256 | [9 empty] | 75868.6875 |  | 5.5265 |  |  |  | 0.25895 | [7 empty] | 3.5073 | [13 empty] | 2472.1512 | [15 empty] | 22.7726 | [17 empty] | 9.6296 | [9 empty] | 229.0374 | [32 empty] | 2025 |  |  | CHN | Tibet
| Lawu |  | Magmatic hydrothermal | Skarn | Cu-Pb-Zn skarn | Cu, Pb, Zn | In, Sn | Cu, Pb, Zn, In, Sn |  |  | eb09-3 | eb09-3 | underground mine |  |  |  |  | ore material | drill core | underground mining tunnels and drill cores | mineral separate | [5 empty] | mineralisation |  |  |  | sphalerite, chalcopyrite, pyrrhotite, pyrite, arsenopyrite |  |  | Sn-poor Epithermal |  |  |  | galena, bismuthinite, marcasite, iron oxides, pyroxene, actinolite, quartz | thin sections and polished blocks examined using optical microscope, BSE detector, and EDS prior to analysis | EMPA, LA-ICPMS | JEOL JXA-8230 electron probe microanalyzer; RESOlution-LR 193 nm ArF excimer laser ablation system coupled to an Agilent 7700x ICP-MS | Laboratory of Mineral Resources Research Center, Fuzhou University; Adelaide Microscopy, the University of Adelaide | EPMA point analysis: accelerating voltage 15 kV, beam current 20 nA, beam diameter ~5 μm; EPMA mapping: accelerating voltage 20 kV, working current 50 nA, dwell time ~10 ms; BSE imaging: accelerating voltage 20 kV, beam current 10 nA; LA-ICP-MS: energy density 3~3.5 J/cm2, spot sizes 29 to 51 μm, repetition rates 5 Hz (polished thin-section) and 10 Hz (polished blocks), ~30 s background acquisition, ~40 s sample data acquisition | STDGL3 (Danyushevsky et al. 2011) and GSD-1G (USGS) | 89.3204 | [19 empty] | 2222.9158 | [5 empty] | 3.5029 | [5 empty] | 2688.6541 | [9 empty] | 81402.0204 |  | 5.8102 |  |  |  | 0.084949 | [7 empty] | 2.3362 | [13 empty] | 5728.95 | [15 empty] | 24.4618 | [17 empty] | 4.532 | [9 empty] | 49.5804 | [32 empty] | 2025 |  |  | CHN | Tibet
| Lawu |  | Magmatic hydrothermal | Skarn | Cu-Pb-Zn skarn | Cu, Pb, Zn | In, Sn | Cu, Pb, Zn, In, Sn |  |  | eb09-4 | eb09-4 | underground mine |  |  |  |  | ore material | drill core | underground mining tunnels and drill cores | mineral separate | [5 empty] | mineralisation |  |  |  | sphalerite, chalcopyrite, pyrrhotite, pyrite, arsenopyrite |  |  | Sn-poor Epithermal |  |  |  | galena, bismuthinite, marcasite, iron oxides, pyroxene, actinolite, quartz | thin sections and polished blocks examined using optical microscope, BSE detector, and EDS prior to analysis | EMPA, LA-ICPMS | JEOL JXA-8230 electron probe microanalyzer; RESOlution-LR 193 nm ArF excimer laser ablation system coupled to an Agilent 7700x ICP-MS | Laboratory of Mineral Resources Research Center, Fuzhou University; Adelaide Microscopy, the University of Adelaide | EPMA point analysis: accelerating voltage 15 kV, beam current 20 nA, beam diameter ~5 μm; EPMA mapping: accelerating voltage 20 kV, working current 50 nA, dwell time ~10 ms; BSE imaging: accelerating voltage 20 kV, beam current 10 nA; LA-ICP-MS: energy density 3~3.5 J/cm2, spot sizes 29 to 51 μm, repetition rates 5 Hz (polished thin-section) and 10 Hz (polished blocks), ~30 s background acquisition, ~40 s sample data acquisition | STDGL3 (Danyushevsky et al. 2011) and GSD-1G (USGS) | 298.7596 | [19 empty] | 2225.3363 | [5 empty] | 1.8712 | [5 empty] | 8041.0878 | [9 empty] | 82763.8594 |  | 12.8601 |  |  |  | 0.25721 | [7 empty] | 4.7016 | [13 empty] | 7679.7383 | [15 empty] | 50.7867 | [17 empty] | 54.6693 | [9 empty] | 120.6761 | [32 empty] | 2025 |  |  | CHN | Tibet
| Lawu |  | Magmatic hydrothermal | Skarn | Cu-Pb-Zn skarn | Cu, Pb, Zn | In, Sn | Cu, Pb, Zn, In, Sn |  |  | eb09-5 | eb09-5 | underground mine |  |  |  |  | ore material | drill core | underground mining tunnels and drill cores | mineral separate | [5 empty] | mineralisation |  |  |  | sphalerite, chalcopyrite, pyrrhotite, pyrite, arsenopyrite |  |  | Sn-poor Epithermal |  |  |  | galena, bismuthinite, marcasite, iron oxides, pyroxene, actinolite, quartz | thin sections and polished blocks examined using optical microscope, BSE detector, and EDS prior to analysis | EMPA, LA-ICPMS | JEOL JXA-8230 electron probe microanalyzer; RESOlution-LR 193 nm ArF excimer laser ablation system coupled to an Agilent 7700x ICP-MS | Laboratory of Mineral Resources Research Center, Fuzhou University; Adelaide Microscopy, the University of Adelaide | EPMA point analysis: accelerating voltage 15 kV, beam current 20 nA, beam diameter ~5 μm; EPMA mapping: accelerating voltage 20 kV, working current 50 nA, dwell time ~10 ms; BSE imaging: accelerating voltage 20 kV, beam current 10 nA; LA-ICP-MS: energy density 3~3.5 J/cm2, spot sizes 29 to 51 μm, repetition rates 5 Hz (polished thin-section) and 10 Hz (polished blocks), ~30 s background acquisition, ~40 s sample data acquisition | STDGL3 (Danyushevsky et al. 2011) and GSD-1G (USGS) | 147.7409 | [19 empty] | 2219.0344 | [5 empty] | 1.8427 | [5 empty] | 4242.3609 | [9 empty] | 84349.5124 |  | 11.8154 |  |  |  | 0.28247 | [7 empty] | 4.8854 | [13 empty] | 7682.9166 | [15 empty] | 45.8572 | [17 empty] | 2.8348 | [9 empty] | 146.4822 | [32 empty] | 2025 |  |  | CHN | Tibet
| Lawu |  | Magmatic hydrothermal | Skarn | Cu-Pb-Zn skarn | Cu, Pb, Zn | In, Sn | Cu, Pb, Zn, In, Sn |  |  | eb09-6 | eb09-6 | underground mine |  |  |  |  | ore material | drill core | underground mining tunnels and drill cores | mineral separate | [5 empty] | mineralisation |  |  |  | sphalerite, chalcopyrite, pyrrhotite, pyrite, arsenopyrite |  |  | Sn-poor Epithermal |  |  |  | galena, bismuthinite, marcasite, iron oxides, pyroxene, actinolite, quartz | thin sections and polished blocks examined using optical microscope, BSE detector, and EDS prior to analysis | EMPA, LA-ICPMS | JEOL JXA-8230 electron probe microanalyzer; RESOlution-LR 193 nm ArF excimer laser ablation system coupled to an Agilent 7700x ICP-MS | Laboratory of Mineral Resources Research Center, Fuzhou University; Adelaide Microscopy, the University of Adelaide | EPMA point analysis: accelerating voltage 15 kV, beam current 20 nA, beam diameter ~5 μm; EPMA mapping: accelerating voltage 20 kV, working current 50 nA, dwell time ~10 ms; BSE imaging: accelerating voltage 20 kV, beam current 10 nA; LA-ICP-MS: energy density 3~3.5 J/cm2, spot sizes 29 to 51 μm, repetition rates 5 Hz (polished thin-section) and 10 Hz (polished blocks), ~30 s background acquisition, ~40 s sample data acquisition | STDGL3 (Danyushevsky et al. 2011) and GSD-1G (USGS) | 163.4065 | [19 empty] | 2285.0738 | [5 empty] | 3.2481 | [5 empty] | 2320.5242 | [9 empty] | 85085.1154 |  | 8.539 |  |  |  | 0.43785 | [7 empty] | 7.4075 | [13 empty] | 6003.4473 | [15 empty] | 37.8601 | [17 empty] | 63.0613 | [9 empty] | 68.5023 | [32 empty] | 2025 |  |  | CHN | Tibet
| Lawu |  | Magmatic hydrothermal | Skarn | Cu-Pb-Zn skarn | Cu, Pb, Zn | In, Sn | Cu, Pb, Zn, In, Sn |  |  | eb12-1 | eb12-1 | underground mine |  |  |  |  | ore material | drill core | underground mining tunnels and drill cores | mineral separate | [5 empty] | mineralisation |  |  |  | sphalerite, chalcopyrite, pyrrhotite, pyrite, arsenopyrite |  |  | Sn-poor Epithermal |  |  |  | galena, bismuthinite, marcasite, iron oxides, pyroxene, actinolite, quartz | thin sections and polished blocks examined using optical microscope, BSE detector, and EDS prior to analysis | EMPA, LA-ICPMS | JEOL JXA-8230 electron probe microanalyzer; RESOlution-LR 193 nm ArF excimer laser ablation system coupled to an Agilent 7700x ICP-MS | Laboratory of Mineral Resources Research Center, Fuzhou University; Adelaide Microscopy, the University of Adelaide | EPMA point analysis: accelerating voltage 15 kV, beam current 20 nA, beam diameter ~5 μm; EPMA mapping: accelerating voltage 20 kV, working current 50 nA, dwell time ~10 ms; BSE imaging: accelerating voltage 20 kV, beam current 10 nA; LA-ICP-MS: energy density 3~3.5 J/cm2, spot sizes 29 to 51 μm, repetition rates 5 Hz (polished thin-section) and 10 Hz (polished blocks), ~30 s background acquisition, ~40 s sample data acquisition | STDGL3 (Danyushevsky et al. 2011) and GSD-1G (USGS) | 69.3884 | [19 empty] | 4960.5353 | [5 empty] | 0.95841 | [5 empty] | 5994.9988 | [9 empty] | 100330.4122 |  | 8.5107 |  |  |  | 0.084949 | [7 empty] | 328.2955 | [13 empty] | 1565.7875 | [15 empty] | 38.719 | [17 empty] | 2.2981 | [9 empty] | 187.1941 | [32 empty] | 2025 |  |  | CHN | Tibet
| Lawu |  | Magmatic hydrothermal | Skarn | Cu-Pb-Zn skarn | Cu, Pb, Zn | In, Sn | Cu, Pb, Zn, In, Sn |  |  | eb12-2 | eb12-2 | underground mine |  |  |  |  | ore material | drill core | underground mining tunnels and drill cores | mineral separate | [5 empty] | mineralisation |  |  |  | sphalerite, chalcopyrite, pyrrhotite, pyrite, arsenopyrite |  |  | Sn-poor Epithermal |  |  |  | galena, bismuthinite, marcasite, iron oxides, pyroxene, actinolite, quartz | thin sections and polished blocks examined using optical microscope, BSE detector, and EDS prior to analysis | EMPA, LA-ICPMS | JEOL JXA-8230 electron probe microanalyzer; RESOlution-LR 193 nm ArF excimer laser ablation system coupled to an Agilent 7700x ICP-MS | Laboratory of Mineral Resources Research Center, Fuzhou University; Adelaide Microscopy, the University of Adelaide | EPMA point analysis: accelerating voltage 15 kV, beam current 20 nA, beam diameter ~5 μm; EPMA mapping: accelerating voltage 20 kV, working current 50 nA, dwell time ~10 ms; BSE imaging: accelerating voltage 20 kV, beam current 10 nA; LA-ICP-MS: energy density 3~3.5 J/cm2, spot sizes 29 to 51 μm, repetition rates 5 Hz (polished thin-section) and 10 Hz (polished blocks), ~30 s background acquisition, ~40 s sample data acquisition | STDGL3 (Danyushevsky et al. 2011) and GSD-1G (USGS) | 5.9026 | [19 empty] | 5265.8171 | [5 empty] | 0.55038 | [5 empty] | 624.1037 | [9 empty] | 98599.3841 |  | 19.525 |  |  |  | 0.084949 | [7 empty] | 112.1098 | [13 empty] | 1057.8149 | [15 empty] | 0.40127 | [17 empty] | 0.10183 | [9 empty] | 372.6478 | [32 empty] | 2025 |  |  | CHN | Tibet
| Lawu |  | Magmatic hydrothermal | Skarn | Cu-Pb-Zn skarn | Cu, Pb, Zn | In, Sn | Cu, Pb, Zn, In, Sn |  |  | eb12-3 | eb12-3 | underground mine |  |  |  |  | ore material | drill core | underground mining tunnels and drill cores | mineral separate | [5 empty] | mineralisation |  |  |  | sphalerite, chalcopyrite, pyrrhotite, pyrite, arsenopyrite |  |  | Sn-poor Epithermal |  |  |  | galena, bismuthinite, marcasite, iron oxides, pyroxene, actinolite, quartz | thin sections and polished blocks examined using optical microscope, BSE detector, and EDS prior to analysis | EMPA, LA-ICPMS | JEOL JXA-8230 electron probe microanalyzer; RESOlution-LR 193 nm ArF excimer laser ablation system coupled to an Agilent 7700x ICP-MS | Laboratory of Mineral Resources Research Center, Fuzhou University; Adelaide Microscopy, the University of Adelaide | EPMA point analysis: accelerating voltage 15 kV, beam current 20 nA, beam diameter ~5 μm; EPMA mapping: accelerating voltage 20 kV, working current 50 nA, dwell time ~10 ms; BSE imaging: accelerating voltage 20 kV, beam current 10 nA; LA-ICP-MS: energy density 3~3.5 J/cm2, spot sizes 29 to 51 μm, repetition rates 5 Hz (polished thin-section) and 10 Hz (polished blocks), ~30 s background acquisition, ~40 s sample data acquisition | STDGL3 (Danyushevsky et al. 2011) and GSD-1G (USGS) | 90.7469 | [19 empty] | 5590.4413 | [5 empty] | 0.42965 | [5 empty] | 8808.6514 | [9 empty] | 87874.0788 |  | 16.8436 |  |  |  | 0.084949 | [7 empty] | 277.4608 | [13 empty] | 657.8367 | [15 empty] | 36.8183 | [17 empty] | 11.5424 | [9 empty] | 411.6237 | [32 empty] | 2025 |  |  | CHN | Tibet
| Lawu |  | Magmatic hydrothermal | Skarn | Cu-Pb-Zn skarn | Cu, Pb, Zn | In, Sn | Cu, Pb, Zn, In, Sn |  |  | eb12-4 | eb12-4 | underground mine |  |  |  |  | ore material | drill core | underground mining tunnels and drill cores | mineral separate | [5 empty] | mineralisation |  |  |  | sphalerite, chalcopyrite, pyrrhotite, pyrite, arsenopyrite |  |  | Sn-poor Epithermal |  |  |  | galena, bismuthinite, marcasite, iron oxides, pyroxene, actinolite, quartz | thin sections and polished blocks examined using optical microscope, BSE detector, and EDS prior to analysis | EMPA, LA-ICPMS | JEOL JXA-8230 electron probe microanalyzer; RESOlution-LR 193 nm ArF excimer laser ablation system coupled to an Agilent 7700x ICP-MS | Laboratory of Mineral Resources Research Center, Fuzhou University; Adelaide Microscopy, the University of Adelaide | EPMA point analysis: accelerating voltage 15 kV, beam current 20 nA, beam diameter ~5 μm; EPMA mapping: accelerating voltage 20 kV, working current 50 nA, dwell time ~10 ms; BSE imaging: accelerating voltage 20 kV, beam current 10 nA; LA-ICP-MS: energy density 3~3.5 J/cm2, spot sizes 29 to 51 μm, repetition rates 5 Hz (polished thin-section) and 10 Hz (polished blocks), ~30 s background acquisition, ~40 s sample data acquisition | STDGL3 (Danyushevsky et al. 2011) and GSD-1G (USGS) | 5.2266 | [19 empty] | 4832.2003 | [5 empty] | 0.094337 | [5 empty] | 505.9023 | [9 empty] | 95385.1602 |  | 20.7828 |  |  |  | 0.44412 | [7 empty] | 32.0598 | [13 empty] | 1690.3088 | [15 empty] | 0.53225 | [17 empty] | 0.19903 | [9 empty] | 307.3458 | [32 empty] | 2025 |  |  | CHN | Tibet
| Lawu |  | Magmatic hydrothermal | Skarn | Cu-Pb-Zn skarn | Cu, Pb, Zn | In, Sn | Cu, Pb, Zn, In, Sn |  |  | eb12-5 | eb12-5 | underground mine |  |  |  |  | ore material | drill core | underground mining tunnels and drill cores | mineral separate | [5 empty] | mineralisation |  |  |  | sphalerite, chalcopyrite, pyrrhotite, pyrite, arsenopyrite |  |  | Sn-poor Epithermal |  |  |  | galena, bismuthinite, marcasite, iron oxides, pyroxene, actinolite, quartz | thin sections and polished blocks examined using optical microscope, BSE detector, and EDS prior to analysis | EMPA, LA-ICPMS | JEOL JXA-8230 electron probe microanalyzer; RESOlution-LR 193 nm ArF excimer laser ablation system coupled to an Agilent 7700x ICP-MS | Laboratory of Mineral Resources Research Center, Fuzhou University; Adelaide Microscopy, the University of Adelaide | EPMA point analysis: accelerating voltage 15 kV, beam current 20 nA, beam diameter ~5 μm; EPMA mapping: accelerating voltage 20 kV, working current 50 nA, dwell time ~10 ms; BSE imaging: accelerating voltage 20 kV, beam current 10 nA; LA-ICP-MS: energy density 3~3.5 J/cm2, spot sizes 29 to 51 μm, repetition rates 5 Hz (polished thin-section) and 10 Hz (polished blocks), ~30 s background acquisition, ~40 s sample data acquisition | STDGL3 (Danyushevsky et al. 2011) and GSD-1G (USGS) | 15.7801 | [19 empty] | 5203.9562 | [5 empty] | 0.04939 | [5 empty] | 1535.9934 | [9 empty] | 95175.8426 |  | 9.2528 |  |  |  | 0.084949 | [7 empty] | 189.7716 | [13 empty] | 991.8985 | [15 empty] | 4.7157 | [17 empty] | 0.98324 | [9 empty] | 63.5827 | [32 empty] | 2025 |  |  | CHN | Tibet
| Lawu |  | Magmatic hydrothermal | Skarn | Cu-Pb-Zn skarn | Cu, Pb, Zn | In, Sn | Cu, Pb, Zn, In, Sn |  |  | eb12-6 | eb12-6 | underground mine |  |  |  |  | ore material | drill core | underground mining tunnels and drill cores | mineral separate | [5 empty] | mineralisation |  |  |  | sphalerite, chalcopyrite, pyrrhotite, pyrite, arsenopyrite |  |  | Sn-poor Epithermal |  |  |  | galena, bismuthinite, marcasite, iron oxides, pyroxene, actinolite, quartz | thin sections and polished blocks examined using optical microscope, BSE detector, and EDS prior to analysis | EMPA, LA-ICPMS | JEOL JXA-8230 electron probe microanalyzer; RESOlution-LR 193 nm ArF excimer laser ablation system coupled to an Agilent 7700x ICP-MS | Laboratory of Mineral Resources Research Center, Fuzhou University; Adelaide Microscopy, the University of Adelaide | EPMA point analysis: accelerating voltage 15 kV, beam current 20 nA, beam diameter ~5 μm; EPMA mapping: accelerating voltage 20 kV, working current 50 nA, dwell time ~10 ms; BSE imaging: accelerating voltage 20 kV, beam current 10 nA; LA-ICP-MS: energy density 3~3.5 J/cm2, spot sizes 29 to 51 μm, repetition rates 5 Hz (polished thin-section) and 10 Hz (polished blocks), ~30 s background acquisition, ~40 s sample data acquisition | STDGL3 (Danyushevsky et al. 2011) and GSD-1G (USGS) | 20.2964 | [19 empty] | 4970.8314 | [5 empty] | 0.13507 | [5 empty] | 3527.4113 | [9 empty] | 92911.4356 |  | 13.8646 |  |  |  | 0.084949 | [7 empty] | 128.9872 | [13 empty] | 2101.3682 | [15 empty] | 12.0984 | [17 empty] | 3.389 | [9 empty] | 105.035 | [32 empty] | 2025 |  |  | CHN | Tibet
| Lawu |  | Magmatic hydrothermal | Skarn | Cu-Pb-Zn skarn | Cu, Pb, Zn | In, Sn | Cu, Pb, Zn, In, Sn |  |  | eb12-7 | eb12-7 | underground mine |  |  |  |  | ore material | drill core | underground mining tunnels and drill cores | mineral separate | [5 empty] | mineralisation |  |  |  | sphalerite, chalcopyrite, pyrrhotite, pyrite, arsenopyrite |  |  | Sn-poor Epithermal |  |  |  | galena, bismuthinite, marcasite, iron oxides, pyroxene, actinolite, quartz | thin sections and polished blocks examined using optical microscope, BSE detector, and EDS prior to analysis | EMPA, LA-ICPMS | JEOL JXA-8230 electron probe microanalyzer; RESOlution-LR 193 nm ArF excimer laser ablation system coupled to an Agilent 7700x ICP-MS | Laboratory of Mineral Resources Research Center, Fuzhou University; Adelaide Microscopy, the University of Adelaide | EPMA point analysis: accelerating voltage 15 kV, beam current 20 nA, beam diameter ~5 μm; EPMA mapping: accelerating voltage 20 kV, working current 50 nA, dwell time ~10 ms; BSE imaging: accelerating voltage 20 kV, beam current 10 nA; LA-ICP-MS: energy density 3~3.5 J/cm2, spot sizes 29 to 51 μm, repetition rates 5 Hz (polished thin-section) and 10 Hz (polished blocks), ~30 s background acquisition, ~40 s sample data acquisition | STDGL3 (Danyushevsky et al. 2011) and GSD-1G (USGS) | 12.0772 | [19 empty] | 5359.8331 | [5 empty] | 0.78101 | [5 empty] | 992.9594 | [9 empty] | 93363.4926 |  | 7.4795 |  |  |  | 0.084949 | [7 empty] | 504.6657 | [13 empty] | 2728.2144 | [15 empty] | 1.6018 | [17 empty] | 0.40148 | [9 empty] | 127.7328 | [32 empty] | 2025 |  |  | CHN | Tibet
| Lawu |  | Magmatic hydrothermal | Skarn | Cu-Pb-Zn skarn | Cu, Pb, Zn | In, Sn | Cu, Pb, Zn, In, Sn |  |  | eb13-1 | eb13-1 | underground mine |  |  |  |  | ore material | drill core | underground mining tunnels and drill cores | mineral separate | [5 empty] | mineralisation |  |  |  | sphalerite, chalcopyrite, pyrrhotite, pyrite, arsenopyrite |  |  | Sn-poor Epithermal |  |  |  | galena, bismuthinite, marcasite, iron oxides, pyroxene, actinolite, quartz | thin sections and polished blocks examined using optical microscope, BSE detector, and EDS prior to analysis | EMPA, LA-ICPMS | JEOL JXA-8230 electron probe microanalyzer; RESOlution-LR 193 nm ArF excimer laser ablation system coupled to an Agilent 7700x ICP-MS | Laboratory of Mineral Resources Research Center, Fuzhou University; Adelaide Microscopy, the University of Adelaide | EPMA point analysis: accelerating voltage 15 kV, beam current 20 nA, beam diameter ~5 μm; EPMA mapping: accelerating voltage 20 kV, working current 50 nA, dwell time ~10 ms; BSE imaging: accelerating voltage 20 kV, beam current 10 nA; LA-ICP-MS: energy density 3~3.5 J/cm2, spot sizes 29 to 51 μm, repetition rates 5 Hz (polished thin-section) and 10 Hz (polished blocks), ~30 s background acquisition, ~40 s sample data acquisition | STDGL3 (Danyushevsky et al. 2011) and GSD-1G (USGS) | 6.2566 | [19 empty] | 1867.4412 | [5 empty] | 0.78026 | [5 empty] | 130.2901 | [9 empty] | 90854.936 |  | 15.995 |  |  |  | 0.46587 | [7 empty] | 15.8217 | [13 empty] | 4898.9923 | [15 empty] | 0.66368 | [17 empty] | 0.3469 | [9 empty] | 49.2248 | [32 empty] | 2025 |  |  | CHN | Tibet
| Lawu |  | Magmatic hydrothermal | Skarn | Cu-Pb-Zn skarn | Cu, Pb, Zn | In, Sn | Cu, Pb, Zn, In, Sn |  |  | eb13-2 | eb13-2 | underground mine |  |  |  |  | ore material | drill core | underground mining tunnels and drill cores | mineral separate | [5 empty] | mineralisation |  |  |  | sphalerite, chalcopyrite, pyrrhotite, pyrite, arsenopyrite |  |  | Sn-poor Epithermal |  |  |  | galena, bismuthinite, marcasite, iron oxides, pyroxene, actinolite, quartz | thin sections and polished blocks examined using optical microscope, BSE detector, and EDS prior to analysis | EMPA, LA-ICPMS | JEOL JXA-8230 electron probe microanalyzer; RESOlution-LR 193 nm ArF excimer laser ablation system coupled to an Agilent 7700x ICP-MS | Laboratory of Mineral Resources Research Center, Fuzhou University; Adelaide Microscopy, the University of Adelaide | EPMA point analysis: accelerating voltage 15 kV, beam current 20 nA, beam diameter ~5 μm; EPMA mapping: accelerating voltage 20 kV, working current 50 nA, dwell time ~10 ms; BSE imaging: accelerating voltage 20 kV, beam current 10 nA; LA-ICP-MS: energy density 3~3.5 J/cm2, spot sizes 29 to 51 μm, repetition rates 5 Hz (polished thin-section) and 10 Hz (polished blocks), ~30 s background acquisition, ~40 s sample data acquisition | STDGL3 (Danyushevsky et al. 2011) and GSD-1G (USGS) | 1.692 | [19 empty] | 1665.3975 | [5 empty] | 0.31454 | [5 empty] | 60.6384 | [9 empty] | 83692.435 |  | 18.5524 |  |  |  | 0.29196 | [7 empty] | 7.6812 | [13 empty] | 3866.5143 | [15 empty] | 0.10494 | [17 empty] | 0.067883 | [9 empty] | 14.5648 | [32 empty] | 2025 |  |  | CHN | Tibet
| Lawu |  | Magmatic hydrothermal | Skarn | Cu-Pb-Zn skarn | Cu, Pb, Zn | In, Sn | Cu, Pb, Zn, In, Sn |  |  | eb13-3 | eb13-3 | underground mine |  |  |  |  | ore material | drill core | underground mining tunnels and drill cores | mineral separate | [5 empty] | mineralisation |  |  |  | sphalerite, chalcopyrite, pyrrhotite, pyrite, arsenopyrite |  |  | Sn-poor Epithermal |  |  |  | galena, bismuthinite, marcasite, iron oxides, pyroxene, actinolite, quartz | thin sections and polished blocks examined using optical microscope, BSE detector, and EDS prior to analysis | EMPA, LA-ICPMS | JEOL JXA-8230 electron probe microanalyzer; RESOlution-LR 193 nm ArF excimer laser ablation system coupled to an Agilent 7700x ICP-MS | Laboratory of Mineral Resources Research Center, Fuzhou University; Adelaide Microscopy, the University of Adelaide | EPMA point analysis: accelerating voltage 15 kV, beam current 20 nA, beam diameter ~5 μm; EPMA mapping: accelerating voltage 20 kV, working current 50 nA, dwell time ~10 ms; BSE imaging: accelerating voltage 20 kV, beam current 10 nA; LA-ICP-MS: energy density 3~3.5 J/cm2, spot sizes 29 to 51 μm, repetition rates 5 Hz (polished thin-section) and 10 Hz (polished blocks), ~30 s background acquisition, ~40 s sample data acquisition | STDGL3 (Danyushevsky et al. 2011) and GSD-1G (USGS) | 108.9684 | [19 empty] | 1643.3433 | [5 empty] | 0.32061 | [5 empty] | 277.5369 | [9 empty] | 83758.4588 |  | 9.2118 |  |  |  | 0.24373 | [7 empty] | 4.7069 | [13 empty] | 3769.5165 | [15 empty] | 0.72413 | [17 empty] | 120.2158 | [9 empty] | 75.1372 | [32 empty] | 2025 |  |  | CHN | Tibet
| Lawu |  | Magmatic hydrothermal | Skarn | Cu-Pb-Zn skarn | Cu, Pb, Zn | In, Sn | Cu, Pb, Zn, In, Sn |  |  | eb13-4 | eb13-4 | underground mine |  |  |  |  | ore material | drill core | underground mining tunnels and drill cores | mineral separate | [5 empty] | mineralisation |  |  |  | sphalerite, chalcopyrite, pyrrhotite, pyrite, arsenopyrite |  |  | Sn-poor Epithermal |  |  |  | galena, bismuthinite, marcasite, iron oxides, pyroxene, actinolite, quartz | thin sections and polished blocks examined using optical microscope, BSE detector, and EDS prior to analysis | EMPA, LA-ICPMS | JEOL JXA-8230 electron probe microanalyzer; RESOlution-LR 193 nm ArF excimer laser ablation system coupled to an Agilent 7700x ICP-MS | Laboratory of Mineral Resources Research Center, Fuzhou University; Adelaide Microscopy, the University of Adelaide | EPMA point analysis: accelerating voltage 15 kV, beam current 20 nA, beam diameter ~5 μm; EPMA mapping: accelerating voltage 20 kV, working current 50 nA, dwell time ~10 ms; BSE imaging: accelerating voltage 20 kV, beam current 10 nA; LA-ICP-MS: energy density 3~3.5 J/cm2, spot sizes 29 to 51 μm, repetition rates 5 Hz (polished thin-section) and 10 Hz (polished blocks), ~30 s background acquisition, ~40 s sample data acquisition | STDGL3 (Danyushevsky et al. 2011) and GSD-1G (USGS) | 3.5497 | [19 empty] | 1875.1226 | [5 empty] | 1.1193 | [5 empty] | 81.0087 | [9 empty] | 89079.7675 |  | 10.5341 |  |  |  | 0.24649 | [7 empty] | 9.952 | [13 empty] | 4772.2452 | [15 empty] | 0.38384 | [17 empty] | 0.21679 | [9 empty] | 34.6815 | [32 empty] | 2025 |  |  | CHN | Tibet
| Lawu |  | Magmatic hydrothermal | Skarn | Cu-Pb-Zn skarn | Cu, Pb, Zn | In, Sn | Cu, Pb, Zn, In, Sn |  |  | eb13-5 | eb13-5 | underground mine |  |  |  |  | ore material | drill core | underground mining tunnels and drill cores | mineral separate | [5 empty] | mineralisation |  |  |  | sphalerite, chalcopyrite, pyrrhotite, pyrite, arsenopyrite |  |  | Sn-poor Epithermal |  |  |  | galena, bismuthinite, marcasite, iron oxides, pyroxene, actinolite, quartz | thin sections and polished blocks examined using optical microscope, BSE detector, and EDS prior to analysis | EMPA, LA-ICPMS | JEOL JXA-8230 electron probe microanalyzer; RESOlution-LR 193 nm ArF excimer laser ablation system coupled to an Agilent 7700x ICP-MS | Laboratory of Mineral Resources Research Center, Fuzhou University; Adelaide Microscopy, the University of Adelaide | EPMA point analysis: accelerating voltage 15 kV, beam current 20 nA, beam diameter ~5 μm; EPMA mapping: accelerating voltage 20 kV, working current 50 nA, dwell time ~10 ms; BSE imaging: accelerating voltage 20 kV, beam current 10 nA; LA-ICP-MS: energy density 3~3.5 J/cm2, spot sizes 29 to 51 μm, repetition rates 5 Hz (polished thin-section) and 10 Hz (polished blocks), ~30 s background acquisition, ~40 s sample data acquisition | STDGL3 (Danyushevsky et al. 2011) and GSD-1G (USGS) | 31.4811 | [19 empty] | 1872.547 | [5 empty] | 0.31038 | [5 empty] | 202.2996 | [9 empty] | 86918.8547 |  | 13.0494 |  |  |  | 6.2683 | [7 empty] | 5.7992 | [13 empty] | 4171.0986 | [15 empty] | 2.2993 | [17 empty] | 25.4503 | [9 empty] | 39.6644 | [32 empty] | 2025 |  |  | CHN | Tibet
| Lawu |  | Magmatic hydrothermal | Skarn | Cu-Pb-Zn skarn | Cu, Pb, Zn | In, Sn | Cu, Pb, Zn, In, Sn |  |  | eb13-6 | eb13-6 | underground mine |  |  |  |  | ore material | drill core | underground mining tunnels and drill cores | mineral separate | [5 empty] | mineralisation |  |  |  | sphalerite, chalcopyrite, pyrrhotite, pyrite, arsenopyrite |  |  | Sn-poor Epithermal |  |  |  | galena, bismuthinite, marcasite, iron oxides, pyroxene, actinolite, quartz | thin sections and polished blocks examined using optical microscope, BSE detector, and EDS prior to analysis | EMPA, LA-ICPMS | JEOL JXA-8230 electron probe microanalyzer; RESOlution-LR 193 nm ArF excimer laser ablation system coupled to an Agilent 7700x ICP-MS | Laboratory of Mineral Resources Research Center, Fuzhou University; Adelaide Microscopy, the University of Adelaide | EPMA point analysis: accelerating voltage 15 kV, beam current 20 nA, beam diameter ~5 μm; EPMA mapping: accelerating voltage 20 kV, working current 50 nA, dwell time ~10 ms; BSE imaging: accelerating voltage 20 kV, beam current 10 nA; LA-ICP-MS: energy density 3~3.5 J/cm2, spot sizes 29 to 51 μm, repetition rates 5 Hz (polished thin-section) and 10 Hz (polished blocks), ~30 s background acquisition, ~40 s sample data acquisition | STDGL3 (Danyushevsky et al. 2011) and GSD-1G (USGS) | 71.3641 | [19 empty] | 1653.8667 | [5 empty] | 0.065953 | [5 empty] | 234.7015 | [9 empty] | 89790.9532 |  | 16.9283 |  |  |  | 0.3107 | [7 empty] | 5.2375 | [13 empty] | 5885.6243 | [15 empty] | 3.928 | [17 empty] | 110.5932 | [9 empty] | 66.8726 | [32 empty] | 2025 |  |  | CHN | Tibet
| Lawu |  | Magmatic hydrothermal | Skarn | Cu-Pb-Zn skarn | Cu, Pb, Zn | In, Sn | Cu, Pb, Zn, In, Sn |  |  | eb13-7 | eb13-7 | underground mine |  |  |  |  | ore material | drill core | underground mining tunnels and drill cores | mineral separate | [5 empty] | mineralisation |  |  |  | sphalerite, chalcopyrite, pyrrhotite, pyrite, arsenopyrite |  |  | Sn-poor Epithermal |  |  |  | galena, bismuthinite, marcasite, iron oxides, pyroxene, actinolite, quartz | thin sections and polished blocks examined using optical microscope, BSE detector, and EDS prior to analysis | EMPA, LA-ICPMS | JEOL JXA-8230 electron probe microanalyzer; RESOlution-LR 193 nm ArF excimer laser ablation system coupled to an Agilent 7700x ICP-MS | Laboratory of Mineral Resources Research Center, Fuzhou University; Adelaide Microscopy, the University of Adelaide | EPMA point analysis: accelerating voltage 15 kV, beam current 20 nA, beam diameter ~5 μm; EPMA mapping: accelerating voltage 20 kV, working current 50 nA, dwell time ~10 ms; BSE imaging: accelerating voltage 20 kV, beam current 10 nA; LA-ICP-MS: energy density 3~3.5 J/cm2, spot sizes 29 to 51 μm, repetition rates 5 Hz (polished thin-section) and 10 Hz (polished blocks), ~30 s background acquisition, ~40 s sample data acquisition | STDGL3 (Danyushevsky et al. 2011) and GSD-1G (USGS) | 8.7838 | [19 empty] | 1646.1418 | [5 empty] | 0.009775 | [5 empty] | 180.4731 | [9 empty] | 81826.4552 |  | 6.5247 |  |  |  | 0.25119 | [7 empty] | 2.223 | [13 empty] | 3316.1542 | [15 empty] | 0.33933 | [17 empty] | 0.14038 | [9 empty] | 119.1768 | [32 empty] | 2025 |  |  | CHN | Tibet
| Lawu |  | Magmatic hydrothermal | Skarn | Cu-Pb-Zn skarn | Cu, Pb, Zn | In, Sn | Cu, Pb, Zn, In, Sn |  |  | eb13-8 | eb13-8 | underground mine |  |  |  |  | ore material | drill core | underground mining tunnels and drill cores | mineral separate | [5 empty] | mineralisation |  |  |  | sphalerite, chalcopyrite, pyrrhotite, pyrite, arsenopyrite |  |  | Sn-poor Epithermal |  |  |  | galena, bismuthinite, marcasite, iron oxides, pyroxene, actinolite, quartz | thin sections and polished blocks examined using optical microscope, BSE detector, and EDS prior to analysis | EMPA, LA-ICPMS | JEOL JXA-8230 electron probe microanalyzer; RESOlution-LR 193 nm ArF excimer laser ablation system coupled to an Agilent 7700x ICP-MS | Laboratory of Mineral Resources Research Center, Fuzhou University; Adelaide Microscopy, the University of Adelaide | EPMA point analysis: accelerating voltage 15 kV, beam current 20 nA, beam diameter ~5 μm; EPMA mapping: accelerating voltage 20 kV, working current 50 nA, dwell time ~10 ms; BSE imaging: accelerating voltage 20 kV, beam current 10 nA; LA-ICP-MS: energy density 3~3.5 J/cm2, spot sizes 29 to 51 μm, repetition rates 5 Hz (polished thin-section) and 10 Hz (polished blocks), ~30 s background acquisition, ~40 s sample data acquisition | STDGL3 (Danyushevsky et al. 2011) and GSD-1G (USGS) | 8.2741 | [19 empty] | 1818.6035 | [5 empty] | 0.009775 | [5 empty] | 189.6422 | [9 empty] | 84938.2148 |  | 14.5117 |  |  |  | 0.36192 | [7 empty] | 2.0066 | [13 empty] | 3550.5843 | [15 empty] | 0.79358 | [17 empty] | 0.19767 | [9 empty] | 105.5393 | [32 empty] | 2025 |  |  | CHN | Tibet
| Lawu |  | Magmatic hydrothermal | Skarn | Cu-Pb-Zn skarn | Cu, Pb, Zn | In, Sn | Cu, Pb, Zn, In, Sn |  |  | eb13-9 | eb13-9 | underground mine |  |  |  |  | ore material | drill core | underground mining tunnels and drill cores | mineral separate | [5 empty] | mineralisation |  |  |  | sphalerite, chalcopyrite, pyrrhotite, pyrite, arsenopyrite |  |  | Sn-poor Epithermal |  |  |  | galena, bismuthinite, marcasite, iron oxides, pyroxene, actinolite, quartz | thin sections and polished blocks examined using optical microscope, BSE detector, and EDS prior to analysis | EMPA, LA-ICPMS | JEOL JXA-8230 electron probe microanalyzer; RESOlution-LR 193 nm ArF excimer laser ablation system coupled to an Agilent 7700x ICP-MS | Laboratory of Mineral Resources Research Center, Fuzhou University; Adelaide Microscopy, the University of Adelaide | EPMA point analysis: accelerating voltage 15 kV, beam current 20 nA, beam diameter ~5 μm; EPMA mapping: accelerating voltage 20 kV, working current 50 nA, dwell time ~10 ms; BSE imaging: accelerating voltage 20 kV, beam current 10 nA; LA-ICP-MS: energy density 3~3.5 J/cm2, spot sizes 29 to 51 μm, repetition rates 5 Hz (polished thin-section) and 10 Hz (polished blocks), ~30 s background acquisition, ~40 s sample data acquisition | STDGL3 (Danyushevsky et al. 2011) and GSD-1G (USGS) | 4.075 | [19 empty] | 1940.2048 | [5 empty] | 0.58884 | [5 empty] | 82.9241 | [9 empty] | 89243.5221 |  | 25.3068 |  |  |  | 0.42081 | [7 empty] | 9.886 | [13 empty] | 4145.9709 | [15 empty] | 0.14359 | [17 empty] | 0.02 | [9 empty] | 27.2684 | [32 empty] | 2025 |  |  | CHN | Tibet
| Lawu |  | Magmatic hydrothermal | Skarn | Cu-Pb-Zn skarn | Cu, Pb, Zn | In, Sn | Cu, Pb, Zn, In, Sn |  |  | eb14-1 | eb14-1 | underground mine |  |  |  |  | ore material | drill core | underground mining tunnels and drill cores | mineral separate | [5 empty] | mineralisation |  |  |  | sphalerite, chalcopyrite, pyrrhotite, pyrite, arsenopyrite |  |  | Sn-poor Epithermal |  |  |  | galena, bismuthinite, marcasite, iron oxides, pyroxene, actinolite, quartz | thin sections and polished blocks examined using optical microscope, BSE detector, and EDS prior to analysis | EMPA, LA-ICPMS | JEOL JXA-8230 electron probe microanalyzer; RESOlution-LR 193 nm ArF excimer laser ablation system coupled to an Agilent 7700x ICP-MS | Laboratory of Mineral Resources Research Center, Fuzhou University; Adelaide Microscopy, the University of Adelaide | EPMA point analysis: accelerating voltage 15 kV, beam current 20 nA, beam diameter ~5 μm; EPMA mapping: accelerating voltage 20 kV, working current 50 nA, dwell time ~10 ms; BSE imaging: accelerating voltage 20 kV, beam current 10 nA; LA-ICP-MS: energy density 3~3.5 J/cm2, spot sizes 29 to 51 μm, repetition rates 5 Hz (polished thin-section) and 10 Hz (polished blocks), ~30 s background acquisition, ~40 s sample data acquisition | STDGL3 (Danyushevsky et al. 2011) and GSD-1G (USGS) | 41.858 | [19 empty] | 2115.3038 | [5 empty] | 0.025215 | [5 empty] | 1491.8036 | [9 empty] | 84263.4341 |  | 10.2262 |  |  |  | 0.51153 | [7 empty] | 2.114 | [13 empty] | 3769.5393 | [15 empty] | 1.1495 | [17 empty] | 32.9923 | [9 empty] | 652.9651 | [32 empty] | 2025 |  |  | CHN | Tibet
| Lawu |  | Magmatic hydrothermal | Skarn | Cu-Pb-Zn skarn | Cu, Pb, Zn | In, Sn | Cu, Pb, Zn, In, Sn |  |  | eb14-2 | eb14-2 | underground mine |  |  |  |  | ore material | drill core | underground mining tunnels and drill cores | mineral separate | [5 empty] | mineralisation |  |  |  | sphalerite, chalcopyrite, pyrrhotite, pyrite, arsenopyrite |  |  | Sn-poor Epithermal |  |  |  | galena, bismuthinite, marcasite, iron oxides, pyroxene, actinolite, quartz | thin sections and polished blocks examined using optical microscope, BSE detector, and EDS prior to analysis | EMPA, LA-ICPMS | JEOL JXA-8230 electron probe microanalyzer; RESOlution-LR 193 nm ArF excimer laser ablation system coupled to an Agilent 7700x ICP-MS | Laboratory of Mineral Resources Research Center, Fuzhou University; Adelaide Microscopy, the University of Adelaide | EPMA point analysis: accelerating voltage 15 kV, beam current 20 nA, beam diameter ~5 μm; EPMA mapping: accelerating voltage 20 kV, working current 50 nA, dwell time ~10 ms; BSE imaging: accelerating voltage 20 kV, beam current 10 nA; LA-ICP-MS: energy density 3~3.5 J/cm2, spot sizes 29 to 51 μm, repetition rates 5 Hz (polished thin-section) and 10 Hz (polished blocks), ~30 s background acquisition, ~40 s sample data acquisition | STDGL3 (Danyushevsky et al. 2011) and GSD-1G (USGS) | 73.1562 | [19 empty] | 1740.2845 | [5 empty] | 0.15775 | [5 empty] | 1623.2891 | [9 empty] | 85935.4762 |  | 3.9066 |  |  |  | 0.20264 | [7 empty] | 3.277 | [13 empty] | 4566.6573 | [15 empty] | 5.0995 | [17 empty] | 44.8879 | [9 empty] | 0.78927 | [32 empty] | 2025 |  |  | CHN | Tibet
| Lawu |  | Magmatic hydrothermal | Skarn | Cu-Pb-Zn skarn | Cu, Pb, Zn | In, Sn | Cu, Pb, Zn, In, Sn |  |  | eb14-3 | eb14-3 | underground mine |  |  |  |  | ore material | drill core | underground mining tunnels and drill cores | mineral separate | [5 empty] | mineralisation |  |  |  | sphalerite, chalcopyrite, pyrrhotite, pyrite, arsenopyrite |  |  | Sn-poor Epithermal |  |  |  | galena, bismuthinite, marcasite, iron oxides, pyroxene, actinolite, quartz | thin sections and polished blocks examined using optical microscope, BSE detector, and EDS prior to analysis | EMPA, LA-ICPMS | JEOL JXA-8230 electron probe microanalyzer; RESOlution-LR 193 nm ArF excimer laser ablation system coupled to an Agilent 7700x ICP-MS | Laboratory of Mineral Resources Research Center, Fuzhou University; Adelaide Microscopy, the University of Adelaide | EPMA point analysis: accelerating voltage 15 kV, beam current 20 nA, beam diameter ~5 μm; EPMA mapping: accelerating voltage 20 kV, working current 50 nA, dwell time ~10 ms; BSE imaging: accelerating voltage 20 kV, beam current 10 nA; LA-ICP-MS: energy density 3~3.5 J/cm2, spot sizes 29 to 51 μm, repetition rates 5 Hz (polished thin-section) and 10 Hz (polished blocks), ~30 s background acquisition, ~40 s sample data acquisition | STDGL3 (Danyushevsky et al. 2011) and GSD-1G (USGS) | 1.4826 | [19 empty] | 1733.3371 | [5 empty] | 0.048127 | [5 empty] | 24.5965 | [9 empty] | 88032.9277 |  | 3.8532 |  |  |  | 0.084949 | [7 empty] | 4.293 | [13 empty] | 4701.8805 | [15 empty] | 0.1762 | [17 empty] | 0.02 | [9 empty] | 0.69173 | [32 empty] | 2025 |  |  | CHN | Tibet
| Lawu |  | Magmatic hydrothermal | Skarn | Cu-Pb-Zn skarn | Cu, Pb, Zn | In, Sn | Cu, Pb, Zn, In, Sn |  |  | eb14-4 | eb14-4 | underground mine |  |  |  |  | ore material | drill core | underground mining tunnels and drill cores | mineral separate | [5 empty] | mineralisation |  |  |  | sphalerite, chalcopyrite, pyrrhotite, pyrite, arsenopyrite |  |  | Sn-poor Epithermal |  |  |  | galena, bismuthinite, marcasite, iron oxides, pyroxene, actinolite, quartz | thin sections and polished blocks examined using optical microscope, BSE detector, and EDS prior to analysis | EMPA, LA-ICPMS | JEOL JXA-8230 electron probe microanalyzer; RESOlution-LR 193 nm ArF excimer laser ablation system coupled to an Agilent 7700x ICP-MS | Laboratory of Mineral Resources Research Center, Fuzhou University; Adelaide Microscopy, the University of Adelaide | EPMA point analysis: accelerating voltage 15 kV, beam current 20 nA, beam diameter ~5 μm; EPMA mapping: accelerating voltage 20 kV, working current 50 nA, dwell time ~10 ms; BSE imaging: accelerating voltage 20 kV, beam current 10 nA; LA-ICP-MS: energy density 3~3.5 J/cm2, spot sizes 29 to 51 μm, repetition rates 5 Hz (polished thin-section) and 10 Hz (polished blocks), ~30 s background acquisition, ~40 s sample data acquisition | STDGL3 (Danyushevsky et al. 2011) and GSD-1G (USGS) | 5.8396 | [19 empty] | 2069.2502 | [5 empty] | 0.009775 | [5 empty] | 192.9168 | [9 empty] | 87141.0848 |  | 13.723 |  |  |  | 0.29063 | [7 empty] | 0.36617 | [13 empty] | 4227.7329 | [15 empty] | 0.51848 | [17 empty] | 0.7101 | [9 empty] | 118.0095 | [32 empty] | 2025 |  |  | CHN | Tibet
| Lawu |  | Magmatic hydrothermal | Skarn | Cu-Pb-Zn skarn | Cu, Pb, Zn | In, Sn | Cu, Pb, Zn, In, Sn |  |  | eb14-5 | eb14-5 | underground mine |  |  |  |  | ore material | drill core | underground mining tunnels and drill cores | mineral separate | [5 empty] | mineralisation |  |  |  | sphalerite, chalcopyrite, pyrrhotite, pyrite, arsenopyrite |  |  | Sn-poor Epithermal |  |  |  | galena, bismuthinite, marcasite, iron oxides, pyroxene, actinolite, quartz | thin sections and polished blocks examined using optical microscope, BSE detector, and EDS prior to analysis | EMPA, LA-ICPMS | JEOL JXA-8230 electron probe microanalyzer; RESOlution-LR 193 nm ArF excimer laser ablation system coupled to an Agilent 7700x ICP-MS | Laboratory of Mineral Resources Research Center, Fuzhou University; Adelaide Microscopy, the University of Adelaide | EPMA point analysis: accelerating voltage 15 kV, beam current 20 nA, beam diameter ~5 μm; EPMA mapping: accelerating voltage 20 kV, working current 50 nA, dwell time ~10 ms; BSE imaging: accelerating voltage 20 kV, beam current 10 nA; LA-ICP-MS: energy density 3~3.5 J/cm2, spot sizes 29 to 51 μm, repetition rates 5 Hz (polished thin-section) and 10 Hz (polished blocks), ~30 s background acquisition, ~40 s sample data acquisition | STDGL3 (Danyushevsky et al. 2011) and GSD-1G (USGS) | 41.4417 | [19 empty] | 1860.5454 | [5 empty] | 0.026762 | [5 empty] | 356.5808 | [9 empty] | 95273.8846 |  | 10.2196 |  |  |  | 0.28866 | [7 empty] | 0.93634 | [13 empty] | 5927.3951 | [15 empty] | 0.66782 | [17 empty] | 44.701 | [9 empty] | 252.5666 | [32 empty] | 2025 |  |  | CHN | Tibet
| Lawu |  | Magmatic hydrothermal | Skarn | Cu-Pb-Zn skarn | Cu, Pb, Zn | In, Sn | Cu, Pb, Zn, In, Sn |  |  | eb14-6 | eb14-6 | underground mine |  |  |  |  | ore material | drill core | underground mining tunnels and drill cores | mineral separate | [5 empty] | mineralisation |  |  |  | sphalerite, chalcopyrite, pyrrhotite, pyrite, arsenopyrite |  |  | Sn-poor Epithermal |  |  |  | galena, bismuthinite, marcasite, iron oxides, pyroxene, actinolite, quartz | thin sections and polished blocks examined using optical microscope, BSE detector, and EDS prior to analysis | EMPA, LA-ICPMS | JEOL JXA-8230 electron probe microanalyzer; RESOlution-LR 193 nm ArF excimer laser ablation system coupled to an Agilent 7700x ICP-MS | Laboratory of Mineral Resources Research Center, Fuzhou University; Adelaide Microscopy, the University of Adelaide | EPMA point analysis: accelerating voltage 15 kV, beam current 20 nA, beam diameter ~5 μm; EPMA mapping: accelerating voltage 20 kV, working current 50 nA, dwell time ~10 ms; BSE imaging: accelerating voltage 20 kV, beam current 10 nA; LA-ICP-MS: energy density 3~3.5 J/cm2, spot sizes 29 to 51 μm, repetition rates 5 Hz (polished thin-section) and 10 Hz (polished blocks), ~30 s background acquisition, ~40 s sample data acquisition | STDGL3 (Danyushevsky et al. 2011) and GSD-1G (USGS) | 11.3927 | [19 empty] | 2049.6235 | [5 empty] | 0.04157 | [5 empty] | 1354.6869 | [9 empty] | 85786.9716 |  | 9.8528 |  |  |  | 0.38384 | [7 empty] | 3.4234 | [13 empty] | 3130.4919 | [15 empty] | 0.835 | [17 empty] | 0.78066 | [9 empty] | 1039.3182 | [32 empty] | 2025 |  |  | CHN | Tibet
| Lawu |  | Magmatic hydrothermal | Skarn | Cu-Pb-Zn skarn | Cu, Pb, Zn | In, Sn | Cu, Pb, Zn, In, Sn |  |  | eb14-7 | eb14-7 | underground mine |  |  |  |  | ore material | drill core | underground mining tunnels and drill cores | mineral separate | [5 empty] | mineralisation |  |  |  | sphalerite, chalcopyrite, pyrrhotite, pyrite, arsenopyrite |  |  | Sn-poor Epithermal |  |  |  | galena, bismuthinite, marcasite, iron oxides, pyroxene, actinolite, quartz | thin sections and polished blocks examined using optical microscope, BSE detector, and EDS prior to analysis | EMPA, LA-ICPMS | JEOL JXA-8230 electron probe microanalyzer; RESOlution-LR 193 nm ArF excimer laser ablation system coupled to an Agilent 7700x ICP-MS | Laboratory of Mineral Resources Research Center, Fuzhou University; Adelaide Microscopy, the University of Adelaide | EPMA point analysis: accelerating voltage 15 kV, beam current 20 nA, beam diameter ~5 μm; EPMA mapping: accelerating voltage 20 kV, working current 50 nA, dwell time ~10 ms; BSE imaging: accelerating voltage 20 kV, beam current 10 nA; LA-ICP-MS: energy density 3~3.5 J/cm2, spot sizes 29 to 51 μm, repetition rates 5 Hz (polished thin-section) and 10 Hz (polished blocks), ~30 s background acquisition, ~40 s sample data acquisition | STDGL3 (Danyushevsky et al. 2011) and GSD-1G (USGS) | 12.2489 | [19 empty] | 2165.5172 | [5 empty] | 0.009775 | [5 empty] | 165.4533 | [9 empty] | 90055.0767 |  | 13.8119 |  |  |  | 0.28685 | [7 empty] | 0.28417 | [13 empty] | 4505.8509 | [15 empty] | 1.2027 | [17 empty] | 8.7043 | [9 empty] | 57.7914 | [32 empty] | 2025 |  |  | CHN | Tibet
| Lawu |  | Magmatic hydrothermal | Skarn | Cu-Pb-Zn skarn | Cu, Pb, Zn | In, Sn | Cu, Pb, Zn, In, Sn |  |  | eb14-8 | eb14-8 | underground mine |  |  |  |  | ore material | drill core | underground mining tunnels and drill cores | mineral separate | [5 empty] | mineralisation |  |  |  | sphalerite, chalcopyrite, pyrrhotite, pyrite, arsenopyrite |  |  | Sn-poor Epithermal |  |  |  | galena, bismuthinite, marcasite, iron oxides, pyroxene, actinolite, quartz | thin sections and polished blocks examined using optical microscope, BSE detector, and EDS prior to analysis | EMPA, LA-ICPMS | JEOL JXA-8230 electron probe microanalyzer; RESOlution-LR 193 nm ArF excimer laser ablation system coupled to an Agilent 7700x ICP-MS | Laboratory of Mineral Resources Research Center, Fuzhou University; Adelaide Microscopy, the University of Adelaide | EPMA point analysis: accelerating voltage 15 kV, beam current 20 nA, beam diameter ~5 μm; EPMA mapping: accelerating voltage 20 kV, working current 50 nA, dwell time ~10 ms; BSE imaging: accelerating voltage 20 kV, beam current 10 nA; LA-ICP-MS: energy density 3~3.5 J/cm2, spot sizes 29 to 51 μm, repetition rates 5 Hz (polished thin-section) and 10 Hz (polished blocks), ~30 s background acquisition, ~40 s sample data acquisition | STDGL3 (Danyushevsky et al. 2011) and GSD-1G (USGS) | 84.7203 | [19 empty] | 3738.7566 | [5 empty] | 2.6549 | [5 empty] | 431.0114 | [9 empty] | 2234.8896 |  | 2.3061 |  |  |  | 0.42666 | [7 empty] | 25.8852 | [13 empty] | 58.3014 | [15 empty] | 52.374 | [17 empty] | 93.6732 | [9 empty] | 230.7932 | [32 empty] | 2025 |  |  | CHN | Tibet
| Lawu |  | Magmatic hydrothermal | Skarn | Cu-Pb-Zn skarn | Cu, Pb, Zn | In, Sn | Cu, Pb, Zn, In, Sn |  |  | eb14-9 | eb14-9 | underground mine |  |  |  |  | ore material | drill core | underground mining tunnels and drill cores | mineral separate | [5 empty] | mineralisation |  |  |  | sphalerite, chalcopyrite, pyrrhotite, pyrite, arsenopyrite |  |  | Sn-poor Epithermal |  |  |  | galena, bismuthinite, marcasite, iron oxides, pyroxene, actinolite, quartz | thin sections and polished blocks examined using optical microscope, BSE detector, and EDS prior to analysis | EMPA, LA-ICPMS | JEOL JXA-8230 electron probe microanalyzer; RESOlution-LR 193 nm ArF excimer laser ablation system coupled to an Agilent 7700x ICP-MS | Laboratory of Mineral Resources Research Center, Fuzhou University; Adelaide Microscopy, the University of Adelaide | EPMA point analysis: accelerating voltage 15 kV, beam current 20 nA, beam diameter ~5 μm; EPMA mapping: accelerating voltage 20 kV, working current 50 nA, dwell time ~10 ms; BSE imaging: accelerating voltage 20 kV, beam current 10 nA; LA-ICP-MS: energy density 3~3.5 J/cm2, spot sizes 29 to 51 μm, repetition rates 5 Hz (polished thin-section) and 10 Hz (polished blocks), ~30 s background acquisition, ~40 s sample data acquisition | STDGL3 (Danyushevsky et al. 2011) and GSD-1G (USGS) | 38.2291 | [19 empty] | 2114.3772 | [5 empty] | 6.4167 | [5 empty] | 562.7562 | [9 empty] | 43949.4568 |  | 13.4515 |  |  |  | 0.37568 | [7 empty] | 0.56034 | [13 empty] | 1139.4589 | [15 empty] | 3.0533 | [17 empty] | 32.0766 | [9 empty] | 109.0961 | [32 empty] | 2025 |  |  | CHN | Tibet
| Lawu |  | Magmatic hydrothermal | Skarn | Cu-Pb-Zn skarn | Cu, Pb, Zn | In, Sn | Cu, Pb, Zn, In, Sn |  |  | eb14-10 | eb14-10 | underground mine |  |  |  |  | ore material | drill core | underground mining tunnels and drill cores | mineral separate | [5 empty] | mineralisation |  |  |  | sphalerite, chalcopyrite, pyrrhotite, pyrite, arsenopyrite |  |  | Sn-poor Epithermal |  |  |  | galena, bismuthinite, marcasite, iron oxides, pyroxene, actinolite, quartz | thin sections and polished blocks examined using optical microscope, BSE detector, and EDS prior to analysis | EMPA, LA-ICPMS | JEOL JXA-8230 electron probe microanalyzer; RESOlution-LR 193 nm ArF excimer laser ablation system coupled to an Agilent 7700x ICP-MS | Laboratory of Mineral Resources Research Center, Fuzhou University; Adelaide Microscopy, the University of Adelaide | EPMA point analysis: accelerating voltage 15 kV, beam current 20 nA, beam diameter ~5 μm; EPMA mapping: accelerating voltage 20 kV, working current 50 nA, dwell time ~10 ms; BSE imaging: accelerating voltage 20 kV, beam current 10 nA; LA-ICP-MS: energy density 3~3.5 J/cm2, spot sizes 29 to 51 μm, repetition rates 5 Hz (polished thin-section) and 10 Hz (polished blocks), ~30 s background acquisition, ~40 s sample data acquisition | STDGL3 (Danyushevsky et al. 2011) and GSD-1G (USGS) | 667.3908 | [19 empty] | 5042.161 | [5 empty] | 6.1078 | [5 empty] | 4042.6685 | [9 empty] | 6245.5131 |  | 1.8255 |  |  |  | 0.084949 | [7 empty] | 3.5621 | [13 empty] | 316.921 | [15 empty] | 111.7527 | [17 empty] | 107.9575 | [9 empty] | 534.0781 | [32 empty] | 2025 |  |  | CHN | Tibet
| Lawu |  | Magmatic hydrothermal | Skarn | Cu-Pb-Zn skarn | Cu, Pb, Zn | In, Sn | Cu, Pb, Zn, In, Sn |  |  | eb14-11 | eb14-11 | underground mine |  |  |  |  | ore material | drill core | underground mining tunnels and drill cores | mineral separate | [5 empty] | mineralisation |  |  |  | sphalerite, chalcopyrite, pyrrhotite, pyrite, arsenopyrite |  |  | Sn-poor Epithermal |  |  |  | galena, bismuthinite, marcasite, iron oxides, pyroxene, actinolite, quartz | thin sections and polished blocks examined using optical microscope, BSE detector, and EDS prior to analysis | EMPA, LA-ICPMS | JEOL JXA-8230 electron probe microanalyzer; RESOlution-LR 193 nm ArF excimer laser ablation system coupled to an Agilent 7700x ICP-MS | Laboratory of Mineral Resources Research Center, Fuzhou University; Adelaide Microscopy, the University of Adelaide | EPMA point analysis: accelerating voltage 15 kV, beam current 20 nA, beam diameter ~5 μm; EPMA mapping: accelerating voltage 20 kV, working current 50 nA, dwell time ~10 ms; BSE imaging: accelerating voltage 20 kV, beam current 10 nA; LA-ICP-MS: energy density 3~3.5 J/cm2, spot sizes 29 to 51 μm, repetition rates 5 Hz (polished thin-section) and 10 Hz (polished blocks), ~30 s background acquisition, ~40 s sample data acquisition | STDGL3 (Danyushevsky et al. 2011) and GSD-1G (USGS) | 3.4307 | [19 empty] | 1814.0622 | [5 empty] | 0.023236 | [5 empty] | 78.3198 | [9 empty] | 91402.1054 |  | 18.1878 |  |  |  | 0.30709 | [7 empty] | 0.28408 | [13 empty] | 5995.7695 | [15 empty] | 0.35395 | [17 empty] | 0.094781 | [9 empty] | 36.9551 | [32 empty] | 2025 |  |  | CHN | Tibet
| Lawu |  | Magmatic hydrothermal | Skarn | Cu-Pb-Zn skarn | Cu, Pb, Zn | In, Sn | Cu, Pb, Zn, In, Sn |  |  | eb16-1 | eb16-1 | underground mine |  |  |  |  | ore material | drill core | underground mining tunnels and drill cores | mineral separate | [5 empty] | mineralisation |  |  |  | sphalerite, chalcopyrite, pyrrhotite, pyrite, arsenopyrite |  |  | Sn-poor Epithermal |  |  |  | galena, bismuthinite, marcasite, iron oxides, pyroxene, actinolite, quartz | thin sections and polished blocks examined using optical microscope, BSE detector, and EDS prior to analysis | EMPA, LA-ICPMS | JEOL JXA-8230 electron probe microanalyzer; RESOlution-LR 193 nm ArF excimer laser ablation system coupled to an Agilent 7700x ICP-MS | Laboratory of Mineral Resources Research Center, Fuzhou University; Adelaide Microscopy, the University of Adelaide | EPMA point analysis: accelerating voltage 15 kV, beam current 20 nA, beam diameter ~5 μm; EPMA mapping: accelerating voltage 20 kV, working current 50 nA, dwell time ~10 ms; BSE imaging: accelerating voltage 20 kV, beam current 10 nA; LA-ICP-MS: energy density 3~3.5 J/cm2, spot sizes 29 to 51 μm, repetition rates 5 Hz (polished thin-section) and 10 Hz (polished blocks), ~30 s background acquisition, ~40 s sample data acquisition | STDGL3 (Danyushevsky et al. 2011) and GSD-1G (USGS) | 3.8196 | [19 empty] | 1956.7215 | [5 empty] | 1.1152 | [5 empty] | 40.8721 | [9 empty] | 81780.7502 |  | 12.4837 |  |  |  | 0.084949 | [7 empty] | 4.3516 | [13 empty] | 2296.3862 | [15 empty] | 1.02 | [17 empty] | 0.068399 | [9 empty] | 3.5557 | [32 empty] | 2025 |  |  | CHN | Tibet
| Lawu |  | Magmatic hydrothermal | Skarn | Cu-Pb-Zn skarn | Cu, Pb, Zn | In, Sn | Cu, Pb, Zn, In, Sn |  |  | eb16-2 | eb16-2 | underground mine |  |  |  |  | ore material | drill core | underground mining tunnels and drill cores | mineral separate | [5 empty] | mineralisation |  |  |  | sphalerite, chalcopyrite, pyrrhotite, pyrite, arsenopyrite |  |  | Sn-poor Epithermal |  |  |  | galena, bismuthinite, marcasite, iron oxides, pyroxene, actinolite, quartz | thin sections and polished blocks examined using optical microscope, BSE detector, and EDS prior to analysis | EMPA, LA-ICPMS | JEOL JXA-8230 electron probe microanalyzer; RESOlution-LR 193 nm ArF excimer laser ablation system coupled to an Agilent 7700x ICP-MS | Laboratory of Mineral Resources Research Center, Fuzhou University; Adelaide Microscopy, the University of Adelaide | EPMA point analysis: accelerating voltage 15 kV, beam current 20 nA, beam diameter ~5 μm; EPMA mapping: accelerating voltage 20 kV, working current 50 nA, dwell time ~10 ms; BSE imaging: accelerating voltage 20 kV, beam current 10 nA; LA-ICP-MS: energy density 3~3.5 J/cm2, spot sizes 29 to 51 μm, repetition rates 5 Hz (polished thin-section) and 10 Hz (polished blocks), ~30 s background acquisition, ~40 s sample data acquisition | STDGL3 (Danyushevsky et al. 2011) and GSD-1G (USGS) | 15.7451 | [19 empty] | 1997.9969 | [5 empty] | 1.2215 | [5 empty] | 589.4231 | [9 empty] | 90326.7055 |  | 8.312 |  |  |  | 0.25132 | [7 empty] | 2.2714 | [13 empty] | 2461.0842 | [15 empty] | 0.40352 | [17 empty] | 0.50057 | [9 empty] | 433.0259 | [32 empty] | 2025 |  |  | CHN | Tibet
| Lawu |  | Magmatic hydrothermal | Skarn | Cu-Pb-Zn skarn | Cu, Pb, Zn | In, Sn | Cu, Pb, Zn, In, Sn |  |  | eb16-3 | eb16-3 | underground mine |  |  |  |  | ore material | drill core | underground mining tunnels and drill cores | mineral separate | [5 empty] | mineralisation |  |  |  | sphalerite, chalcopyrite, pyrrhotite, pyrite, arsenopyrite |  |  | Sn-poor Epithermal |  |  |  | galena, bismuthinite, marcasite, iron oxides, pyroxene, actinolite, quartz | thin sections and polished blocks examined using optical microscope, BSE detector, and EDS prior to analysis | EMPA, LA-ICPMS | JEOL JXA-8230 electron probe microanalyzer; RESOlution-LR 193 nm ArF excimer laser ablation system coupled to an Agilent 7700x ICP-MS | Laboratory of Mineral Resources Research Center, Fuzhou University; Adelaide Microscopy, the University of Adelaide | EPMA point analysis: accelerating voltage 15 kV, beam current 20 nA, beam diameter ~5 μm; EPMA mapping: accelerating voltage 20 kV, working current 50 nA, dwell time ~10 ms; BSE imaging: accelerating voltage 20 kV, beam current 10 nA; LA-ICP-MS: energy density 3~3.5 J/cm2, spot sizes 29 to 51 μm, repetition rates 5 Hz (polished thin-section) and 10 Hz (polished blocks), ~30 s background acquisition, ~40 s sample data acquisition | STDGL3 (Danyushevsky et al. 2011) and GSD-1G (USGS) | 186.3413 | [19 empty] | 2159.4877 | [5 empty] | 4.2876 | [5 empty] | 1108.6786 | [9 empty] | 27111.5797 |  | 2.7068 |  |  |  | 0.51579 | [7 empty] | 3.744 | [13 empty] | 1772.8096 | [15 empty] | 61.5116 | [17 empty] | 263.0015 | [9 empty] | 301.826 | [32 empty] | 2025 |  |  | CHN | Tibet
| Lawu |  | Magmatic hydrothermal | Skarn | Cu-Pb-Zn skarn | Cu, Pb, Zn | In, Sn | Cu, Pb, Zn, In, Sn |  |  | eb16-4 | eb16-4 | underground mine |  |  |  |  | ore material | drill core | underground mining tunnels and drill cores | mineral separate | [5 empty] | mineralisation |  |  |  | sphalerite, chalcopyrite, pyrrhotite, pyrite, arsenopyrite |  |  | Sn-poor Epithermal |  |  |  | galena, bismuthinite, marcasite, iron oxides, pyroxene, actinolite, quartz | thin sections and polished blocks examined using optical microscope, BSE detector, and EDS prior to analysis | EMPA, LA-ICPMS | JEOL JXA-8230 electron probe microanalyzer; RESOlution-LR 193 nm ArF excimer laser ablation system coupled to an Agilent 7700x ICP-MS | Laboratory of Mineral Resources Research Center, Fuzhou University; Adelaide Microscopy, the University of Adelaide | EPMA point analysis: accelerating voltage 15 kV, beam current 20 nA, beam diameter ~5 μm; EPMA mapping: accelerating voltage 20 kV, working current 50 nA, dwell time ~10 ms; BSE imaging: accelerating voltage 20 kV, beam current 10 nA; LA-ICP-MS: energy density 3~3.5 J/cm2, spot sizes 29 to 51 μm, repetition rates 5 Hz (polished thin-section) and 10 Hz (polished blocks), ~30 s background acquisition, ~40 s sample data acquisition | STDGL3 (Danyushevsky et al. 2011) and GSD-1G (USGS) | 515.5363 | [19 empty] | 2017.3782 | [5 empty] | 1.1754 | [5 empty] | 1245.1716 | [9 empty] | 38571.4787 |  | 4.106 |  |  |  | 0.084949 | [7 empty] | 3.2592 | [13 empty] | 1527.106 | [15 empty] | 46.1103 | [17 empty] | 604.7689 | [9 empty] | 184.4542 | [32 empty] | 2025 |  |  | CHN | Tibet
| Lawu |  | Magmatic hydrothermal | Skarn | Cu-Pb-Zn skarn | Cu, Pb, Zn | In, Sn | Cu, Pb, Zn, In, Sn |  |  | eb16-5 | eb16-5 | underground mine |  |  |  |  | ore material | drill core | underground mining tunnels and drill cores | mineral separate | [5 empty] | mineralisation |  |  |  | sphalerite, chalcopyrite, pyrrhotite, pyrite, arsenopyrite |  |  | Sn-poor Epithermal |  |  |  | galena, bismuthinite, marcasite, iron oxides, pyroxene, actinolite, quartz | thin sections and polished blocks examined using optical microscope, BSE detector, and EDS prior to analysis | EMPA, LA-ICPMS | JEOL JXA-8230 electron probe microanalyzer; RESOlution-LR 193 nm ArF excimer laser ablation system coupled to an Agilent 7700x ICP-MS | Laboratory of Mineral Resources Research Center, Fuzhou University; Adelaide Microscopy, the University of Adelaide | EPMA point analysis: accelerating voltage 15 kV, beam current 20 nA, beam diameter ~5 μm; EPMA mapping: accelerating voltage 20 kV, working current 50 nA, dwell time ~10 ms; BSE imaging: accelerating voltage 20 kV, beam current 10 nA; LA-ICP-MS: energy density 3~3.5 J/cm2, spot sizes 29 to 51 μm, repetition rates 5 Hz (polished thin-section) and 10 Hz (polished blocks), ~30 s background acquisition, ~40 s sample data acquisition | STDGL3 (Danyushevsky et al. 2011) and GSD-1G (USGS) | 142.7969 | [19 empty] | 2449.7808 | [5 empty] | 1.0345 | [5 empty] | 734.1863 | [9 empty] | 102696.1324 |  | 9.7712 |  |  |  | 0.30337 | [7 empty] | 3.91 | [13 empty] | 3370.5372 | [15 empty] | 2.8528 | [17 empty] | 131.1312 | [9 empty] | 259.0721 | [32 empty] | 2025 |  |  | CHN | Tibet
| Lawu |  | Magmatic hydrothermal | Skarn | Cu-Pb-Zn skarn | Cu, Pb, Zn | In, Sn | Cu, Pb, Zn, In, Sn |  |  | eb16-6 | eb16-6 | underground mine |  |  |  |  | ore material | drill core | underground mining tunnels and drill cores | mineral separate | [5 empty] | mineralisation |  |  |  | sphalerite, chalcopyrite, pyrrhotite, pyrite, arsenopyrite |  |  | Sn-poor Epithermal |  |  |  | galena, bismuthinite, marcasite, iron oxides, pyroxene, actinolite, quartz | thin sections and polished blocks examined using optical microscope, BSE detector, and EDS prior to analysis | EMPA, LA-ICPMS | JEOL JXA-8230 electron probe microanalyzer; RESOlution-LR 193 nm ArF excimer laser ablation system coupled to an Agilent 7700x ICP-MS | Laboratory of Mineral Resources Research Center, Fuzhou University; Adelaide Microscopy, the University of Adelaide | EPMA point analysis: accelerating voltage 15 kV, beam current 20 nA, beam diameter ~5 μm; EPMA mapping: accelerating voltage 20 kV, working current 50 nA, dwell time ~10 ms; BSE imaging: accelerating voltage 20 kV, beam current 10 nA; LA-ICP-MS: energy density 3~3.5 J/cm2, spot sizes 29 to 51 μm, repetition rates 5 Hz (polished thin-section) and 10 Hz (polished blocks), ~30 s background acquisition, ~40 s sample data acquisition | STDGL3 (Danyushevsky et al. 2011) and GSD-1G (USGS) | 21.6939 | [19 empty] | 2041.6946 | [5 empty] | 0.87444 | [5 empty] | 1025.0511 | [9 empty] | 87201.6333 |  | 10.625 |  |  |  | 0.28153 | [7 empty] | 4.3045 | [13 empty] | 2959.2596 | [15 empty] | 9.2221 | [17 empty] | 8.1515 | [9 empty] | 173.849 | [32 empty] | 2025 |  |  | CHN | Tibet
| Lawu |  | Magmatic hydrothermal | Skarn | Cu-Pb-Zn skarn | Cu, Pb, Zn | In, Sn | Cu, Pb, Zn, In, Sn |  |  | eb16-7 | eb16-7 | underground mine |  |  |  |  | ore material | drill core | underground mining tunnels and drill cores | mineral separate | [5 empty] | mineralisation |  |  |  | sphalerite, chalcopyrite, pyrrhotite, pyrite, arsenopyrite |  |  | Sn-poor Epithermal |  |  |  | galena, bismuthinite, marcasite, iron oxides, pyroxene, actinolite, quartz | thin sections and polished blocks examined using optical microscope, BSE detector, and EDS prior to analysis | EMPA, LA-ICPMS | JEOL JXA-8230 electron probe microanalyzer; RESOlution-LR 193 nm ArF excimer laser ablation system coupled to an Agilent 7700x ICP-MS | Laboratory of Mineral Resources Research Center, Fuzhou University; Adelaide Microscopy, the University of Adelaide | EPMA point analysis: accelerating voltage 15 kV, beam current 20 nA, beam diameter ~5 μm; EPMA mapping: accelerating voltage 20 kV, working current 50 nA, dwell time ~10 ms; BSE imaging: accelerating voltage 20 kV, beam current 10 nA; LA-ICP-MS: energy density 3~3.5 J/cm2, spot sizes 29 to 51 μm, repetition rates 5 Hz (polished thin-section) and 10 Hz (polished blocks), ~30 s background acquisition, ~40 s sample data acquisition | STDGL3 (Danyushevsky et al. 2011) and GSD-1G (USGS) | 19.6401 | [19 empty] | 1810.6844 | [5 empty] | 0.991 | [5 empty] | 193.9968 | [9 empty] | 86811.2951 |  | 11.0771 |  |  |  | 0.084949 | [7 empty] | 3.2158 | [13 empty] | 2957.8818 | [15 empty] | 3.1505 | [17 empty] | 5.9415 | [9 empty] | 70.4197 | [32 empty] | 2025 |  |  | CHN | Tibet
| Lawu |  | Magmatic hydrothermal | Skarn | Cu-Pb-Zn skarn | Cu, Pb, Zn | In, Sn | Cu, Pb, Zn, In, Sn |  |  | eb17-1 | eb17-1 | underground mine |  |  |  |  | ore material | drill core | underground mining tunnels and drill cores | mineral separate | [5 empty] | mineralisation |  |  |  | sphalerite, chalcopyrite, pyrrhotite, pyrite, arsenopyrite |  |  | Sn-poor Epithermal |  |  |  | galena, bismuthinite, marcasite, iron oxides, pyroxene, actinolite, quartz | thin sections and polished blocks examined using optical microscope, BSE detector, and EDS prior to analysis | EMPA, LA-ICPMS | JEOL JXA-8230 electron probe microanalyzer; RESOlution-LR 193 nm ArF excimer laser ablation system coupled to an Agilent 7700x ICP-MS | Laboratory of Mineral Resources Research Center, Fuzhou University; Adelaide Microscopy, the University of Adelaide | EPMA point analysis: accelerating voltage 15 kV, beam current 20 nA, beam diameter ~5 μm; EPMA mapping: accelerating voltage 20 kV, working current 50 nA, dwell time ~10 ms; BSE imaging: accelerating voltage 20 kV, beam current 10 nA; LA-ICP-MS: energy density 3~3.5 J/cm2, spot sizes 29 to 51 μm, repetition rates 5 Hz (polished thin-section) and 10 Hz (polished blocks), ~30 s background acquisition, ~40 s sample data acquisition | STDGL3 (Danyushevsky et al. 2011) and GSD-1G (USGS) | 10.9893 | [19 empty] | 1910.3839 | [5 empty] | 0.009775 | [5 empty] | 371.9015 | [9 empty] | 93485.7068 |  | 9.2902 |  |  |  | 0.084949 | [7 empty] | 3.0335 | [13 empty] | 8693.4149 | [15 empty] | 4.1443 | [17 empty] | 0.47645 | [9 empty] | 5.9749 | [32 empty] | 2025 |  |  | CHN | Tibet
| Lawu |  | Magmatic hydrothermal | Skarn | Cu-Pb-Zn skarn | Cu, Pb, Zn | In, Sn | Cu, Pb, Zn, In, Sn |  |  | eb17-2 | eb17-2 | underground mine |  |  |  |  | ore material | drill core | underground mining tunnels and drill cores | mineral separate | [5 empty] | mineralisation |  |  |  | sphalerite, chalcopyrite, pyrrhotite, pyrite, arsenopyrite |  |  | Sn-poor Epithermal |  |  |  | galena, bismuthinite, marcasite, iron oxides, pyroxene, actinolite, quartz | thin sections and polished blocks examined using optical microscope, BSE detector, and EDS prior to analysis | EMPA, LA-ICPMS | JEOL JXA-8230 electron probe microanalyzer; RESOlution-LR 193 nm ArF excimer laser ablation system coupled to an Agilent 7700x ICP-MS | Laboratory of Mineral Resources Research Center, Fuzhou University; Adelaide Microscopy, the University of Adelaide | EPMA point analysis: accelerating voltage 15 kV, beam current 20 nA, beam diameter ~5 μm; EPMA mapping: accelerating voltage 20 kV, working current 50 nA, dwell time ~10 ms; BSE imaging: accelerating voltage 20 kV, beam current 10 nA; LA-ICP-MS: energy density 3~3.5 J/cm2, spot sizes 29 to 51 μm, repetition rates 5 Hz (polished thin-section) and 10 Hz (polished blocks), ~30 s background acquisition, ~40 s sample data acquisition | STDGL3 (Danyushevsky et al. 2011) and GSD-1G (USGS) | 553.666 | [19 empty] | 1807.7319 | [5 empty] | 0.12239 | [5 empty] | 1519.8111 | [9 empty] | 91603.2758 |  | 11.4576 |  |  |  | 0.48955 | [7 empty] | 1.2932 | [13 empty] | 5633.1903 | [15 empty] | 10.788 | [17 empty] | 429.9331 | [9 empty] | 189.4484 | [32 empty] | 2025 |  |  | CHN | Tibet
| Lawu |  | Magmatic hydrothermal | Skarn | Cu-Pb-Zn skarn | Cu, Pb, Zn | In, Sn | Cu, Pb, Zn, In, Sn |  |  | eb17-3 | eb17-3 | underground mine |  |  |  |  | ore material | drill core | underground mining tunnels and drill cores | mineral separate | [5 empty] | mineralisation |  |  |  | sphalerite, chalcopyrite, pyrrhotite, pyrite, arsenopyrite |  |  | Sn-poor Epithermal |  |  |  | galena, bismuthinite, marcasite, iron oxides, pyroxene, actinolite, quartz | thin sections and polished blocks examined using optical microscope, BSE detector, and EDS prior to analysis | EMPA, LA-ICPMS | JEOL JXA-8230 electron probe microanalyzer; RESOlution-LR 193 nm ArF excimer laser ablation system coupled to an Agilent 7700x ICP-MS | Laboratory of Mineral Resources Research Center, Fuzhou University; Adelaide Microscopy, the University of Adelaide | EPMA point analysis: accelerating voltage 15 kV, beam current 20 nA, beam diameter ~5 μm; EPMA mapping: accelerating voltage 20 kV, working current 50 nA, dwell time ~10 ms; BSE imaging: accelerating voltage 20 kV, beam current 10 nA; LA-ICP-MS: energy density 3~3.5 J/cm2, spot sizes 29 to 51 μm, repetition rates 5 Hz (polished thin-section) and 10 Hz (polished blocks), ~30 s background acquisition, ~40 s sample data acquisition | STDGL3 (Danyushevsky et al. 2011) and GSD-1G (USGS) | 796.4882 | [19 empty] | 1786.1313 | [5 empty] | 0.040692 | [5 empty] | 4004.6865 | [9 empty] | 90792.1154 |  | 12.7671 |  |  |  | 0.54192 | [7 empty] | 1.2733 | [13 empty] | 5898.2766 | [15 empty] | 18.9011 | [17 empty] | 777.5837 | [9 empty] | 190.5356 | [32 empty] | 2025 |  |  | CHN | Tibet
| Lawu |  | Magmatic hydrothermal | Skarn | Cu-Pb-Zn skarn | Cu, Pb, Zn | In, Sn | Cu, Pb, Zn, In, Sn |  |  | eb17-4 | eb17-4 | underground mine |  |  |  |  | ore material | drill core | underground mining tunnels and drill cores | mineral separate | [5 empty] | mineralisation |  |  |  | sphalerite, chalcopyrite, pyrrhotite, pyrite, arsenopyrite |  |  | Sn-poor Epithermal |  |  |  | galena, bismuthinite, marcasite, iron oxides, pyroxene, actinolite, quartz | thin sections and polished blocks examined using optical microscope, BSE detector, and EDS prior to analysis | EMPA, LA-ICPMS | JEOL JXA-8230 electron probe microanalyzer; RESOlution-LR 193 nm ArF excimer laser ablation system coupled to an Agilent 7700x ICP-MS | Laboratory of Mineral Resources Research Center, Fuzhou University; Adelaide Microscopy, the University of Adelaide | EPMA point analysis: accelerating voltage 15 kV, beam current 20 nA, beam diameter ~5 μm; EPMA mapping: accelerating voltage 20 kV, working current 50 nA, dwell time ~10 ms; BSE imaging: accelerating voltage 20 kV, beam current 10 nA; LA-ICP-MS: energy density 3~3.5 J/cm2, spot sizes 29 to 51 μm, repetition rates 5 Hz (polished thin-section) and 10 Hz (polished blocks), ~30 s background acquisition, ~40 s sample data acquisition | STDGL3 (Danyushevsky et al. 2011) and GSD-1G (USGS) | 172.6667 | [19 empty] | 1879.109 | [5 empty] | 0.15776 | [5 empty] | 1279.8296 | [9 empty] | 95371.6903 |  | 8.5163 |  |  |  | 0.26776 | [7 empty] | 1.6235 | [13 empty] | 5965.2922 | [15 empty] | 3.8767 | [17 empty] | 154.2239 | [9 empty] | 394.7287 | [32 empty] | 2025 |  |  | CHN | Tibet
| Lawu |  | Magmatic hydrothermal | Skarn | Cu-Pb-Zn skarn | Cu, Pb, Zn | In, Sn | Cu, Pb, Zn, In, Sn |  |  | eb17-5 | eb17-5 | underground mine |  |  |  |  | ore material | drill core | underground mining tunnels and drill cores | mineral separate | [5 empty] | mineralisation |  |  |  | sphalerite, chalcopyrite, pyrrhotite, pyrite, arsenopyrite |  |  | Sn-poor Epithermal |  |  |  | galena, bismuthinite, marcasite, iron oxides, pyroxene, actinolite, quartz | thin sections and polished blocks examined using optical microscope, BSE detector, and EDS prior to analysis | EMPA, LA-ICPMS | JEOL JXA-8230 electron probe microanalyzer; RESOlution-LR 193 nm ArF excimer laser ablation system coupled to an Agilent 7700x ICP-MS | Laboratory of Mineral Resources Research Center, Fuzhou University; Adelaide Microscopy, the University of Adelaide | EPMA point analysis: accelerating voltage 15 kV, beam current 20 nA, beam diameter ~5 μm; EPMA mapping: accelerating voltage 20 kV, working current 50 nA, dwell time ~10 ms; BSE imaging: accelerating voltage 20 kV, beam current 10 nA; LA-ICP-MS: energy density 3~3.5 J/cm2, spot sizes 29 to 51 μm, repetition rates 5 Hz (polished thin-section) and 10 Hz (polished blocks), ~30 s background acquisition, ~40 s sample data acquisition | STDGL3 (Danyushevsky et al. 2011) and GSD-1G (USGS) | 21.469 | [19 empty] | 1659.8257 | [5 empty] | 0.12508 | [5 empty] | 751.0977 | [9 empty] | 89687.989 |  | 9.522 |  |  |  | 0.084949 | [7 empty] | 1.809 | [13 empty] | 6207.9632 | [15 empty] | 2.7899 | [17 empty] | 4.6548 | [9 empty] | 197.5912 | [32 empty] | 2025 |  |  | CHN | Tibet
| Lawu |  | Magmatic hydrothermal | Skarn | Cu-Pb-Zn skarn | Cu, Pb, Zn | In, Sn | Cu, Pb, Zn, In, Sn |  |  | eb17-6 | eb17-6 | underground mine |  |  |  |  | ore material | drill core | underground mining tunnels and drill cores | mineral separate | [5 empty] | mineralisation |  |  |  | sphalerite, chalcopyrite, pyrrhotite, pyrite, arsenopyrite |  |  | Sn-poor Epithermal |  |  |  | galena, bismuthinite, marcasite, iron oxides, pyroxene, actinolite, quartz | thin sections and polished blocks examined using optical microscope, BSE detector, and EDS prior to analysis | EMPA, LA-ICPMS | JEOL JXA-8230 electron probe microanalyzer; RESOlution-LR 193 nm ArF excimer laser ablation system coupled to an Agilent 7700x ICP-MS | Laboratory of Mineral Resources Research Center, Fuzhou University; Adelaide Microscopy, the University of Adelaide | EPMA point analysis: accelerating voltage 15 kV, beam current 20 nA, beam diameter ~5 μm; EPMA mapping: accelerating voltage 20 kV, working current 50 nA, dwell time ~10 ms; BSE imaging: accelerating voltage 20 kV, beam current 10 nA; LA-ICP-MS: energy density 3~3.5 J/cm2, spot sizes 29 to 51 μm, repetition rates 5 Hz (polished thin-section) and 10 Hz (polished blocks), ~30 s background acquisition, ~40 s sample data acquisition | STDGL3 (Danyushevsky et al. 2011) and GSD-1G (USGS) | 9.3063 | [19 empty] | 1748.6854 | [5 empty] | 0.023268 | [5 empty] | 981.7322 | [9 empty] | 85743.3932 |  | 5.655 |  |  |  | 0.29066 | [7 empty] | 0.99447 | [13 empty] | 4466.2887 | [15 empty] | 5.0366 | [17 empty] | 0.9305 | [9 empty] | 3.745 | [32 empty] | 2025 |  |  | CHN | Tibet
| Lawu |  | Magmatic hydrothermal | Skarn | Cu-Pb-Zn skarn | Cu, Pb, Zn | In, Sn | Cu, Pb, Zn, In, Sn |  |  | eb17-7 | eb17-7 | underground mine |  |  |  |  | ore material | drill core | underground mining tunnels and drill cores | mineral separate | [5 empty] | mineralisation |  |  |  | sphalerite, chalcopyrite, pyrrhotite, pyrite, arsenopyrite |  |  | Sn-poor Epithermal |  |  |  | galena, bismuthinite, marcasite, iron oxides, pyroxene, actinolite, quartz | thin sections and polished blocks examined using optical microscope, BSE detector, and EDS prior to analysis | EMPA, LA-ICPMS | JEOL JXA-8230 electron probe microanalyzer; RESOlution-LR 193 nm ArF excimer laser ablation system coupled to an Agilent 7700x ICP-MS | Laboratory of Mineral Resources Research Center, Fuzhou University; Adelaide Microscopy, the University of Adelaide | EPMA point analysis: accelerating voltage 15 kV, beam current 20 nA, beam diameter ~5 μm; EPMA mapping: accelerating voltage 20 kV, working current 50 nA, dwell time ~10 ms; BSE imaging: accelerating voltage 20 kV, beam current 10 nA; LA-ICP-MS: energy density 3~3.5 J/cm2, spot sizes 29 to 51 μm, repetition rates 5 Hz (polished thin-section) and 10 Hz (polished blocks), ~30 s background acquisition, ~40 s sample data acquisition | STDGL3 (Danyushevsky et al. 2011) and GSD-1G (USGS) | 19.7902 | [19 empty] | 1801.2643 | [5 empty] | 0.02257 | [5 empty] | 430.7092 | [9 empty] | 90769.1593 |  | 6.3678 |  |  |  | 0.084949 | [7 empty] | 1.1889 | [13 empty] | 6970.8057 | [15 empty] | 4.2759 | [17 empty] | 1.4427 | [9 empty] | 27.3181 | [32 empty] | 2025 |  |  | CHN | Tibet
| Lawu |  | Magmatic hydrothermal | Skarn | Cu-Pb-Zn skarn | Cu, Pb, Zn | In, Sn | Cu, Pb, Zn, In, Sn |  |  | eb17-8 | eb17-8 | underground mine |  |  |  |  | ore material | drill core | underground mining tunnels and drill cores | mineral separate | [5 empty] | mineralisation |  |  |  | sphalerite, chalcopyrite, pyrrhotite, pyrite, arsenopyrite |  |  | Sn-poor Epithermal |  |  |  | galena, bismuthinite, marcasite, iron oxides, pyroxene, actinolite, quartz | thin sections and polished blocks examined using optical microscope, BSE detector, and EDS prior to analysis | EMPA, LA-ICPMS | JEOL JXA-8230 electron probe microanalyzer; RESOlution-LR 193 nm ArF excimer laser ablation system coupled to an Agilent 7700x ICP-MS | Laboratory of Mineral Resources Research Center, Fuzhou University; Adelaide Microscopy, the University of Adelaide | EPMA point analysis: accelerating voltage 15 kV, beam current 20 nA, beam diameter ~5 μm; EPMA mapping: accelerating voltage 20 kV, working current 50 nA, dwell time ~10 ms; BSE imaging: accelerating voltage 20 kV, beam current 10 nA; LA-ICP-MS: energy density 3~3.5 J/cm2, spot sizes 29 to 51 μm, repetition rates 5 Hz (polished thin-section) and 10 Hz (polished blocks), ~30 s background acquisition, ~40 s sample data acquisition | STDGL3 (Danyushevsky et al. 2011) and GSD-1G (USGS) | 219.8533 | [19 empty] | 2050.1742 | [5 empty] | 0.075666 | [5 empty] | 2552.2577 | [9 empty] | 82099.262 |  | 8.9767 |  |  |  | 0.51557 | [7 empty] | 6.1545 | [13 empty] | 4257.7766 | [15 empty] | 2.4595 | [17 empty] | 8.4808 | [9 empty] | 1102.3956 | [32 empty] | 2025 |  |  | CHN | Tibet
| Lawu |  | Magmatic hydrothermal | Skarn | Cu-Pb-Zn skarn | Cu, Pb, Zn | In, Sn | Cu, Pb, Zn, In, Sn |  |  | eb17-9 | eb17-9 | underground mine |  |  |  |  | ore material | drill core | underground mining tunnels and drill cores | mineral separate | [5 empty] | mineralisation |  |  |  | sphalerite, chalcopyrite, pyrrhotite, pyrite, arsenopyrite |  |  | Sn-poor Epithermal |  |  |  | galena, bismuthinite, marcasite, iron oxides, pyroxene, actinolite, quartz | thin sections and polished blocks examined using optical microscope, BSE detector, and EDS prior to analysis | EMPA, LA-ICPMS | JEOL JXA-8230 electron probe microanalyzer; RESOlution-LR 193 nm ArF excimer laser ablation system coupled to an Agilent 7700x ICP-MS | Laboratory of Mineral Resources Research Center, Fuzhou University; Adelaide Microscopy, the University of Adelaide | EPMA point analysis: accelerating voltage 15 kV, beam current 20 nA, beam diameter ~5 μm; EPMA mapping: accelerating voltage 20 kV, working current 50 nA, dwell time ~10 ms; BSE imaging: accelerating voltage 20 kV, beam current 10 nA; LA-ICP-MS: energy density 3~3.5 J/cm2, spot sizes 29 to 51 μm, repetition rates 5 Hz (polished thin-section) and 10 Hz (polished blocks), ~30 s background acquisition, ~40 s sample data acquisition | STDGL3 (Danyushevsky et al. 2011) and GSD-1G (USGS) | 34.9569 | [19 empty] | 1924.71 | [5 empty] | 0.084056 | [5 empty] | 339.3354 | [9 empty] | 97470.155 |  | 10.0467 |  |  |  | 0.084949 | [7 empty] | 1.2282 | [13 empty] | 6149.7947 | [15 empty] | 1.6388 | [17 empty] | 36.926 | [9 empty] | 112.8835 | [32 empty] | 2025 |  |  | CHN | Tibet
| Lawu |  | Magmatic hydrothermal | Skarn | Cu-Pb-Zn skarn | Cu, Pb, Zn | In, Sn | Cu, Pb, Zn, In, Sn |  |  | eb17-10 | eb17-10 | underground mine |  |  |  |  | ore material | drill core | underground mining tunnels and drill cores | mineral separate | [5 empty] | mineralisation |  |  |  | sphalerite, chalcopyrite, pyrrhotite, pyrite, arsenopyrite |  |  | Sn-poor Epithermal |  |  |  | galena, bismuthinite, marcasite, iron oxides, pyroxene, actinolite, quartz | thin sections and polished blocks examined using optical microscope, BSE detector, and EDS prior to analysis | EMPA, LA-ICPMS | JEOL JXA-8230 electron probe microanalyzer; RESOlution-LR 193 nm ArF excimer laser ablation system coupled to an Agilent 7700x ICP-MS | Laboratory of Mineral Resources Research Center, Fuzhou University; Adelaide Microscopy, the University of Adelaide | EPMA point analysis: accelerating voltage 15 kV, beam current 20 nA, beam diameter ~5 μm; EPMA mapping: accelerating voltage 20 kV, working current 50 nA, dwell time ~10 ms; BSE imaging: accelerating voltage 20 kV, beam current 10 nA; LA-ICP-MS: energy density 3~3.5 J/cm2, spot sizes 29 to 51 μm, repetition rates 5 Hz (polished thin-section) and 10 Hz (polished blocks), ~30 s background acquisition, ~40 s sample data acquisition | STDGL3 (Danyushevsky et al. 2011) and GSD-1G (USGS) | 160.1878 | [19 empty] | 1883.2116 | [5 empty] | 0.066276 | [5 empty] | 535.6657 | [9 empty] | 95363.052 |  | 11.8222 |  |  |  | 0.084949 | [7 empty] | 1.0555 | [13 empty] | 6310.7204 | [15 empty] | 2.7993 | [17 empty] | 156.8864 | [9 empty] | 128.4976 | [32 empty] | 2025 |  |  | CHN | Tibet
| Lawu |  | Magmatic hydrothermal | Skarn | Cu-Pb-Zn skarn | Cu, Pb, Zn | In, Sn | Cu, Pb, Zn, In, Sn |  |  | eb18-1 | eb18-1 | underground mine |  |  |  |  | ore material | drill core | underground mining tunnels and drill cores | mineral separate | [5 empty] | mineralisation |  |  |  | sphalerite, chalcopyrite, pyrrhotite, pyrite, arsenopyrite |  |  | Sn-poor Epithermal |  |  |  | galena, bismuthinite, marcasite, iron oxides, pyroxene, actinolite, quartz | thin sections and polished blocks examined using optical microscope, BSE detector, and EDS prior to analysis | EMPA, LA-ICPMS | JEOL JXA-8230 electron probe microanalyzer; RESOlution-LR 193 nm ArF excimer laser ablation system coupled to an Agilent 7700x ICP-MS | Laboratory of Mineral Resources Research Center, Fuzhou University; Adelaide Microscopy, the University of Adelaide | EPMA point analysis: accelerating voltage 15 kV, beam current 20 nA, beam diameter ~5 μm; EPMA mapping: accelerating voltage 20 kV, working current 50 nA, dwell time ~10 ms; BSE imaging: accelerating voltage 20 kV, beam current 10 nA; LA-ICP-MS: energy density 3~3.5 J/cm2, spot sizes 29 to 51 μm, repetition rates 5 Hz (polished thin-section) and 10 Hz (polished blocks), ~30 s background acquisition, ~40 s sample data acquisition | STDGL3 (Danyushevsky et al. 2011) and GSD-1G (USGS) | 161.5763 | [19 empty] | 2635.0304 | [5 empty] | 2.129 | [5 empty] | 4979.096 | [9 empty] | 77075.11 |  | 11.0947 |  |  |  | 0.3691 | [7 empty] | 7.0654 | [13 empty] | 4721.1251 | [15 empty] | 52.9608 | [17 empty] | 20.6222 | [9 empty] | 921.8229 | [32 empty] | 2025 |  |  | CHN | Tibet
| Lawu |  | Magmatic hydrothermal | Skarn | Cu-Pb-Zn skarn | Cu, Pb, Zn | In, Sn | Cu, Pb, Zn, In, Sn |  |  | eb18-2 | eb18-2 | underground mine |  |  |  |  | ore material | drill core | underground mining tunnels and drill cores | mineral separate | [5 empty] | mineralisation |  |  |  | sphalerite, chalcopyrite, pyrrhotite, pyrite, arsenopyrite |  |  | Sn-poor Epithermal |  |  |  | galena, bismuthinite, marcasite, iron oxides, pyroxene, actinolite, quartz | thin sections and polished blocks examined using optical microscope, BSE detector, and EDS prior to analysis | EMPA, LA-ICPMS | JEOL JXA-8230 electron probe microanalyzer; RESOlution-LR 193 nm ArF excimer laser ablation system coupled to an Agilent 7700x ICP-MS | Laboratory of Mineral Resources Research Center, Fuzhou University; Adelaide Microscopy, the University of Adelaide | EPMA point analysis: accelerating voltage 15 kV, beam current 20 nA, beam diameter ~5 μm; EPMA mapping: accelerating voltage 20 kV, working current 50 nA, dwell time ~10 ms; BSE imaging: accelerating voltage 20 kV, beam current 10 nA; LA-ICP-MS: energy density 3~3.5 J/cm2, spot sizes 29 to 51 μm, repetition rates 5 Hz (polished thin-section) and 10 Hz (polished blocks), ~30 s background acquisition, ~40 s sample data acquisition | STDGL3 (Danyushevsky et al. 2011) and GSD-1G (USGS) | 33.638 | [19 empty] | 2573.9413 | [5 empty] | 3.5011 | [5 empty] | 1197.5867 | [9 empty] | 84422.1072 |  | 11.7097 |  |  |  | 0.34969 | [7 empty] | 4.27 | [13 empty] | 3036.04 | [15 empty] | 1.5855 | [17 empty] | 0.46031 | [9 empty] | 848.9224 | [32 empty] | 2025 |  |  | CHN | Tibet
| Lawu |  | Magmatic hydrothermal | Skarn | Cu-Pb-Zn skarn | Cu, Pb, Zn | In, Sn | Cu, Pb, Zn, In, Sn |  |  | eb18-3 | eb18-3 | underground mine |  |  |  |  | ore material | drill core | underground mining tunnels and drill cores | mineral separate | [5 empty] | mineralisation |  |  |  | sphalerite, chalcopyrite, pyrrhotite, pyrite, arsenopyrite |  |  | Sn-poor Epithermal |  |  |  | galena, bismuthinite, marcasite, iron oxides, pyroxene, actinolite, quartz | thin sections and polished blocks examined using optical microscope, BSE detector, and EDS prior to analysis | EMPA, LA-ICPMS | JEOL JXA-8230 electron probe microanalyzer; RESOlution-LR 193 nm ArF excimer laser ablation system coupled to an Agilent 7700x ICP-MS | Laboratory of Mineral Resources Research Center, Fuzhou University; Adelaide Microscopy, the University of Adelaide | EPMA point analysis: accelerating voltage 15 kV, beam current 20 nA, beam diameter ~5 μm; EPMA mapping: accelerating voltage 20 kV, working current 50 nA, dwell time ~10 ms; BSE imaging: accelerating voltage 20 kV, beam current 10 nA; LA-ICP-MS: energy density 3~3.5 J/cm2, spot sizes 29 to 51 μm, repetition rates 5 Hz (polished thin-section) and 10 Hz (polished blocks), ~30 s background acquisition, ~40 s sample data acquisition | STDGL3 (Danyushevsky et al. 2011) and GSD-1G (USGS) | 159.2834 | [19 empty] | 2440.1746 | [5 empty] | 8.584 | [5 empty] | 5470.0243 | [9 empty] | 79534.2194 |  | 11.0199 |  |  |  | 0.084949 | [7 empty] | 10.6505 | [13 empty] | 3867.2075 | [15 empty] | 55.2733 | [17 empty] | 24.484 | [9 empty] | 98.6873 | [32 empty] | 2025 |  |  | CHN | Tibet
| Lawu |  | Magmatic hydrothermal | Skarn | Cu-Pb-Zn skarn | Cu, Pb, Zn | In, Sn | Cu, Pb, Zn, In, Sn |  |  | eb18-4 | eb18-4 | underground mine |  |  |  |  | ore material | drill core | underground mining tunnels and drill cores | mineral separate | [5 empty] | mineralisation |  |  |  | sphalerite, chalcopyrite, pyrrhotite, pyrite, arsenopyrite |  |  | Sn-poor Epithermal |  |  |  | galena, bismuthinite, marcasite, iron oxides, pyroxene, actinolite, quartz | thin sections and polished blocks examined using optical microscope, BSE detector, and EDS prior to analysis | EMPA, LA-ICPMS | JEOL JXA-8230 electron probe microanalyzer; RESOlution-LR 193 nm ArF excimer laser ablation system coupled to an Agilent 7700x ICP-MS | Laboratory of Mineral Resources Research Center, Fuzhou University; Adelaide Microscopy, the University of Adelaide | EPMA point analysis: accelerating voltage 15 kV, beam current 20 nA, beam diameter ~5 μm; EPMA mapping: accelerating voltage 20 kV, working current 50 nA, dwell time ~10 ms; BSE imaging: accelerating voltage 20 kV, beam current 10 nA; LA-ICP-MS: energy density 3~3.5 J/cm2, spot sizes 29 to 51 μm, repetition rates 5 Hz (polished thin-section) and 10 Hz (polished blocks), ~30 s background acquisition, ~40 s sample data acquisition | STDGL3 (Danyushevsky et al. 2011) and GSD-1G (USGS) | 102.7081 | [19 empty] | 1972.311 | [5 empty] | 0.26748 | [5 empty] | 1443.7825 | [9 empty] | 78220.784 |  | 19.9604 |  |  |  | 0.32203 | [7 empty] | 3.1399 | [13 empty] | 3212.5607 | [15 empty] | 159.4151 | [17 empty] | 29.3094 | [9 empty] | 179.6577 | [32 empty] | 2025 |  |  | CHN | Tibet
| Lawu |  | Magmatic hydrothermal | Skarn | Cu-Pb-Zn skarn | Cu, Pb, Zn | In, Sn | Cu, Pb, Zn, In, Sn |  |  | eb18-5 | eb18-5 | underground mine |  |  |  |  | ore material | drill core | underground mining tunnels and drill cores | mineral separate | [5 empty] | mineralisation |  |  |  | sphalerite, chalcopyrite, pyrrhotite, pyrite, arsenopyrite |  |  | Sn-poor Epithermal |  |  |  | galena, bismuthinite, marcasite, iron oxides, pyroxene, actinolite, quartz | thin sections and polished blocks examined using optical microscope, BSE detector, and EDS prior to analysis | EMPA, LA-ICPMS | JEOL JXA-8230 electron probe microanalyzer; RESOlution-LR 193 nm ArF excimer laser ablation system coupled to an Agilent 7700x ICP-MS | Laboratory of Mineral Resources Research Center, Fuzhou University; Adelaide Microscopy, the University of Adelaide | EPMA point analysis: accelerating voltage 15 kV, beam current 20 nA, beam diameter ~5 μm; EPMA mapping: accelerating voltage 20 kV, working current 50 nA, dwell time ~10 ms; BSE imaging: accelerating voltage 20 kV, beam current 10 nA; LA-ICP-MS: energy density 3~3.5 J/cm2, spot sizes 29 to 51 μm, repetition rates 5 Hz (polished thin-section) and 10 Hz (polished blocks), ~30 s background acquisition, ~40 s sample data acquisition | STDGL3 (Danyushevsky et al. 2011) and GSD-1G (USGS) | 368.6752 | [19 empty] | 2023.5474 | [5 empty] | 0.33662 | [5 empty] | 987.5983 | [9 empty] | 80071.3587 |  | 18.327 |  |  |  | 0.29535 | [7 empty] | 3.083 | [13 empty] | 2915.4398 | [15 empty] | 17.0034 | [17 empty] | 234.1188 | [9 empty] | 265.1911 | [32 empty] | 2025 |  |  | CHN | Tibet
| Lawu |  | Magmatic hydrothermal | Skarn | Cu-Pb-Zn skarn | Cu, Pb, Zn | In, Sn | Cu, Pb, Zn, In, Sn |  |  | eb18-6 | eb18-6 | underground mine |  |  |  |  | ore material | drill core | underground mining tunnels and drill cores | mineral separate | [5 empty] | mineralisation |  |  |  | sphalerite, chalcopyrite, pyrrhotite, pyrite, arsenopyrite |  |  | Sn-poor Epithermal |  |  |  | galena, bismuthinite, marcasite, iron oxides, pyroxene, actinolite, quartz | thin sections and polished blocks examined using optical microscope, BSE detector, and EDS prior to analysis | EMPA, LA-ICPMS | JEOL JXA-8230 electron probe microanalyzer; RESOlution-LR 193 nm ArF excimer laser ablation system coupled to an Agilent 7700x ICP-MS | Laboratory of Mineral Resources Research Center, Fuzhou University; Adelaide Microscopy, the University of Adelaide | EPMA point analysis: accelerating voltage 15 kV, beam current 20 nA, beam diameter ~5 μm; EPMA mapping: accelerating voltage 20 kV, working current 50 nA, dwell time ~10 ms; BSE imaging: accelerating voltage 20 kV, beam current 10 nA; LA-ICP-MS: energy density 3~3.5 J/cm2, spot sizes 29 to 51 μm, repetition rates 5 Hz (polished thin-section) and 10 Hz (polished blocks), ~30 s background acquisition, ~40 s sample data acquisition | STDGL3 (Danyushevsky et al. 2011) and GSD-1G (USGS) | 157.3435 | [19 empty] | 2622.8719 | [5 empty] | 1.593 | [5 empty] | 3599.2996 | [9 empty] | 78517.5924 |  | 13.446 |  |  |  | 0.55358 | [7 empty] | 5.5819 | [13 empty] | 5541.2428 | [15 empty] | 15.9244 | [17 empty] | 29.9593 | [9 empty] | 1435.7478 | [32 empty] | 2025 |  |  | CHN | Tibet
| Lawu |  | Magmatic hydrothermal | Skarn | Cu-Pb-Zn skarn | Cu, Pb, Zn | In, Sn | Cu, Pb, Zn, In, Sn |  |  | eb19-1 | eb19-1 | underground mine |  |  |  |  | ore material | drill core | underground mining tunnels and drill cores | mineral separate | [5 empty] | mineralisation |  |  |  | sphalerite, chalcopyrite, pyrrhotite, pyrite, arsenopyrite |  |  | Sn-poor Epithermal |  |  |  | galena, bismuthinite, marcasite, iron oxides, pyroxene, actinolite, quartz | thin sections and polished blocks examined using optical microscope, BSE detector, and EDS prior to analysis | EMPA, LA-ICPMS | JEOL JXA-8230 electron probe microanalyzer; RESOlution-LR 193 nm ArF excimer laser ablation system coupled to an Agilent 7700x ICP-MS | Laboratory of Mineral Resources Research Center, Fuzhou University; Adelaide Microscopy, the University of Adelaide | EPMA point analysis: accelerating voltage 15 kV, beam current 20 nA, beam diameter ~5 μm; EPMA mapping: accelerating voltage 20 kV, working current 50 nA, dwell time ~10 ms; BSE imaging: accelerating voltage 20 kV, beam current 10 nA; LA-ICP-MS: energy density 3~3.5 J/cm2, spot sizes 29 to 51 μm, repetition rates 5 Hz (polished thin-section) and 10 Hz (polished blocks), ~30 s background acquisition, ~40 s sample data acquisition | STDGL3 (Danyushevsky et al. 2011) and GSD-1G (USGS) | 137.8487 | [19 empty] | 1011.1188 | [5 empty] | 0.073494 | [5 empty] | 218.1102 | [9 empty] | 82623.115 |  | 5.2316 |  |  |  | 0.084949 | [7 empty] | 2.3227 | [13 empty] | 1628.7892 | [15 empty] | 0.49573 | [17 empty] | 247.8561 | [9 empty] | 24.2535 | [32 empty] | 2025 |  |  | CHN | Tibet
| Lawu |  | Magmatic hydrothermal | Skarn | Cu-Pb-Zn skarn | Cu, Pb, Zn | In, Sn | Cu, Pb, Zn, In, Sn |  |  | eb19-2 | eb19-2 | underground mine |  |  |  |  | ore material | drill core | underground mining tunnels and drill cores | mineral separate | [5 empty] | mineralisation |  |  |  | sphalerite, chalcopyrite, pyrrhotite, pyrite, arsenopyrite |  |  | Sn-poor Epithermal |  |  |  | galena, bismuthinite, marcasite, iron oxides, pyroxene, actinolite, quartz | thin sections and polished blocks examined using optical microscope, BSE detector, and EDS prior to analysis | EMPA, LA-ICPMS | JEOL JXA-8230 electron probe microanalyzer; RESOlution-LR 193 nm ArF excimer laser ablation system coupled to an Agilent 7700x ICP-MS | Laboratory of Mineral Resources Research Center, Fuzhou University; Adelaide Microscopy, the University of Adelaide | EPMA point analysis: accelerating voltage 15 kV, beam current 20 nA, beam diameter ~5 μm; EPMA mapping: accelerating voltage 20 kV, working current 50 nA, dwell time ~10 ms; BSE imaging: accelerating voltage 20 kV, beam current 10 nA; LA-ICP-MS: energy density 3~3.5 J/cm2, spot sizes 29 to 51 μm, repetition rates 5 Hz (polished thin-section) and 10 Hz (polished blocks), ~30 s background acquisition, ~40 s sample data acquisition | STDGL3 (Danyushevsky et al. 2011) and GSD-1G (USGS) | 0.37206 | [19 empty] | 1035.6218 | [5 empty] | 0.045325 | [5 empty] | 11.7394 | [9 empty] | 82497.8175 |  | 5.291 |  |  |  | 0.084949 | [7 empty] | 0.77021 | [13 empty] | 1627.5532 | [15 empty] | 0.24177 | [17 empty] | 0.073434 | [9 empty] | 0.90374 | [32 empty] | 2025 |  |  | CHN | Tibet
| Lawu |  | Magmatic hydrothermal | Skarn | Cu-Pb-Zn skarn | Cu, Pb, Zn | In, Sn | Cu, Pb, Zn, In, Sn |  |  | eb19-3 | eb19-3 | underground mine |  |  |  |  | ore material | drill core | underground mining tunnels and drill cores | mineral separate | [5 empty] | mineralisation |  |  |  | sphalerite, chalcopyrite, pyrrhotite, pyrite, arsenopyrite |  |  | Sn-poor Epithermal |  |  |  | galena, bismuthinite, marcasite, iron oxides, pyroxene, actinolite, quartz | thin sections and polished blocks examined using optical microscope, BSE detector, and EDS prior to analysis | EMPA, LA-ICPMS | JEOL JXA-8230 electron probe microanalyzer; RESOlution-LR 193 nm ArF excimer laser ablation system coupled to an Agilent 7700x ICP-MS | Laboratory of Mineral Resources Research Center, Fuzhou University; Adelaide Microscopy, the University of Adelaide | EPMA point analysis: accelerating voltage 15 kV, beam current 20 nA, beam diameter ~5 μm; EPMA mapping: accelerating voltage 20 kV, working current 50 nA, dwell time ~10 ms; BSE imaging: accelerating voltage 20 kV, beam current 10 nA; LA-ICP-MS: energy density 3~3.5 J/cm2, spot sizes 29 to 51 μm, repetition rates 5 Hz (polished thin-section) and 10 Hz (polished blocks), ~30 s background acquisition, ~40 s sample data acquisition | STDGL3 (Danyushevsky et al. 2011) and GSD-1G (USGS) | 0.54523 | [19 empty] | 1219.8453 | [5 empty] | 0.097542 | [5 empty] | 21.2869 | [9 empty] | 92734.856 |  | 4.1494 |  |  |  | 0.084949 | [7 empty] | 7.187 | [13 empty] | 1829.5795 | [15 empty] | 0.26444 | [17 empty] | 0.039938 | [9 empty] | 0.40603 | [32 empty] | 2025 |  |  | CHN | Tibet
| Lawu |  | Magmatic hydrothermal | Skarn | Cu-Pb-Zn skarn | Cu, Pb, Zn | In, Sn | Cu, Pb, Zn, In, Sn |  |  | eb19-4 | eb19-4 | underground mine |  |  |  |  | ore material | drill core | underground mining tunnels and drill cores | mineral separate | [5 empty] | mineralisation |  |  |  | sphalerite, chalcopyrite, pyrrhotite, pyrite, arsenopyrite |  |  | Sn-poor Epithermal |  |  |  | galena, bismuthinite, marcasite, iron oxides, pyroxene, actinolite, quartz | thin sections and polished blocks examined using optical microscope, BSE detector, and EDS prior to analysis | EMPA, LA-ICPMS | JEOL JXA-8230 electron probe microanalyzer; RESOlution-LR 193 nm ArF excimer laser ablation system coupled to an Agilent 7700x ICP-MS | Laboratory of Mineral Resources Research Center, Fuzhou University; Adelaide Microscopy, the University of Adelaide | EPMA point analysis: accelerating voltage 15 kV, beam current 20 nA, beam diameter ~5 μm; EPMA mapping: accelerating voltage 20 kV, working current 50 nA, dwell time ~10 ms; BSE imaging: accelerating voltage 20 kV, beam current 10 nA; LA-ICP-MS: energy density 3~3.5 J/cm2, spot sizes 29 to 51 μm, repetition rates 5 Hz (polished thin-section) and 10 Hz (polished blocks), ~30 s background acquisition, ~40 s sample data acquisition | STDGL3 (Danyushevsky et al. 2011) and GSD-1G (USGS) | 10.484 | [19 empty] | 1193.2826 | [5 empty] | 0.023971 | [5 empty] | 244.708 | [9 empty] | 89866.1783 |  | 4.5652 |  |  |  | 0.084949 | [7 empty] | 0.47798 | [13 empty] | 2084.7846 | [15 empty] | 7.9104 | [17 empty] | 1.446 | [9 empty] | 1.3093 | [32 empty] | 2025 |  |  | CHN | Tibet
| Lawu |  | Magmatic hydrothermal | Skarn | Cu-Pb-Zn skarn | Cu, Pb, Zn | In, Sn | Cu, Pb, Zn, In, Sn |  |  | eb19-5 | eb19-5 | underground mine |  |  |  |  | ore material | drill core | underground mining tunnels and drill cores | mineral separate | [5 empty] | mineralisation |  |  |  | sphalerite, chalcopyrite, pyrrhotite, pyrite, arsenopyrite |  |  | Sn-poor Epithermal |  |  |  | galena, bismuthinite, marcasite, iron oxides, pyroxene, actinolite, quartz | thin sections and polished blocks examined using optical microscope, BSE detector, and EDS prior to analysis | EMPA, LA-ICPMS | JEOL JXA-8230 electron probe microanalyzer; RESOlution-LR 193 nm ArF excimer laser ablation system coupled to an Agilent 7700x ICP-MS | Laboratory of Mineral Resources Research Center, Fuzhou University; Adelaide Microscopy, the University of Adelaide | EPMA point analysis: accelerating voltage 15 kV, beam current 20 nA, beam diameter ~5 μm; EPMA mapping: accelerating voltage 20 kV, working current 50 nA, dwell time ~10 ms; BSE imaging: accelerating voltage 20 kV, beam current 10 nA; LA-ICP-MS: energy density 3~3.5 J/cm2, spot sizes 29 to 51 μm, repetition rates 5 Hz (polished thin-section) and 10 Hz (polished blocks), ~30 s background acquisition, ~40 s sample data acquisition | STDGL3 (Danyushevsky et al. 2011) and GSD-1G (USGS) | 52.3515 | [19 empty] | 2023.9969 | [5 empty] | 0.009775 | [5 empty] | 2861.934 | [9 empty] | 92277.2518 |  | 4.6523 |  |  |  | 0.084949 | [7 empty] | 0.73194 | [13 empty] | 1895.4742 | [15 empty] | 21.4724 | [17 empty] | 80.1845 | [9 empty] | 6.6189 | [32 empty] | 2025 |  |  | CHN | Tibet
| Lawu |  | Magmatic hydrothermal | Skarn | Cu-Pb-Zn skarn | Cu, Pb, Zn | In, Sn | Cu, Pb, Zn, In, Sn |  |  | eb19-6 | eb19-6 | underground mine |  |  |  |  | ore material | drill core | underground mining tunnels and drill cores | mineral separate | [5 empty] | mineralisation |  |  |  | sphalerite, chalcopyrite, pyrrhotite, pyrite, arsenopyrite |  |  | Sn-poor Epithermal |  |  |  | galena, bismuthinite, marcasite, iron oxides, pyroxene, actinolite, quartz | thin sections and polished blocks examined using optical microscope, BSE detector, and EDS prior to analysis | EMPA, LA-ICPMS | JEOL JXA-8230 electron probe microanalyzer; RESOlution-LR 193 nm ArF excimer laser ablation system coupled to an Agilent 7700x ICP-MS | Laboratory of Mineral Resources Research Center, Fuzhou University; Adelaide Microscopy, the University of Adelaide | EPMA point analysis: accelerating voltage 15 kV, beam current 20 nA, beam diameter ~5 μm; EPMA mapping: accelerating voltage 20 kV, working current 50 nA, dwell time ~10 ms; BSE imaging: accelerating voltage 20 kV, beam current 10 nA; LA-ICP-MS: energy density 3~3.5 J/cm2, spot sizes 29 to 51 μm, repetition rates 5 Hz (polished thin-section) and 10 Hz (polished blocks), ~30 s background acquisition, ~40 s sample data acquisition | STDGL3 (Danyushevsky et al. 2011) and GSD-1G (USGS) | 1.1583 | [19 empty] | 1212.5813 | [5 empty] | 0.48338 | [5 empty] | 32.2336 | [9 empty] | 93012.4171 |  | 9.5366 |  |  |  | 0.084949 | [7 empty] | 15.1829 | [13 empty] | 7006.8159 | [15 empty] | 0.27613 | [17 empty] | 0.21249 | [9 empty] | 2.0208 | [32 empty] | 2025 |  |  | CHN | Tibet
| Lawu |  | Magmatic hydrothermal | Skarn | Cu-Pb-Zn skarn | Cu, Pb, Zn | In, Sn | Cu, Pb, Zn, In, Sn |  |  | eb19-7 | eb19-7 | underground mine |  |  |  |  | ore material | drill core | underground mining tunnels and drill cores | mineral separate | [5 empty] | mineralisation |  |  |  | sphalerite, chalcopyrite, pyrrhotite, pyrite, arsenopyrite |  |  | Sn-poor Epithermal |  |  |  | galena, bismuthinite, marcasite, iron oxides, pyroxene, actinolite, quartz | thin sections and polished blocks examined using optical microscope, BSE detector, and EDS prior to analysis | EMPA, LA-ICPMS | JEOL JXA-8230 electron probe microanalyzer; RESOlution-LR 193 nm ArF excimer laser ablation system coupled to an Agilent 7700x ICP-MS | Laboratory of Mineral Resources Research Center, Fuzhou University; Adelaide Microscopy, the University of Adelaide | EPMA point analysis: accelerating voltage 15 kV, beam current 20 nA, beam diameter ~5 μm; EPMA mapping: accelerating voltage 20 kV, working current 50 nA, dwell time ~10 ms; BSE imaging: accelerating voltage 20 kV, beam current 10 nA; LA-ICP-MS: energy density 3~3.5 J/cm2, spot sizes 29 to 51 μm, repetition rates 5 Hz (polished thin-section) and 10 Hz (polished blocks), ~30 s background acquisition, ~40 s sample data acquisition | STDGL3 (Danyushevsky et al. 2011) and GSD-1G (USGS) | 32.0311 | [19 empty] | 1155.4583 | [5 empty] | 1.4186 | [5 empty] | 117.2517 | [9 empty] | 152.7304 |  | 0.032025 |  |  |  | 0.084949 | [7 empty] | 14.0957 | [13 empty] | 4.9227 | [15 empty] | 22.3391 | [17 empty] | 50.0574 | [9 empty] | 29.8666 | [32 empty] | 2025 |  |  | CHN | Tibet
| Lawu |  | Magmatic hydrothermal | Skarn | Cu-Pb-Zn skarn | Cu, Pb, Zn | In, Sn | Cu, Pb, Zn, In, Sn |  |  | eb19-8 | eb19-8 | underground mine |  |  |  |  | ore material | drill core | underground mining tunnels and drill cores | mineral separate | [5 empty] | mineralisation |  |  |  | sphalerite, chalcopyrite, pyrrhotite, pyrite, arsenopyrite |  |  | Sn-poor Epithermal |  |  |  | galena, bismuthinite, marcasite, iron oxides, pyroxene, actinolite, quartz | thin sections and polished blocks examined using optical microscope, BSE detector, and EDS prior to analysis | EMPA, LA-ICPMS | JEOL JXA-8230 electron probe microanalyzer; RESOlution-LR 193 nm ArF excimer laser ablation system coupled to an Agilent 7700x ICP-MS | Laboratory of Mineral Resources Research Center, Fuzhou University; Adelaide Microscopy, the University of Adelaide | EPMA point analysis: accelerating voltage 15 kV, beam current 20 nA, beam diameter ~5 μm; EPMA mapping: accelerating voltage 20 kV, working current 50 nA, dwell time ~10 ms; BSE imaging: accelerating voltage 20 kV, beam current 10 nA; LA-ICP-MS: energy density 3~3.5 J/cm2, spot sizes 29 to 51 μm, repetition rates 5 Hz (polished thin-section) and 10 Hz (polished blocks), ~30 s background acquisition, ~40 s sample data acquisition | STDGL3 (Danyushevsky et al. 2011) and GSD-1G (USGS) | 222.7171 | [19 empty] | 1300.6535 | [5 empty] | 3.6071 | [5 empty] | 294.2147 | [9 empty] | 404.8576 |  | 0.93532 |  |  |  | 0.084949 | [7 empty] | 12.0661 | [13 empty] | 5.3603 | [15 empty] | 85.1489 | [17 empty] | 255.7442 | [9 empty] | 18.1407 | [32 empty] | 2025 |  |  | CHN | Tibet
| Lawu |  | Magmatic hydrothermal | Skarn | Cu-Pb-Zn skarn | Cu, Pb, Zn | In, Sn | Cu, Pb, Zn, In, Sn |  |  | eb19-9 | eb19-9 | underground mine |  |  |  |  | ore material | drill core | underground mining tunnels and drill cores | mineral separate | [5 empty] | mineralisation |  |  |  | sphalerite, chalcopyrite, pyrrhotite, pyrite, arsenopyrite |  |  | Sn-poor Epithermal |  |  |  | galena, bismuthinite, marcasite, iron oxides, pyroxene, actinolite, quartz | thin sections and polished blocks examined using optical microscope, BSE detector, and EDS prior to analysis | EMPA, LA-ICPMS | JEOL JXA-8230 electron probe microanalyzer; RESOlution-LR 193 nm ArF excimer laser ablation system coupled to an Agilent 7700x ICP-MS | Laboratory of Mineral Resources Research Center, Fuzhou University; Adelaide Microscopy, the University of Adelaide | EPMA point analysis: accelerating voltage 15 kV, beam current 20 nA, beam diameter ~5 μm; EPMA mapping: accelerating voltage 20 kV, working current 50 nA, dwell time ~10 ms; BSE imaging: accelerating voltage 20 kV, beam current 10 nA; LA-ICP-MS: energy density 3~3.5 J/cm2, spot sizes 29 to 51 μm, repetition rates 5 Hz (polished thin-section) and 10 Hz (polished blocks), ~30 s background acquisition, ~40 s sample data acquisition | STDGL3 (Danyushevsky et al. 2011) and GSD-1G (USGS) | 15.5331 | [19 empty] | 829.6719 | [5 empty] | 0.20593 | [5 empty] | 43.914 | [9 empty] | 81100.3442 |  | 9.9127 |  |  |  | 0.29079 | [7 empty] | 9.5199 | [13 empty] | 1967.6528 | [15 empty] | 2.0481 | [17 empty] | 15.1031 | [9 empty] | 3.6747 | [32 empty] | 2025 |  |  | CHN | Tibet
| Lawu |  | Magmatic hydrothermal | Skarn | Cu-Pb-Zn skarn | Cu, Pb, Zn | In, Sn | Cu, Pb, Zn, In, Sn |  |  | eb19-10 | eb19-10 | underground mine |  |  |  |  | ore material | drill core | underground mining tunnels and drill cores | mineral separate | [5 empty] | mineralisation |  |  |  | sphalerite, chalcopyrite, pyrrhotite, pyrite, arsenopyrite |  |  | Sn-poor Epithermal |  |  |  | galena, bismuthinite, marcasite, iron oxides, pyroxene, actinolite, quartz | thin sections and polished blocks examined using optical microscope, BSE detector, and EDS prior to analysis | EMPA, LA-ICPMS | JEOL JXA-8230 electron probe microanalyzer; RESOlution-LR 193 nm ArF excimer laser ablation system coupled to an Agilent 7700x ICP-MS | Laboratory of Mineral Resources Research Center, Fuzhou University; Adelaide Microscopy, the University of Adelaide | EPMA point analysis: accelerating voltage 15 kV, beam current 20 nA, beam diameter ~5 μm; EPMA mapping: accelerating voltage 20 kV, working current 50 nA, dwell time ~10 ms; BSE imaging: accelerating voltage 20 kV, beam current 10 nA; LA-ICP-MS: energy density 3~3.5 J/cm2, spot sizes 29 to 51 μm, repetition rates 5 Hz (polished thin-section) and 10 Hz (polished blocks), ~30 s background acquisition, ~40 s sample data acquisition | STDGL3 (Danyushevsky et al. 2011) and GSD-1G (USGS) | 1.6121 | [19 empty] | 935.428 | [5 empty] | 0.31218 | [5 empty] | 24.321 | [9 empty] | 88366.1167 |  | 5.845 |  |  |  | 0.084949 | [7 empty] | 11.97 | [13 empty] | 2032.2315 | [15 empty] | 0.18351 | [17 empty] | 0.02 | [9 empty] | 0.89702 | [32 empty] | 2025 |  |  | CHN | Tibet
| Lawu |  | Magmatic hydrothermal | Skarn | Cu-Pb-Zn skarn | Cu, Pb, Zn | In, Sn | Cu, Pb, Zn, In, Sn |  |  | eb19-11 | eb19-11 | underground mine |  |  |  |  | ore material | drill core | underground mining tunnels and drill cores | mineral separate | [5 empty] | mineralisation |  |  |  | sphalerite, chalcopyrite, pyrrhotite, pyrite, arsenopyrite |  |  | Sn-poor Epithermal |  |  |  | galena, bismuthinite, marcasite, iron oxides, pyroxene, actinolite, quartz | thin sections and polished blocks examined using optical microscope, BSE detector, and EDS prior to analysis | EMPA, LA-ICPMS | JEOL JXA-8230 electron probe microanalyzer; RESOlution-LR 193 nm ArF excimer laser ablation system coupled to an Agilent 7700x ICP-MS | Laboratory of Mineral Resources Research Center, Fuzhou University; Adelaide Microscopy, the University of Adelaide | EPMA point analysis: accelerating voltage 15 kV, beam current 20 nA, beam diameter ~5 μm; EPMA mapping: accelerating voltage 20 kV, working current 50 nA, dwell time ~10 ms; BSE imaging: accelerating voltage 20 kV, beam current 10 nA; LA-ICP-MS: energy density 3~3.5 J/cm2, spot sizes 29 to 51 μm, repetition rates 5 Hz (polished thin-section) and 10 Hz (polished blocks), ~30 s background acquisition, ~40 s sample data acquisition | STDGL3 (Danyushevsky et al. 2011) and GSD-1G (USGS) | 1.0833 | [19 empty] | 1526.9699 | [5 empty] | 0.22146 | [5 empty] | 28.1507 | [9 empty] | 95232.0911 |  | 7.9775 |  |  |  | 0.30388 | [7 empty] | 5.971 | [13 empty] | 7103.6308 | [15 empty] | 0.25381 | [17 empty] | 0.37093 | [9 empty] | 2.5379 | [32 empty] | 2025 |  |  | CHN | Tibet
| Lawu |  | Magmatic hydrothermal | Skarn | Cu-Pb-Zn skarn | Cu, Pb, Zn | In, Sn | Cu, Pb, Zn, In, Sn |  |  | eb19-12 | eb19-12 | underground mine |  |  |  |  | ore material | drill core | underground mining tunnels and drill cores | mineral separate | [5 empty] | mineralisation |  |  |  | sphalerite, chalcopyrite, pyrrhotite, pyrite, arsenopyrite |  |  | Sn-poor Epithermal |  |  |  | galena, bismuthinite, marcasite, iron oxides, pyroxene, actinolite, quartz | thin sections and polished blocks examined using optical microscope, BSE detector, and EDS prior to analysis | EMPA, LA-ICPMS | JEOL JXA-8230 electron probe microanalyzer; RESOlution-LR 193 nm ArF excimer laser ablation system coupled to an Agilent 7700x ICP-MS | Laboratory of Mineral Resources Research Center, Fuzhou University; Adelaide Microscopy, the University of Adelaide | EPMA point analysis: accelerating voltage 15 kV, beam current 20 nA, beam diameter ~5 μm; EPMA mapping: accelerating voltage 20 kV, working current 50 nA, dwell time ~10 ms; BSE imaging: accelerating voltage 20 kV, beam current 10 nA; LA-ICP-MS: energy density 3~3.5 J/cm2, spot sizes 29 to 51 μm, repetition rates 5 Hz (polished thin-section) and 10 Hz (polished blocks), ~30 s background acquisition, ~40 s sample data acquisition | STDGL3 (Danyushevsky et al. 2011) and GSD-1G (USGS) | 4.1446 | [19 empty] | 904.2078 | [5 empty] | 0.50149 | [5 empty] | 77.7741 | [9 empty] | 81377.3481 |  | 10.8552 |  |  |  | 0.28932 | [7 empty] | 54.247 | [13 empty] | 1737.6465 | [15 empty] | 0.66155 | [17 empty] | 6.322 | [9 empty] | 1.5509 | [32 empty] | 2025 |  |  | CHN | Tibet
| Lawu |  | Magmatic hydrothermal | Skarn | Cu-Pb-Zn skarn | Cu, Pb, Zn | In, Sn | Cu, Pb, Zn, In, Sn |  |  | eb19-13 | eb19-13 | underground mine |  |  |  |  | ore material | drill core | underground mining tunnels and drill cores | mineral separate | [5 empty] | mineralisation |  |  |  | sphalerite, chalcopyrite, pyrrhotite, pyrite, arsenopyrite |  |  | Sn-poor Epithermal |  |  |  | galena, bismuthinite, marcasite, iron oxides, pyroxene, actinolite, quartz | thin sections and polished blocks examined using optical microscope, BSE detector, and EDS prior to analysis | EMPA, LA-ICPMS | JEOL JXA-8230 electron probe microanalyzer; RESOlution-LR 193 nm ArF excimer laser ablation system coupled to an Agilent 7700x ICP-MS | Laboratory of Mineral Resources Research Center, Fuzhou University; Adelaide Microscopy, the University of Adelaide | EPMA point analysis: accelerating voltage 15 kV, beam current 20 nA, beam diameter ~5 μm; EPMA mapping: accelerating voltage 20 kV, working current 50 nA, dwell time ~10 ms; BSE imaging: accelerating voltage 20 kV, beam current 10 nA; LA-ICP-MS: energy density 3~3.5 J/cm2, spot sizes 29 to 51 μm, repetition rates 5 Hz (polished thin-section) and 10 Hz (polished blocks), ~30 s background acquisition, ~40 s sample data acquisition | STDGL3 (Danyushevsky et al. 2011) and GSD-1G (USGS) | 78.0017 | [19 empty] | 862.3938 | [5 empty] | 0.25051 | [5 empty] | 160.5244 | [9 empty] | 85057.3778 |  | 8.8706 |  |  |  | 0.28427 | [7 empty] | 15.9531 | [13 empty] | 1894.8617 | [15 empty] | 108.654 | [17 empty] | 95.0398 | [9 empty] | 18.909 | [32 empty] | 2025 |  |  | CHN | Tibet
| Lawu |  | Magmatic hydrothermal | Skarn | Cu-Pb-Zn skarn | Cu, Pb, Zn | In, Sn | Cu, Pb, Zn, In, Sn |  |  | eb20-1 | eb20-1 | underground mine |  |  |  |  | ore material | drill core | underground mining tunnels and drill cores | mineral separate | [5 empty] | mineralisation |  |  |  | sphalerite, chalcopyrite, pyrrhotite, pyrite, arsenopyrite |  |  | Sn-poor Epithermal |  |  |  | galena, bismuthinite, marcasite, iron oxides, pyroxene, actinolite, quartz | thin sections and polished blocks examined using optical microscope, BSE detector, and EDS prior to analysis | EMPA, LA-ICPMS | JEOL JXA-8230 electron probe microanalyzer; RESOlution-LR 193 nm ArF excimer laser ablation system coupled to an Agilent 7700x ICP-MS | Laboratory of Mineral Resources Research Center, Fuzhou University; Adelaide Microscopy, the University of Adelaide | EPMA point analysis: accelerating voltage 15 kV, beam current 20 nA, beam diameter ~5 μm; EPMA mapping: accelerating voltage 20 kV, working current 50 nA, dwell time ~10 ms; BSE imaging: accelerating voltage 20 kV, beam current 10 nA; LA-ICP-MS: energy density 3~3.5 J/cm2, spot sizes 29 to 51 μm, repetition rates 5 Hz (polished thin-section) and 10 Hz (polished blocks), ~30 s background acquisition, ~40 s sample data acquisition | STDGL3 (Danyushevsky et al. 2011) and GSD-1G (USGS) | 10.8608 | [19 empty] | 5719.3447 | [5 empty] | 4.7453 | [5 empty] | 2041.9861 | [9 empty] | 86458.0671 |  | 9.053 |  |  |  | 0.084949 | [7 empty] | 192.9934 | [13 empty] | 1278.1735 | [15 empty] | 2.9873 | [17 empty] | 1.2377 | [9 empty] | 21.7032 | [32 empty] | 2025 |  |  | CHN | Tibet
| Lawu |  | Magmatic hydrothermal | Skarn | Cu-Pb-Zn skarn | Cu, Pb, Zn | In, Sn | Cu, Pb, Zn, In, Sn |  |  | eb20-2 | eb20-2 | underground mine |  |  |  |  | ore material | drill core | underground mining tunnels and drill cores | mineral separate | [5 empty] | mineralisation |  |  |  | sphalerite, chalcopyrite, pyrrhotite, pyrite, arsenopyrite |  |  | Sn-poor Epithermal |  |  |  | galena, bismuthinite, marcasite, iron oxides, pyroxene, actinolite, quartz | thin sections and polished blocks examined using optical microscope, BSE detector, and EDS prior to analysis | EMPA, LA-ICPMS | JEOL JXA-8230 electron probe microanalyzer; RESOlution-LR 193 nm ArF excimer laser ablation system coupled to an Agilent 7700x ICP-MS | Laboratory of Mineral Resources Research Center, Fuzhou University; Adelaide Microscopy, the University of Adelaide | EPMA point analysis: accelerating voltage 15 kV, beam current 20 nA, beam diameter ~5 μm; EPMA mapping: accelerating voltage 20 kV, working current 50 nA, dwell time ~10 ms; BSE imaging: accelerating voltage 20 kV, beam current 10 nA; LA-ICP-MS: energy density 3~3.5 J/cm2, spot sizes 29 to 51 μm, repetition rates 5 Hz (polished thin-section) and 10 Hz (polished blocks), ~30 s background acquisition, ~40 s sample data acquisition | STDGL3 (Danyushevsky et al. 2011) and GSD-1G (USGS) | 14.7882 | [19 empty] | 5824.0645 | [5 empty] | 1.0178 | [5 empty] | 1555.7789 | [9 empty] | 91728.2278 |  | 10.9858 |  |  |  | 0.084949 | [7 empty] | 292.2039 | [13 empty] | 1692.8634 | [15 empty] | 0.70337 | [17 empty] | 0.02 | [9 empty] | 1015.7339 | [32 empty] | 2025 |  |  | CHN | Tibet
| Lawu |  | Magmatic hydrothermal | Skarn | Cu-Pb-Zn skarn | Cu, Pb, Zn | In, Sn | Cu, Pb, Zn, In, Sn |  |  | eb20-3 | eb20-3 | underground mine |  |  |  |  | ore material | drill core | underground mining tunnels and drill cores | mineral separate | [5 empty] | mineralisation |  |  |  | sphalerite, chalcopyrite, pyrrhotite, pyrite, arsenopyrite |  |  | Sn-poor Epithermal |  |  |  | galena, bismuthinite, marcasite, iron oxides, pyroxene, actinolite, quartz | thin sections and polished blocks examined using optical microscope, BSE detector, and EDS prior to analysis | EMPA, LA-ICPMS | JEOL JXA-8230 electron probe microanalyzer; RESOlution-LR 193 nm ArF excimer laser ablation system coupled to an Agilent 7700x ICP-MS | Laboratory of Mineral Resources Research Center, Fuzhou University; Adelaide Microscopy, the University of Adelaide | EPMA point analysis: accelerating voltage 15 kV, beam current 20 nA, beam diameter ~5 μm; EPMA mapping: accelerating voltage 20 kV, working current 50 nA, dwell time ~10 ms; BSE imaging: accelerating voltage 20 kV, beam current 10 nA; LA-ICP-MS: energy density 3~3.5 J/cm2, spot sizes 29 to 51 μm, repetition rates 5 Hz (polished thin-section) and 10 Hz (polished blocks), ~30 s background acquisition, ~40 s sample data acquisition | STDGL3 (Danyushevsky et al. 2011) and GSD-1G (USGS) | 18.319 | [19 empty] | 6112.9096 | [5 empty] | 0.91193 | [5 empty] | 1991.0455 | [9 empty] | 85690.5972 |  | 11.88 |  |  |  | 0.43526 | [7 empty] | 155.7709 | [13 empty] | 1571.1853 | [15 empty] | 1.5802 | [17 empty] | 0.49608 | [9 empty] | 1279.6949 | [32 empty] | 2025 |  |  | CHN | Tibet
| Lawu |  | Magmatic hydrothermal | Skarn | Cu-Pb-Zn skarn | Cu, Pb, Zn | In, Sn | Cu, Pb, Zn, In, Sn |  |  | eb20-4 | eb20-4 | underground mine |  |  |  |  | ore material | drill core | underground mining tunnels and drill cores | mineral separate | [5 empty] | mineralisation |  |  |  | sphalerite, chalcopyrite, pyrrhotite, pyrite, arsenopyrite |  |  | Sn-poor Epithermal |  |  |  | galena, bismuthinite, marcasite, iron oxides, pyroxene, actinolite, quartz | thin sections and polished blocks examined using optical microscope, BSE detector, and EDS prior to analysis | EMPA, LA-ICPMS | JEOL JXA-8230 electron probe microanalyzer; RESOlution-LR 193 nm ArF excimer laser ablation system coupled to an Agilent 7700x ICP-MS | Laboratory of Mineral Resources Research Center, Fuzhou University; Adelaide Microscopy, the University of Adelaide | EPMA point analysis: accelerating voltage 15 kV, beam current 20 nA, beam diameter ~5 μm; EPMA mapping: accelerating voltage 20 kV, working current 50 nA, dwell time ~10 ms; BSE imaging: accelerating voltage 20 kV, beam current 10 nA; LA-ICP-MS: energy density 3~3.5 J/cm2, spot sizes 29 to 51 μm, repetition rates 5 Hz (polished thin-section) and 10 Hz (polished blocks), ~30 s background acquisition, ~40 s sample data acquisition | STDGL3 (Danyushevsky et al. 2011) and GSD-1G (USGS) | 11.4256 | [19 empty] | 5765.0961 | [5 empty] | 4.883 | [5 empty] | 887.01 | [9 empty] | 99898.2276 |  | 11.0191 |  |  |  | 0.084949 | [7 empty] | 329.2993 | [13 empty] | 690.0687 | [15 empty] | 0.10214 | [17 empty] | 0.02 | [9 empty] | 460.4042 | [32 empty] | 2025 |  |  | CHN | Tibet
| Lawu |  | Magmatic hydrothermal | Skarn | Cu-Pb-Zn skarn | Cu, Pb, Zn | In, Sn | Cu, Pb, Zn, In, Sn |  |  | eb20-5 | eb20-5 | underground mine |  |  |  |  | ore material | drill core | underground mining tunnels and drill cores | mineral separate | [5 empty] | mineralisation |  |  |  | sphalerite, chalcopyrite, pyrrhotite, pyrite, arsenopyrite |  |  | Sn-poor Epithermal |  |  |  | galena, bismuthinite, marcasite, iron oxides, pyroxene, actinolite, quartz | thin sections and polished blocks examined using optical microscope, BSE detector, and EDS prior to analysis | EMPA, LA-ICPMS | JEOL JXA-8230 electron probe microanalyzer; RESOlution-LR 193 nm ArF excimer laser ablation system coupled to an Agilent 7700x ICP-MS | Laboratory of Mineral Resources Research Center, Fuzhou University; Adelaide Microscopy, the University of Adelaide | EPMA point analysis: accelerating voltage 15 kV, beam current 20 nA, beam diameter ~5 μm; EPMA mapping: accelerating voltage 20 kV, working current 50 nA, dwell time ~10 ms; BSE imaging: accelerating voltage 20 kV, beam current 10 nA; LA-ICP-MS: energy density 3~3.5 J/cm2, spot sizes 29 to 51 μm, repetition rates 5 Hz (polished thin-section) and 10 Hz (polished blocks), ~30 s background acquisition, ~40 s sample data acquisition | STDGL3 (Danyushevsky et al. 2011) and GSD-1G (USGS) | 18.8964 | [19 empty] | 4995.7468 | [5 empty] | 29.027 | [5 empty] | 2373.8485 | [9 empty] | 84199.8539 |  | 7.1116 |  |  |  | 0.084949 | [7 empty] | 332.7085 | [13 empty] | 5377.9524 | [15 empty] | 5.0216 | [17 empty] | 2.6243 | [9 empty] | 94.3984 | [32 empty] | 2025 |  |  | CHN | Tibet
| Lawu |  | Magmatic hydrothermal | Skarn | Cu-Pb-Zn skarn | Cu, Pb, Zn | In, Sn | Cu, Pb, Zn, In, Sn |  |  | eb20-6 | eb20-6 | underground mine |  |  |  |  | ore material | drill core | underground mining tunnels and drill cores | mineral separate | [5 empty] | mineralisation |  |  |  | sphalerite, chalcopyrite, pyrrhotite, pyrite, arsenopyrite |  |  | Sn-poor Epithermal |  |  |  | galena, bismuthinite, marcasite, iron oxides, pyroxene, actinolite, quartz | thin sections and polished blocks examined using optical microscope, BSE detector, and EDS prior to analysis | EMPA, LA-ICPMS | JEOL JXA-8230 electron probe microanalyzer; RESOlution-LR 193 nm ArF excimer laser ablation system coupled to an Agilent 7700x ICP-MS | Laboratory of Mineral Resources Research Center, Fuzhou University; Adelaide Microscopy, the University of Adelaide | EPMA point analysis: accelerating voltage 15 kV, beam current 20 nA, beam diameter ~5 μm; EPMA mapping: accelerating voltage 20 kV, working current 50 nA, dwell time ~10 ms; BSE imaging: accelerating voltage 20 kV, beam current 10 nA; LA-ICP-MS: energy density 3~3.5 J/cm2, spot sizes 29 to 51 μm, repetition rates 5 Hz (polished thin-section) and 10 Hz (polished blocks), ~30 s background acquisition, ~40 s sample data acquisition | STDGL3 (Danyushevsky et al. 2011) and GSD-1G (USGS) | 9.6881 | [19 empty] | 5867.7793 | [5 empty] | 25.8088 | [5 empty] | 791.4139 | [9 empty] | 87894.9831 |  | 7.4959 |  |  |  | 0.084949 | [7 empty] | 314.7604 | [13 empty] | 4897.0077 | [15 empty] | 1.6209 | [17 empty] | 1.9575 | [9 empty] | 274.5287 | [32 empty] | 2025 |  |  | CHN | Tibet
| Lawu |  | Magmatic hydrothermal | Skarn | Cu-Pb-Zn skarn | Cu, Pb, Zn | In, Sn | Cu, Pb, Zn, In, Sn |  |  | eb20-7 | eb20-7 | underground mine |  |  |  |  | ore material | drill core | underground mining tunnels and drill cores | mineral separate | [5 empty] | mineralisation |  |  |  | sphalerite, chalcopyrite, pyrrhotite, pyrite, arsenopyrite |  |  | Sn-poor Epithermal |  |  |  | galena, bismuthinite, marcasite, iron oxides, pyroxene, actinolite, quartz | thin sections and polished blocks examined using optical microscope, BSE detector, and EDS prior to analysis | EMPA, LA-ICPMS | JEOL JXA-8230 electron probe microanalyzer; RESOlution-LR 193 nm ArF excimer laser ablation system coupled to an Agilent 7700x ICP-MS | Laboratory of Mineral Resources Research Center, Fuzhou University; Adelaide Microscopy, the University of Adelaide | EPMA point analysis: accelerating voltage 15 kV, beam current 20 nA, beam diameter ~5 μm; EPMA mapping: accelerating voltage 20 kV, working current 50 nA, dwell time ~10 ms; BSE imaging: accelerating voltage 20 kV, beam current 10 nA; LA-ICP-MS: energy density 3~3.5 J/cm2, spot sizes 29 to 51 μm, repetition rates 5 Hz (polished thin-section) and 10 Hz (polished blocks), ~30 s background acquisition, ~40 s sample data acquisition | STDGL3 (Danyushevsky et al. 2011) and GSD-1G (USGS) | 28.0206 | [19 empty] | 5623.7243 | [5 empty] | 3.0345 | [5 empty] | 1952.4377 | [9 empty] | 89026.1135 |  | 10.3641 |  |  |  | 0.28237 | [7 empty] | 291.9667 | [13 empty] | 1463.5754 | [15 empty] | 0.5808 | [17 empty] | 0.15358 | [9 empty] | 1407.8956 | [32 empty] | 2025 |  |  | CHN | Tibet
| Lawu |  | Magmatic hydrothermal | Skarn | Cu-Pb-Zn skarn | Cu, Pb, Zn | In, Sn | Cu, Pb, Zn, In, Sn |  |  | eb20-8 | eb20-8 | underground mine |  |  |  |  | ore material | drill core | underground mining tunnels and drill cores | mineral separate | [5 empty] | mineralisation |  |  |  | sphalerite, chalcopyrite, pyrrhotite, pyrite, arsenopyrite |  |  | Sn-poor Epithermal |  |  |  | galena, bismuthinite, marcasite, iron oxides, pyroxene, actinolite, quartz | thin sections and polished blocks examined using optical microscope, BSE detector, and EDS prior to analysis | EMPA, LA-ICPMS | JEOL JXA-8230 electron probe microanalyzer; RESOlution-LR 193 nm ArF excimer laser ablation system coupled to an Agilent 7700x ICP-MS | Laboratory of Mineral Resources Research Center, Fuzhou University; Adelaide Microscopy, the University of Adelaide | EPMA point analysis: accelerating voltage 15 kV, beam current 20 nA, beam diameter ~5 μm; EPMA mapping: accelerating voltage 20 kV, working current 50 nA, dwell time ~10 ms; BSE imaging: accelerating voltage 20 kV, beam current 10 nA; LA-ICP-MS: energy density 3~3.5 J/cm2, spot sizes 29 to 51 μm, repetition rates 5 Hz (polished thin-section) and 10 Hz (polished blocks), ~30 s background acquisition, ~40 s sample data acquisition | STDGL3 (Danyushevsky et al. 2011) and GSD-1G (USGS) | 6.6449 | [19 empty] | 5561.0628 | [5 empty] | 3.5755 | [5 empty] | 518.0492 | [9 empty] | 89474.041 |  | 6.2656 |  |  |  | 0.084949 | [7 empty] | 277.5088 | [13 empty] | 1575.522 | [15 empty] | 0.27742 | [17 empty] | 0.02 | [9 empty] | 203.0434 | [32 empty] | 2025 |  |  | CHN | Tibet
| Lawu |  | Magmatic hydrothermal | Skarn | Cu-Pb-Zn skarn | Cu, Pb, Zn | In, Sn | Cu, Pb, Zn, In, Sn |  |  | eb20-9 | eb20-9 | underground mine |  |  |  |  | ore material | drill core | underground mining tunnels and drill cores | mineral separate | [5 empty] | mineralisation |  |  |  | sphalerite, chalcopyrite, pyrrhotite, pyrite, arsenopyrite |  |  | Sn-poor Epithermal |  |  |  | galena, bismuthinite, marcasite, iron oxides, pyroxene, actinolite, quartz | thin sections and polished blocks examined using optical microscope, BSE detector, and EDS prior to analysis | EMPA, LA-ICPMS | JEOL JXA-8230 electron probe microanalyzer; RESOlution-LR 193 nm ArF excimer laser ablation system coupled to an Agilent 7700x ICP-MS | Laboratory of Mineral Resources Research Center, Fuzhou University; Adelaide Microscopy, the University of Adelaide | EPMA point analysis: accelerating voltage 15 kV, beam current 20 nA, beam diameter ~5 μm; EPMA mapping: accelerating voltage 20 kV, working current 50 nA, dwell time ~10 ms; BSE imaging: accelerating voltage 20 kV, beam current 10 nA; LA-ICP-MS: energy density 3~3.5 J/cm2, spot sizes 29 to 51 μm, repetition rates 5 Hz (polished thin-section) and 10 Hz (polished blocks), ~30 s background acquisition, ~40 s sample data acquisition | STDGL3 (Danyushevsky et al. 2011) and GSD-1G (USGS) | 5.9856 | [19 empty] | 6119.5231 | [5 empty] | 3.1729 | [5 empty] | 550.9946 | [9 empty] | 96521.8091 |  | 8.7174 |  |  |  | 0.084949 | [7 empty] | 268.4918 | [13 empty] | 661.5041 | [15 empty] | 0.30655 | [17 empty] | 0.092544 | [9 empty] | 217.9619 | [32 empty] | 2025 |  |  | CHN | Tibet
| Lawu |  | Magmatic hydrothermal | Skarn | Cu-Pb-Zn skarn | Cu, Pb, Zn | In, Sn | Cu, Pb, Zn, In, Sn |  |  | eb21-1 | eb21-1 | underground mine |  |  |  |  | ore material | drill core | underground mining tunnels and drill cores | mineral separate | [5 empty] | mineralisation |  |  |  | sphalerite, chalcopyrite, pyrrhotite, pyrite, arsenopyrite |  |  | Sn-poor Epithermal |  |  |  | galena, bismuthinite, marcasite, iron oxides, pyroxene, actinolite, quartz | thin sections and polished blocks examined using optical microscope, BSE detector, and EDS prior to analysis | EMPA, LA-ICPMS | JEOL JXA-8230 electron probe microanalyzer; RESOlution-LR 193 nm ArF excimer laser ablation system coupled to an Agilent 7700x ICP-MS | Laboratory of Mineral Resources Research Center, Fuzhou University; Adelaide Microscopy, the University of Adelaide | EPMA point analysis: accelerating voltage 15 kV, beam current 20 nA, beam diameter ~5 μm; EPMA mapping: accelerating voltage 20 kV, working current 50 nA, dwell time ~10 ms; BSE imaging: accelerating voltage 20 kV, beam current 10 nA; LA-ICP-MS: energy density 3~3.5 J/cm2, spot sizes 29 to 51 μm, repetition rates 5 Hz (polished thin-section) and 10 Hz (polished blocks), ~30 s background acquisition, ~40 s sample data acquisition | STDGL3 (Danyushevsky et al. 2011) and GSD-1G (USGS) | 50.3541 | [19 empty] | 8268.6513 | [5 empty] | 0.12234 | [5 empty] | 2084.8786 | [9 empty] | 100846.8059 |  | 23.8101 |  |  |  | 0.084949 | [7 empty] | 149.2155 | [13 empty] | 2168.9406 | [15 empty] | 9.9351 | [17 empty] | 5.5901 | [9 empty] | 224.6321 | [32 empty] | 2025 |  |  | CHN | Tibet
| Lawu |  | Magmatic hydrothermal | Skarn | Cu-Pb-Zn skarn | Cu, Pb, Zn | In, Sn | Cu, Pb, Zn, In, Sn |  |  | eb21-2 | eb21-2 | underground mine |  |  |  |  | ore material | drill core | underground mining tunnels and drill cores | mineral separate | [5 empty] | mineralisation |  |  |  | sphalerite, chalcopyrite, pyrrhotite, pyrite, arsenopyrite |  |  | Sn-poor Epithermal |  |  |  | galena, bismuthinite, marcasite, iron oxides, pyroxene, actinolite, quartz | thin sections and polished blocks examined using optical microscope, BSE detector, and EDS prior to analysis | EMPA, LA-ICPMS | JEOL JXA-8230 electron probe microanalyzer; RESOlution-LR 193 nm ArF excimer laser ablation system coupled to an Agilent 7700x ICP-MS | Laboratory of Mineral Resources Research Center, Fuzhou University; Adelaide Microscopy, the University of Adelaide | EPMA point analysis: accelerating voltage 15 kV, beam current 20 nA, beam diameter ~5 μm; EPMA mapping: accelerating voltage 20 kV, working current 50 nA, dwell time ~10 ms; BSE imaging: accelerating voltage 20 kV, beam current 10 nA; LA-ICP-MS: energy density 3~3.5 J/cm2, spot sizes 29 to 51 μm, repetition rates 5 Hz (polished thin-section) and 10 Hz (polished blocks), ~30 s background acquisition, ~40 s sample data acquisition | STDGL3 (Danyushevsky et al. 2011) and GSD-1G (USGS) | 21.6406 | [19 empty] | 8652.0294 | [5 empty] | 0.50762 | [5 empty] | 751.3319 | [9 empty] | 102112.3975 |  | 35.7423 |  |  |  | 0.084949 | [7 empty] | 418.6821 | [13 empty] | 417.7725 | [15 empty] | 5.811 | [17 empty] | 2.1149 | [9 empty] | 57.9872 | [32 empty] | 2025 |  |  | CHN | Tibet
| Lawu |  | Magmatic hydrothermal | Skarn | Cu-Pb-Zn skarn | Cu, Pb, Zn | In, Sn | Cu, Pb, Zn, In, Sn |  |  | eb21-3 | eb21-3 | underground mine |  |  |  |  | ore material | drill core | underground mining tunnels and drill cores | mineral separate | [5 empty] | mineralisation |  |  |  | sphalerite, chalcopyrite, pyrrhotite, pyrite, arsenopyrite |  |  | Sn-poor Epithermal |  |  |  | galena, bismuthinite, marcasite, iron oxides, pyroxene, actinolite, quartz | thin sections and polished blocks examined using optical microscope, BSE detector, and EDS prior to analysis | EMPA, LA-ICPMS | JEOL JXA-8230 electron probe microanalyzer; RESOlution-LR 193 nm ArF excimer laser ablation system coupled to an Agilent 7700x ICP-MS | Laboratory of Mineral Resources Research Center, Fuzhou University; Adelaide Microscopy, the University of Adelaide | EPMA point analysis: accelerating voltage 15 kV, beam current 20 nA, beam diameter ~5 μm; EPMA mapping: accelerating voltage 20 kV, working current 50 nA, dwell time ~10 ms; BSE imaging: accelerating voltage 20 kV, beam current 10 nA; LA-ICP-MS: energy density 3~3.5 J/cm2, spot sizes 29 to 51 μm, repetition rates 5 Hz (polished thin-section) and 10 Hz (polished blocks), ~30 s background acquisition, ~40 s sample data acquisition | STDGL3 (Danyushevsky et al. 2011) and GSD-1G (USGS) | 31.8684 | [19 empty] | 6155.5989 | [5 empty] | 0.60966 | [5 empty] | 1653.9035 | [9 empty] | 100756.057 |  | 35.6623 |  |  |  | 0.28535 | [7 empty] | 865.7528 | [13 empty] | 414.7554 | [15 empty] | 0.49228 | [17 empty] | 0.10809 | [9 empty] | 396.2853 | [32 empty] | 2025 |  |  | CHN | Tibet
| Lawu |  | Magmatic hydrothermal | Skarn | Cu-Pb-Zn skarn | Cu, Pb, Zn | In, Sn | Cu, Pb, Zn, In, Sn |  |  | eb21-4 | eb21-4 | underground mine |  |  |  |  | ore material | drill core | underground mining tunnels and drill cores | mineral separate | [5 empty] | mineralisation |  |  |  | sphalerite, chalcopyrite, pyrrhotite, pyrite, arsenopyrite |  |  | Sn-poor Epithermal |  |  |  | galena, bismuthinite, marcasite, iron oxides, pyroxene, actinolite, quartz | thin sections and polished blocks examined using optical microscope, BSE detector, and EDS prior to analysis | EMPA, LA-ICPMS | JEOL JXA-8230 electron probe microanalyzer; RESOlution-LR 193 nm ArF excimer laser ablation system coupled to an Agilent 7700x ICP-MS | Laboratory of Mineral Resources Research Center, Fuzhou University; Adelaide Microscopy, the University of Adelaide | EPMA point analysis: accelerating voltage 15 kV, beam current 20 nA, beam diameter ~5 μm; EPMA mapping: accelerating voltage 20 kV, working current 50 nA, dwell time ~10 ms; BSE imaging: accelerating voltage 20 kV, beam current 10 nA; LA-ICP-MS: energy density 3~3.5 J/cm2, spot sizes 29 to 51 μm, repetition rates 5 Hz (polished thin-section) and 10 Hz (polished blocks), ~30 s background acquisition, ~40 s sample data acquisition | STDGL3 (Danyushevsky et al. 2011) and GSD-1G (USGS) | 82.9812 | [19 empty] | 5582.5858 | [5 empty] | 0.2552 | [5 empty] | 2730.9978 | [9 empty] | 95792.8862 |  | 26.2064 |  |  |  | 0.25374 | [7 empty] | 299.3075 | [13 empty] | 479.0616 | [15 empty] | 6.8777 | [17 empty] | 5.8051 | [9 empty] | 512.0123 | [32 empty] | 2025 |  |  | CHN | Tibet
| Lawu |  | Magmatic hydrothermal | Skarn | Cu-Pb-Zn skarn | Cu, Pb, Zn | In, Sn | Cu, Pb, Zn, In, Sn |  |  | eb21-5 | eb21-5 | underground mine |  |  |  |  | ore material | drill core | underground mining tunnels and drill cores | mineral separate | [5 empty] | mineralisation |  |  |  | sphalerite, chalcopyrite, pyrrhotite, pyrite, arsenopyrite |  |  | Sn-poor Epithermal |  |  |  | galena, bismuthinite, marcasite, iron oxides, pyroxene, actinolite, quartz | thin sections and polished blocks examined using optical microscope, BSE detector, and EDS prior to analysis | EMPA, LA-ICPMS | JEOL JXA-8230 electron probe microanalyzer; RESOlution-LR 193 nm ArF excimer laser ablation system coupled to an Agilent 7700x ICP-MS | Laboratory of Mineral Resources Research Center, Fuzhou University; Adelaide Microscopy, the University of Adelaide | EPMA point analysis: accelerating voltage 15 kV, beam current 20 nA, beam diameter ~5 μm; EPMA mapping: accelerating voltage 20 kV, working current 50 nA, dwell time ~10 ms; BSE imaging: accelerating voltage 20 kV, beam current 10 nA; LA-ICP-MS: energy density 3~3.5 J/cm2, spot sizes 29 to 51 μm, repetition rates 5 Hz (polished thin-section) and 10 Hz (polished blocks), ~30 s background acquisition, ~40 s sample data acquisition | STDGL3 (Danyushevsky et al. 2011) and GSD-1G (USGS) | 237.4837 | [19 empty] | 5552.33 | [5 empty] | 1.7904 | [5 empty] | 9563.3954 | [9 empty] | 89192.0627 |  | 15.7298 |  |  |  | 0.084949 | [7 empty] | 293.67 | [13 empty] | 689.838 | [15 empty] | 49.2043 | [17 empty] | 11.4138 | [9 empty] | 296.6545 | [32 empty] | 2025 |  |  | CHN | Tibet
| Lawu |  | Magmatic hydrothermal | Skarn | Cu-Pb-Zn skarn | Cu, Pb, Zn | In, Sn | Cu, Pb, Zn, In, Sn |  |  | eb21-6 | eb21-6 | underground mine |  |  |  |  | ore material | drill core | underground mining tunnels and drill cores | mineral separate | [5 empty] | mineralisation |  |  |  | sphalerite, chalcopyrite, pyrrhotite, pyrite, arsenopyrite |  |  | Sn-poor Epithermal |  |  |  | galena, bismuthinite, marcasite, iron oxides, pyroxene, actinolite, quartz | thin sections and polished blocks examined using optical microscope, BSE detector, and EDS prior to analysis | EMPA, LA-ICPMS | JEOL JXA-8230 electron probe microanalyzer; RESOlution-LR 193 nm ArF excimer laser ablation system coupled to an Agilent 7700x ICP-MS | Laboratory of Mineral Resources Research Center, Fuzhou University; Adelaide Microscopy, the University of Adelaide | EPMA point analysis: accelerating voltage 15 kV, beam current 20 nA, beam diameter ~5 μm; EPMA mapping: accelerating voltage 20 kV, working current 50 nA, dwell time ~10 ms; BSE imaging: accelerating voltage 20 kV, beam current 10 nA; LA-ICP-MS: energy density 3~3.5 J/cm2, spot sizes 29 to 51 μm, repetition rates 5 Hz (polished thin-section) and 10 Hz (polished blocks), ~30 s background acquisition, ~40 s sample data acquisition | STDGL3 (Danyushevsky et al. 2011) and GSD-1G (USGS) | 127.5946 | [19 empty] | 4445.4152 | [5 empty] | 0.41445 | [5 empty] | 8116.7701 | [9 empty] | 113896.6386 |  | 27.1506 |  |  |  | 0.1699 | [7 empty] | 367.3365 | [13 empty] | 658.2281 | [15 empty] | 583.6249 | [17 empty] | 1.4931 | [9 empty] | 5989.8913 | [32 empty] | 2025 |  |  | CHN | Tibet
| Lawu |  | Magmatic hydrothermal | Skarn | Cu-Pb-Zn skarn | Cu, Pb, Zn | In, Sn | Cu, Pb, Zn, In, Sn |  |  | eb21-7 | eb21-7 | underground mine |  |  |  |  | ore material | drill core | underground mining tunnels and drill cores | mineral separate | [5 empty] | mineralisation |  |  |  | sphalerite, chalcopyrite, pyrrhotite, pyrite, arsenopyrite |  |  | Sn-poor Epithermal |  |  |  | galena, bismuthinite, marcasite, iron oxides, pyroxene, actinolite, quartz | thin sections and polished blocks examined using optical microscope, BSE detector, and EDS prior to analysis | EMPA, LA-ICPMS | JEOL JXA-8230 electron probe microanalyzer; RESOlution-LR 193 nm ArF excimer laser ablation system coupled to an Agilent 7700x ICP-MS | Laboratory of Mineral Resources Research Center, Fuzhou University; Adelaide Microscopy, the University of Adelaide | EPMA point analysis: accelerating voltage 15 kV, beam current 20 nA, beam diameter ~5 μm; EPMA mapping: accelerating voltage 20 kV, working current 50 nA, dwell time ~10 ms; BSE imaging: accelerating voltage 20 kV, beam current 10 nA; LA-ICP-MS: energy density 3~3.5 J/cm2, spot sizes 29 to 51 μm, repetition rates 5 Hz (polished thin-section) and 10 Hz (polished blocks), ~30 s background acquisition, ~40 s sample data acquisition | STDGL3 (Danyushevsky et al. 2011) and GSD-1G (USGS) | 14.4066 | [19 empty] | 5164.9848 | [5 empty] | 0.23356 | [5 empty] | 1417.287 | [9 empty] | 102387.3147 |  | 29.6952 |  |  |  | 0.31662 | [7 empty] | 403.5863 | [13 empty] | 649.6378 | [15 empty] | 2.5396 | [17 empty] | 0.088713 | [9 empty] | 658.4232 | [32 empty] | 2025 |  |  | CHN | Tibet
| Lawu |  | Magmatic hydrothermal | Skarn | Cu-Pb-Zn skarn | Cu, Pb, Zn | In, Sn | Cu, Pb, Zn, In, Sn |  |  | eb21-8 | eb21-8 | underground mine |  |  |  |  | ore material | drill core | underground mining tunnels and drill cores | mineral separate | [5 empty] | mineralisation |  |  |  | sphalerite, chalcopyrite, pyrrhotite, pyrite, arsenopyrite |  |  | Sn-poor Epithermal |  |  |  | galena, bismuthinite, marcasite, iron oxides, pyroxene, actinolite, quartz | thin sections and polished blocks examined using optical microscope, BSE detector, and EDS prior to analysis | EMPA, LA-ICPMS | JEOL JXA-8230 electron probe microanalyzer; RESOlution-LR 193 nm ArF excimer laser ablation system coupled to an Agilent 7700x ICP-MS | Laboratory of Mineral Resources Research Center, Fuzhou University; Adelaide Microscopy, the University of Adelaide | EPMA point analysis: accelerating voltage 15 kV, beam current 20 nA, beam diameter ~5 μm; EPMA mapping: accelerating voltage 20 kV, working current 50 nA, dwell time ~10 ms; BSE imaging: accelerating voltage 20 kV, beam current 10 nA; LA-ICP-MS: energy density 3~3.5 J/cm2, spot sizes 29 to 51 μm, repetition rates 5 Hz (polished thin-section) and 10 Hz (polished blocks), ~30 s background acquisition, ~40 s sample data acquisition | STDGL3 (Danyushevsky et al. 2011) and GSD-1G (USGS) | 55.4028 | [19 empty] | 7171.6062 | [5 empty] | 0.64201 | [5 empty] | 1565.0014 | [9 empty] | 105403.223 |  | 13.4595 |  |  |  | 0.084949 | [7 empty] | 893.4833 | [13 empty] | 832.1026 | [15 empty] | 2.6978 | [17 empty] | 1.7032 | [9 empty] | 250.8227 | [32 empty] | 2025 |  |  | CHN | Tibet
| Lawu |  | Magmatic hydrothermal | Skarn | Cu-Pb-Zn skarn | Cu, Pb, Zn | In, Sn | Cu, Pb, Zn, In, Sn |  |  | fba03_dSp-1 | fba03_dSp-1 | underground mine |  |  |  |  | ore material | drill core | underground mining tunnels and drill cores | mineral separate | [5 empty] | mineralisation |  |  |  | sphalerite, chalcopyrite, pyrrhotite, pyrite, arsenopyrite |  |  | Sn-poor Epithermal |  |  |  | galena, bismuthinite, marcasite, iron oxides, pyroxene, actinolite, quartz | thin sections and polished blocks examined using optical microscope, BSE detector, and EDS prior to analysis | EMPA, LA-ICPMS | JEOL JXA-8230 electron probe microanalyzer; RESOlution-LR 193 nm ArF excimer laser ablation system coupled to an Agilent 7700x ICP-MS | Laboratory of Mineral Resources Research Center, Fuzhou University; Adelaide Microscopy, the University of Adelaide | EPMA point analysis: accelerating voltage 15 kV, beam current 20 nA, beam diameter ~5 μm; EPMA mapping: accelerating voltage 20 kV, working current 50 nA, dwell time ~10 ms; BSE imaging: accelerating voltage 20 kV, beam current 10 nA; LA-ICP-MS: energy density 3~3.5 J/cm2, spot sizes 29 to 51 μm, repetition rates 5 Hz (polished thin-section) and 10 Hz (polished blocks), ~30 s background acquisition, ~40 s sample data acquisition | STDGL3 (Danyushevsky et al. 2011) and GSD-1G (USGS) | 21.6101 | [19 empty] | 483.9328 | [5 empty] | 0.071928 | [5 empty] | 22.8045 | [9 empty] | 5419.6887 |  | 35.8076 |  |  |  | 11.0744 | [7 empty] | 0.032252 | [13 empty] | 119.0171 | [15 empty] | 1036.5151 | [17 empty] | 959.6283 | [9 empty] | 0.35629 | [32 empty] | 2025 |  |  | CHN | Tibet
| Lawu |  | Magmatic hydrothermal | Skarn | Cu-Pb-Zn skarn | Cu, Pb, Zn | In, Sn | Cu, Pb, Zn, In, Sn |  |  | fba03_dSp-2 | fba03_dSp-2 | underground mine |  |  |  |  | ore material | drill core | underground mining tunnels and drill cores | mineral separate | [5 empty] | mineralisation |  |  |  | sphalerite, chalcopyrite, pyrrhotite, pyrite, arsenopyrite |  |  | Sn-poor Epithermal |  |  |  | galena, bismuthinite, marcasite, iron oxides, pyroxene, actinolite, quartz | thin sections and polished blocks examined using optical microscope, BSE detector, and EDS prior to analysis | EMPA, LA-ICPMS | JEOL JXA-8230 electron probe microanalyzer; RESOlution-LR 193 nm ArF excimer laser ablation system coupled to an Agilent 7700x ICP-MS | Laboratory of Mineral Resources Research Center, Fuzhou University; Adelaide Microscopy, the University of Adelaide | EPMA point analysis: accelerating voltage 15 kV, beam current 20 nA, beam diameter ~5 μm; EPMA mapping: accelerating voltage 20 kV, working current 50 nA, dwell time ~10 ms; BSE imaging: accelerating voltage 20 kV, beam current 10 nA; LA-ICP-MS: energy density 3~3.5 J/cm2, spot sizes 29 to 51 μm, repetition rates 5 Hz (polished thin-section) and 10 Hz (polished blocks), ~30 s background acquisition, ~40 s sample data acquisition | STDGL3 (Danyushevsky et al. 2011) and GSD-1G (USGS) | 14.699 | [19 empty] | 31.3739 | [5 empty] | 0.098992 | [5 empty] | 23.6058 | [9 empty] | 10418.8464 |  | 45.197 |  |  |  | 25.9419 | [7 empty] | 0.025325 | [13 empty] | 123.1181 | [15 empty] | 4419.2703 | [17 empty] | 4023.1893 | [9 empty] | 0.2758 | [32 empty] | 2025 |  |  | CHN | Tibet
| Lawu |  | Magmatic hydrothermal | Skarn | Cu-Pb-Zn skarn | Cu, Pb, Zn | In, Sn | Cu, Pb, Zn, In, Sn |  |  | fba03_dSp-3 | fba03_dSp-3 | underground mine |  |  |  |  | ore material | drill core | underground mining tunnels and drill cores | mineral separate | [5 empty] | mineralisation |  |  |  | sphalerite, chalcopyrite, pyrrhotite, pyrite, arsenopyrite |  |  | Sn-poor Epithermal |  |  |  | galena, bismuthinite, marcasite, iron oxides, pyroxene, actinolite, quartz | thin sections and polished blocks examined using optical microscope, BSE detector, and EDS prior to analysis | EMPA, LA-ICPMS | JEOL JXA-8230 electron probe microanalyzer; RESOlution-LR 193 nm ArF excimer laser ablation system coupled to an Agilent 7700x ICP-MS | Laboratory of Mineral Resources Research Center, Fuzhou University; Adelaide Microscopy, the University of Adelaide | EPMA point analysis: accelerating voltage 15 kV, beam current 20 nA, beam diameter ~5 μm; EPMA mapping: accelerating voltage 20 kV, working current 50 nA, dwell time ~10 ms; BSE imaging: accelerating voltage 20 kV, beam current 10 nA; LA-ICP-MS: energy density 3~3.5 J/cm2, spot sizes 29 to 51 μm, repetition rates 5 Hz (polished thin-section) and 10 Hz (polished blocks), ~30 s background acquisition, ~40 s sample data acquisition | STDGL3 (Danyushevsky et al. 2011) and GSD-1G (USGS) | 138.2703 | [19 empty] | 1311.1249 | [5 empty] | 0.050589 | [5 empty] | 248.8496 | [9 empty] | 7605.2721 |  | 42.6256 |  |  |  | 20.2112 | [7 empty] | 5.3735 | [13 empty] | 184.4592 | [15 empty] | 6519.3138 | [17 empty] | 5587.2793 | [9 empty] | 5.0941 | [32 empty] | 2025 |  |  | CHN | Tibet
| Lawu |  | Magmatic hydrothermal | Skarn | Cu-Pb-Zn skarn | Cu, Pb, Zn | In, Sn | Cu, Pb, Zn, In, Sn |  |  | fba03_dSp-4 | fba03_dSp-4 | underground mine |  |  |  |  | ore material | drill core | underground mining tunnels and drill cores | mineral separate | [5 empty] | mineralisation |  |  |  | sphalerite, chalcopyrite, pyrrhotite, pyrite, arsenopyrite |  |  | Sn-poor Epithermal |  |  |  | galena, bismuthinite, marcasite, iron oxides, pyroxene, actinolite, quartz | thin sections and polished blocks examined using optical microscope, BSE detector, and EDS prior to analysis | EMPA, LA-ICPMS | JEOL JXA-8230 electron probe microanalyzer; RESOlution-LR 193 nm ArF excimer laser ablation system coupled to an Agilent 7700x ICP-MS | Laboratory of Mineral Resources Research Center, Fuzhou University; Adelaide Microscopy, the University of Adelaide | EPMA point analysis: accelerating voltage 15 kV, beam current 20 nA, beam diameter ~5 μm; EPMA mapping: accelerating voltage 20 kV, working current 50 nA, dwell time ~10 ms; BSE imaging: accelerating voltage 20 kV, beam current 10 nA; LA-ICP-MS: energy density 3~3.5 J/cm2, spot sizes 29 to 51 μm, repetition rates 5 Hz (polished thin-section) and 10 Hz (polished blocks), ~30 s background acquisition, ~40 s sample data acquisition | STDGL3 (Danyushevsky et al. 2011) and GSD-1G (USGS) | 103.9541 | [19 empty] | 73.5455 | [5 empty] | 0.009775 | [5 empty] | 28.7625 | [9 empty] | 11337.5286 |  | 52.8065 |  |  |  | 40.1955 | [7 empty] | 0.81433 | [13 empty] | 204.1168 | [15 empty] | 8337.0881 | [17 empty] | 7734.3567 | [9 empty] | 2.1915 | [32 empty] | 2025 |  |  | CHN | Tibet
| Lawu |  | Magmatic hydrothermal | Skarn | Cu-Pb-Zn skarn | Cu, Pb, Zn | In, Sn | Cu, Pb, Zn, In, Sn |  |  | fba04_dSp-1 | fba04_dSp-1 | underground mine |  |  |  |  | ore material | drill core | underground mining tunnels and drill cores | mineral separate | [5 empty] | mineralisation |  |  |  | sphalerite, chalcopyrite, pyrrhotite, pyrite, arsenopyrite |  |  | Sn-poor Epithermal |  |  |  | galena, bismuthinite, marcasite, iron oxides, pyroxene, actinolite, quartz | thin sections and polished blocks examined using optical microscope, BSE detector, and EDS prior to analysis | EMPA, LA-ICPMS | JEOL JXA-8230 electron probe microanalyzer; RESOlution-LR 193 nm ArF excimer laser ablation system coupled to an Agilent 7700x ICP-MS | Laboratory of Mineral Resources Research Center, Fuzhou University; Adelaide Microscopy, the University of Adelaide | EPMA point analysis: accelerating voltage 15 kV, beam current 20 nA, beam diameter ~5 μm; EPMA mapping: accelerating voltage 20 kV, working current 50 nA, dwell time ~10 ms; BSE imaging: accelerating voltage 20 kV, beam current 10 nA; LA-ICP-MS: energy density 3~3.5 J/cm2, spot sizes 29 to 51 μm, repetition rates 5 Hz (polished thin-section) and 10 Hz (polished blocks), ~30 s background acquisition, ~40 s sample data acquisition | STDGL3 (Danyushevsky et al. 2011) and GSD-1G (USGS) | 8.2522 | [19 empty] | 69.0495 | [5 empty] | 0.10286 | [5 empty] | 59.2822 | [9 empty] | 16009.1068 |  | 70.702 |  |  |  | 29.6886 | [7 empty] | 0.019947 | [13 empty] | 112.4323 | [15 empty] | 2326.1469 | [17 empty] | 1298.1106 | [9 empty] | 0.21017 | [32 empty] | 2025 |  |  | CHN | Tibet
| Lawu |  | Magmatic hydrothermal | Skarn | Cu-Pb-Zn skarn | Cu, Pb, Zn | In, Sn | Cu, Pb, Zn, In, Sn |  |  | fba04_dSp-2 | fba04_dSp-2 | underground mine |  |  |  |  | ore material | drill core | underground mining tunnels and drill cores | mineral separate | [5 empty] | mineralisation |  |  |  | sphalerite, chalcopyrite, pyrrhotite, pyrite, arsenopyrite |  |  | Sn-poor Epithermal |  |  |  | galena, bismuthinite, marcasite, iron oxides, pyroxene, actinolite, quartz | thin sections and polished blocks examined using optical microscope, BSE detector, and EDS prior to analysis | EMPA, LA-ICPMS | JEOL JXA-8230 electron probe microanalyzer; RESOlution-LR 193 nm ArF excimer laser ablation system coupled to an Agilent 7700x ICP-MS | Laboratory of Mineral Resources Research Center, Fuzhou University; Adelaide Microscopy, the University of Adelaide | EPMA point analysis: accelerating voltage 15 kV, beam current 20 nA, beam diameter ~5 μm; EPMA mapping: accelerating voltage 20 kV, working current 50 nA, dwell time ~10 ms; BSE imaging: accelerating voltage 20 kV, beam current 10 nA; LA-ICP-MS: energy density 3~3.5 J/cm2, spot sizes 29 to 51 μm, repetition rates 5 Hz (polished thin-section) and 10 Hz (polished blocks), ~30 s background acquisition, ~40 s sample data acquisition | STDGL3 (Danyushevsky et al. 2011) and GSD-1G (USGS) | 6.8833 | [19 empty] | 1182.1266 | [5 empty] | 0.37252 | [5 empty] | 73.5546 | [9 empty] | 2351.6078 |  | 24.1067 |  |  |  | 6.3233 | [7 empty] | 49.8572 | [13 empty] | 27.2573 | [15 empty] | 282.8631 | [17 empty] | 426.8456 | [9 empty] | 17.9772 | [32 empty] | 2025 |  |  | CHN | Tibet
| Lawu |  | Magmatic hydrothermal | Skarn | Cu-Pb-Zn skarn | Cu, Pb, Zn | In, Sn | Cu, Pb, Zn, In, Sn |  |  | fba04_dSp-3 | fba04_dSp-3 | underground mine |  |  |  |  | ore material | drill core | underground mining tunnels and drill cores | mineral separate | [5 empty] | mineralisation |  |  |  | sphalerite, chalcopyrite, pyrrhotite, pyrite, arsenopyrite |  |  | Sn-poor Epithermal |  |  |  | galena, bismuthinite, marcasite, iron oxides, pyroxene, actinolite, quartz | thin sections and polished blocks examined using optical microscope, BSE detector, and EDS prior to analysis | EMPA, LA-ICPMS | JEOL JXA-8230 electron probe microanalyzer; RESOlution-LR 193 nm ArF excimer laser ablation system coupled to an Agilent 7700x ICP-MS | Laboratory of Mineral Resources Research Center, Fuzhou University; Adelaide Microscopy, the University of Adelaide | EPMA point analysis: accelerating voltage 15 kV, beam current 20 nA, beam diameter ~5 μm; EPMA mapping: accelerating voltage 20 kV, working current 50 nA, dwell time ~10 ms; BSE imaging: accelerating voltage 20 kV, beam current 10 nA; LA-ICP-MS: energy density 3~3.5 J/cm2, spot sizes 29 to 51 μm, repetition rates 5 Hz (polished thin-section) and 10 Hz (polished blocks), ~30 s background acquisition, ~40 s sample data acquisition | STDGL3 (Danyushevsky et al. 2011) and GSD-1G (USGS) | 7.7662 | [19 empty] | 659.7166 | [5 empty] | 0.65339 | [5 empty] | 85.3823 | [9 empty] | 7721.8024 |  | 62.629 |  |  |  | 10.3665 | [7 empty] | 1.9376 | [13 empty] | 79.5546 | [15 empty] | 947.6715 | [17 empty] | 1008.528 | [9 empty] | 1.3418 | [32 empty] | 2025 |  |  | CHN | Tibet
| Lawu |  | Magmatic hydrothermal | Skarn | Cu-Pb-Zn skarn | Cu, Pb, Zn | In, Sn | Cu, Pb, Zn, In, Sn |  |  | fba04_dSp-4 | fba04_dSp-4 | underground mine |  |  |  |  | ore material | drill core | underground mining tunnels and drill cores | mineral separate | [5 empty] | mineralisation |  |  |  | sphalerite, chalcopyrite, pyrrhotite, pyrite, arsenopyrite |  |  | Sn-poor Epithermal |  |  |  | galena, bismuthinite, marcasite, iron oxides, pyroxene, actinolite, quartz | thin sections and polished blocks examined using optical microscope, BSE detector, and EDS prior to analysis | EMPA, LA-ICPMS | JEOL JXA-8230 electron probe microanalyzer; RESOlution-LR 193 nm ArF excimer laser ablation system coupled to an Agilent 7700x ICP-MS | Laboratory of Mineral Resources Research Center, Fuzhou University; Adelaide Microscopy, the University of Adelaide | EPMA point analysis: accelerating voltage 15 kV, beam current 20 nA, beam diameter ~5 μm; EPMA mapping: accelerating voltage 20 kV, working current 50 nA, dwell time ~10 ms; BSE imaging: accelerating voltage 20 kV, beam current 10 nA; LA-ICP-MS: energy density 3~3.5 J/cm2, spot sizes 29 to 51 μm, repetition rates 5 Hz (polished thin-section) and 10 Hz (polished blocks), ~30 s background acquisition, ~40 s sample data acquisition | STDGL3 (Danyushevsky et al. 2011) and GSD-1G (USGS) | 173.9143 | [19 empty] | 41.3476 | [5 empty] | 0.086718 | [5 empty] | 54.24 | [9 empty] | 13550.0876 |  | 52.6614 |  |  |  | 48.5318 | [7 empty] | 0.042586 | [13 empty] | 265.8636 | [15 empty] | 13046.0914 | [17 empty] | 8901.7441 | [9 empty] | 0.35552 | [32 empty] | 2025 |  |  | CHN | Tibet
| Lawu |  | Magmatic hydrothermal | Skarn | Cu-Pb-Zn skarn | Cu, Pb, Zn | In, Sn | Cu, Pb, Zn, In, Sn |  |  | fba04_dSp-5 | fba04_dSp-5 | underground mine |  |  |  |  | ore material | drill core | underground mining tunnels and drill cores | mineral separate | [5 empty] | mineralisation |  |  |  | sphalerite, chalcopyrite, pyrrhotite, pyrite, arsenopyrite |  |  | Sn-poor Epithermal |  |  |  | galena, bismuthinite, marcasite, iron oxides, pyroxene, actinolite, quartz | thin sections and polished blocks examined using optical microscope, BSE detector, and EDS prior to analysis | EMPA, LA-ICPMS | JEOL JXA-8230 electron probe microanalyzer; RESOlution-LR 193 nm ArF excimer laser ablation system coupled to an Agilent 7700x ICP-MS | Laboratory of Mineral Resources Research Center, Fuzhou University; Adelaide Microscopy, the University of Adelaide | EPMA point analysis: accelerating voltage 15 kV, beam current 20 nA, beam diameter ~5 μm; EPMA mapping: accelerating voltage 20 kV, working current 50 nA, dwell time ~10 ms; BSE imaging: accelerating voltage 20 kV, beam current 10 nA; LA-ICP-MS: energy density 3~3.5 J/cm2, spot sizes 29 to 51 μm, repetition rates 5 Hz (polished thin-section) and 10 Hz (polished blocks), ~30 s background acquisition, ~40 s sample data acquisition | STDGL3 (Danyushevsky et al. 2011) and GSD-1G (USGS) | 67.9795 | [19 empty] | 36.8267 | [5 empty] | 0.044067 | [5 empty] | 386.6386 | [9 empty] | 16511.569 |  | 57.3694 |  |  |  | 61.3137 | [7 empty] | 0.046614 | [13 empty] | 258.0789 | [15 empty] | 10221.9748 | [17 empty] | 6502.0928 | [9 empty] | 0.45278 | [32 empty] | 2025 |  |  | CHN | Tibet
| Lawu |  | Magmatic hydrothermal | Skarn | Cu-Pb-Zn skarn | Cu, Pb, Zn | In, Sn | Cu, Pb, Zn, In, Sn |  |  | fba04_dSp-6 | fba04_dSp-6 | underground mine |  |  |  |  | ore material | drill core | underground mining tunnels and drill cores | mineral separate | [5 empty] | mineralisation |  |  |  | sphalerite, chalcopyrite, pyrrhotite, pyrite, arsenopyrite |  |  | Sn-poor Epithermal |  |  |  | galena, bismuthinite, marcasite, iron oxides, pyroxene, actinolite, quartz | thin sections and polished blocks examined using optical microscope, BSE detector, and EDS prior to analysis | EMPA, LA-ICPMS | JEOL JXA-8230 electron probe microanalyzer; RESOlution-LR 193 nm ArF excimer laser ablation system coupled to an Agilent 7700x ICP-MS | Laboratory of Mineral Resources Research Center, Fuzhou University; Adelaide Microscopy, the University of Adelaide | EPMA point analysis: accelerating voltage 15 kV, beam current 20 nA, beam diameter ~5 μm; EPMA mapping: accelerating voltage 20 kV, working current 50 nA, dwell time ~10 ms; BSE imaging: accelerating voltage 20 kV, beam current 10 nA; LA-ICP-MS: energy density 3~3.5 J/cm2, spot sizes 29 to 51 μm, repetition rates 5 Hz (polished thin-section) and 10 Hz (polished blocks), ~30 s background acquisition, ~40 s sample data acquisition | STDGL3 (Danyushevsky et al. 2011) and GSD-1G (USGS) | 51.1548 | [19 empty] | 77.9279 | [5 empty] | 0.11614 | [5 empty] | 602.5185 | [9 empty] | 11053.1479 |  | 36.1337 |  |  |  | 53.2141 | [7 empty] | 0.67868 | [13 empty] | 276.385 | [15 empty] | 11921.8476 | [17 empty] | 8178.1105 | [9 empty] | 1.0458 | [32 empty] | 2025 |  |  | CHN | Tibet
| Lawu |  | Magmatic hydrothermal | Skarn | Cu-Pb-Zn skarn | Cu, Pb, Zn | In, Sn | Cu, Pb, Zn, In, Sn |  |  | fba04_dSp-7 | fba04_dSp-7 | underground mine |  |  |  |  | ore material | drill core | underground mining tunnels and drill cores | mineral separate | [5 empty] | mineralisation |  |  |  | sphalerite, chalcopyrite, pyrrhotite, pyrite, arsenopyrite |  |  | Sn-poor Epithermal |  |  |  | galena, bismuthinite, marcasite, iron oxides, pyroxene, actinolite, quartz | thin sections and polished blocks examined using optical microscope, BSE detector, and EDS prior to analysis | EMPA, LA-ICPMS | JEOL JXA-8230 electron probe microanalyzer; RESOlution-LR 193 nm ArF excimer laser ablation system coupled to an Agilent 7700x ICP-MS | Laboratory of Mineral Resources Research Center, Fuzhou University; Adelaide Microscopy, the University of Adelaide | EPMA point analysis: accelerating voltage 15 kV, beam current 20 nA, beam diameter ~5 μm; EPMA mapping: accelerating voltage 20 kV, working current 50 nA, dwell time ~10 ms; BSE imaging: accelerating voltage 20 kV, beam current 10 nA; LA-ICP-MS: energy density 3~3.5 J/cm2, spot sizes 29 to 51 μm, repetition rates 5 Hz (polished thin-section) and 10 Hz (polished blocks), ~30 s background acquisition, ~40 s sample data acquisition | STDGL3 (Danyushevsky et al. 2011) and GSD-1G (USGS) | 71.6136 | [19 empty] | 128.8527 | [5 empty] | 0.042043 | [5 empty] | 792.065 | [9 empty] | 9495.1679 |  | 35.1864 |  |  |  | 37.2898 | [7 empty] | 1.5061 | [13 empty] | 216.7321 | [15 empty] | 8303.9167 | [17 empty] | 6413.4184 | [9 empty] | 3.7262 | [32 empty] | 2025 |  |  | CHN | Tibet
| Lawu |  | Magmatic hydrothermal | Skarn | Cu-Pb-Zn skarn | Cu, Pb, Zn | In, Sn | Cu, Pb, Zn, In, Sn |  |  | fba04_dSp-8 | fba04_dSp-8 | underground mine |  |  |  |  | ore material | drill core | underground mining tunnels and drill cores | mineral separate | [5 empty] | mineralisation |  |  |  | sphalerite, chalcopyrite, pyrrhotite, pyrite, arsenopyrite |  |  | Sn-poor Epithermal |  |  |  | galena, bismuthinite, marcasite, iron oxides, pyroxene, actinolite, quartz | thin sections and polished blocks examined using optical microscope, BSE detector, and EDS prior to analysis | EMPA, LA-ICPMS | JEOL JXA-8230 electron probe microanalyzer; RESOlution-LR 193 nm ArF excimer laser ablation system coupled to an Agilent 7700x ICP-MS | Laboratory of Mineral Resources Research Center, Fuzhou University; Adelaide Microscopy, the University of Adelaide | EPMA point analysis: accelerating voltage 15 kV, beam current 20 nA, beam diameter ~5 μm; EPMA mapping: accelerating voltage 20 kV, working current 50 nA, dwell time ~10 ms; BSE imaging: accelerating voltage 20 kV, beam current 10 nA; LA-ICP-MS: energy density 3~3.5 J/cm2, spot sizes 29 to 51 μm, repetition rates 5 Hz (polished thin-section) and 10 Hz (polished blocks), ~30 s background acquisition, ~40 s sample data acquisition | STDGL3 (Danyushevsky et al. 2011) and GSD-1G (USGS) | 66.1137 | [19 empty] | 4172.4375 | [5 empty] | 0.045625 | [5 empty] | 114.8794 | [9 empty] | 8038.3153 |  | 26.5778 |  |  |  | 25.6246 | [7 empty] | 0.13707 | [13 empty] | 192.1631 | [15 empty] | 8398.2396 | [17 empty] | 8221.3433 | [9 empty] | 0.74563 | [32 empty] | 2025 |  |  | CHN | Tibet
| Lawu |  | Magmatic hydrothermal | Skarn | Cu-Pb-Zn skarn | Cu, Pb, Zn | In, Sn | Cu, Pb, Zn, In, Sn |  |  | fba04_dSp-9 | fba04_dSp-9 | underground mine |  |  |  |  | ore material | drill core | underground mining tunnels and drill cores | mineral separate | [5 empty] | mineralisation |  |  |  | sphalerite, chalcopyrite, pyrrhotite, pyrite, arsenopyrite |  |  | Sn-poor Epithermal |  |  |  | galena, bismuthinite, marcasite, iron oxides, pyroxene, actinolite, quartz | thin sections and polished blocks examined using optical microscope, BSE detector, and EDS prior to analysis | EMPA, LA-ICPMS | JEOL JXA-8230 electron probe microanalyzer; RESOlution-LR 193 nm ArF excimer laser ablation system coupled to an Agilent 7700x ICP-MS | Laboratory of Mineral Resources Research Center, Fuzhou University; Adelaide Microscopy, the University of Adelaide | EPMA point analysis: accelerating voltage 15 kV, beam current 20 nA, beam diameter ~5 μm; EPMA mapping: accelerating voltage 20 kV, working current 50 nA, dwell time ~10 ms; BSE imaging: accelerating voltage 20 kV, beam current 10 nA; LA-ICP-MS: energy density 3~3.5 J/cm2, spot sizes 29 to 51 μm, repetition rates 5 Hz (polished thin-section) and 10 Hz (polished blocks), ~30 s background acquisition, ~40 s sample data acquisition | STDGL3 (Danyushevsky et al. 2011) and GSD-1G (USGS) | 55.8459 | [19 empty] | 90.0509 | [5 empty] | 0.085031 | [5 empty] | 723.4417 | [9 empty] | 9324.7366 |  | 32.5554 |  |  |  | 66.9721 | [7 empty] | 0.17041 | [13 empty] | 246.8993 | [15 empty] | 11296.7687 | [17 empty] | 7317.8089 | [9 empty] | 1.055 | [32 empty] | 2025 |  |  | CHN | Tibet
| Lawu |  | Magmatic hydrothermal | Skarn | Cu-Pb-Zn skarn | Cu, Pb, Zn | In, Sn | Cu, Pb, Zn, In, Sn |  |  | fba04_dSp-10 | fba04_dSp-10 | underground mine |  |  |  |  | ore material | drill core | underground mining tunnels and drill cores | mineral separate | [5 empty] | mineralisation |  |  |  | sphalerite, chalcopyrite, pyrrhotite, pyrite, arsenopyrite |  |  | Sn-poor Epithermal |  |  |  | galena, bismuthinite, marcasite, iron oxides, pyroxene, actinolite, quartz | thin sections and polished blocks examined using optical microscope, BSE detector, and EDS prior to analysis | EMPA, LA-ICPMS | JEOL JXA-8230 electron probe microanalyzer; RESOlution-LR 193 nm ArF excimer laser ablation system coupled to an Agilent 7700x ICP-MS | Laboratory of Mineral Resources Research Center, Fuzhou University; Adelaide Microscopy, the University of Adelaide | EPMA point analysis: accelerating voltage 15 kV, beam current 20 nA, beam diameter ~5 μm; EPMA mapping: accelerating voltage 20 kV, working current 50 nA, dwell time ~10 ms; BSE imaging: accelerating voltage 20 kV, beam current 10 nA; LA-ICP-MS: energy density 3~3.5 J/cm2, spot sizes 29 to 51 μm, repetition rates 5 Hz (polished thin-section) and 10 Hz (polished blocks), ~30 s background acquisition, ~40 s sample data acquisition | STDGL3 (Danyushevsky et al. 2011) and GSD-1G (USGS) | 251.8929 | [19 empty] | 1288.4796 | [5 empty] | 0.009775 | [5 empty] | 113.857 | [9 empty] | 7396.3719 |  | 62.2351 |  |  |  | 14.4879 | [7 empty] | 5.8698 | [13 empty] | 155.9323 | [15 empty] | 3573.5635 | [17 empty] | 2415.2167 | [9 empty] | 4.0501 | [32 empty] | 2025 |  |  | CHN | Tibet
| Lawu |  | Magmatic hydrothermal | Skarn | Cu-Pb-Zn skarn | Cu, Pb, Zn | In, Sn | Cu, Pb, Zn, In, Sn |  |  | fba05_dSp-1 | fba05_dSp-1 | underground mine |  |  |  |  | ore material | drill core | underground mining tunnels and drill cores | mineral separate | [5 empty] | mineralisation |  |  |  | sphalerite, chalcopyrite, pyrrhotite, pyrite, arsenopyrite |  |  | Sn-poor Epithermal |  |  |  | galena, bismuthinite, marcasite, iron oxides, pyroxene, actinolite, quartz | thin sections and polished blocks examined using optical microscope, BSE detector, and EDS prior to analysis | EMPA, LA-ICPMS | JEOL JXA-8230 electron probe microanalyzer; RESOlution-LR 193 nm ArF excimer laser ablation system coupled to an Agilent 7700x ICP-MS | Laboratory of Mineral Resources Research Center, Fuzhou University; Adelaide Microscopy, the University of Adelaide | EPMA point analysis: accelerating voltage 15 kV, beam current 20 nA, beam diameter ~5 μm; EPMA mapping: accelerating voltage 20 kV, working current 50 nA, dwell time ~10 ms; BSE imaging: accelerating voltage 20 kV, beam current 10 nA; LA-ICP-MS: energy density 3~3.5 J/cm2, spot sizes 29 to 51 μm, repetition rates 5 Hz (polished thin-section) and 10 Hz (polished blocks), ~30 s background acquisition, ~40 s sample data acquisition | STDGL3 (Danyushevsky et al. 2011) and GSD-1G (USGS) | 946.9182 | [19 empty] | 5678.997 | [5 empty] | 0.009775 | [5 empty] | 54.0126 | [9 empty] | 8482.331 |  | 40.2817 |  |  |  | 13.9024 | [7 empty] | 67.2803 | [13 empty] | 136.0572 | [15 empty] | 5275.965 | [17 empty] | 4646.1628 | [9 empty] | 37.2526 | [32 empty] | 2025 |  |  | CHN | Tibet
| Lawu |  | Magmatic hydrothermal | Skarn | Cu-Pb-Zn skarn | Cu, Pb, Zn | In, Sn | Cu, Pb, Zn, In, Sn |  |  | fba05_dSp-2 | fba05_dSp-2 | underground mine |  |  |  |  | ore material | drill core | underground mining tunnels and drill cores | mineral separate | [5 empty] | mineralisation |  |  |  | sphalerite, chalcopyrite, pyrrhotite, pyrite, arsenopyrite |  |  | Sn-poor Epithermal |  |  |  | galena, bismuthinite, marcasite, iron oxides, pyroxene, actinolite, quartz | thin sections and polished blocks examined using optical microscope, BSE detector, and EDS prior to analysis | EMPA, LA-ICPMS | JEOL JXA-8230 electron probe microanalyzer; RESOlution-LR 193 nm ArF excimer laser ablation system coupled to an Agilent 7700x ICP-MS | Laboratory of Mineral Resources Research Center, Fuzhou University; Adelaide Microscopy, the University of Adelaide | EPMA point analysis: accelerating voltage 15 kV, beam current 20 nA, beam diameter ~5 μm; EPMA mapping: accelerating voltage 20 kV, working current 50 nA, dwell time ~10 ms; BSE imaging: accelerating voltage 20 kV, beam current 10 nA; LA-ICP-MS: energy density 3~3.5 J/cm2, spot sizes 29 to 51 μm, repetition rates 5 Hz (polished thin-section) and 10 Hz (polished blocks), ~30 s background acquisition, ~40 s sample data acquisition | STDGL3 (Danyushevsky et al. 2011) and GSD-1G (USGS) | 269.0157 | [19 empty] | 1693.9195 | [5 empty] | 0.038452 | [5 empty] | 446.3656 | [9 empty] | 6992.0747 |  | 48.8058 |  |  |  | 17.3873 | [7 empty] | 20.6236 | [13 empty] | 152.3154 | [15 empty] | 5702.5927 | [17 empty] | 4370.6366 | [9 empty] | 13.3621 | [32 empty] | 2025 |  |  | CHN | Tibet
| Lawu |  | Magmatic hydrothermal | Skarn | Cu-Pb-Zn skarn | Cu, Pb, Zn | In, Sn | Cu, Pb, Zn, In, Sn |  |  | fba05_dSp-3 | fba05_dSp-3 | underground mine |  |  |  |  | ore material | drill core | underground mining tunnels and drill cores | mineral separate | [5 empty] | mineralisation |  |  |  | sphalerite, chalcopyrite, pyrrhotite, pyrite, arsenopyrite |  |  | Sn-poor Epithermal |  |  |  | galena, bismuthinite, marcasite, iron oxides, pyroxene, actinolite, quartz | thin sections and polished blocks examined using optical microscope, BSE detector, and EDS prior to analysis | EMPA, LA-ICPMS | JEOL JXA-8230 electron probe microanalyzer; RESOlution-LR 193 nm ArF excimer laser ablation system coupled to an Agilent 7700x ICP-MS | Laboratory of Mineral Resources Research Center, Fuzhou University; Adelaide Microscopy, the University of Adelaide | EPMA point analysis: accelerating voltage 15 kV, beam current 20 nA, beam diameter ~5 μm; EPMA mapping: accelerating voltage 20 kV, working current 50 nA, dwell time ~10 ms; BSE imaging: accelerating voltage 20 kV, beam current 10 nA; LA-ICP-MS: energy density 3~3.5 J/cm2, spot sizes 29 to 51 μm, repetition rates 5 Hz (polished thin-section) and 10 Hz (polished blocks), ~30 s background acquisition, ~40 s sample data acquisition | STDGL3 (Danyushevsky et al. 2011) and GSD-1G (USGS) | 1076.7457 | [19 empty] | 2175.805 | [5 empty] | 0.046776 | [5 empty] | 902.5883 | [9 empty] | 6703.0222 |  | 48.7473 |  |  |  | 24.0799 | [7 empty] | 99.8764 | [13 empty] | 149.1584 | [15 empty] | 39110.1827 | [17 empty] | 5905.3123 | [9 empty] | 143.4078 | [32 empty] | 2025 |  |  | CHN | Tibet
| Lawu |  | Magmatic hydrothermal | Skarn | Cu-Pb-Zn skarn | Cu, Pb, Zn | In, Sn | Cu, Pb, Zn, In, Sn |  |  | fba05_dSp-4 | fba05_dSp-4 | underground mine |  |  |  |  | ore material | drill core | underground mining tunnels and drill cores | mineral separate | [5 empty] | mineralisation |  |  |  | sphalerite, chalcopyrite, pyrrhotite, pyrite, arsenopyrite |  |  | Sn-poor Epithermal |  |  |  | galena, bismuthinite, marcasite, iron oxides, pyroxene, actinolite, quartz | thin sections and polished blocks examined using optical microscope, BSE detector, and EDS prior to analysis | EMPA, LA-ICPMS | JEOL JXA-8230 electron probe microanalyzer; RESOlution-LR 193 nm ArF excimer laser ablation system coupled to an Agilent 7700x ICP-MS | Laboratory of Mineral Resources Research Center, Fuzhou University; Adelaide Microscopy, the University of Adelaide | EPMA point analysis: accelerating voltage 15 kV, beam current 20 nA, beam diameter ~5 μm; EPMA mapping: accelerating voltage 20 kV, working current 50 nA, dwell time ~10 ms; BSE imaging: accelerating voltage 20 kV, beam current 10 nA; LA-ICP-MS: energy density 3~3.5 J/cm2, spot sizes 29 to 51 μm, repetition rates 5 Hz (polished thin-section) and 10 Hz (polished blocks), ~30 s background acquisition, ~40 s sample data acquisition | STDGL3 (Danyushevsky et al. 2011) and GSD-1G (USGS) | 389.3215 | [19 empty] | 3179.8117 | [5 empty] | 0.21391 | [5 empty] | 683.5219 | [9 empty] | 5739.4029 |  | 75.927 |  |  |  | 9.0701 | [7 empty] | 162.1981 | [13 empty] | 90.4057 | [15 empty] | 3170.2603 | [17 empty] | 1386.3893 | [9 empty] | 62.1071 | [32 empty] | 2025 |  |  | CHN | Tibet
| Lawu |  | Magmatic hydrothermal | Skarn | Cu-Pb-Zn skarn | Cu, Pb, Zn | In, Sn | Cu, Pb, Zn, In, Sn |  |  | fba05_dSp-5 | fba05_dSp-5 | underground mine |  |  |  |  | ore material | drill core | underground mining tunnels and drill cores | mineral separate | [5 empty] | mineralisation |  |  |  | sphalerite, chalcopyrite, pyrrhotite, pyrite, arsenopyrite |  |  | Sn-poor Epithermal |  |  |  | galena, bismuthinite, marcasite, iron oxides, pyroxene, actinolite, quartz | thin sections and polished blocks examined using optical microscope, BSE detector, and EDS prior to analysis | EMPA, LA-ICPMS | JEOL JXA-8230 electron probe microanalyzer; RESOlution-LR 193 nm ArF excimer laser ablation system coupled to an Agilent 7700x ICP-MS | Laboratory of Mineral Resources Research Center, Fuzhou University; Adelaide Microscopy, the University of Adelaide | EPMA point analysis: accelerating voltage 15 kV, beam current 20 nA, beam diameter ~5 μm; EPMA mapping: accelerating voltage 20 kV, working current 50 nA, dwell time ~10 ms; BSE imaging: accelerating voltage 20 kV, beam current 10 nA; LA-ICP-MS: energy density 3~3.5 J/cm2, spot sizes 29 to 51 μm, repetition rates 5 Hz (polished thin-section) and 10 Hz (polished blocks), ~30 s background acquisition, ~40 s sample data acquisition | STDGL3 (Danyushevsky et al. 2011) and GSD-1G (USGS) | 156.7362 | [19 empty] | 1447.8809 | [5 empty] | 0.082161 | [5 empty] | 55.6288 | [9 empty] | 7584.6838 |  | 47.7405 |  |  |  | 17.4993 | [7 empty] | 3.5475 | [13 empty] | 176.499 | [15 empty] | 6843.4861 | [17 empty] | 6103.3704 | [9 empty] | 5.4346 | [32 empty] | 2025 |  |  | CHN | Tibet
| Lawu |  | Magmatic hydrothermal | Skarn | Cu-Pb-Zn skarn | Cu, Pb, Zn | In, Sn | Cu, Pb, Zn, In, Sn |  |  | fba05_dSp-6 | fba05_dSp-6 | underground mine |  |  |  |  | ore material | drill core | underground mining tunnels and drill cores | mineral separate | [5 empty] | mineralisation |  |  |  | sphalerite, chalcopyrite, pyrrhotite, pyrite, arsenopyrite |  |  | Sn-poor Epithermal |  |  |  | galena, bismuthinite, marcasite, iron oxides, pyroxene, actinolite, quartz | thin sections and polished blocks examined using optical microscope, BSE detector, and EDS prior to analysis | EMPA, LA-ICPMS | JEOL JXA-8230 electron probe microanalyzer; RESOlution-LR 193 nm ArF excimer laser ablation system coupled to an Agilent 7700x ICP-MS | Laboratory of Mineral Resources Research Center, Fuzhou University; Adelaide Microscopy, the University of Adelaide | EPMA point analysis: accelerating voltage 15 kV, beam current 20 nA, beam diameter ~5 μm; EPMA mapping: accelerating voltage 20 kV, working current 50 nA, dwell time ~10 ms; BSE imaging: accelerating voltage 20 kV, beam current 10 nA; LA-ICP-MS: energy density 3~3.5 J/cm2, spot sizes 29 to 51 μm, repetition rates 5 Hz (polished thin-section) and 10 Hz (polished blocks), ~30 s background acquisition, ~40 s sample data acquisition | STDGL3 (Danyushevsky et al. 2011) and GSD-1G (USGS) | 233.5134 | [19 empty] | 146.0233 | [5 empty] | 0.081674 | [5 empty] | 10.9312 | [9 empty] | 12486.1361 |  | 41.582 |  |  |  | 55.3743 | [7 empty] | 0.21868 | [13 empty] | 274.7984 | [15 empty] | 13645.491 | [17 empty] | 9951.7321 | [9 empty] | 0.4531 | [32 empty] | 2025 |  |  | CHN | Tibet
| Lawu |  | Magmatic hydrothermal | Skarn | Cu-Pb-Zn skarn | Cu, Pb, Zn | In, Sn | Cu, Pb, Zn, In, Sn |  |  | fba07_dSp-1 | fba07_dSp-1 | underground mine |  |  |  |  | ore material | drill core | underground mining tunnels and drill cores | mineral separate | [5 empty] | mineralisation |  |  |  | sphalerite, chalcopyrite, pyrrhotite, pyrite, arsenopyrite |  |  | Sn-poor Epithermal |  |  |  | galena, bismuthinite, marcasite, iron oxides, pyroxene, actinolite, quartz | thin sections and polished blocks examined using optical microscope, BSE detector, and EDS prior to analysis | EMPA, LA-ICPMS | JEOL JXA-8230 electron probe microanalyzer; RESOlution-LR 193 nm ArF excimer laser ablation system coupled to an Agilent 7700x ICP-MS | Laboratory of Mineral Resources Research Center, Fuzhou University; Adelaide Microscopy, the University of Adelaide | EPMA point analysis: accelerating voltage 15 kV, beam current 20 nA, beam diameter ~5 μm; EPMA mapping: accelerating voltage 20 kV, working current 50 nA, dwell time ~10 ms; BSE imaging: accelerating voltage 20 kV, beam current 10 nA; LA-ICP-MS: energy density 3~3.5 J/cm2, spot sizes 29 to 51 μm, repetition rates 5 Hz (polished thin-section) and 10 Hz (polished blocks), ~30 s background acquisition, ~40 s sample data acquisition | STDGL3 (Danyushevsky et al. 2011) and GSD-1G (USGS) | 669.1942 | [19 empty] | 2190.0543 | [5 empty] | 0.009775 | [5 empty] | 132.0244 | [9 empty] | 7163.4746 |  | 43.7934 |  |  |  | 21.8519 | [7 empty] | 41.551 | [13 empty] | 157.9788 | [15 empty] | 3994.7607 | [17 empty] | 3449.6218 | [9 empty] | 29.6412 | [32 empty] | 2025 |  |  | CHN | Tibet
| Lawu |  | Magmatic hydrothermal | Skarn | Cu-Pb-Zn skarn | Cu, Pb, Zn | In, Sn | Cu, Pb, Zn, In, Sn |  |  | fba07_dSp-2 | fba07_dSp-2 | underground mine |  |  |  |  | ore material | drill core | underground mining tunnels and drill cores | mineral separate | [5 empty] | mineralisation |  |  |  | sphalerite, chalcopyrite, pyrrhotite, pyrite, arsenopyrite |  |  | Sn-poor Epithermal |  |  |  | galena, bismuthinite, marcasite, iron oxides, pyroxene, actinolite, quartz | thin sections and polished blocks examined using optical microscope, BSE detector, and EDS prior to analysis | EMPA, LA-ICPMS | JEOL JXA-8230 electron probe microanalyzer; RESOlution-LR 193 nm ArF excimer laser ablation system coupled to an Agilent 7700x ICP-MS | Laboratory of Mineral Resources Research Center, Fuzhou University; Adelaide Microscopy, the University of Adelaide | EPMA point analysis: accelerating voltage 15 kV, beam current 20 nA, beam diameter ~5 μm; EPMA mapping: accelerating voltage 20 kV, working current 50 nA, dwell time ~10 ms; BSE imaging: accelerating voltage 20 kV, beam current 10 nA; LA-ICP-MS: energy density 3~3.5 J/cm2, spot sizes 29 to 51 μm, repetition rates 5 Hz (polished thin-section) and 10 Hz (polished blocks), ~30 s background acquisition, ~40 s sample data acquisition | STDGL3 (Danyushevsky et al. 2011) and GSD-1G (USGS) | 238.8034 | [19 empty] | 1602.3775 | [5 empty] | 0.087631 | [5 empty] | 265.6208 | [9 empty] | 7346.4466 |  | 70.8717 |  |  |  | 12.5889 | [7 empty] | 63.4612 | [13 empty] | 125.6221 | [15 empty] | 3591.9411 | [17 empty] | 2606.4021 | [9 empty] | 12.4574 | [32 empty] | 2025 |  |  | CHN | Tibet
| Lawu |  | Magmatic hydrothermal | Skarn | Cu-Pb-Zn skarn | Cu, Pb, Zn | In, Sn | Cu, Pb, Zn, In, Sn |  |  | fba07_dSp-3 | fba07_dSp-3 | underground mine |  |  |  |  | ore material | drill core | underground mining tunnels and drill cores | mineral separate | [5 empty] | mineralisation |  |  |  | sphalerite, chalcopyrite, pyrrhotite, pyrite, arsenopyrite |  |  | Sn-poor Epithermal |  |  |  | galena, bismuthinite, marcasite, iron oxides, pyroxene, actinolite, quartz | thin sections and polished blocks examined using optical microscope, BSE detector, and EDS prior to analysis | EMPA, LA-ICPMS | JEOL JXA-8230 electron probe microanalyzer; RESOlution-LR 193 nm ArF excimer laser ablation system coupled to an Agilent 7700x ICP-MS | Laboratory of Mineral Resources Research Center, Fuzhou University; Adelaide Microscopy, the University of Adelaide | EPMA point analysis: accelerating voltage 15 kV, beam current 20 nA, beam diameter ~5 μm; EPMA mapping: accelerating voltage 20 kV, working current 50 nA, dwell time ~10 ms; BSE imaging: accelerating voltage 20 kV, beam current 10 nA; LA-ICP-MS: energy density 3~3.5 J/cm2, spot sizes 29 to 51 μm, repetition rates 5 Hz (polished thin-section) and 10 Hz (polished blocks), ~30 s background acquisition, ~40 s sample data acquisition | STDGL3 (Danyushevsky et al. 2011) and GSD-1G (USGS) | 200.9519 | [19 empty] | 624.0993 | [5 empty] | 0.045569 | [5 empty] | 122.9138 | [9 empty] | 13460.2355 |  | 58.709 |  |  |  | 41.3619 | [7 empty] | 20.2623 | [13 empty] | 218.6435 | [15 empty] | 7734.7011 | [17 empty] | 6633.2548 | [9 empty] | 14.2194 | [32 empty] | 2025 |  |  | CHN | Tibet
| Lawu |  | Magmatic hydrothermal | Skarn | Cu-Pb-Zn skarn | Cu, Pb, Zn | In, Sn | Cu, Pb, Zn, In, Sn |  |  | fba07_dSp-4 | fba07_dSp-4 | underground mine |  |  |  |  | ore material | drill core | underground mining tunnels and drill cores | mineral separate | [5 empty] | mineralisation |  |  |  | sphalerite, chalcopyrite, pyrrhotite, pyrite, arsenopyrite |  |  | Sn-poor Epithermal |  |  |  | galena, bismuthinite, marcasite, iron oxides, pyroxene, actinolite, quartz | thin sections and polished blocks examined using optical microscope, BSE detector, and EDS prior to analysis | EMPA, LA-ICPMS | JEOL JXA-8230 electron probe microanalyzer; RESOlution-LR 193 nm ArF excimer laser ablation system coupled to an Agilent 7700x ICP-MS | Laboratory of Mineral Resources Research Center, Fuzhou University; Adelaide Microscopy, the University of Adelaide | EPMA point analysis: accelerating voltage 15 kV, beam current 20 nA, beam diameter ~5 μm; EPMA mapping: accelerating voltage 20 kV, working current 50 nA, dwell time ~10 ms; BSE imaging: accelerating voltage 20 kV, beam current 10 nA; LA-ICP-MS: energy density 3~3.5 J/cm2, spot sizes 29 to 51 μm, repetition rates 5 Hz (polished thin-section) and 10 Hz (polished blocks), ~30 s background acquisition, ~40 s sample data acquisition | STDGL3 (Danyushevsky et al. 2011) and GSD-1G (USGS) | 337.9904 | [19 empty] | 1757.2174 | [5 empty] | 0.12883 | [5 empty] | 170.7552 | [9 empty] | 6294.2722 |  | 39.4115 |  |  |  | 19.3849 | [7 empty] | 19.1016 | [13 empty] | 140.4996 | [15 empty] | 5339.1709 | [17 empty] | 4402.4416 | [9 empty] | 9.8212 | [32 empty] | 2025 |  |  | CHN | Tibet
| Lawu |  | Magmatic hydrothermal | Skarn | Cu-Pb-Zn skarn | Cu, Pb, Zn | In, Sn | Cu, Pb, Zn, In, Sn |  |  | fba07_dSp-5 | fba07_dSp-5 | underground mine |  |  |  |  | ore material | drill core | underground mining tunnels and drill cores | mineral separate | [5 empty] | mineralisation |  |  |  | sphalerite, chalcopyrite, pyrrhotite, pyrite, arsenopyrite |  |  | Sn-poor Epithermal |  |  |  | galena, bismuthinite, marcasite, iron oxides, pyroxene, actinolite, quartz | thin sections and polished blocks examined using optical microscope, BSE detector, and EDS prior to analysis | EMPA, LA-ICPMS | JEOL JXA-8230 electron probe microanalyzer; RESOlution-LR 193 nm ArF excimer laser ablation system coupled to an Agilent 7700x ICP-MS | Laboratory of Mineral Resources Research Center, Fuzhou University; Adelaide Microscopy, the University of Adelaide | EPMA point analysis: accelerating voltage 15 kV, beam current 20 nA, beam diameter ~5 μm; EPMA mapping: accelerating voltage 20 kV, working current 50 nA, dwell time ~10 ms; BSE imaging: accelerating voltage 20 kV, beam current 10 nA; LA-ICP-MS: energy density 3~3.5 J/cm2, spot sizes 29 to 51 μm, repetition rates 5 Hz (polished thin-section) and 10 Hz (polished blocks), ~30 s background acquisition, ~40 s sample data acquisition | STDGL3 (Danyushevsky et al. 2011) and GSD-1G (USGS) | 367.5916 | [19 empty] | 1926.7315 | [5 empty] | 0.071053 | [5 empty] | 339.8356 | [9 empty] | 5652.3826 |  | 47.8896 |  |  |  | 12.6923 | [7 empty] | 13.3488 | [13 empty] | 124.2169 | [15 empty] | 4709.4782 | [17 empty] | 3845.6675 | [9 empty] | 8.4346 | [32 empty] | 2025 |  |  | CHN | Tibet
| Lawu |  | Magmatic hydrothermal | Skarn | Cu-Pb-Zn skarn | Cu, Pb, Zn | In, Sn | Cu, Pb, Zn, In, Sn |  |  | fba07_dSp-6 | fba07_dSp-6 | underground mine |  |  |  |  | ore material | drill core | underground mining tunnels and drill cores | mineral separate | [5 empty] | mineralisation |  |  |  | sphalerite, chalcopyrite, pyrrhotite, pyrite, arsenopyrite |  |  | Sn-poor Epithermal |  |  |  | galena, bismuthinite, marcasite, iron oxides, pyroxene, actinolite, quartz | thin sections and polished blocks examined using optical microscope, BSE detector, and EDS prior to analysis | EMPA, LA-ICPMS | JEOL JXA-8230 electron probe microanalyzer; RESOlution-LR 193 nm ArF excimer laser ablation system coupled to an Agilent 7700x ICP-MS | Laboratory of Mineral Resources Research Center, Fuzhou University; Adelaide Microscopy, the University of Adelaide | EPMA point analysis: accelerating voltage 15 kV, beam current 20 nA, beam diameter ~5 μm; EPMA mapping: accelerating voltage 20 kV, working current 50 nA, dwell time ~10 ms; BSE imaging: accelerating voltage 20 kV, beam current 10 nA; LA-ICP-MS: energy density 3~3.5 J/cm2, spot sizes 29 to 51 μm, repetition rates 5 Hz (polished thin-section) and 10 Hz (polished blocks), ~30 s background acquisition, ~40 s sample data acquisition | STDGL3 (Danyushevsky et al. 2011) and GSD-1G (USGS) | 633.9473 | [19 empty] | 3464.0371 | [5 empty] | 0.050061 | [5 empty] | 517.7054 | [9 empty] | 6986.8906 |  | 79.9227 |  |  |  | 10.0404 | [7 empty] | 40.6725 | [13 empty] | 91.4478 | [15 empty] | 2203.8258 | [17 empty] | 1609.0298 | [9 empty] | 63.1105 | [32 empty] | 2025 |  |  | CHN | Tibet
| Lawu |  | Magmatic hydrothermal | Skarn | Cu-Pb-Zn skarn | Cu, Pb, Zn | In, Sn | Cu, Pb, Zn, In, Sn |  |  | fba07_dSp-7 | fba07_dSp-7 | underground mine |  |  |  |  | ore material | drill core | underground mining tunnels and drill cores | mineral separate | [5 empty] | mineralisation |  |  |  | sphalerite, chalcopyrite, pyrrhotite, pyrite, arsenopyrite |  |  | Sn-poor Epithermal |  |  |  | galena, bismuthinite, marcasite, iron oxides, pyroxene, actinolite, quartz | thin sections and polished blocks examined using optical microscope, BSE detector, and EDS prior to analysis | EMPA, LA-ICPMS | JEOL JXA-8230 electron probe microanalyzer; RESOlution-LR 193 nm ArF excimer laser ablation system coupled to an Agilent 7700x ICP-MS | Laboratory of Mineral Resources Research Center, Fuzhou University; Adelaide Microscopy, the University of Adelaide | EPMA point analysis: accelerating voltage 15 kV, beam current 20 nA, beam diameter ~5 μm; EPMA mapping: accelerating voltage 20 kV, working current 50 nA, dwell time ~10 ms; BSE imaging: accelerating voltage 20 kV, beam current 10 nA; LA-ICP-MS: energy density 3~3.5 J/cm2, spot sizes 29 to 51 μm, repetition rates 5 Hz (polished thin-section) and 10 Hz (polished blocks), ~30 s background acquisition, ~40 s sample data acquisition | STDGL3 (Danyushevsky et al. 2011) and GSD-1G (USGS) | 63.5411 | [19 empty] | 22.2511 | [5 empty] | 0.009775 | [5 empty] | 213.2068 | [9 empty] | 12085.5346 |  | 48.6872 |  |  |  | 55.8529 | [7 empty] | 0.1308 | [13 empty] | 245.986 | [15 empty] | 8998.0075 | [17 empty] | 6182.1387 | [9 empty] | 0.5045 | [32 empty] | 2025 |  |  | CHN | Tibet
| Lawu |  | Magmatic hydrothermal | Skarn | Cu-Pb-Zn skarn | Cu, Pb, Zn | In, Sn | Cu, Pb, Zn, In, Sn |  |  | fba07_dSp-8 | fba07_dSp-8 | underground mine |  |  |  |  | ore material | drill core | underground mining tunnels and drill cores | mineral separate | [5 empty] | mineralisation |  |  |  | sphalerite, chalcopyrite, pyrrhotite, pyrite, arsenopyrite |  |  | Sn-poor Epithermal |  |  |  | galena, bismuthinite, marcasite, iron oxides, pyroxene, actinolite, quartz | thin sections and polished blocks examined using optical microscope, BSE detector, and EDS prior to analysis | EMPA, LA-ICPMS | JEOL JXA-8230 electron probe microanalyzer; RESOlution-LR 193 nm ArF excimer laser ablation system coupled to an Agilent 7700x ICP-MS | Laboratory of Mineral Resources Research Center, Fuzhou University; Adelaide Microscopy, the University of Adelaide | EPMA point analysis: accelerating voltage 15 kV, beam current 20 nA, beam diameter ~5 μm; EPMA mapping: accelerating voltage 20 kV, working current 50 nA, dwell time ~10 ms; BSE imaging: accelerating voltage 20 kV, beam current 10 nA; LA-ICP-MS: energy density 3~3.5 J/cm2, spot sizes 29 to 51 μm, repetition rates 5 Hz (polished thin-section) and 10 Hz (polished blocks), ~30 s background acquisition, ~40 s sample data acquisition | STDGL3 (Danyushevsky et al. 2011) and GSD-1G (USGS) | 455.9763 | [19 empty] | 2825.0647 | [5 empty] | 0.009775 | [5 empty] | 414.9966 | [9 empty] | 6760.8728 |  | 48.5592 |  |  |  | 21.769 | [7 empty] | 50.148 | [13 empty] | 177.3119 | [15 empty] | 6764.5785 | [17 empty] | 4560.4245 | [9 empty] | 34.2599 | [32 empty] | 2025 |  |  | CHN | Tibet
| Lawu |  | Magmatic hydrothermal | Skarn | Cu-Pb-Zn skarn | Cu, Pb, Zn | In, Sn | Cu, Pb, Zn, In, Sn |  |  | fba07_dSp-9 | fba07_dSp-9 | underground mine |  |  |  |  | ore material | drill core | underground mining tunnels and drill cores | mineral separate | [5 empty] | mineralisation |  |  |  | sphalerite, chalcopyrite, pyrrhotite, pyrite, arsenopyrite |  |  | Sn-poor Epithermal |  |  |  | galena, bismuthinite, marcasite, iron oxides, pyroxene, actinolite, quartz | thin sections and polished blocks examined using optical microscope, BSE detector, and EDS prior to analysis | EMPA, LA-ICPMS | JEOL JXA-8230 electron probe microanalyzer; RESOlution-LR 193 nm ArF excimer laser ablation system coupled to an Agilent 7700x ICP-MS | Laboratory of Mineral Resources Research Center, Fuzhou University; Adelaide Microscopy, the University of Adelaide | EPMA point analysis: accelerating voltage 15 kV, beam current 20 nA, beam diameter ~5 μm; EPMA mapping: accelerating voltage 20 kV, working current 50 nA, dwell time ~10 ms; BSE imaging: accelerating voltage 20 kV, beam current 10 nA; LA-ICP-MS: energy density 3~3.5 J/cm2, spot sizes 29 to 51 μm, repetition rates 5 Hz (polished thin-section) and 10 Hz (polished blocks), ~30 s background acquisition, ~40 s sample data acquisition | STDGL3 (Danyushevsky et al. 2011) and GSD-1G (USGS) | 481.8069 | [19 empty] | 2148.7703 | [5 empty] | 0.12002 | [5 empty] | 269.1239 | [9 empty] | 5007.4832 |  | 41.9923 |  |  |  | 9.6794 | [7 empty] | 16.2093 | [13 empty] | 108.3791 | [15 empty] | 3820.9623 | [17 empty] | 1482.0273 | [9 empty] | 7.9621 | [32 empty] | 2025 |  |  | CHN | Tibet
| Lawu |  | Magmatic hydrothermal | Skarn | Cu-Pb-Zn skarn | Cu, Pb, Zn | In, Sn | Cu, Pb, Zn, In, Sn |  |  | fba07_dSp-10 | fba07_dSp-10 | underground mine |  |  |  |  | ore material | drill core | underground mining tunnels and drill cores | mineral separate | [5 empty] | mineralisation |  |  |  | sphalerite, chalcopyrite, pyrrhotite, pyrite, arsenopyrite |  |  | Sn-poor Epithermal |  |  |  | galena, bismuthinite, marcasite, iron oxides, pyroxene, actinolite, quartz | thin sections and polished blocks examined using optical microscope, BSE detector, and EDS prior to analysis | EMPA, LA-ICPMS | JEOL JXA-8230 electron probe microanalyzer; RESOlution-LR 193 nm ArF excimer laser ablation system coupled to an Agilent 7700x ICP-MS | Laboratory of Mineral Resources Research Center, Fuzhou University; Adelaide Microscopy, the University of Adelaide | EPMA point analysis: accelerating voltage 15 kV, beam current 20 nA, beam diameter ~5 μm; EPMA mapping: accelerating voltage 20 kV, working current 50 nA, dwell time ~10 ms; BSE imaging: accelerating voltage 20 kV, beam current 10 nA; LA-ICP-MS: energy density 3~3.5 J/cm2, spot sizes 29 to 51 μm, repetition rates 5 Hz (polished thin-section) and 10 Hz (polished blocks), ~30 s background acquisition, ~40 s sample data acquisition | STDGL3 (Danyushevsky et al. 2011) and GSD-1G (USGS) | 162.4592 | [19 empty] | 1405.2754 | [5 empty] | 0.10042 | [5 empty] | 319.2407 | [9 empty] | 7047.1241 |  | 63.8786 |  |  |  | 14.9674 | [7 empty] | 4.8391 | [13 empty] | 121.7785 | [15 empty] | 2628.3561 | [17 empty] | 1398.5793 | [9 empty] | 4.8404 | [32 empty] | 2025 |  |  | CHN | Tibet
| Lawu |  | Magmatic hydrothermal | Skarn | Cu-Pb-Zn skarn | Cu, Pb, Zn | In, Sn | Cu, Pb, Zn, In, Sn |  |  | fba18_dSp-1 | fba18_dSp-1 | underground mine |  |  |  |  | ore material | drill core | underground mining tunnels and drill cores | mineral separate | [5 empty] | mineralisation |  |  |  | sphalerite, chalcopyrite, pyrrhotite, pyrite, arsenopyrite |  |  | Sn-poor Epithermal |  |  |  | galena, bismuthinite, marcasite, iron oxides, pyroxene, actinolite, quartz | thin sections and polished blocks examined using optical microscope, BSE detector, and EDS prior to analysis | EMPA, LA-ICPMS | JEOL JXA-8230 electron probe microanalyzer; RESOlution-LR 193 nm ArF excimer laser ablation system coupled to an Agilent 7700x ICP-MS | Laboratory of Mineral Resources Research Center, Fuzhou University; Adelaide Microscopy, the University of Adelaide | EPMA point analysis: accelerating voltage 15 kV, beam current 20 nA, beam diameter ~5 μm; EPMA mapping: accelerating voltage 20 kV, working current 50 nA, dwell time ~10 ms; BSE imaging: accelerating voltage 20 kV, beam current 10 nA; LA-ICP-MS: energy density 3~3.5 J/cm2, spot sizes 29 to 51 μm, repetition rates 5 Hz (polished thin-section) and 10 Hz (polished blocks), ~30 s background acquisition, ~40 s sample data acquisition | STDGL3 (Danyushevsky et al. 2011) and GSD-1G (USGS) | 595.0887 | [19 empty] | 38.6489 | [5 empty] | 0.45803 | [5 empty] | 2083.0295 | [9 empty] | 13115.8073 |  | 3.6545 |  |  |  | 2746.6324 | [7 empty] | 0.020253 | [13 empty] | 184.1274 | [15 empty] | 12482.4895 | [17 empty] | 35.5929 | [9 empty] | 0.096846 | [32 empty] | 2025 |  |  | CHN | Tibet
| Lawu |  | Magmatic hydrothermal | Skarn | Cu-Pb-Zn skarn | Cu, Pb, Zn | In, Sn | Cu, Pb, Zn, In, Sn |  |  | fba18_dSp-2 | fba18_dSp-2 | underground mine |  |  |  |  | ore material | drill core | underground mining tunnels and drill cores | mineral separate | [5 empty] | mineralisation |  |  |  | sphalerite, chalcopyrite, pyrrhotite, pyrite, arsenopyrite |  |  | Sn-poor Epithermal |  |  |  | galena, bismuthinite, marcasite, iron oxides, pyroxene, actinolite, quartz | thin sections and polished blocks examined using optical microscope, BSE detector, and EDS prior to analysis | EMPA, LA-ICPMS | JEOL JXA-8230 electron probe microanalyzer; RESOlution-LR 193 nm ArF excimer laser ablation system coupled to an Agilent 7700x ICP-MS | Laboratory of Mineral Resources Research Center, Fuzhou University; Adelaide Microscopy, the University of Adelaide | EPMA point analysis: accelerating voltage 15 kV, beam current 20 nA, beam diameter ~5 μm; EPMA mapping: accelerating voltage 20 kV, working current 50 nA, dwell time ~10 ms; BSE imaging: accelerating voltage 20 kV, beam current 10 nA; LA-ICP-MS: energy density 3~3.5 J/cm2, spot sizes 29 to 51 μm, repetition rates 5 Hz (polished thin-section) and 10 Hz (polished blocks), ~30 s background acquisition, ~40 s sample data acquisition | STDGL3 (Danyushevsky et al. 2011) and GSD-1G (USGS) | 277.9578 | [19 empty] | 1738.0381 | [5 empty] | 0.093019 | [5 empty] | 434.1042 | [9 empty] | 1476.4545 |  | 22.045 |  |  |  | 44.4611 | [7 empty] | 40.595 | [13 empty] | 33.3715 | [15 empty] | 1788.7961 | [17 empty] | 332.6388 | [9 empty] | 0.4737 | [32 empty] | 2025 |  |  | CHN | Tibet
| Lawu |  | Magmatic hydrothermal | Skarn | Cu-Pb-Zn skarn | Cu, Pb, Zn | In, Sn | Cu, Pb, Zn, In, Sn |  |  | fba17_dSp-1 | fba17_dSp-1 | underground mine |  |  |  |  | ore material | drill core | underground mining tunnels and drill cores | mineral separate | [5 empty] | mineralisation |  |  |  | sphalerite, chalcopyrite, pyrrhotite, pyrite, arsenopyrite |  |  | Sn-poor Epithermal |  |  |  | galena, bismuthinite, marcasite, iron oxides, pyroxene, actinolite, quartz | thin sections and polished blocks examined using optical microscope, BSE detector, and EDS prior to analysis | EMPA, LA-ICPMS | JEOL JXA-8230 electron probe microanalyzer; RESOlution-LR 193 nm ArF excimer laser ablation system coupled to an Agilent 7700x ICP-MS | Laboratory of Mineral Resources Research Center, Fuzhou University; Adelaide Microscopy, the University of Adelaide | EPMA point analysis: accelerating voltage 15 kV, beam current 20 nA, beam diameter ~5 μm; EPMA mapping: accelerating voltage 20 kV, working current 50 nA, dwell time ~10 ms; BSE imaging: accelerating voltage 20 kV, beam current 10 nA; LA-ICP-MS: energy density 3~3.5 J/cm2, spot sizes 29 to 51 μm, repetition rates 5 Hz (polished thin-section) and 10 Hz (polished blocks), ~30 s background acquisition, ~40 s sample data acquisition | STDGL3 (Danyushevsky et al. 2011) and GSD-1G (USGS) | 7932.4629 | [19 empty] | 17678.4295 | [5 empty] | 0.069257 | [5 empty] | 555.7041 | [9 empty] | 6841.9599 |  | 22.4128 |  |  |  | 43.2927 | [7 empty] | 1555.7297 | [13 empty] | 171.6787 | [15 empty] | 20462.5658 | [17 empty] | 15882.1404 | [9 empty] | 156.6679 | [32 empty] | 2025 |  |  | CHN | Tibet
| Lawu |  | Magmatic hydrothermal | Skarn | Cu-Pb-Zn skarn | Cu, Pb, Zn | In, Sn | Cu, Pb, Zn, In, Sn |  |  | fba17_dSp-2 | fba17_dSp-2 | underground mine |  |  |  |  | ore material | drill core | underground mining tunnels and drill cores | mineral separate | [5 empty] | mineralisation |  |  |  | sphalerite, chalcopyrite, pyrrhotite, pyrite, arsenopyrite |  |  | Sn-poor Epithermal |  |  |  | galena, bismuthinite, marcasite, iron oxides, pyroxene, actinolite, quartz | thin sections and polished blocks examined using optical microscope, BSE detector, and EDS prior to analysis | EMPA, LA-ICPMS | JEOL JXA-8230 electron probe microanalyzer; RESOlution-LR 193 nm ArF excimer laser ablation system coupled to an Agilent 7700x ICP-MS | Laboratory of Mineral Resources Research Center, Fuzhou University; Adelaide Microscopy, the University of Adelaide | EPMA point analysis: accelerating voltage 15 kV, beam current 20 nA, beam diameter ~5 μm; EPMA mapping: accelerating voltage 20 kV, working current 50 nA, dwell time ~10 ms; BSE imaging: accelerating voltage 20 kV, beam current 10 nA; LA-ICP-MS: energy density 3~3.5 J/cm2, spot sizes 29 to 51 μm, repetition rates 5 Hz (polished thin-section) and 10 Hz (polished blocks), ~30 s background acquisition, ~40 s sample data acquisition | STDGL3 (Danyushevsky et al. 2011) and GSD-1G (USGS) | 1961.7194 | [19 empty] | 7387.6444 | [5 empty] | 0.041142 | [5 empty] | 297.0863 | [9 empty] | 6832.731 |  | 28.6034 |  |  |  | 32.973 | [7 empty] | 18.9719 | [13 empty] | 209.0138 | [15 empty] | 14561.5079 | [17 empty] | 10909.6009 | [9 empty] | 4.3474 | [32 empty] | 2025 |  |  | CHN | Tibet
| Lawu |  | Magmatic hydrothermal | Skarn | Cu-Pb-Zn skarn | Cu, Pb, Zn | In, Sn | Cu, Pb, Zn, In, Sn |  |  | fba17_dSp-3 | fba17_dSp-3 | underground mine |  |  |  |  | ore material | drill core | underground mining tunnels and drill cores | mineral separate | [5 empty] | mineralisation |  |  |  | sphalerite, chalcopyrite, pyrrhotite, pyrite, arsenopyrite |  |  | Sn-poor Epithermal |  |  |  | galena, bismuthinite, marcasite, iron oxides, pyroxene, actinolite, quartz | thin sections and polished blocks examined using optical microscope, BSE detector, and EDS prior to analysis | EMPA, LA-ICPMS | JEOL JXA-8230 electron probe microanalyzer; RESOlution-LR 193 nm ArF excimer laser ablation system coupled to an Agilent 7700x ICP-MS | Laboratory of Mineral Resources Research Center, Fuzhou University; Adelaide Microscopy, the University of Adelaide | EPMA point analysis: accelerating voltage 15 kV, beam current 20 nA, beam diameter ~5 μm; EPMA mapping: accelerating voltage 20 kV, working current 50 nA, dwell time ~10 ms; BSE imaging: accelerating voltage 20 kV, beam current 10 nA; LA-ICP-MS: energy density 3~3.5 J/cm2, spot sizes 29 to 51 μm, repetition rates 5 Hz (polished thin-section) and 10 Hz (polished blocks), ~30 s background acquisition, ~40 s sample data acquisition | STDGL3 (Danyushevsky et al. 2011) and GSD-1G (USGS) | 7197.4248 | [19 empty] | 16944.0811 | [5 empty] | 0.009775 | [5 empty] | 1778.6467 | [9 empty] | 9555.5591 |  | 34.6501 |  |  |  | 28.7924 | [7 empty] | 1589.5464 | [13 empty] | 127.7637 | [15 empty] | 15490.3246 | [17 empty] | 13334.8008 | [9 empty] | 172.5726 | [32 empty] | 2025 |  |  | CHN | Tibet
| Lawu |  | Magmatic hydrothermal | Skarn | Cu-Pb-Zn skarn | Cu, Pb, Zn | In, Sn | Cu, Pb, Zn, In, Sn |  |  | fba17_dSp-4 | fba17_dSp-4 | underground mine |  |  |  |  | ore material | drill core | underground mining tunnels and drill cores | mineral separate | [5 empty] | mineralisation |  |  |  | sphalerite, chalcopyrite, pyrrhotite, pyrite, arsenopyrite |  |  | Sn-poor Epithermal |  |  |  | galena, bismuthinite, marcasite, iron oxides, pyroxene, actinolite, quartz | thin sections and polished blocks examined using optical microscope, BSE detector, and EDS prior to analysis | EMPA, LA-ICPMS | JEOL JXA-8230 electron probe microanalyzer; RESOlution-LR 193 nm ArF excimer laser ablation system coupled to an Agilent 7700x ICP-MS | Laboratory of Mineral Resources Research Center, Fuzhou University; Adelaide Microscopy, the University of Adelaide | EPMA point analysis: accelerating voltage 15 kV, beam current 20 nA, beam diameter ~5 μm; EPMA mapping: accelerating voltage 20 kV, working current 50 nA, dwell time ~10 ms; BSE imaging: accelerating voltage 20 kV, beam current 10 nA; LA-ICP-MS: energy density 3~3.5 J/cm2, spot sizes 29 to 51 μm, repetition rates 5 Hz (polished thin-section) and 10 Hz (polished blocks), ~30 s background acquisition, ~40 s sample data acquisition | STDGL3 (Danyushevsky et al. 2011) and GSD-1G (USGS) | 7184.2383 | [19 empty] | 16839.5039 | [5 empty] | 0.009775 | [5 empty] | 272.7478 | [9 empty] | 7522.8222 |  | 25.1101 |  |  |  | 40.8297 | [7 empty] | 1321.947 | [13 empty] | 172.4069 | [15 empty] | 20505.7651 | [17 empty] | 15672.8687 | [9 empty] | 142.8498 | [32 empty] | 2025 |  |  | CHN | Tibet
| Lawu |  | Magmatic hydrothermal | Skarn | Cu-Pb-Zn skarn | Cu, Pb, Zn | In, Sn | Cu, Pb, Zn, In, Sn |  |  | fba17_dSp-5 | fba17_dSp-5 | underground mine |  |  |  |  | ore material | drill core | underground mining tunnels and drill cores | mineral separate | [5 empty] | mineralisation |  |  |  | sphalerite, chalcopyrite, pyrrhotite, pyrite, arsenopyrite |  |  | Sn-poor Epithermal |  |  |  | galena, bismuthinite, marcasite, iron oxides, pyroxene, actinolite, quartz | thin sections and polished blocks examined using optical microscope, BSE detector, and EDS prior to analysis | EMPA, LA-ICPMS | JEOL JXA-8230 electron probe microanalyzer; RESOlution-LR 193 nm ArF excimer laser ablation system coupled to an Agilent 7700x ICP-MS | Laboratory of Mineral Resources Research Center, Fuzhou University; Adelaide Microscopy, the University of Adelaide | EPMA point analysis: accelerating voltage 15 kV, beam current 20 nA, beam diameter ~5 μm; EPMA mapping: accelerating voltage 20 kV, working current 50 nA, dwell time ~10 ms; BSE imaging: accelerating voltage 20 kV, beam current 10 nA; LA-ICP-MS: energy density 3~3.5 J/cm2, spot sizes 29 to 51 μm, repetition rates 5 Hz (polished thin-section) and 10 Hz (polished blocks), ~30 s background acquisition, ~40 s sample data acquisition | STDGL3 (Danyushevsky et al. 2011) and GSD-1G (USGS) | 1658.2443 | [19 empty] | 7480.5707 | [5 empty] | 0.037642 | [5 empty] | 23.6035 | [9 empty] | 7207.6321 |  | 29.0363 |  |  |  | 36.9779 | [7 empty] | 20.1662 | [13 empty] | 217.7139 | [15 empty] | 15745.6314 | [17 empty] | 11990.1566 | [9 empty] | 4.1101 | [32 empty] | 2025 |  |  | CHN | Tibet
| Lawu |  | Magmatic hydrothermal | Skarn | Cu-Pb-Zn skarn | Cu, Pb, Zn | In, Sn | Cu, Pb, Zn, In, Sn |  |  | fba19_dSp-1 | fba19_dSp-1 | underground mine |  |  |  |  | ore material | drill core | underground mining tunnels and drill cores | mineral separate | [5 empty] | mineralisation |  |  |  | sphalerite, chalcopyrite, pyrrhotite, pyrite, arsenopyrite |  |  | Sn-poor Epithermal |  |  |  | galena, bismuthinite, marcasite, iron oxides, pyroxene, actinolite, quartz | thin sections and polished blocks examined using optical microscope, BSE detector, and EDS prior to analysis | EMPA, LA-ICPMS | JEOL JXA-8230 electron probe microanalyzer; RESOlution-LR 193 nm ArF excimer laser ablation system coupled to an Agilent 7700x ICP-MS | Laboratory of Mineral Resources Research Center, Fuzhou University; Adelaide Microscopy, the University of Adelaide | EPMA point analysis: accelerating voltage 15 kV, beam current 20 nA, beam diameter ~5 μm; EPMA mapping: accelerating voltage 20 kV, working current 50 nA, dwell time ~10 ms; BSE imaging: accelerating voltage 20 kV, beam current 10 nA; LA-ICP-MS: energy density 3~3.5 J/cm2, spot sizes 29 to 51 μm, repetition rates 5 Hz (polished thin-section) and 10 Hz (polished blocks), ~30 s background acquisition, ~40 s sample data acquisition | STDGL3 (Danyushevsky et al. 2011) and GSD-1G (USGS) | 845.153 | [19 empty] | 1708.8949 | [5 empty] | 0.26448 | [5 empty] | 216.1561 | [9 empty] | 16845.1759 |  | 56.8747 |  |  |  | 136.6206 | [7 empty] | 0.036557 | [13 empty] | 533.8536 | [15 empty] | 19937.284 | [17 empty] | 12622.1372 | [9 empty] | 0.88873 | [32 empty] | 2025 |  |  | CHN | Tibet
| Lawu |  | Magmatic hydrothermal | Skarn | Cu-Pb-Zn skarn | Cu, Pb, Zn | In, Sn | Cu, Pb, Zn, In, Sn |  |  | fba19_dSp-2 | fba19_dSp-2 | underground mine |  |  |  |  | ore material | drill core | underground mining tunnels and drill cores | mineral separate | [5 empty] | mineralisation |  |  |  | sphalerite, chalcopyrite, pyrrhotite, pyrite, arsenopyrite |  |  | Sn-poor Epithermal |  |  |  | galena, bismuthinite, marcasite, iron oxides, pyroxene, actinolite, quartz | thin sections and polished blocks examined using optical microscope, BSE detector, and EDS prior to analysis | EMPA, LA-ICPMS | JEOL JXA-8230 electron probe microanalyzer; RESOlution-LR 193 nm ArF excimer laser ablation system coupled to an Agilent 7700x ICP-MS | Laboratory of Mineral Resources Research Center, Fuzhou University; Adelaide Microscopy, the University of Adelaide | EPMA point analysis: accelerating voltage 15 kV, beam current 20 nA, beam diameter ~5 μm; EPMA mapping: accelerating voltage 20 kV, working current 50 nA, dwell time ~10 ms; BSE imaging: accelerating voltage 20 kV, beam current 10 nA; LA-ICP-MS: energy density 3~3.5 J/cm2, spot sizes 29 to 51 μm, repetition rates 5 Hz (polished thin-section) and 10 Hz (polished blocks), ~30 s background acquisition, ~40 s sample data acquisition | STDGL3 (Danyushevsky et al. 2011) and GSD-1G (USGS) | 2678.9631 | [19 empty] | 3833.3247 | [5 empty] | 0.28303 | [5 empty] | 4499.3204 | [9 empty] | 11865.1177 |  | 58.2901 |  |  |  | 125.6813 | [7 empty] | 3.5984 | [13 empty] | 374.892 | [15 empty] | 18615.6427 | [17 empty] | 11999.4231 | [9 empty] | 33.6679 | [32 empty] | 2025 |  |  | CHN | Tibet
| Lawu |  | Magmatic hydrothermal | Skarn | Cu-Pb-Zn skarn | Cu, Pb, Zn | In, Sn | Cu, Pb, Zn, In, Sn |  |  | fba19_dSp-3 | fba19_dSp-3 | underground mine |  |  |  |  | ore material | drill core | underground mining tunnels and drill cores | mineral separate | [5 empty] | mineralisation |  |  |  | sphalerite, chalcopyrite, pyrrhotite, pyrite, arsenopyrite |  |  | Sn-poor Epithermal |  |  |  | galena, bismuthinite, marcasite, iron oxides, pyroxene, actinolite, quartz | thin sections and polished blocks examined using optical microscope, BSE detector, and EDS prior to analysis | EMPA, LA-ICPMS | JEOL JXA-8230 electron probe microanalyzer; RESOlution-LR 193 nm ArF excimer laser ablation system coupled to an Agilent 7700x ICP-MS | Laboratory of Mineral Resources Research Center, Fuzhou University; Adelaide Microscopy, the University of Adelaide | EPMA point analysis: accelerating voltage 15 kV, beam current 20 nA, beam diameter ~5 μm; EPMA mapping: accelerating voltage 20 kV, working current 50 nA, dwell time ~10 ms; BSE imaging: accelerating voltage 20 kV, beam current 10 nA; LA-ICP-MS: energy density 3~3.5 J/cm2, spot sizes 29 to 51 μm, repetition rates 5 Hz (polished thin-section) and 10 Hz (polished blocks), ~30 s background acquisition, ~40 s sample data acquisition | STDGL3 (Danyushevsky et al. 2011) and GSD-1G (USGS) | 2206.8936 | [19 empty] | 3282.2869 | [5 empty] | 0.27103 | [5 empty] | 340.3886 | [9 empty] | 11704.5332 |  | 55.7962 |  |  |  | 125.77 | [7 empty] | 0.10556 | [13 empty] | 415.2115 | [15 empty] | 14683.3736 | [17 empty] | 10301.6932 | [9 empty] | 1.8117 | [32 empty] | 2025 |  |  | CHN | Tibet
| Lawu |  | Magmatic hydrothermal | Skarn | Cu-Pb-Zn skarn | Cu, Pb, Zn | In, Sn | Cu, Pb, Zn, In, Sn |  |  | fba19_dSp-4 | fba19_dSp-4 | underground mine |  |  |  |  | ore material | drill core | underground mining tunnels and drill cores | mineral separate | [5 empty] | mineralisation |  |  |  | sphalerite, chalcopyrite, pyrrhotite, pyrite, arsenopyrite |  |  | Sn-poor Epithermal |  |  |  | galena, bismuthinite, marcasite, iron oxides, pyroxene, actinolite, quartz | thin sections and polished blocks examined using optical microscope, BSE detector, and EDS prior to analysis | EMPA, LA-ICPMS | JEOL JXA-8230 electron probe microanalyzer; RESOlution-LR 193 nm ArF excimer laser ablation system coupled to an Agilent 7700x ICP-MS | Laboratory of Mineral Resources Research Center, Fuzhou University; Adelaide Microscopy, the University of Adelaide | EPMA point analysis: accelerating voltage 15 kV, beam current 20 nA, beam diameter ~5 μm; EPMA mapping: accelerating voltage 20 kV, working current 50 nA, dwell time ~10 ms; BSE imaging: accelerating voltage 20 kV, beam current 10 nA; LA-ICP-MS: energy density 3~3.5 J/cm2, spot sizes 29 to 51 μm, repetition rates 5 Hz (polished thin-section) and 10 Hz (polished blocks), ~30 s background acquisition, ~40 s sample data acquisition | STDGL3 (Danyushevsky et al. 2011) and GSD-1G (USGS) | 2599.4527 | [19 empty] | 3419.2952 | [5 empty] | 0.28614 | [5 empty] | 544.7886 | [9 empty] | 10626.9889 |  | 49.699 |  |  |  | 129.2213 | [7 empty] | 0.19119 | [13 empty] | 411.4485 | [15 empty] | 14792.6424 | [17 empty] | 10118.9102 | [9 empty] | 2.5444 | [32 empty] | 2025 |  |  | CHN | Tibet
| Lawu |  | Magmatic hydrothermal | Skarn | Cu-Pb-Zn skarn | Cu, Pb, Zn | In, Sn | Cu, Pb, Zn, In, Sn |  |  | fba19_dSp-5 | fba19_dSp-5 | underground mine |  |  |  |  | ore material | drill core | underground mining tunnels and drill cores | mineral separate | [5 empty] | mineralisation |  |  |  | sphalerite, chalcopyrite, pyrrhotite, pyrite, arsenopyrite |  |  | Sn-poor Epithermal |  |  |  | galena, bismuthinite, marcasite, iron oxides, pyroxene, actinolite, quartz | thin sections and polished blocks examined using optical microscope, BSE detector, and EDS prior to analysis | EMPA, LA-ICPMS | JEOL JXA-8230 electron probe microanalyzer; RESOlution-LR 193 nm ArF excimer laser ablation system coupled to an Agilent 7700x ICP-MS | Laboratory of Mineral Resources Research Center, Fuzhou University; Adelaide Microscopy, the University of Adelaide | EPMA point analysis: accelerating voltage 15 kV, beam current 20 nA, beam diameter ~5 μm; EPMA mapping: accelerating voltage 20 kV, working current 50 nA, dwell time ~10 ms; BSE imaging: accelerating voltage 20 kV, beam current 10 nA; LA-ICP-MS: energy density 3~3.5 J/cm2, spot sizes 29 to 51 μm, repetition rates 5 Hz (polished thin-section) and 10 Hz (polished blocks), ~30 s background acquisition, ~40 s sample data acquisition | STDGL3 (Danyushevsky et al. 2011) and GSD-1G (USGS) | 723.4377 | [19 empty] | 1251.0899 | [5 empty] | 0.30553 | [5 empty] | 5.7272 | [9 empty] | 17634.4127 |  | 57.3106 |  |  |  | 137.7943 | [7 empty] | 0.019022 | [13 empty] | 529.7689 | [15 empty] | 19724.3072 | [17 empty] | 12170.8812 | [9 empty] | 0.69056 | [32 empty] | 2025 |  |  | CHN | Tibet
| Lawu |  | Magmatic hydrothermal | Skarn | Cu-Pb-Zn skarn | Cu, Pb, Zn | In, Sn | Cu, Pb, Zn, In, Sn |  |  | fba19_dSp-6 | fba19_dSp-6 | underground mine |  |  |  |  | ore material | drill core | underground mining tunnels and drill cores | mineral separate | [5 empty] | mineralisation |  |  |  | sphalerite, chalcopyrite, pyrrhotite, pyrite, arsenopyrite |  |  | Sn-poor Epithermal |  |  |  | galena, bismuthinite, marcasite, iron oxides, pyroxene, actinolite, quartz | thin sections and polished blocks examined using optical microscope, BSE detector, and EDS prior to analysis | EMPA, LA-ICPMS | JEOL JXA-8230 electron probe microanalyzer; RESOlution-LR 193 nm ArF excimer laser ablation system coupled to an Agilent 7700x ICP-MS | Laboratory of Mineral Resources Research Center, Fuzhou University; Adelaide Microscopy, the University of Adelaide | EPMA point analysis: accelerating voltage 15 kV, beam current 20 nA, beam diameter ~5 μm; EPMA mapping: accelerating voltage 20 kV, working current 50 nA, dwell time ~10 ms; BSE imaging: accelerating voltage 20 kV, beam current 10 nA; LA-ICP-MS: energy density 3~3.5 J/cm2, spot sizes 29 to 51 μm, repetition rates 5 Hz (polished thin-section) and 10 Hz (polished blocks), ~30 s background acquisition, ~40 s sample data acquisition | STDGL3 (Danyushevsky et al. 2011) and GSD-1G (USGS) | 824.8874 | [19 empty] | 1360.3459 | [5 empty] | 0.29184 | [5 empty] | 8.7307 | [9 empty] | 17214.2382 |  | 58.6207 |  |  |  | 129.7917 | [7 empty] | 0.03486 | [13 empty] | 516.7339 | [15 empty] | 19203.8814 | [17 empty] | 11752.9029 | [9 empty] | 0.73398 | [32 empty] | 2025 |  |  | CHN | Tibet
| Lawu |  | Magmatic hydrothermal | Skarn | Cu-Pb-Zn skarn | Cu, Pb, Zn | In, Sn | Cu, Pb, Zn, In, Sn |  |  | fba19_dSp-7 | fba19_dSp-7 | underground mine |  |  |  |  | ore material | drill core | underground mining tunnels and drill cores | mineral separate | [5 empty] | mineralisation |  |  |  | sphalerite, chalcopyrite, pyrrhotite, pyrite, arsenopyrite |  |  | Sn-poor Epithermal |  |  |  | galena, bismuthinite, marcasite, iron oxides, pyroxene, actinolite, quartz | thin sections and polished blocks examined using optical microscope, BSE detector, and EDS prior to analysis | EMPA, LA-ICPMS | JEOL JXA-8230 electron probe microanalyzer; RESOlution-LR 193 nm ArF excimer laser ablation system coupled to an Agilent 7700x ICP-MS | Laboratory of Mineral Resources Research Center, Fuzhou University; Adelaide Microscopy, the University of Adelaide | EPMA point analysis: accelerating voltage 15 kV, beam current 20 nA, beam diameter ~5 μm; EPMA mapping: accelerating voltage 20 kV, working current 50 nA, dwell time ~10 ms; BSE imaging: accelerating voltage 20 kV, beam current 10 nA; LA-ICP-MS: energy density 3~3.5 J/cm2, spot sizes 29 to 51 μm, repetition rates 5 Hz (polished thin-section) and 10 Hz (polished blocks), ~30 s background acquisition, ~40 s sample data acquisition | STDGL3 (Danyushevsky et al. 2011) and GSD-1G (USGS) | 937.1137 | [19 empty] | 1653.2976 | [5 empty] | 0.25286 | [5 empty] | 12.0502 | [9 empty] | 16223.3977 |  | 55.171 |  |  |  | 143.8994 | [7 empty] | 0.022943 | [13 empty] | 502.089 | [15 empty] | 17601.2614 | [17 empty] | 10823.811 | [9 empty] | 0.87959 | [32 empty] | 2025 |  |  | CHN | Tibet
| Lawu |  | Magmatic hydrothermal | Skarn | Cu-Pb-Zn skarn | Cu, Pb, Zn | In, Sn | Cu, Pb, Zn, In, Sn |  |  | fba19_dSp-8 | fba19_dSp-8 | underground mine |  |  |  |  | ore material | drill core | underground mining tunnels and drill cores | mineral separate | [5 empty] | mineralisation |  |  |  | sphalerite, chalcopyrite, pyrrhotite, pyrite, arsenopyrite |  |  | Sn-poor Epithermal |  |  |  | galena, bismuthinite, marcasite, iron oxides, pyroxene, actinolite, quartz | thin sections and polished blocks examined using optical microscope, BSE detector, and EDS prior to analysis | EMPA, LA-ICPMS | JEOL JXA-8230 electron probe microanalyzer; RESOlution-LR 193 nm ArF excimer laser ablation system coupled to an Agilent 7700x ICP-MS | Laboratory of Mineral Resources Research Center, Fuzhou University; Adelaide Microscopy, the University of Adelaide | EPMA point analysis: accelerating voltage 15 kV, beam current 20 nA, beam diameter ~5 μm; EPMA mapping: accelerating voltage 20 kV, working current 50 nA, dwell time ~10 ms; BSE imaging: accelerating voltage 20 kV, beam current 10 nA; LA-ICP-MS: energy density 3~3.5 J/cm2, spot sizes 29 to 51 μm, repetition rates 5 Hz (polished thin-section) and 10 Hz (polished blocks), ~30 s background acquisition, ~40 s sample data acquisition | STDGL3 (Danyushevsky et al. 2011) and GSD-1G (USGS) | 271.0149 | [19 empty] | 1491.9352 | [5 empty] | 0.80327 | [5 empty] | 420.8362 | [9 empty] | 5823.3093 |  | 43.9923 |  |  |  | 338.4795 | [7 empty] | 0.079033 | [13 empty] | 354.5731 | [15 empty] | 16003.6839 | [17 empty] | 4605.6737 | [9 empty] | 0.81899 | [32 empty] | 2025 |  |  | CHN | Tibet
| Lawu |  | Magmatic hydrothermal | Skarn | Cu-Pb-Zn skarn | Cu, Pb, Zn | In, Sn | Cu, Pb, Zn, In, Sn |  |  | fba19_dSp-9 | fba19_dSp-9 | underground mine |  |  |  |  | ore material | drill core | underground mining tunnels and drill cores | mineral separate | [5 empty] | mineralisation |  |  |  | sphalerite, chalcopyrite, pyrrhotite, pyrite, arsenopyrite |  |  | Sn-poor Epithermal |  |  |  | galena, bismuthinite, marcasite, iron oxides, pyroxene, actinolite, quartz | thin sections and polished blocks examined using optical microscope, BSE detector, and EDS prior to analysis | EMPA, LA-ICPMS | JEOL JXA-8230 electron probe microanalyzer; RESOlution-LR 193 nm ArF excimer laser ablation system coupled to an Agilent 7700x ICP-MS | Laboratory of Mineral Resources Research Center, Fuzhou University; Adelaide Microscopy, the University of Adelaide | EPMA point analysis: accelerating voltage 15 kV, beam current 20 nA, beam diameter ~5 μm; EPMA mapping: accelerating voltage 20 kV, working current 50 nA, dwell time ~10 ms; BSE imaging: accelerating voltage 20 kV, beam current 10 nA; LA-ICP-MS: energy density 3~3.5 J/cm2, spot sizes 29 to 51 μm, repetition rates 5 Hz (polished thin-section) and 10 Hz (polished blocks), ~30 s background acquisition, ~40 s sample data acquisition | STDGL3 (Danyushevsky et al. 2011) and GSD-1G (USGS) | 612.2348 | [19 empty] | 1512.4006 | [5 empty] | 1.0746 | [5 empty] | 1048.8552 | [9 empty] | 13595.5083 |  | 83.285 |  |  |  | 745.73 | [7 empty] | 0.069987 | [13 empty] | 406.7117 | [15 empty] | 21278.5568 | [17 empty] | 5096.0397 | [9 empty] | 0.53581 | [32 empty] | 2025 |  |  | CHN | Tibet
| Lawu |  | Magmatic hydrothermal | Skarn | Cu-Pb-Zn skarn | Cu, Pb, Zn | In, Sn | Cu, Pb, Zn, In, Sn |  |  | fba19_dSp-10 | fba19_dSp-10 | underground mine |  |  |  |  | ore material | drill core | underground mining tunnels and drill cores | mineral separate | [5 empty] | mineralisation |  |  |  | sphalerite, chalcopyrite, pyrrhotite, pyrite, arsenopyrite |  |  | Sn-poor Epithermal |  |  |  | galena, bismuthinite, marcasite, iron oxides, pyroxene, actinolite, quartz | thin sections and polished blocks examined using optical microscope, BSE detector, and EDS prior to analysis | EMPA, LA-ICPMS | JEOL JXA-8230 electron probe microanalyzer; RESOlution-LR 193 nm ArF excimer laser ablation system coupled to an Agilent 7700x ICP-MS | Laboratory of Mineral Resources Research Center, Fuzhou University; Adelaide Microscopy, the University of Adelaide | EPMA point analysis: accelerating voltage 15 kV, beam current 20 nA, beam diameter ~5 μm; EPMA mapping: accelerating voltage 20 kV, working current 50 nA, dwell time ~10 ms; BSE imaging: accelerating voltage 20 kV, beam current 10 nA; LA-ICP-MS: energy density 3~3.5 J/cm2, spot sizes 29 to 51 μm, repetition rates 5 Hz (polished thin-section) and 10 Hz (polished blocks), ~30 s background acquisition, ~40 s sample data acquisition | STDGL3 (Danyushevsky et al. 2011) and GSD-1G (USGS) | 5572.4467 | [19 empty] | 4011.8684 | [5 empty] | 0.24707 | [5 empty] | 768.9201 | [9 empty] | 11633.8198 |  | 48.4944 |  |  |  | 102.1244 | [7 empty] | 0.83126 | [13 empty] | 431.7934 | [15 empty] | 17389.6279 | [17 empty] | 11416.8016 | [9 empty] | 9.1946 | [32 empty] | 2025 |  |  | CHN | Tibet
| Lawu |  | Magmatic hydrothermal | Skarn | Cu-Pb-Zn skarn | Cu, Pb, Zn | In, Sn | Cu, Pb, Zn, In, Sn |  |  | fba22_dSp-1 | fba22_dSp-1 | underground mine |  |  |  |  | ore material | drill core | underground mining tunnels and drill cores | mineral separate | [5 empty] | mineralisation |  |  |  | sphalerite, chalcopyrite, pyrrhotite, pyrite, arsenopyrite |  |  | Sn-poor Epithermal |  |  |  | galena, bismuthinite, marcasite, iron oxides, pyroxene, actinolite, quartz | thin sections and polished blocks examined using optical microscope, BSE detector, and EDS prior to analysis | EMPA, LA-ICPMS | JEOL JXA-8230 electron probe microanalyzer; RESOlution-LR 193 nm ArF excimer laser ablation system coupled to an Agilent 7700x ICP-MS | Laboratory of Mineral Resources Research Center, Fuzhou University; Adelaide Microscopy, the University of Adelaide | EPMA point analysis: accelerating voltage 15 kV, beam current 20 nA, beam diameter ~5 μm; EPMA mapping: accelerating voltage 20 kV, working current 50 nA, dwell time ~10 ms; BSE imaging: accelerating voltage 20 kV, beam current 10 nA; LA-ICP-MS: energy density 3~3.5 J/cm2, spot sizes 29 to 51 μm, repetition rates 5 Hz (polished thin-section) and 10 Hz (polished blocks), ~30 s background acquisition, ~40 s sample data acquisition | STDGL3 (Danyushevsky et al. 2011) and GSD-1G (USGS) | 871.1436 | [19 empty] | 9547.2232 | [5 empty] | 0.041114 | [5 empty] | 6.2337 | [9 empty] | 8481.5256 |  | 41.0549 |  |  |  | 11.5525 | [7 empty] | 1.3711 | [13 empty] | 144.7745 | [15 empty] | 4836.5713 | [17 empty] | 4403.5871 | [9 empty] | 5.6894 | [32 empty] | 2025 |  |  | CHN | Tibet
| Lawu |  | Magmatic hydrothermal | Skarn | Cu-Pb-Zn skarn | Cu, Pb, Zn | In, Sn | Cu, Pb, Zn, In, Sn |  |  | fba22_dSp-2 | fba22_dSp-2 | underground mine |  |  |  |  | ore material | drill core | underground mining tunnels and drill cores | mineral separate | [5 empty] | mineralisation |  |  |  | sphalerite, chalcopyrite, pyrrhotite, pyrite, arsenopyrite |  |  | Sn-poor Epithermal |  |  |  | galena, bismuthinite, marcasite, iron oxides, pyroxene, actinolite, quartz | thin sections and polished blocks examined using optical microscope, BSE detector, and EDS prior to analysis | EMPA, LA-ICPMS | JEOL JXA-8230 electron probe microanalyzer; RESOlution-LR 193 nm ArF excimer laser ablation system coupled to an Agilent 7700x ICP-MS | Laboratory of Mineral Resources Research Center, Fuzhou University; Adelaide Microscopy, the University of Adelaide | EPMA point analysis: accelerating voltage 15 kV, beam current 20 nA, beam diameter ~5 μm; EPMA mapping: accelerating voltage 20 kV, working current 50 nA, dwell time ~10 ms; BSE imaging: accelerating voltage 20 kV, beam current 10 nA; LA-ICP-MS: energy density 3~3.5 J/cm2, spot sizes 29 to 51 μm, repetition rates 5 Hz (polished thin-section) and 10 Hz (polished blocks), ~30 s background acquisition, ~40 s sample data acquisition | STDGL3 (Danyushevsky et al. 2011) and GSD-1G (USGS) | 111.0316 | [19 empty] | 3730.4237 | [5 empty] | 0.075466 | [5 empty] | 24.6666 | [9 empty] | 7686.1045 |  | 24.5023 |  |  |  | 24.5665 | [7 empty] | 0.72225 | [13 empty] | 213.4929 | [15 empty] | 9409.0156 | [17 empty] | 8282.1571 | [9 empty] | 1.286 | [32 empty] | 2025 |  |  | CHN | Tibet
| Lawu |  | Magmatic hydrothermal | Skarn | Cu-Pb-Zn skarn | Cu, Pb, Zn | In, Sn | Cu, Pb, Zn, In, Sn |  |  | fba22_dSp-3 | fba22_dSp-3 | underground mine |  |  |  |  | ore material | drill core | underground mining tunnels and drill cores | mineral separate | [5 empty] | mineralisation |  |  |  | sphalerite, chalcopyrite, pyrrhotite, pyrite, arsenopyrite |  |  | Sn-poor Epithermal |  |  |  | galena, bismuthinite, marcasite, iron oxides, pyroxene, actinolite, quartz | thin sections and polished blocks examined using optical microscope, BSE detector, and EDS prior to analysis | EMPA, LA-ICPMS | JEOL JXA-8230 electron probe microanalyzer; RESOlution-LR 193 nm ArF excimer laser ablation system coupled to an Agilent 7700x ICP-MS | Laboratory of Mineral Resources Research Center, Fuzhou University; Adelaide Microscopy, the University of Adelaide | EPMA point analysis: accelerating voltage 15 kV, beam current 20 nA, beam diameter ~5 μm; EPMA mapping: accelerating voltage 20 kV, working current 50 nA, dwell time ~10 ms; BSE imaging: accelerating voltage 20 kV, beam current 10 nA; LA-ICP-MS: energy density 3~3.5 J/cm2, spot sizes 29 to 51 μm, repetition rates 5 Hz (polished thin-section) and 10 Hz (polished blocks), ~30 s background acquisition, ~40 s sample data acquisition | STDGL3 (Danyushevsky et al. 2011) and GSD-1G (USGS) | 36.4806 | [19 empty] | 1936.6496 | [5 empty] | 0.072287 | [5 empty] | 241.9213 | [9 empty] | 9126.2955 |  | 36.5156 |  |  |  | 22.8939 | [7 empty] | 0.50442 | [13 empty] | 199.3373 | [15 empty] | 6938.5436 | [17 empty] | 6064.9062 | [9 empty] | 0.48873 | [32 empty] | 2025 |  |  | CHN | Tibet
| Lawu |  | Magmatic hydrothermal | Skarn | Cu-Pb-Zn skarn | Cu, Pb, Zn | In, Sn | Cu, Pb, Zn, In, Sn |  |  | fba22_hSp-1 | fba22_hSp-1 | underground mine |  |  |  |  | ore material | drill core | underground mining tunnels and drill cores | mineral separate | [5 empty] | mineralisation |  |  |  | sphalerite, chalcopyrite, pyrrhotite, pyrite, arsenopyrite |  |  | Sn-poor Epithermal |  |  |  | galena, bismuthinite, marcasite, iron oxides, pyroxene, actinolite, quartz | thin sections and polished blocks examined using optical microscope, BSE detector, and EDS prior to analysis | EMPA, LA-ICPMS | JEOL JXA-8230 electron probe microanalyzer; RESOlution-LR 193 nm ArF excimer laser ablation system coupled to an Agilent 7700x ICP-MS | Laboratory of Mineral Resources Research Center, Fuzhou University; Adelaide Microscopy, the University of Adelaide | EPMA point analysis: accelerating voltage 15 kV, beam current 20 nA, beam diameter ~5 μm; EPMA mapping: accelerating voltage 20 kV, working current 50 nA, dwell time ~10 ms; BSE imaging: accelerating voltage 20 kV, beam current 10 nA; LA-ICP-MS: energy density 3~3.5 J/cm2, spot sizes 29 to 51 μm, repetition rates 5 Hz (polished thin-section) and 10 Hz (polished blocks), ~30 s background acquisition, ~40 s sample data acquisition | STDGL3 (Danyushevsky et al. 2011) and GSD-1G (USGS) | 352.331 | [19 empty] | 3388.4871 | [5 empty] | 0.04485 | [5 empty] | 1.5057 | [9 empty] | 7263.0888 |  | 34.6601 |  |  |  | 13.9881 | [7 empty] | 0.83178 | [13 empty] | 206.6763 | [15 empty] | 6501.8827 | [17 empty] | 4428.3937 | [9 empty] | 1.2199 | [32 empty] | 2025 |  |  | CHN | Tibet
| Lawu |  | Magmatic hydrothermal | Skarn | Cu-Pb-Zn skarn | Cu, Pb, Zn | In, Sn | Cu, Pb, Zn, In, Sn |  |  | fba22_hSp-2 | fba22_hSp-2 | underground mine |  |  |  |  | ore material | drill core | underground mining tunnels and drill cores | mineral separate | [5 empty] | mineralisation |  |  |  | sphalerite, chalcopyrite, pyrrhotite, pyrite, arsenopyrite |  |  | Sn-poor Epithermal |  |  |  | galena, bismuthinite, marcasite, iron oxides, pyroxene, actinolite, quartz | thin sections and polished blocks examined using optical microscope, BSE detector, and EDS prior to analysis | EMPA, LA-ICPMS | JEOL JXA-8230 electron probe microanalyzer; RESOlution-LR 193 nm ArF excimer laser ablation system coupled to an Agilent 7700x ICP-MS | Laboratory of Mineral Resources Research Center, Fuzhou University; Adelaide Microscopy, the University of Adelaide | EPMA point analysis: accelerating voltage 15 kV, beam current 20 nA, beam diameter ~5 μm; EPMA mapping: accelerating voltage 20 kV, working current 50 nA, dwell time ~10 ms; BSE imaging: accelerating voltage 20 kV, beam current 10 nA; LA-ICP-MS: energy density 3~3.5 J/cm2, spot sizes 29 to 51 μm, repetition rates 5 Hz (polished thin-section) and 10 Hz (polished blocks), ~30 s background acquisition, ~40 s sample data acquisition | STDGL3 (Danyushevsky et al. 2011) and GSD-1G (USGS) | 310.5082 | [19 empty] | 3695.4477 | [5 empty] | 0.009775 | [5 empty] | 5.768 | [9 empty] | 7165.2929 |  | 26.2514 |  |  |  | 18.1303 | [7 empty] | 1.0437 | [13 empty] | 170.4227 | [15 empty] | 7174.0518 | [17 empty] | 5983.576 | [9 empty] | 1.5439 | [32 empty] | 2025 |  |  | CHN | Tibet
| Lawu |  | Magmatic hydrothermal | Skarn | Cu-Pb-Zn skarn | Cu, Pb, Zn | In, Sn | Cu, Pb, Zn, In, Sn |  |  | fba20_dSp-1 | fba20_dSp-1 | underground mine |  |  |  |  | ore material | drill core | underground mining tunnels and drill cores | mineral separate | [5 empty] | mineralisation |  |  |  | sphalerite, chalcopyrite, pyrrhotite, pyrite, arsenopyrite |  |  | Sn-poor Epithermal |  |  |  | galena, bismuthinite, marcasite, iron oxides, pyroxene, actinolite, quartz | thin sections and polished blocks examined using optical microscope, BSE detector, and EDS prior to analysis | EMPA, LA-ICPMS | JEOL JXA-8230 electron probe microanalyzer; RESOlution-LR 193 nm ArF excimer laser ablation system coupled to an Agilent 7700x ICP-MS | Laboratory of Mineral Resources Research Center, Fuzhou University; Adelaide Microscopy, the University of Adelaide | EPMA point analysis: accelerating voltage 15 kV, beam current 20 nA, beam diameter ~5 μm; EPMA mapping: accelerating voltage 20 kV, working current 50 nA, dwell time ~10 ms; BSE imaging: accelerating voltage 20 kV, beam current 10 nA; LA-ICP-MS: energy density 3~3.5 J/cm2, spot sizes 29 to 51 μm, repetition rates 5 Hz (polished thin-section) and 10 Hz (polished blocks), ~30 s background acquisition, ~40 s sample data acquisition | STDGL3 (Danyushevsky et al. 2011) and GSD-1G (USGS) | 50.1862 | [19 empty] | 129.2202 | [5 empty] | 0.040171 | [5 empty] | 280.8463 | [9 empty] | 12189.4212 |  | 42.6432 |  |  |  | 58.9131 | [7 empty] | 0.044772 | [13 empty] | 248.039 | [15 empty] | 9904.5817 | [17 empty] | 6425.772 | [9 empty] | 0.42657 | [32 empty] | 2025 |  |  | CHN | Tibet
| Lawu |  | Magmatic hydrothermal | Skarn | Cu-Pb-Zn skarn | Cu, Pb, Zn | In, Sn | Cu, Pb, Zn, In, Sn |  |  | fba03-1 | fba03-1 | underground mine |  |  |  |  | ore material | drill core | underground mining tunnels and drill cores | mineral separate | [5 empty] | mineralisation |  |  |  | sphalerite, chalcopyrite, pyrrhotite, pyrite, arsenopyrite |  |  | Sn-poor Epithermal |  |  |  | galena, bismuthinite, marcasite, iron oxides, pyroxene, actinolite, quartz | thin sections and polished blocks examined using optical microscope, BSE detector, and EDS prior to analysis | EMPA, LA-ICPMS | JEOL JXA-8230 electron probe microanalyzer; RESOlution-LR 193 nm ArF excimer laser ablation system coupled to an Agilent 7700x ICP-MS | Laboratory of Mineral Resources Research Center, Fuzhou University; Adelaide Microscopy, the University of Adelaide | EPMA point analysis: accelerating voltage 15 kV, beam current 20 nA, beam diameter ~5 μm; EPMA mapping: accelerating voltage 20 kV, working current 50 nA, dwell time ~10 ms; BSE imaging: accelerating voltage 20 kV, beam current 10 nA; LA-ICP-MS: energy density 3~3.5 J/cm2, spot sizes 29 to 51 μm, repetition rates 5 Hz (polished thin-section) and 10 Hz (polished blocks), ~30 s background acquisition, ~40 s sample data acquisition | STDGL3 (Danyushevsky et al. 2011) and GSD-1G (USGS) | 15.2238 | [19 empty] | 1408.6665 | [5 empty] | 4.1458 | [5 empty] | 105.8243 | [9 empty] | 384.6956 |  | 91.1033 |  |  |  | 1.1761 | [7 empty] | 26.6787 | [13 empty] | 0.50947 | [15 empty] | 9.1667 | [17 empty] | 79.6047 | [9 empty] | 14.426 | [32 empty] | 2025 |  |  | CHN | Tibet
| Lawu |  | Magmatic hydrothermal | Skarn | Cu-Pb-Zn skarn | Cu, Pb, Zn | In, Sn | Cu, Pb, Zn, In, Sn |  |  | fba03-2 | fba03-2 | underground mine |  |  |  |  | ore material | drill core | underground mining tunnels and drill cores | mineral separate | [5 empty] | mineralisation |  |  |  | sphalerite, chalcopyrite, pyrrhotite, pyrite, arsenopyrite |  |  | Sn-poor Epithermal |  |  |  | galena, bismuthinite, marcasite, iron oxides, pyroxene, actinolite, quartz | thin sections and polished blocks examined using optical microscope, BSE detector, and EDS prior to analysis | EMPA, LA-ICPMS | JEOL JXA-8230 electron probe microanalyzer; RESOlution-LR 193 nm ArF excimer laser ablation system coupled to an Agilent 7700x ICP-MS | Laboratory of Mineral Resources Research Center, Fuzhou University; Adelaide Microscopy, the University of Adelaide | EPMA point analysis: accelerating voltage 15 kV, beam current 20 nA, beam diameter ~5 μm; EPMA mapping: accelerating voltage 20 kV, working current 50 nA, dwell time ~10 ms; BSE imaging: accelerating voltage 20 kV, beam current 10 nA; LA-ICP-MS: energy density 3~3.5 J/cm2, spot sizes 29 to 51 μm, repetition rates 5 Hz (polished thin-section) and 10 Hz (polished blocks), ~30 s background acquisition, ~40 s sample data acquisition | STDGL3 (Danyushevsky et al. 2011) and GSD-1G (USGS) | 0.84212 | [19 empty] | 4064.5384 | [5 empty] | 3.5589 | [5 empty] | 5.9001 | [9 empty] | 723.7515 |  | 5.2393 |  |  |  | 0.25415 | [7 empty] | 1.6605 | [13 empty] | 1.1224 | [15 empty] | 0.88097 | [17 empty] | 2.6046 | [9 empty] | 0.56249 | [32 empty] | 2025 |  |  | CHN | Tibet
| Lawu |  | Magmatic hydrothermal | Skarn | Cu-Pb-Zn skarn | Cu, Pb, Zn | In, Sn | Cu, Pb, Zn, In, Sn |  |  | fba03-3 | fba03-3 | underground mine |  |  |  |  | ore material | drill core | underground mining tunnels and drill cores | mineral separate | [5 empty] | mineralisation |  |  |  | sphalerite, chalcopyrite, pyrrhotite, pyrite, arsenopyrite |  |  | Sn-poor Epithermal |  |  |  | galena, bismuthinite, marcasite, iron oxides, pyroxene, actinolite, quartz | thin sections and polished blocks examined using optical microscope, BSE detector, and EDS prior to analysis | EMPA, LA-ICPMS | JEOL JXA-8230 electron probe microanalyzer; RESOlution-LR 193 nm ArF excimer laser ablation system coupled to an Agilent 7700x ICP-MS | Laboratory of Mineral Resources Research Center, Fuzhou University; Adelaide Microscopy, the University of Adelaide | EPMA point analysis: accelerating voltage 15 kV, beam current 20 nA, beam diameter ~5 μm; EPMA mapping: accelerating voltage 20 kV, working current 50 nA, dwell time ~10 ms; BSE imaging: accelerating voltage 20 kV, beam current 10 nA; LA-ICP-MS: energy density 3~3.5 J/cm2, spot sizes 29 to 51 μm, repetition rates 5 Hz (polished thin-section) and 10 Hz (polished blocks), ~30 s background acquisition, ~40 s sample data acquisition | STDGL3 (Danyushevsky et al. 2011) and GSD-1G (USGS) | 0.41474 | [19 empty] | 11465.1641 | [5 empty] | 2.9729 | [5 empty] | 1.5397 | [9 empty] | 841.4375 |  | 0.73633 |  |  |  | 0.084949 | [7 empty] | 0.045469 | [13 empty] | 1.9381 | [15 empty] | 1.0165 | [17 empty] | 1.0611 | [9 empty] | 0.39601 | [32 empty] | 2025 |  |  | CHN | Tibet
| Lawu |  | Magmatic hydrothermal | Skarn | Cu-Pb-Zn skarn | Cu, Pb, Zn | In, Sn | Cu, Pb, Zn, In, Sn |  |  | fba03-4 | fba03-4 | underground mine |  |  |  |  | ore material | drill core | underground mining tunnels and drill cores | mineral separate | [5 empty] | mineralisation |  |  |  | sphalerite, chalcopyrite, pyrrhotite, pyrite, arsenopyrite |  |  | Sn-poor Epithermal |  |  |  | galena, bismuthinite, marcasite, iron oxides, pyroxene, actinolite, quartz | thin sections and polished blocks examined using optical microscope, BSE detector, and EDS prior to analysis | EMPA, LA-ICPMS | JEOL JXA-8230 electron probe microanalyzer; RESOlution-LR 193 nm ArF excimer laser ablation system coupled to an Agilent 7700x ICP-MS | Laboratory of Mineral Resources Research Center, Fuzhou University; Adelaide Microscopy, the University of Adelaide | EPMA point analysis: accelerating voltage 15 kV, beam current 20 nA, beam diameter ~5 μm; EPMA mapping: accelerating voltage 20 kV, working current 50 nA, dwell time ~10 ms; BSE imaging: accelerating voltage 20 kV, beam current 10 nA; LA-ICP-MS: energy density 3~3.5 J/cm2, spot sizes 29 to 51 μm, repetition rates 5 Hz (polished thin-section) and 10 Hz (polished blocks), ~30 s background acquisition, ~40 s sample data acquisition | STDGL3 (Danyushevsky et al. 2011) and GSD-1G (USGS) | 0.3939 | [19 empty] | 1573.0568 | [5 empty] | 0.81878 | [5 empty] | 416.2744 | [9 empty] | 758.7056 |  | 0.85632 |  |  |  | 0.084949 | [7 empty] | 63.1651 | [13 empty] | 0.42832 | [15 empty] | 0.61284 | [17 empty] | 0.9747 | [9 empty] | 476.1638 | [32 empty] | 2025 |  |  | CHN | Tibet
| Lawu |  | Magmatic hydrothermal | Skarn | Cu-Pb-Zn skarn | Cu, Pb, Zn | In, Sn | Cu, Pb, Zn, In, Sn |  |  | fba03-5 | fba03-5 | underground mine |  |  |  |  | ore material | drill core | underground mining tunnels and drill cores | mineral separate | [5 empty] | mineralisation |  |  |  | sphalerite, chalcopyrite, pyrrhotite, pyrite, arsenopyrite |  |  | Sn-poor Epithermal |  |  |  | galena, bismuthinite, marcasite, iron oxides, pyroxene, actinolite, quartz | thin sections and polished blocks examined using optical microscope, BSE detector, and EDS prior to analysis | EMPA, LA-ICPMS | JEOL JXA-8230 electron probe microanalyzer; RESOlution-LR 193 nm ArF excimer laser ablation system coupled to an Agilent 7700x ICP-MS | Laboratory of Mineral Resources Research Center, Fuzhou University; Adelaide Microscopy, the University of Adelaide | EPMA point analysis: accelerating voltage 15 kV, beam current 20 nA, beam diameter ~5 μm; EPMA mapping: accelerating voltage 20 kV, working current 50 nA, dwell time ~10 ms; BSE imaging: accelerating voltage 20 kV, beam current 10 nA; LA-ICP-MS: energy density 3~3.5 J/cm2, spot sizes 29 to 51 μm, repetition rates 5 Hz (polished thin-section) and 10 Hz (polished blocks), ~30 s background acquisition, ~40 s sample data acquisition | STDGL3 (Danyushevsky et al. 2011) and GSD-1G (USGS) | 22.1357 | [19 empty] | 3251.9262 | [5 empty] | 4.4449 | [5 empty] | 72.3867 | [9 empty] | 431.6183 |  | 21.0488 |  |  |  | 1.6151 | [7 empty] | 8.7345 | [13 empty] | 0.90747 | [15 empty] | 10.9272 | [17 empty] | 93.3177 | [9 empty] | 4.8015 | [32 empty] | 2025 |  |  | CHN | Tibet
| Lawu |  | Magmatic hydrothermal | Skarn | Cu-Pb-Zn skarn | Cu, Pb, Zn | In, Sn | Cu, Pb, Zn, In, Sn |  |  | fba03-6 | fba03-6 | underground mine |  |  |  |  | ore material | drill core | underground mining tunnels and drill cores | mineral separate | [5 empty] | mineralisation |  |  |  | sphalerite, chalcopyrite, pyrrhotite, pyrite, arsenopyrite |  |  | Sn-poor Epithermal |  |  |  | galena, bismuthinite, marcasite, iron oxides, pyroxene, actinolite, quartz | thin sections and polished blocks examined using optical microscope, BSE detector, and EDS prior to analysis | EMPA, LA-ICPMS | JEOL JXA-8230 electron probe microanalyzer; RESOlution-LR 193 nm ArF excimer laser ablation system coupled to an Agilent 7700x ICP-MS | Laboratory of Mineral Resources Research Center, Fuzhou University; Adelaide Microscopy, the University of Adelaide | EPMA point analysis: accelerating voltage 15 kV, beam current 20 nA, beam diameter ~5 μm; EPMA mapping: accelerating voltage 20 kV, working current 50 nA, dwell time ~10 ms; BSE imaging: accelerating voltage 20 kV, beam current 10 nA; LA-ICP-MS: energy density 3~3.5 J/cm2, spot sizes 29 to 51 μm, repetition rates 5 Hz (polished thin-section) and 10 Hz (polished blocks), ~30 s background acquisition, ~40 s sample data acquisition | STDGL3 (Danyushevsky et al. 2011) and GSD-1G (USGS) | 2.4156 | [19 empty] | 1454.6821 | [5 empty] | 0.23365 | [5 empty] | 129.9536 | [9 empty] | 1134.5746 |  | 11.1723 |  |  |  | 0.084949 | [7 empty] | 57.6739 | [13 empty] | 1.2313 | [15 empty] | 0.94238 | [17 empty] | 18.5389 | [9 empty] | 109.4127 | [32 empty] | 2025 |  |  | CHN | Tibet
| Lawu |  | Magmatic hydrothermal | Skarn | Cu-Pb-Zn skarn | Cu, Pb, Zn | In, Sn | Cu, Pb, Zn, In, Sn |  |  | fba03-7 | fba03-7 | underground mine |  |  |  |  | ore material | drill core | underground mining tunnels and drill cores | mineral separate | [5 empty] | mineralisation |  |  |  | sphalerite, chalcopyrite, pyrrhotite, pyrite, arsenopyrite |  |  | Sn-poor Epithermal |  |  |  | galena, bismuthinite, marcasite, iron oxides, pyroxene, actinolite, quartz | thin sections and polished blocks examined using optical microscope, BSE detector, and EDS prior to analysis | EMPA, LA-ICPMS | JEOL JXA-8230 electron probe microanalyzer; RESOlution-LR 193 nm ArF excimer laser ablation system coupled to an Agilent 7700x ICP-MS | Laboratory of Mineral Resources Research Center, Fuzhou University; Adelaide Microscopy, the University of Adelaide | EPMA point analysis: accelerating voltage 15 kV, beam current 20 nA, beam diameter ~5 μm; EPMA mapping: accelerating voltage 20 kV, working current 50 nA, dwell time ~10 ms; BSE imaging: accelerating voltage 20 kV, beam current 10 nA; LA-ICP-MS: energy density 3~3.5 J/cm2, spot sizes 29 to 51 μm, repetition rates 5 Hz (polished thin-section) and 10 Hz (polished blocks), ~30 s background acquisition, ~40 s sample data acquisition | STDGL3 (Danyushevsky et al. 2011) and GSD-1G (USGS) | 2.2061 | [19 empty] | 4972.3073 | [5 empty] | 4.3949 | [5 empty] | 10.6927 | [9 empty] | 511.2705 |  | 0.95471 |  |  |  | 0.084949 | [7 empty] | 1.066 | [13 empty] | 1.6793 | [15 empty] | 2.1034 | [17 empty] | 9.3565 | [9 empty] | 2.3518 | [32 empty] | 2025 |  |  | CHN | Tibet
| Lawu |  | Magmatic hydrothermal | Skarn | Cu-Pb-Zn skarn | Cu, Pb, Zn | In, Sn | Cu, Pb, Zn, In, Sn |  |  | fba03-8 | fba03-8 | underground mine |  |  |  |  | ore material | drill core | underground mining tunnels and drill cores | mineral separate | [5 empty] | mineralisation |  |  |  | sphalerite, chalcopyrite, pyrrhotite, pyrite, arsenopyrite |  |  | Sn-poor Epithermal |  |  |  | galena, bismuthinite, marcasite, iron oxides, pyroxene, actinolite, quartz | thin sections and polished blocks examined using optical microscope, BSE detector, and EDS prior to analysis | EMPA, LA-ICPMS | JEOL JXA-8230 electron probe microanalyzer; RESOlution-LR 193 nm ArF excimer laser ablation system coupled to an Agilent 7700x ICP-MS | Laboratory of Mineral Resources Research Center, Fuzhou University; Adelaide Microscopy, the University of Adelaide | EPMA point analysis: accelerating voltage 15 kV, beam current 20 nA, beam diameter ~5 μm; EPMA mapping: accelerating voltage 20 kV, working current 50 nA, dwell time ~10 ms; BSE imaging: accelerating voltage 20 kV, beam current 10 nA; LA-ICP-MS: energy density 3~3.5 J/cm2, spot sizes 29 to 51 μm, repetition rates 5 Hz (polished thin-section) and 10 Hz (polished blocks), ~30 s background acquisition, ~40 s sample data acquisition | STDGL3 (Danyushevsky et al. 2011) and GSD-1G (USGS) | 26.0882 | [19 empty] | 1007.7473 | [5 empty] | 2.2988 | [5 empty] | 237.581 | [9 empty] | 633.0897 |  | 106.6033 |  |  |  | 1.1986 | [7 empty] | 13.1429 | [13 empty] | 1.7394 | [15 empty] | 31.6946 | [17 empty] | 206.9136 | [9 empty] | 17.5276 | [32 empty] | 2025 |  |  | CHN | Tibet
| Lawu |  | Magmatic hydrothermal | Skarn | Cu-Pb-Zn skarn | Cu, Pb, Zn | In, Sn | Cu, Pb, Zn, In, Sn |  |  | fba03-9 | fba03-9 | underground mine |  |  |  |  | ore material | drill core | underground mining tunnels and drill cores | mineral separate | [5 empty] | mineralisation |  |  |  | sphalerite, chalcopyrite, pyrrhotite, pyrite, arsenopyrite |  |  | Sn-poor Epithermal |  |  |  | galena, bismuthinite, marcasite, iron oxides, pyroxene, actinolite, quartz | thin sections and polished blocks examined using optical microscope, BSE detector, and EDS prior to analysis | EMPA, LA-ICPMS | JEOL JXA-8230 electron probe microanalyzer; RESOlution-LR 193 nm ArF excimer laser ablation system coupled to an Agilent 7700x ICP-MS | Laboratory of Mineral Resources Research Center, Fuzhou University; Adelaide Microscopy, the University of Adelaide | EPMA point analysis: accelerating voltage 15 kV, beam current 20 nA, beam diameter ~5 μm; EPMA mapping: accelerating voltage 20 kV, working current 50 nA, dwell time ~10 ms; BSE imaging: accelerating voltage 20 kV, beam current 10 nA; LA-ICP-MS: energy density 3~3.5 J/cm2, spot sizes 29 to 51 μm, repetition rates 5 Hz (polished thin-section) and 10 Hz (polished blocks), ~30 s background acquisition, ~40 s sample data acquisition | STDGL3 (Danyushevsky et al. 2011) and GSD-1G (USGS) | 0.1433 | [19 empty] | 2271.557 | [5 empty] | 0.63552 | [5 empty] | 28.7421 | [9 empty] | 972.2382 |  | 4.3797 |  |  |  | 0.084949 | [7 empty] | 19.3684 | [13 empty] | 0.84894 | [15 empty] | 0.56729 | [17 empty] | 0.72563 | [9 empty] | 21.5833 | [32 empty] | 2025 |  |  | CHN | Tibet
| Lawu |  | Magmatic hydrothermal | Skarn | Cu-Pb-Zn skarn | Cu, Pb, Zn | In, Sn | Cu, Pb, Zn, In, Sn |  |  | fba03-10 | fba03-10 | underground mine |  |  |  |  | ore material | drill core | underground mining tunnels and drill cores | mineral separate | [5 empty] | mineralisation |  |  |  | sphalerite, chalcopyrite, pyrrhotite, pyrite, arsenopyrite |  |  | Sn-poor Epithermal |  |  |  | galena, bismuthinite, marcasite, iron oxides, pyroxene, actinolite, quartz | thin sections and polished blocks examined using optical microscope, BSE detector, and EDS prior to analysis | EMPA, LA-ICPMS | JEOL JXA-8230 electron probe microanalyzer; RESOlution-LR 193 nm ArF excimer laser ablation system coupled to an Agilent 7700x ICP-MS | Laboratory of Mineral Resources Research Center, Fuzhou University; Adelaide Microscopy, the University of Adelaide | EPMA point analysis: accelerating voltage 15 kV, beam current 20 nA, beam diameter ~5 μm; EPMA mapping: accelerating voltage 20 kV, working current 50 nA, dwell time ~10 ms; BSE imaging: accelerating voltage 20 kV, beam current 10 nA; LA-ICP-MS: energy density 3~3.5 J/cm2, spot sizes 29 to 51 μm, repetition rates 5 Hz (polished thin-section) and 10 Hz (polished blocks), ~30 s background acquisition, ~40 s sample data acquisition | STDGL3 (Danyushevsky et al. 2011) and GSD-1G (USGS) | 0.33289 | [19 empty] | 1371.8736 | [5 empty] | 0.33276 | [5 empty] | 42.0313 | [9 empty] | 1060.377 |  | 12.06 |  |  |  | 0.084949 | [7 empty] | 27.8105 | [13 empty] | 0.51139 | [15 empty] | 0.85877 | [17 empty] | 2.0006 | [9 empty] | 22.3371 | [32 empty] | 2025 |  |  | CHN | Tibet
| Lawu |  | Magmatic hydrothermal | Skarn | Cu-Pb-Zn skarn | Cu, Pb, Zn | In, Sn | Cu, Pb, Zn, In, Sn |  |  | fba04-1 | fba04-1 | underground mine |  |  |  |  | ore material | drill core | underground mining tunnels and drill cores | mineral separate | [5 empty] | mineralisation |  |  |  | sphalerite, chalcopyrite, pyrrhotite, pyrite, arsenopyrite |  |  | Sn-poor Epithermal |  |  |  | galena, bismuthinite, marcasite, iron oxides, pyroxene, actinolite, quartz | thin sections and polished blocks examined using optical microscope, BSE detector, and EDS prior to analysis | EMPA, LA-ICPMS | JEOL JXA-8230 electron probe microanalyzer; RESOlution-LR 193 nm ArF excimer laser ablation system coupled to an Agilent 7700x ICP-MS | Laboratory of Mineral Resources Research Center, Fuzhou University; Adelaide Microscopy, the University of Adelaide | EPMA point analysis: accelerating voltage 15 kV, beam current 20 nA, beam diameter ~5 μm; EPMA mapping: accelerating voltage 20 kV, working current 50 nA, dwell time ~10 ms; BSE imaging: accelerating voltage 20 kV, beam current 10 nA; LA-ICP-MS: energy density 3~3.5 J/cm2, spot sizes 29 to 51 μm, repetition rates 5 Hz (polished thin-section) and 10 Hz (polished blocks), ~30 s background acquisition, ~40 s sample data acquisition | STDGL3 (Danyushevsky et al. 2011) and GSD-1G (USGS) | 0.21474 | [19 empty] | 1180.1164 | [5 empty] | 0.12764 | [5 empty] | 28.1739 | [9 empty] | 1042.5006 |  | 19.5611 |  |  |  | 0.084949 | [7 empty] | 25.5647 | [13 empty] | 0.72352 | [15 empty] | 0.72133 | [17 empty] | 0.75333 | [9 empty] | 5.1287 | [32 empty] | 2025 |  |  | CHN | Tibet
| Lawu |  | Magmatic hydrothermal | Skarn | Cu-Pb-Zn skarn | Cu, Pb, Zn | In, Sn | Cu, Pb, Zn, In, Sn |  |  | fba04-2 | fba04-2 | underground mine |  |  |  |  | ore material | drill core | underground mining tunnels and drill cores | mineral separate | [5 empty] | mineralisation |  |  |  | sphalerite, chalcopyrite, pyrrhotite, pyrite, arsenopyrite |  |  | Sn-poor Epithermal |  |  |  | galena, bismuthinite, marcasite, iron oxides, pyroxene, actinolite, quartz | thin sections and polished blocks examined using optical microscope, BSE detector, and EDS prior to analysis | EMPA, LA-ICPMS | JEOL JXA-8230 electron probe microanalyzer; RESOlution-LR 193 nm ArF excimer laser ablation system coupled to an Agilent 7700x ICP-MS | Laboratory of Mineral Resources Research Center, Fuzhou University; Adelaide Microscopy, the University of Adelaide | EPMA point analysis: accelerating voltage 15 kV, beam current 20 nA, beam diameter ~5 μm; EPMA mapping: accelerating voltage 20 kV, working current 50 nA, dwell time ~10 ms; BSE imaging: accelerating voltage 20 kV, beam current 10 nA; LA-ICP-MS: energy density 3~3.5 J/cm2, spot sizes 29 to 51 μm, repetition rates 5 Hz (polished thin-section) and 10 Hz (polished blocks), ~30 s background acquisition, ~40 s sample data acquisition | STDGL3 (Danyushevsky et al. 2011) and GSD-1G (USGS) | 17.0289 | [19 empty] | 1922.832 | [5 empty] | 4.1083 | [5 empty] | 70.6705 | [9 empty] | 587.3453 |  | 22.6381 |  |  |  | 0.084949 | [7 empty] | 4.3297 | [13 empty] | 0.85557 | [15 empty] | 6.9385 | [17 empty] | 91.1815 | [9 empty] | 7.3983 | [32 empty] | 2025 |  |  | CHN | Tibet
| Lawu |  | Magmatic hydrothermal | Skarn | Cu-Pb-Zn skarn | Cu, Pb, Zn | In, Sn | Cu, Pb, Zn, In, Sn |  |  | fba04-3 | fba04-3 | underground mine |  |  |  |  | ore material | drill core | underground mining tunnels and drill cores | mineral separate | [5 empty] | mineralisation |  |  |  | sphalerite, chalcopyrite, pyrrhotite, pyrite, arsenopyrite |  |  | Sn-poor Epithermal |  |  |  | galena, bismuthinite, marcasite, iron oxides, pyroxene, actinolite, quartz | thin sections and polished blocks examined using optical microscope, BSE detector, and EDS prior to analysis | EMPA, LA-ICPMS | JEOL JXA-8230 electron probe microanalyzer; RESOlution-LR 193 nm ArF excimer laser ablation system coupled to an Agilent 7700x ICP-MS | Laboratory of Mineral Resources Research Center, Fuzhou University; Adelaide Microscopy, the University of Adelaide | EPMA point analysis: accelerating voltage 15 kV, beam current 20 nA, beam diameter ~5 μm; EPMA mapping: accelerating voltage 20 kV, working current 50 nA, dwell time ~10 ms; BSE imaging: accelerating voltage 20 kV, beam current 10 nA; LA-ICP-MS: energy density 3~3.5 J/cm2, spot sizes 29 to 51 μm, repetition rates 5 Hz (polished thin-section) and 10 Hz (polished blocks), ~30 s background acquisition, ~40 s sample data acquisition | STDGL3 (Danyushevsky et al. 2011) and GSD-1G (USGS) | 5.5521 | [19 empty] | 1302.8454 | [5 empty] | 4.3764 | [5 empty] | 17.5466 | [9 empty] | 415.3282 |  | 8.4865 |  |  |  | 0.084949 | [7 empty] | 5.284 | [13 empty] | 0.9316 | [15 empty] | 6.1524 | [17 empty] | 24.9144 | [9 empty] | 1.2116 | [32 empty] | 2025 |  |  | CHN | Tibet
| Lawu |  | Magmatic hydrothermal | Skarn | Cu-Pb-Zn skarn | Cu, Pb, Zn | In, Sn | Cu, Pb, Zn, In, Sn |  |  | fba04-4 | fba04-4 | underground mine |  |  |  |  | ore material | drill core | underground mining tunnels and drill cores | mineral separate | [5 empty] | mineralisation |  |  |  | sphalerite, chalcopyrite, pyrrhotite, pyrite, arsenopyrite |  |  | Sn-poor Epithermal |  |  |  | galena, bismuthinite, marcasite, iron oxides, pyroxene, actinolite, quartz | thin sections and polished blocks examined using optical microscope, BSE detector, and EDS prior to analysis | EMPA, LA-ICPMS | JEOL JXA-8230 electron probe microanalyzer; RESOlution-LR 193 nm ArF excimer laser ablation system coupled to an Agilent 7700x ICP-MS | Laboratory of Mineral Resources Research Center, Fuzhou University; Adelaide Microscopy, the University of Adelaide | EPMA point analysis: accelerating voltage 15 kV, beam current 20 nA, beam diameter ~5 μm; EPMA mapping: accelerating voltage 20 kV, working current 50 nA, dwell time ~10 ms; BSE imaging: accelerating voltage 20 kV, beam current 10 nA; LA-ICP-MS: energy density 3~3.5 J/cm2, spot sizes 29 to 51 μm, repetition rates 5 Hz (polished thin-section) and 10 Hz (polished blocks), ~30 s background acquisition, ~40 s sample data acquisition | STDGL3 (Danyushevsky et al. 2011) and GSD-1G (USGS) | 0.79342 | [19 empty] | 1894.8803 | [5 empty] | 0.32978 | [5 empty] | 22.9829 | [9 empty] | 1038.817 |  | 12.402 |  |  |  | 0.084949 | [7 empty] | 22.6754 | [13 empty] | 1.1194 | [15 empty] | 2.0899 | [17 empty] | 3.5467 | [9 empty] | 0.5681 | [32 empty] | 2025 |  |  | CHN | Tibet
| Lawu |  | Magmatic hydrothermal | Skarn | Cu-Pb-Zn skarn | Cu, Pb, Zn | In, Sn | Cu, Pb, Zn, In, Sn |  |  | fba04-5 | fba04-5 | underground mine |  |  |  |  | ore material | drill core | underground mining tunnels and drill cores | mineral separate | [5 empty] | mineralisation |  |  |  | sphalerite, chalcopyrite, pyrrhotite, pyrite, arsenopyrite |  |  | Sn-poor Epithermal |  |  |  | galena, bismuthinite, marcasite, iron oxides, pyroxene, actinolite, quartz | thin sections and polished blocks examined using optical microscope, BSE detector, and EDS prior to analysis | EMPA, LA-ICPMS | JEOL JXA-8230 electron probe microanalyzer; RESOlution-LR 193 nm ArF excimer laser ablation system coupled to an Agilent 7700x ICP-MS | Laboratory of Mineral Resources Research Center, Fuzhou University; Adelaide Microscopy, the University of Adelaide | EPMA point analysis: accelerating voltage 15 kV, beam current 20 nA, beam diameter ~5 μm; EPMA mapping: accelerating voltage 20 kV, working current 50 nA, dwell time ~10 ms; BSE imaging: accelerating voltage 20 kV, beam current 10 nA; LA-ICP-MS: energy density 3~3.5 J/cm2, spot sizes 29 to 51 μm, repetition rates 5 Hz (polished thin-section) and 10 Hz (polished blocks), ~30 s background acquisition, ~40 s sample data acquisition | STDGL3 (Danyushevsky et al. 2011) and GSD-1G (USGS) | 2.6749 | [19 empty] | 1574.997 | [5 empty] | 1.4955 | [5 empty] | 25.6112 | [9 empty] | 792.018 |  | 10.8033 |  |  |  | 0.084949 | [7 empty] | 7.613 | [13 empty] | 0.72302 | [15 empty] | 2.5243 | [17 empty] | 13.8863 | [9 empty] | 2.9681 | [32 empty] | 2025 |  |  | CHN | Tibet
| Lawu |  | Magmatic hydrothermal | Skarn | Cu-Pb-Zn skarn | Cu, Pb, Zn | In, Sn | Cu, Pb, Zn, In, Sn |  |  | fba04-6 | fba04-6 | underground mine |  |  |  |  | ore material | drill core | underground mining tunnels and drill cores | mineral separate | [5 empty] | mineralisation |  |  |  | sphalerite, chalcopyrite, pyrrhotite, pyrite, arsenopyrite |  |  | Sn-poor Epithermal |  |  |  | galena, bismuthinite, marcasite, iron oxides, pyroxene, actinolite, quartz | thin sections and polished blocks examined using optical microscope, BSE detector, and EDS prior to analysis | EMPA, LA-ICPMS | JEOL JXA-8230 electron probe microanalyzer; RESOlution-LR 193 nm ArF excimer laser ablation system coupled to an Agilent 7700x ICP-MS | Laboratory of Mineral Resources Research Center, Fuzhou University; Adelaide Microscopy, the University of Adelaide | EPMA point analysis: accelerating voltage 15 kV, beam current 20 nA, beam diameter ~5 μm; EPMA mapping: accelerating voltage 20 kV, working current 50 nA, dwell time ~10 ms; BSE imaging: accelerating voltage 20 kV, beam current 10 nA; LA-ICP-MS: energy density 3~3.5 J/cm2, spot sizes 29 to 51 μm, repetition rates 5 Hz (polished thin-section) and 10 Hz (polished blocks), ~30 s background acquisition, ~40 s sample data acquisition | STDGL3 (Danyushevsky et al. 2011) and GSD-1G (USGS) | 15.7484 | [19 empty] | 1604.984 | [5 empty] | 1.2714 | [5 empty] | 149.8314 | [9 empty] | 724.6342 |  | 17.412 |  |  |  | 0.63204 | [7 empty] | 60.209 | [13 empty] | 1.0872 | [15 empty] | 3.1029 | [17 empty] | 136.0921 | [9 empty] | 32.9727 | [32 empty] | 2025 |  |  | CHN | Tibet
| Lawu |  | Magmatic hydrothermal | Skarn | Cu-Pb-Zn skarn | Cu, Pb, Zn | In, Sn | Cu, Pb, Zn, In, Sn |  |  | fba04-7 | fba04-7 | underground mine |  |  |  |  | ore material | drill core | underground mining tunnels and drill cores | mineral separate | [5 empty] | mineralisation |  |  |  | sphalerite, chalcopyrite, pyrrhotite, pyrite, arsenopyrite |  |  | Sn-poor Epithermal |  |  |  | galena, bismuthinite, marcasite, iron oxides, pyroxene, actinolite, quartz | thin sections and polished blocks examined using optical microscope, BSE detector, and EDS prior to analysis | EMPA, LA-ICPMS | JEOL JXA-8230 electron probe microanalyzer; RESOlution-LR 193 nm ArF excimer laser ablation system coupled to an Agilent 7700x ICP-MS | Laboratory of Mineral Resources Research Center, Fuzhou University; Adelaide Microscopy, the University of Adelaide | EPMA point analysis: accelerating voltage 15 kV, beam current 20 nA, beam diameter ~5 μm; EPMA mapping: accelerating voltage 20 kV, working current 50 nA, dwell time ~10 ms; BSE imaging: accelerating voltage 20 kV, beam current 10 nA; LA-ICP-MS: energy density 3~3.5 J/cm2, spot sizes 29 to 51 μm, repetition rates 5 Hz (polished thin-section) and 10 Hz (polished blocks), ~30 s background acquisition, ~40 s sample data acquisition | STDGL3 (Danyushevsky et al. 2011) and GSD-1G (USGS) | 24.1861 | [19 empty] | 1315.3194 | [5 empty] | 0.17877 | [5 empty] | 249.2516 | [9 empty] | 1102.8778 |  | 32.2576 |  |  |  | 0.084949 | [7 empty] | 121.198 | [13 empty] | 0.96274 | [15 empty] | 5.8593 | [17 empty] | 219.6241 | [9 empty] | 60.5251 | [32 empty] | 2025 |  |  | CHN | Tibet
| Lawu |  | Magmatic hydrothermal | Skarn | Cu-Pb-Zn skarn | Cu, Pb, Zn | In, Sn | Cu, Pb, Zn, In, Sn |  |  | fba04-8 | fba04-8 | underground mine |  |  |  |  | ore material | drill core | underground mining tunnels and drill cores | mineral separate | [5 empty] | mineralisation |  |  |  | sphalerite, chalcopyrite, pyrrhotite, pyrite, arsenopyrite |  |  | Sn-poor Epithermal |  |  |  | galena, bismuthinite, marcasite, iron oxides, pyroxene, actinolite, quartz | thin sections and polished blocks examined using optical microscope, BSE detector, and EDS prior to analysis | EMPA, LA-ICPMS | JEOL JXA-8230 electron probe microanalyzer; RESOlution-LR 193 nm ArF excimer laser ablation system coupled to an Agilent 7700x ICP-MS | Laboratory of Mineral Resources Research Center, Fuzhou University; Adelaide Microscopy, the University of Adelaide | EPMA point analysis: accelerating voltage 15 kV, beam current 20 nA, beam diameter ~5 μm; EPMA mapping: accelerating voltage 20 kV, working current 50 nA, dwell time ~10 ms; BSE imaging: accelerating voltage 20 kV, beam current 10 nA; LA-ICP-MS: energy density 3~3.5 J/cm2, spot sizes 29 to 51 μm, repetition rates 5 Hz (polished thin-section) and 10 Hz (polished blocks), ~30 s background acquisition, ~40 s sample data acquisition | STDGL3 (Danyushevsky et al. 2011) and GSD-1G (USGS) | 13.3527 | [19 empty] | 1325.1549 | [5 empty] | 0.17893 | [5 empty] | 184.6096 | [9 empty] | 1061.3552 |  | 28.5683 |  |  |  | 0.084949 | [7 empty] | 124.9001 | [13 empty] | 1.0261 | [15 empty] | 2.4841 | [17 empty] | 124.5936 | [9 empty] | 45.0307 | [32 empty] | 2025 |  |  | CHN | Tibet
| Lawu |  | Magmatic hydrothermal | Skarn | Cu-Pb-Zn skarn | Cu, Pb, Zn | In, Sn | Cu, Pb, Zn, In, Sn |  |  | fba04-9 | fba04-9 | underground mine |  |  |  |  | ore material | drill core | underground mining tunnels and drill cores | mineral separate | [5 empty] | mineralisation |  |  |  | sphalerite, chalcopyrite, pyrrhotite, pyrite, arsenopyrite |  |  | Sn-poor Epithermal |  |  |  | galena, bismuthinite, marcasite, iron oxides, pyroxene, actinolite, quartz | thin sections and polished blocks examined using optical microscope, BSE detector, and EDS prior to analysis | EMPA, LA-ICPMS | JEOL JXA-8230 electron probe microanalyzer; RESOlution-LR 193 nm ArF excimer laser ablation system coupled to an Agilent 7700x ICP-MS | Laboratory of Mineral Resources Research Center, Fuzhou University; Adelaide Microscopy, the University of Adelaide | EPMA point analysis: accelerating voltage 15 kV, beam current 20 nA, beam diameter ~5 μm; EPMA mapping: accelerating voltage 20 kV, working current 50 nA, dwell time ~10 ms; BSE imaging: accelerating voltage 20 kV, beam current 10 nA; LA-ICP-MS: energy density 3~3.5 J/cm2, spot sizes 29 to 51 μm, repetition rates 5 Hz (polished thin-section) and 10 Hz (polished blocks), ~30 s background acquisition, ~40 s sample data acquisition | STDGL3 (Danyushevsky et al. 2011) and GSD-1G (USGS) | 6.3531 | [19 empty] | 1596.6517 | [5 empty] | 0.49164 | [5 empty] | 37.2044 | [9 empty] | 851.7535 |  | 9.0482 |  |  |  | 0.084949 | [7 empty] | 34.0495 | [13 empty] | 0.30913 | [15 empty] | 4.6582 | [17 empty] | 18.8334 | [9 empty] | 15.628 | [32 empty] | 2025 |  |  | CHN | Tibet
| Lawu |  | Magmatic hydrothermal | Skarn | Cu-Pb-Zn skarn | Cu, Pb, Zn | In, Sn | Cu, Pb, Zn, In, Sn |  |  | fba04-10 | fba04-10 | underground mine |  |  |  |  | ore material | drill core | underground mining tunnels and drill cores | mineral separate | [5 empty] | mineralisation |  |  |  | sphalerite, chalcopyrite, pyrrhotite, pyrite, arsenopyrite |  |  | Sn-poor Epithermal |  |  |  | galena, bismuthinite, marcasite, iron oxides, pyroxene, actinolite, quartz | thin sections and polished blocks examined using optical microscope, BSE detector, and EDS prior to analysis | EMPA, LA-ICPMS | JEOL JXA-8230 electron probe microanalyzer; RESOlution-LR 193 nm ArF excimer laser ablation system coupled to an Agilent 7700x ICP-MS | Laboratory of Mineral Resources Research Center, Fuzhou University; Adelaide Microscopy, the University of Adelaide | EPMA point analysis: accelerating voltage 15 kV, beam current 20 nA, beam diameter ~5 μm; EPMA mapping: accelerating voltage 20 kV, working current 50 nA, dwell time ~10 ms; BSE imaging: accelerating voltage 20 kV, beam current 10 nA; LA-ICP-MS: energy density 3~3.5 J/cm2, spot sizes 29 to 51 μm, repetition rates 5 Hz (polished thin-section) and 10 Hz (polished blocks), ~30 s background acquisition, ~40 s sample data acquisition | STDGL3 (Danyushevsky et al. 2011) and GSD-1G (USGS) | 17.6021 | [19 empty] | 1960.6063 | [5 empty] | 3.1006 | [5 empty] | 147.2485 | [9 empty] | 563.3078 |  | 11.3035 |  |  |  | 0.58064 | [7 empty] | 127.1671 | [13 empty] | 0.79588 | [15 empty] | 9.6334 | [17 empty] | 75.4998 | [9 empty] | 29.6555 | [32 empty] | 2025 |  |  | CHN | Tibet
| Lawu |  | Magmatic hydrothermal | Skarn | Cu-Pb-Zn skarn | Cu, Pb, Zn | In, Sn | Cu, Pb, Zn, In, Sn |  |  | fba04-11 | fba04-11 | underground mine |  |  |  |  | ore material | drill core | underground mining tunnels and drill cores | mineral separate | [5 empty] | mineralisation |  |  |  | sphalerite, chalcopyrite, pyrrhotite, pyrite, arsenopyrite |  |  | Sn-poor Epithermal |  |  |  | galena, bismuthinite, marcasite, iron oxides, pyroxene, actinolite, quartz | thin sections and polished blocks examined using optical microscope, BSE detector, and EDS prior to analysis | EMPA, LA-ICPMS | JEOL JXA-8230 electron probe microanalyzer; RESOlution-LR 193 nm ArF excimer laser ablation system coupled to an Agilent 7700x ICP-MS | Laboratory of Mineral Resources Research Center, Fuzhou University; Adelaide Microscopy, the University of Adelaide | EPMA point analysis: accelerating voltage 15 kV, beam current 20 nA, beam diameter ~5 μm; EPMA mapping: accelerating voltage 20 kV, working current 50 nA, dwell time ~10 ms; BSE imaging: accelerating voltage 20 kV, beam current 10 nA; LA-ICP-MS: energy density 3~3.5 J/cm2, spot sizes 29 to 51 μm, repetition rates 5 Hz (polished thin-section) and 10 Hz (polished blocks), ~30 s background acquisition, ~40 s sample data acquisition | STDGL3 (Danyushevsky et al. 2011) and GSD-1G (USGS) | 0.26323 | [19 empty] | 1308.1443 | [5 empty] | 0.15338 | [5 empty] | 13.3547 | [9 empty] | 1049.085 |  | 19.0948 |  |  |  | 0.084949 | [7 empty] | 1.9117 | [13 empty] | 0.70857 | [15 empty] | 0.64982 | [17 empty] | 1.2587 | [9 empty] | 0.60468 | [32 empty] | 2025 |  |  | CHN | Tibet
| Lawu |  | Magmatic hydrothermal | Skarn | Cu-Pb-Zn skarn | Cu, Pb, Zn | In, Sn | Cu, Pb, Zn, In, Sn |  |  | fba04-12 | fba04-12 | underground mine |  |  |  |  | ore material | drill core | underground mining tunnels and drill cores | mineral separate | [5 empty] | mineralisation |  |  |  | sphalerite, chalcopyrite, pyrrhotite, pyrite, arsenopyrite |  |  | Sn-poor Epithermal |  |  |  | galena, bismuthinite, marcasite, iron oxides, pyroxene, actinolite, quartz | thin sections and polished blocks examined using optical microscope, BSE detector, and EDS prior to analysis | EMPA, LA-ICPMS | JEOL JXA-8230 electron probe microanalyzer; RESOlution-LR 193 nm ArF excimer laser ablation system coupled to an Agilent 7700x ICP-MS | Laboratory of Mineral Resources Research Center, Fuzhou University; Adelaide Microscopy, the University of Adelaide | EPMA point analysis: accelerating voltage 15 kV, beam current 20 nA, beam diameter ~5 μm; EPMA mapping: accelerating voltage 20 kV, working current 50 nA, dwell time ~10 ms; BSE imaging: accelerating voltage 20 kV, beam current 10 nA; LA-ICP-MS: energy density 3~3.5 J/cm2, spot sizes 29 to 51 μm, repetition rates 5 Hz (polished thin-section) and 10 Hz (polished blocks), ~30 s background acquisition, ~40 s sample data acquisition | STDGL3 (Danyushevsky et al. 2011) and GSD-1G (USGS) | 7.3377 | [19 empty] | 2242.2951 | [5 empty] | 1.0771 | [5 empty] | 21.8331 | [9 empty] | 838.8867 |  | 8.5887 |  |  |  | 0.084949 | [7 empty] | 3.414 | [13 empty] | 1.2562 | [15 empty] | 9.6665 | [17 empty] | 28.202 | [9 empty] | 0.88883 | [32 empty] | 2025 |  |  | CHN | Tibet
| Lawu |  | Magmatic hydrothermal | Skarn | Cu-Pb-Zn skarn | Cu, Pb, Zn | In, Sn | Cu, Pb, Zn, In, Sn |  |  | fba04-13 | fba04-13 | underground mine |  |  |  |  | ore material | drill core | underground mining tunnels and drill cores | mineral separate | [5 empty] | mineralisation |  |  |  | sphalerite, chalcopyrite, pyrrhotite, pyrite, arsenopyrite |  |  | Sn-poor Epithermal |  |  |  | galena, bismuthinite, marcasite, iron oxides, pyroxene, actinolite, quartz | thin sections and polished blocks examined using optical microscope, BSE detector, and EDS prior to analysis | EMPA, LA-ICPMS | JEOL JXA-8230 electron probe microanalyzer; RESOlution-LR 193 nm ArF excimer laser ablation system coupled to an Agilent 7700x ICP-MS | Laboratory of Mineral Resources Research Center, Fuzhou University; Adelaide Microscopy, the University of Adelaide | EPMA point analysis: accelerating voltage 15 kV, beam current 20 nA, beam diameter ~5 μm; EPMA mapping: accelerating voltage 20 kV, working current 50 nA, dwell time ~10 ms; BSE imaging: accelerating voltage 20 kV, beam current 10 nA; LA-ICP-MS: energy density 3~3.5 J/cm2, spot sizes 29 to 51 μm, repetition rates 5 Hz (polished thin-section) and 10 Hz (polished blocks), ~30 s background acquisition, ~40 s sample data acquisition | STDGL3 (Danyushevsky et al. 2011) and GSD-1G (USGS) | 3.9893 | [19 empty] | 1493.5717 | [5 empty] | 1.5054 | [5 empty] | 64.6779 | [9 empty] | 790.4222 |  | 10.0339 |  |  |  | 0.084949 | [7 empty] | 65.4401 | [13 empty] | 0.98127 | [15 empty] | 4.8345 | [17 empty] | 16.5738 | [9 empty] | 19.6719 | [32 empty] | 2025 |  |  | CHN | Tibet
| Lawu |  | Magmatic hydrothermal | Skarn | Cu-Pb-Zn skarn | Cu, Pb, Zn | In, Sn | Cu, Pb, Zn, In, Sn |  |  | fba12-1 | fba12-1 | underground mine |  |  |  |  | ore material | drill core | underground mining tunnels and drill cores | mineral separate | [5 empty] | mineralisation |  |  |  | sphalerite, chalcopyrite, pyrrhotite, pyrite, arsenopyrite |  |  | Sn-poor Epithermal |  |  |  | galena, bismuthinite, marcasite, iron oxides, pyroxene, actinolite, quartz | thin sections and polished blocks examined using optical microscope, BSE detector, and EDS prior to analysis | EMPA, LA-ICPMS | JEOL JXA-8230 electron probe microanalyzer; RESOlution-LR 193 nm ArF excimer laser ablation system coupled to an Agilent 7700x ICP-MS | Laboratory of Mineral Resources Research Center, Fuzhou University; Adelaide Microscopy, the University of Adelaide | EPMA point analysis: accelerating voltage 15 kV, beam current 20 nA, beam diameter ~5 μm; EPMA mapping: accelerating voltage 20 kV, working current 50 nA, dwell time ~10 ms; BSE imaging: accelerating voltage 20 kV, beam current 10 nA; LA-ICP-MS: energy density 3~3.5 J/cm2, spot sizes 29 to 51 μm, repetition rates 5 Hz (polished thin-section) and 10 Hz (polished blocks), ~30 s background acquisition, ~40 s sample data acquisition | STDGL3 (Danyushevsky et al. 2011) and GSD-1G (USGS) | 5.0237 | [19 empty] | 2387.9619 | [5 empty] | 10.2318 | [5 empty] | 125.7938 | [9 empty] | 579.9721 |  | 176.2065 |  |  |  | 0.98833 | [7 empty] | 0.054539 | [13 empty] | 1.1606 | [15 empty] | 10.0395 | [17 empty] | 41.5995 | [9 empty] | 2.2438 | [32 empty] | 2025 |  |  | CHN | Tibet
| Lawu |  | Magmatic hydrothermal | Skarn | Cu-Pb-Zn skarn | Cu, Pb, Zn | In, Sn | Cu, Pb, Zn, In, Sn |  |  | fba12-2 | fba12-2 | underground mine |  |  |  |  | ore material | drill core | underground mining tunnels and drill cores | mineral separate | [5 empty] | mineralisation |  |  |  | sphalerite, chalcopyrite, pyrrhotite, pyrite, arsenopyrite |  |  | Sn-poor Epithermal |  |  |  | galena, bismuthinite, marcasite, iron oxides, pyroxene, actinolite, quartz | thin sections and polished blocks examined using optical microscope, BSE detector, and EDS prior to analysis | EMPA, LA-ICPMS | JEOL JXA-8230 electron probe microanalyzer; RESOlution-LR 193 nm ArF excimer laser ablation system coupled to an Agilent 7700x ICP-MS | Laboratory of Mineral Resources Research Center, Fuzhou University; Adelaide Microscopy, the University of Adelaide | EPMA point analysis: accelerating voltage 15 kV, beam current 20 nA, beam diameter ~5 μm; EPMA mapping: accelerating voltage 20 kV, working current 50 nA, dwell time ~10 ms; BSE imaging: accelerating voltage 20 kV, beam current 10 nA; LA-ICP-MS: energy density 3~3.5 J/cm2, spot sizes 29 to 51 μm, repetition rates 5 Hz (polished thin-section) and 10 Hz (polished blocks), ~30 s background acquisition, ~40 s sample data acquisition | STDGL3 (Danyushevsky et al. 2011) and GSD-1G (USGS) | 24.5906 | [19 empty] | 3247.8683 | [5 empty] | 8.8728 | [5 empty] | 214.9605 | [9 empty] | 503.8778 |  | 173.6503 |  |  |  | 0.7475 | [7 empty] | 11.586 | [13 empty] | 0.85806 | [15 empty] | 38.4253 | [17 empty] | 160.2801 | [9 empty] | 12.7803 | [32 empty] | 2025 |  |  | CHN | Tibet
| Lawu |  | Magmatic hydrothermal | Skarn | Cu-Pb-Zn skarn | Cu, Pb, Zn | In, Sn | Cu, Pb, Zn, In, Sn |  |  | fba12-3 | fba12-3 | underground mine |  |  |  |  | ore material | drill core | underground mining tunnels and drill cores | mineral separate | [5 empty] | mineralisation |  |  |  | sphalerite, chalcopyrite, pyrrhotite, pyrite, arsenopyrite |  |  | Sn-poor Epithermal |  |  |  | galena, bismuthinite, marcasite, iron oxides, pyroxene, actinolite, quartz | thin sections and polished blocks examined using optical microscope, BSE detector, and EDS prior to analysis | EMPA, LA-ICPMS | JEOL JXA-8230 electron probe microanalyzer; RESOlution-LR 193 nm ArF excimer laser ablation system coupled to an Agilent 7700x ICP-MS | Laboratory of Mineral Resources Research Center, Fuzhou University; Adelaide Microscopy, the University of Adelaide | EPMA point analysis: accelerating voltage 15 kV, beam current 20 nA, beam diameter ~5 μm; EPMA mapping: accelerating voltage 20 kV, working current 50 nA, dwell time ~10 ms; BSE imaging: accelerating voltage 20 kV, beam current 10 nA; LA-ICP-MS: energy density 3~3.5 J/cm2, spot sizes 29 to 51 μm, repetition rates 5 Hz (polished thin-section) and 10 Hz (polished blocks), ~30 s background acquisition, ~40 s sample data acquisition | STDGL3 (Danyushevsky et al. 2011) and GSD-1G (USGS) | 39.8333 | [19 empty] | 2242.1227 | [5 empty] | 7.9227 | [5 empty] | 379.7605 | [9 empty] | 391.6307 |  | 410.987 |  |  |  | 2.5277 | [7 empty] | 0.10002 | [13 empty] | 0.67324 | [15 empty] | 44.6852 | [17 empty] | 252.7314 | [9 empty] | 3.1356 | [32 empty] | 2025 |  |  | CHN | Tibet
| Lawu |  | Magmatic hydrothermal | Skarn | Cu-Pb-Zn skarn | Cu, Pb, Zn | In, Sn | Cu, Pb, Zn, In, Sn |  |  | fba12-4 | fba12-4 | underground mine |  |  |  |  | ore material | drill core | underground mining tunnels and drill cores | mineral separate | [5 empty] | mineralisation |  |  |  | sphalerite, chalcopyrite, pyrrhotite, pyrite, arsenopyrite |  |  | Sn-poor Epithermal |  |  |  | galena, bismuthinite, marcasite, iron oxides, pyroxene, actinolite, quartz | thin sections and polished blocks examined using optical microscope, BSE detector, and EDS prior to analysis | EMPA, LA-ICPMS | JEOL JXA-8230 electron probe microanalyzer; RESOlution-LR 193 nm ArF excimer laser ablation system coupled to an Agilent 7700x ICP-MS | Laboratory of Mineral Resources Research Center, Fuzhou University; Adelaide Microscopy, the University of Adelaide | EPMA point analysis: accelerating voltage 15 kV, beam current 20 nA, beam diameter ~5 μm; EPMA mapping: accelerating voltage 20 kV, working current 50 nA, dwell time ~10 ms; BSE imaging: accelerating voltage 20 kV, beam current 10 nA; LA-ICP-MS: energy density 3~3.5 J/cm2, spot sizes 29 to 51 μm, repetition rates 5 Hz (polished thin-section) and 10 Hz (polished blocks), ~30 s background acquisition, ~40 s sample data acquisition | STDGL3 (Danyushevsky et al. 2011) and GSD-1G (USGS) | 118.4085 | [19 empty] | 2833.3524 | [5 empty] | 13.0867 | [5 empty] | 1109.5688 | [9 empty] | 537.5509 |  | 629.3774 |  |  |  | 42.6536 | [7 empty] | 4.5212 | [13 empty] | 1.2812 | [15 empty] | 251.8728 | [17 empty] | 1079.5058 | [9 empty] | 57.9483 | [32 empty] | 2025 |  |  | CHN | Tibet
| Lawu |  | Magmatic hydrothermal | Skarn | Cu-Pb-Zn skarn | Cu, Pb, Zn | In, Sn | Cu, Pb, Zn, In, Sn |  |  | fba12-5 | fba12-5 | underground mine |  |  |  |  | ore material | drill core | underground mining tunnels and drill cores | mineral separate | [5 empty] | mineralisation |  |  |  | sphalerite, chalcopyrite, pyrrhotite, pyrite, arsenopyrite |  |  | Sn-poor Epithermal |  |  |  | galena, bismuthinite, marcasite, iron oxides, pyroxene, actinolite, quartz | thin sections and polished blocks examined using optical microscope, BSE detector, and EDS prior to analysis | EMPA, LA-ICPMS | JEOL JXA-8230 electron probe microanalyzer; RESOlution-LR 193 nm ArF excimer laser ablation system coupled to an Agilent 7700x ICP-MS | Laboratory of Mineral Resources Research Center, Fuzhou University; Adelaide Microscopy, the University of Adelaide | EPMA point analysis: accelerating voltage 15 kV, beam current 20 nA, beam diameter ~5 μm; EPMA mapping: accelerating voltage 20 kV, working current 50 nA, dwell time ~10 ms; BSE imaging: accelerating voltage 20 kV, beam current 10 nA; LA-ICP-MS: energy density 3~3.5 J/cm2, spot sizes 29 to 51 μm, repetition rates 5 Hz (polished thin-section) and 10 Hz (polished blocks), ~30 s background acquisition, ~40 s sample data acquisition | STDGL3 (Danyushevsky et al. 2011) and GSD-1G (USGS) | 40.3576 | [19 empty] | 5363.8588 | [5 empty] | 10.1443 | [5 empty] | 318.3246 | [9 empty] | 977.0649 |  | 209.7038 |  |  |  | 1.3453 | [7 empty] | 3.9862 | [13 empty] | 2.8086 | [15 empty] | 92.0222 | [17 empty] | 269.653 | [9 empty] | 46.1402 | [32 empty] | 2025 |  |  | CHN | Tibet
| Lawu |  | Magmatic hydrothermal | Skarn | Cu-Pb-Zn skarn | Cu, Pb, Zn | In, Sn | Cu, Pb, Zn, In, Sn |  |  | fba12-6 | fba12-6 | underground mine |  |  |  |  | ore material | drill core | underground mining tunnels and drill cores | mineral separate | [5 empty] | mineralisation |  |  |  | sphalerite, chalcopyrite, pyrrhotite, pyrite, arsenopyrite |  |  | Sn-poor Epithermal |  |  |  | galena, bismuthinite, marcasite, iron oxides, pyroxene, actinolite, quartz | thin sections and polished blocks examined using optical microscope, BSE detector, and EDS prior to analysis | EMPA, LA-ICPMS | JEOL JXA-8230 electron probe microanalyzer; RESOlution-LR 193 nm ArF excimer laser ablation system coupled to an Agilent 7700x ICP-MS | Laboratory of Mineral Resources Research Center, Fuzhou University; Adelaide Microscopy, the University of Adelaide | EPMA point analysis: accelerating voltage 15 kV, beam current 20 nA, beam diameter ~5 μm; EPMA mapping: accelerating voltage 20 kV, working current 50 nA, dwell time ~10 ms; BSE imaging: accelerating voltage 20 kV, beam current 10 nA; LA-ICP-MS: energy density 3~3.5 J/cm2, spot sizes 29 to 51 μm, repetition rates 5 Hz (polished thin-section) and 10 Hz (polished blocks), ~30 s background acquisition, ~40 s sample data acquisition | STDGL3 (Danyushevsky et al. 2011) and GSD-1G (USGS) | 12.2222 | [19 empty] | 16177.692 | [5 empty] | 11.7602 | [5 empty] | 100.5019 | [9 empty] | 1404.4027 |  | 44.814 |  |  |  | 0.084949 | [7 empty] | 0.96865 | [13 empty] | 4.2628 | [15 empty] | 37.557 | [17 empty] | 112.4223 | [9 empty] | 12.6907 | [32 empty] | 2025 |  |  | CHN | Tibet
| Lawu |  | Magmatic hydrothermal | Skarn | Cu-Pb-Zn skarn | Cu, Pb, Zn | In, Sn | Cu, Pb, Zn, In, Sn |  |  | fba12-7 | fba12-7 | underground mine |  |  |  |  | ore material | drill core | underground mining tunnels and drill cores | mineral separate | [5 empty] | mineralisation |  |  |  | sphalerite, chalcopyrite, pyrrhotite, pyrite, arsenopyrite |  |  | Sn-poor Epithermal |  |  |  | galena, bismuthinite, marcasite, iron oxides, pyroxene, actinolite, quartz | thin sections and polished blocks examined using optical microscope, BSE detector, and EDS prior to analysis | EMPA, LA-ICPMS | JEOL JXA-8230 electron probe microanalyzer; RESOlution-LR 193 nm ArF excimer laser ablation system coupled to an Agilent 7700x ICP-MS | Laboratory of Mineral Resources Research Center, Fuzhou University; Adelaide Microscopy, the University of Adelaide | EPMA point analysis: accelerating voltage 15 kV, beam current 20 nA, beam diameter ~5 μm; EPMA mapping: accelerating voltage 20 kV, working current 50 nA, dwell time ~10 ms; BSE imaging: accelerating voltage 20 kV, beam current 10 nA; LA-ICP-MS: energy density 3~3.5 J/cm2, spot sizes 29 to 51 μm, repetition rates 5 Hz (polished thin-section) and 10 Hz (polished blocks), ~30 s background acquisition, ~40 s sample data acquisition | STDGL3 (Danyushevsky et al. 2011) and GSD-1G (USGS) | 39.9197 | [19 empty] | 3560.8342 | [5 empty] | 13.3273 | [5 empty] | 285.6114 | [9 empty] | 936.8925 |  | 208.4376 |  |  |  | 1.1829 | [7 empty] | 2.4622 | [13 empty] | 1.9212 | [15 empty] | 66.089 | [17 empty] | 263.708 | [9 empty] | 5.4773 | [32 empty] | 2025 |  |  | CHN | Tibet
| Lawu |  | Magmatic hydrothermal | Skarn | Cu-Pb-Zn skarn | Cu, Pb, Zn | In, Sn | Cu, Pb, Zn, In, Sn |  |  | fba13_hSp-1 | fba13_hSp-1 | underground mine |  |  |  |  | ore material | drill core | underground mining tunnels and drill cores | mineral separate | [5 empty] | mineralisation |  |  |  | sphalerite, chalcopyrite, pyrrhotite, pyrite, arsenopyrite |  |  | Sn-poor Epithermal |  |  |  | galena, bismuthinite, marcasite, iron oxides, pyroxene, actinolite, quartz | thin sections and polished blocks examined using optical microscope, BSE detector, and EDS prior to analysis | EMPA, LA-ICPMS | JEOL JXA-8230 electron probe microanalyzer; RESOlution-LR 193 nm ArF excimer laser ablation system coupled to an Agilent 7700x ICP-MS | Laboratory of Mineral Resources Research Center, Fuzhou University; Adelaide Microscopy, the University of Adelaide | EPMA point analysis: accelerating voltage 15 kV, beam current 20 nA, beam diameter ~5 μm; EPMA mapping: accelerating voltage 20 kV, working current 50 nA, dwell time ~10 ms; BSE imaging: accelerating voltage 20 kV, beam current 10 nA; LA-ICP-MS: energy density 3~3.5 J/cm2, spot sizes 29 to 51 μm, repetition rates 5 Hz (polished thin-section) and 10 Hz (polished blocks), ~30 s background acquisition, ~40 s sample data acquisition | STDGL3 (Danyushevsky et al. 2011) and GSD-1G (USGS) | 21.3155 | [19 empty] | 2991.4847 | [5 empty] | 5.8795 | [5 empty] | 215.6925 | [9 empty] | 361.253 |  | 218.8229 |  |  |  | 2.1107 | [7 empty] | 1.4171 | [13 empty] | 0.63462 | [15 empty] | 31.6861 | [17 empty] | 134.6763 | [9 empty] | 9.0613 | [32 empty] | 2025 |  |  | CHN | Tibet
| Lawu |  | Magmatic hydrothermal | Skarn | Cu-Pb-Zn skarn | Cu, Pb, Zn | In, Sn | Cu, Pb, Zn, In, Sn |  |  | fba13_hSp-2 | fba13_hSp-2 | underground mine |  |  |  |  | ore material | drill core | underground mining tunnels and drill cores | mineral separate | [5 empty] | mineralisation |  |  |  | sphalerite, chalcopyrite, pyrrhotite, pyrite, arsenopyrite |  |  | Sn-poor Epithermal |  |  |  | galena, bismuthinite, marcasite, iron oxides, pyroxene, actinolite, quartz | thin sections and polished blocks examined using optical microscope, BSE detector, and EDS prior to analysis | EMPA, LA-ICPMS | JEOL JXA-8230 electron probe microanalyzer; RESOlution-LR 193 nm ArF excimer laser ablation system coupled to an Agilent 7700x ICP-MS | Laboratory of Mineral Resources Research Center, Fuzhou University; Adelaide Microscopy, the University of Adelaide | EPMA point analysis: accelerating voltage 15 kV, beam current 20 nA, beam diameter ~5 μm; EPMA mapping: accelerating voltage 20 kV, working current 50 nA, dwell time ~10 ms; BSE imaging: accelerating voltage 20 kV, beam current 10 nA; LA-ICP-MS: energy density 3~3.5 J/cm2, spot sizes 29 to 51 μm, repetition rates 5 Hz (polished thin-section) and 10 Hz (polished blocks), ~30 s background acquisition, ~40 s sample data acquisition | STDGL3 (Danyushevsky et al. 2011) and GSD-1G (USGS) | 13.7423 | [19 empty] | 3042.247 | [5 empty] | 8.4924 | [5 empty] | 165.3367 | [9 empty] | 466.1678 |  | 132.4785 |  |  |  | 1.2175 | [7 empty] | 0.34385 | [13 empty] | 0.7502 | [15 empty] | 36.888 | [17 empty] | 119.5444 | [9 empty] | 6.6335 | [32 empty] | 2025 |  |  | CHN | Tibet
| Lawu |  | Magmatic hydrothermal | Skarn | Cu-Pb-Zn skarn | Cu, Pb, Zn | In, Sn | Cu, Pb, Zn, In, Sn |  |  | fba13_hSp-3 | fba13_hSp-3 | underground mine |  |  |  |  | ore material | drill core | underground mining tunnels and drill cores | mineral separate | [5 empty] | mineralisation |  |  |  | sphalerite, chalcopyrite, pyrrhotite, pyrite, arsenopyrite |  |  | Sn-poor Epithermal |  |  |  | galena, bismuthinite, marcasite, iron oxides, pyroxene, actinolite, quartz | thin sections and polished blocks examined using optical microscope, BSE detector, and EDS prior to analysis | EMPA, LA-ICPMS | JEOL JXA-8230 electron probe microanalyzer; RESOlution-LR 193 nm ArF excimer laser ablation system coupled to an Agilent 7700x ICP-MS | Laboratory of Mineral Resources Research Center, Fuzhou University; Adelaide Microscopy, the University of Adelaide | EPMA point analysis: accelerating voltage 15 kV, beam current 20 nA, beam diameter ~5 μm; EPMA mapping: accelerating voltage 20 kV, working current 50 nA, dwell time ~10 ms; BSE imaging: accelerating voltage 20 kV, beam current 10 nA; LA-ICP-MS: energy density 3~3.5 J/cm2, spot sizes 29 to 51 μm, repetition rates 5 Hz (polished thin-section) and 10 Hz (polished blocks), ~30 s background acquisition, ~40 s sample data acquisition | STDGL3 (Danyushevsky et al. 2011) and GSD-1G (USGS) | 53.3022 | [19 empty] | 2007.5827 | [5 empty] | 10.9613 | [5 empty] | 527.046 | [9 empty] | 452.4256 |  | 485.6313 |  |  |  | 10.519 | [7 empty] | 0.10282 | [13 empty] | 0.87416 | [15 empty] | 105.4093 | [17 empty] | 401.5319 | [9 empty] | 1.9747 | [32 empty] | 2025 |  |  | CHN | Tibet
| Lawu |  | Magmatic hydrothermal | Skarn | Cu-Pb-Zn skarn | Cu, Pb, Zn | In, Sn | Cu, Pb, Zn, In, Sn |  |  | fba13_hSp-4 | fba13_hSp-4 | underground mine |  |  |  |  | ore material | drill core | underground mining tunnels and drill cores | mineral separate | [5 empty] | mineralisation |  |  |  | sphalerite, chalcopyrite, pyrrhotite, pyrite, arsenopyrite |  |  | Sn-poor Epithermal |  |  |  | galena, bismuthinite, marcasite, iron oxides, pyroxene, actinolite, quartz | thin sections and polished blocks examined using optical microscope, BSE detector, and EDS prior to analysis | EMPA, LA-ICPMS | JEOL JXA-8230 electron probe microanalyzer; RESOlution-LR 193 nm ArF excimer laser ablation system coupled to an Agilent 7700x ICP-MS | Laboratory of Mineral Resources Research Center, Fuzhou University; Adelaide Microscopy, the University of Adelaide | EPMA point analysis: accelerating voltage 15 kV, beam current 20 nA, beam diameter ~5 μm; EPMA mapping: accelerating voltage 20 kV, working current 50 nA, dwell time ~10 ms; BSE imaging: accelerating voltage 20 kV, beam current 10 nA; LA-ICP-MS: energy density 3~3.5 J/cm2, spot sizes 29 to 51 μm, repetition rates 5 Hz (polished thin-section) and 10 Hz (polished blocks), ~30 s background acquisition, ~40 s sample data acquisition | STDGL3 (Danyushevsky et al. 2011) and GSD-1G (USGS) | 25.4192 | [19 empty] | 2801.7599 | [5 empty] | 6.0295 | [5 empty] | 202.9048 | [9 empty] | 350.179 |  | 174.0986 |  |  |  | 5.1047 | [7 empty] | 0.99371 | [13 empty] | 0.72521 | [15 empty] | 50.2594 | [17 empty] | 122.0114 | [9 empty] | 25.4598 | [32 empty] | 2025 |  |  | CHN | Tibet
| Lawu |  | Magmatic hydrothermal | Skarn | Cu-Pb-Zn skarn | Cu, Pb, Zn | In, Sn | Cu, Pb, Zn, In, Sn |  |  | fba13_hSp-5 | fba13_hSp-5 | underground mine |  |  |  |  | ore material | drill core | underground mining tunnels and drill cores | mineral separate | [5 empty] | mineralisation |  |  |  | sphalerite, chalcopyrite, pyrrhotite, pyrite, arsenopyrite |  |  | Sn-poor Epithermal |  |  |  | galena, bismuthinite, marcasite, iron oxides, pyroxene, actinolite, quartz | thin sections and polished blocks examined using optical microscope, BSE detector, and EDS prior to analysis | EMPA, LA-ICPMS | JEOL JXA-8230 electron probe microanalyzer; RESOlution-LR 193 nm ArF excimer laser ablation system coupled to an Agilent 7700x ICP-MS | Laboratory of Mineral Resources Research Center, Fuzhou University; Adelaide Microscopy, the University of Adelaide | EPMA point analysis: accelerating voltage 15 kV, beam current 20 nA, beam diameter ~5 μm; EPMA mapping: accelerating voltage 20 kV, working current 50 nA, dwell time ~10 ms; BSE imaging: accelerating voltage 20 kV, beam current 10 nA; LA-ICP-MS: energy density 3~3.5 J/cm2, spot sizes 29 to 51 μm, repetition rates 5 Hz (polished thin-section) and 10 Hz (polished blocks), ~30 s background acquisition, ~40 s sample data acquisition | STDGL3 (Danyushevsky et al. 2011) and GSD-1G (USGS) | 59.0907 | [19 empty] | 14180.0263 | [5 empty] | 6.2378 | [5 empty] | 788.7205 | [9 empty] | 841.0191 |  | 108.7894 |  |  |  | 1.9141 | [7 empty] | 72.2817 | [13 empty] | 2.3393 | [15 empty] | 328.1189 | [17 empty] | 727.0382 | [9 empty] | 143.6877 | [32 empty] | 2025 |  |  | CHN | Tibet
| Lawu |  | Magmatic hydrothermal | Skarn | Cu-Pb-Zn skarn | Cu, Pb, Zn | In, Sn | Cu, Pb, Zn, In, Sn |  |  | fba13_hSp-6 | fba13_hSp-6 | underground mine |  |  |  |  | ore material | drill core | underground mining tunnels and drill cores | mineral separate | [5 empty] | mineralisation |  |  |  | sphalerite, chalcopyrite, pyrrhotite, pyrite, arsenopyrite |  |  | Sn-poor Epithermal |  |  |  | galena, bismuthinite, marcasite, iron oxides, pyroxene, actinolite, quartz | thin sections and polished blocks examined using optical microscope, BSE detector, and EDS prior to analysis | EMPA, LA-ICPMS | JEOL JXA-8230 electron probe microanalyzer; RESOlution-LR 193 nm ArF excimer laser ablation system coupled to an Agilent 7700x ICP-MS | Laboratory of Mineral Resources Research Center, Fuzhou University; Adelaide Microscopy, the University of Adelaide | EPMA point analysis: accelerating voltage 15 kV, beam current 20 nA, beam diameter ~5 μm; EPMA mapping: accelerating voltage 20 kV, working current 50 nA, dwell time ~10 ms; BSE imaging: accelerating voltage 20 kV, beam current 10 nA; LA-ICP-MS: energy density 3~3.5 J/cm2, spot sizes 29 to 51 μm, repetition rates 5 Hz (polished thin-section) and 10 Hz (polished blocks), ~30 s background acquisition, ~40 s sample data acquisition | STDGL3 (Danyushevsky et al. 2011) and GSD-1G (USGS) | 32.9453 | [19 empty] | 10864.7791 | [5 empty] | 7.7579 | [5 empty] | 377.7255 | [9 empty] | 596.8446 |  | 42.8492 |  |  |  | 1.6064 | [7 empty] | 0.50469 | [13 empty] | 1.774 | [15 empty] | 228.2288 | [17 empty] | 391.6833 | [9 empty] | 4.3832 | [32 empty] | 2025 |  |  | CHN | Tibet
| Lawu |  | Magmatic hydrothermal | Skarn | Cu-Pb-Zn skarn | Cu, Pb, Zn | In, Sn | Cu, Pb, Zn, In, Sn |  |  | fba13_hSp-7 | fba13_hSp-7 | underground mine |  |  |  |  | ore material | drill core | underground mining tunnels and drill cores | mineral separate | [5 empty] | mineralisation |  |  |  | sphalerite, chalcopyrite, pyrrhotite, pyrite, arsenopyrite |  |  | Sn-poor Epithermal |  |  |  | galena, bismuthinite, marcasite, iron oxides, pyroxene, actinolite, quartz | thin sections and polished blocks examined using optical microscope, BSE detector, and EDS prior to analysis | EMPA, LA-ICPMS | JEOL JXA-8230 electron probe microanalyzer; RESOlution-LR 193 nm ArF excimer laser ablation system coupled to an Agilent 7700x ICP-MS | Laboratory of Mineral Resources Research Center, Fuzhou University; Adelaide Microscopy, the University of Adelaide | EPMA point analysis: accelerating voltage 15 kV, beam current 20 nA, beam diameter ~5 μm; EPMA mapping: accelerating voltage 20 kV, working current 50 nA, dwell time ~10 ms; BSE imaging: accelerating voltage 20 kV, beam current 10 nA; LA-ICP-MS: energy density 3~3.5 J/cm2, spot sizes 29 to 51 μm, repetition rates 5 Hz (polished thin-section) and 10 Hz (polished blocks), ~30 s background acquisition, ~40 s sample data acquisition | STDGL3 (Danyushevsky et al. 2011) and GSD-1G (USGS) | 1.9552 | [19 empty] | 2307.1153 | [5 empty] | 10.9702 | [5 empty] | 61.7097 | [9 empty] | 431.5211 |  | 102.2875 |  |  |  | 1.0668 | [7 empty] | 0.7315 | [13 empty] | 0.96244 | [15 empty] | 3.9045 | [17 empty] | 16.1634 | [9 empty] | 5.9421 | [32 empty] | 2025 |  |  | CHN | Tibet
| Lawu |  | Magmatic hydrothermal | Skarn | Cu-Pb-Zn skarn | Cu, Pb, Zn | In, Sn | Cu, Pb, Zn, In, Sn |  |  | fba13_hSp-8 | fba13_hSp-8 | underground mine |  |  |  |  | ore material | drill core | underground mining tunnels and drill cores | mineral separate | [5 empty] | mineralisation |  |  |  | sphalerite, chalcopyrite, pyrrhotite, pyrite, arsenopyrite |  |  | Sn-poor Epithermal |  |  |  | galena, bismuthinite, marcasite, iron oxides, pyroxene, actinolite, quartz | thin sections and polished blocks examined using optical microscope, BSE detector, and EDS prior to analysis | EMPA, LA-ICPMS | JEOL JXA-8230 electron probe microanalyzer; RESOlution-LR 193 nm ArF excimer laser ablation system coupled to an Agilent 7700x ICP-MS | Laboratory of Mineral Resources Research Center, Fuzhou University; Adelaide Microscopy, the University of Adelaide | EPMA point analysis: accelerating voltage 15 kV, beam current 20 nA, beam diameter ~5 μm; EPMA mapping: accelerating voltage 20 kV, working current 50 nA, dwell time ~10 ms; BSE imaging: accelerating voltage 20 kV, beam current 10 nA; LA-ICP-MS: energy density 3~3.5 J/cm2, spot sizes 29 to 51 μm, repetition rates 5 Hz (polished thin-section) and 10 Hz (polished blocks), ~30 s background acquisition, ~40 s sample data acquisition | STDGL3 (Danyushevsky et al. 2011) and GSD-1G (USGS) | 42.7721 | [19 empty] | 2426.772 | [5 empty] | 7.6314 | [5 empty] | 518.9015 | [9 empty] | 406.2178 |  | 440.7019 |  |  |  | 11.3037 | [7 empty] | 4.7724 | [13 empty] | 0.66827 | [15 empty] | 85.2622 | [17 empty] | 332.3375 | [9 empty] | 77.3683 | [32 empty] | 2025 |  |  | CHN | Tibet
| Lawu |  | Magmatic hydrothermal | Skarn | Cu-Pb-Zn skarn | Cu, Pb, Zn | In, Sn | Cu, Pb, Zn, In, Sn |  |  | fba13_hSp-9 | fba13_hSp-9 | underground mine |  |  |  |  | ore material | drill core | underground mining tunnels and drill cores | mineral separate | [5 empty] | mineralisation |  |  |  | sphalerite, chalcopyrite, pyrrhotite, pyrite, arsenopyrite |  |  | Sn-poor Epithermal |  |  |  | galena, bismuthinite, marcasite, iron oxides, pyroxene, actinolite, quartz | thin sections and polished blocks examined using optical microscope, BSE detector, and EDS prior to analysis | EMPA, LA-ICPMS | JEOL JXA-8230 electron probe microanalyzer; RESOlution-LR 193 nm ArF excimer laser ablation system coupled to an Agilent 7700x ICP-MS | Laboratory of Mineral Resources Research Center, Fuzhou University; Adelaide Microscopy, the University of Adelaide | EPMA point analysis: accelerating voltage 15 kV, beam current 20 nA, beam diameter ~5 μm; EPMA mapping: accelerating voltage 20 kV, working current 50 nA, dwell time ~10 ms; BSE imaging: accelerating voltage 20 kV, beam current 10 nA; LA-ICP-MS: energy density 3~3.5 J/cm2, spot sizes 29 to 51 μm, repetition rates 5 Hz (polished thin-section) and 10 Hz (polished blocks), ~30 s background acquisition, ~40 s sample data acquisition | STDGL3 (Danyushevsky et al. 2011) and GSD-1G (USGS) | 21.8131 | [19 empty] | 2335.2641 | [5 empty] | 6.4677 | [5 empty] | 354.7873 | [9 empty] | 358.0241 |  | 388.8485 |  |  |  | 6.9163 | [7 empty] | 10.7231 | [13 empty] | 0.72774 | [15 empty] | 27.039 | [17 empty] | 157.8463 | [9 empty] | 37.0605 | [32 empty] | 2025 |  |  | CHN | Tibet
| Lawu |  | Magmatic hydrothermal | Skarn | Cu-Pb-Zn skarn | Cu, Pb, Zn | In, Sn | Cu, Pb, Zn, In, Sn |  |  | fba13_hSp-10 | fba13_hSp-10 | underground mine |  |  |  |  | ore material | drill core | underground mining tunnels and drill cores | mineral separate | [5 empty] | mineralisation |  |  |  | sphalerite, chalcopyrite, pyrrhotite, pyrite, arsenopyrite |  |  | Sn-poor Epithermal |  |  |  | galena, bismuthinite, marcasite, iron oxides, pyroxene, actinolite, quartz | thin sections and polished blocks examined using optical microscope, BSE detector, and EDS prior to analysis | EMPA, LA-ICPMS | JEOL JXA-8230 electron probe microanalyzer; RESOlution-LR 193 nm ArF excimer laser ablation system coupled to an Agilent 7700x ICP-MS | Laboratory of Mineral Resources Research Center, Fuzhou University; Adelaide Microscopy, the University of Adelaide | EPMA point analysis: accelerating voltage 15 kV, beam current 20 nA, beam diameter ~5 μm; EPMA mapping: accelerating voltage 20 kV, working current 50 nA, dwell time ~10 ms; BSE imaging: accelerating voltage 20 kV, beam current 10 nA; LA-ICP-MS: energy density 3~3.5 J/cm2, spot sizes 29 to 51 μm, repetition rates 5 Hz (polished thin-section) and 10 Hz (polished blocks), ~30 s background acquisition, ~40 s sample data acquisition | STDGL3 (Danyushevsky et al. 2011) and GSD-1G (USGS) | 33.6593 | [19 empty] | 2656.6134 | [5 empty] | 9.5506 | [5 empty] | 308.3835 | [9 empty] | 584.0438 |  | 205.6644 |  |  |  | 3.0738 | [7 empty] | 0.37749 | [13 empty] | 1.2969 | [15 empty] | 77.9232 | [17 empty] | 239.8877 | [9 empty] | 28.8922 | [32 empty] | 2025 |  |  | CHN | Tibet
| Lawu |  | Magmatic hydrothermal | Skarn | Cu-Pb-Zn skarn | Cu, Pb, Zn | In, Sn | Cu, Pb, Zn, In, Sn |  |  | fba13_hSp-11 | fba13_hSp-11 | underground mine |  |  |  |  | ore material | drill core | underground mining tunnels and drill cores | mineral separate | [5 empty] | mineralisation |  |  |  | sphalerite, chalcopyrite, pyrrhotite, pyrite, arsenopyrite |  |  | Sn-poor Epithermal |  |  |  | galena, bismuthinite, marcasite, iron oxides, pyroxene, actinolite, quartz | thin sections and polished blocks examined using optical microscope, BSE detector, and EDS prior to analysis | EMPA, LA-ICPMS | JEOL JXA-8230 electron probe microanalyzer; RESOlution-LR 193 nm ArF excimer laser ablation system coupled to an Agilent 7700x ICP-MS | Laboratory of Mineral Resources Research Center, Fuzhou University; Adelaide Microscopy, the University of Adelaide | EPMA point analysis: accelerating voltage 15 kV, beam current 20 nA, beam diameter ~5 μm; EPMA mapping: accelerating voltage 20 kV, working current 50 nA, dwell time ~10 ms; BSE imaging: accelerating voltage 20 kV, beam current 10 nA; LA-ICP-MS: energy density 3~3.5 J/cm2, spot sizes 29 to 51 μm, repetition rates 5 Hz (polished thin-section) and 10 Hz (polished blocks), ~30 s background acquisition, ~40 s sample data acquisition | STDGL3 (Danyushevsky et al. 2011) and GSD-1G (USGS) | 103.2255 | [19 empty] | 17270.8482 | [5 empty] | 7.5234 | [5 empty] | 1199.4279 | [9 empty] | 811.8075 |  | 95.3154 |  |  |  | 3.0366 | [7 empty] | 239.3729 | [13 empty] | 2.365 | [15 empty] | 356.1938 | [17 empty] | 995.7616 | [9 empty] | 414.4499 | [32 empty] | 2025 |  |  | CHN | Tibet
| Lawu |  | Magmatic hydrothermal | Skarn | Cu-Pb-Zn skarn | Cu, Pb, Zn | In, Sn | Cu, Pb, Zn, In, Sn |  |  | fba13_hSp-12 | fba13_hSp-12 | underground mine |  |  |  |  | ore material | drill core | underground mining tunnels and drill cores | mineral separate | [5 empty] | mineralisation |  |  |  | sphalerite, chalcopyrite, pyrrhotite, pyrite, arsenopyrite |  |  | Sn-poor Epithermal |  |  |  | galena, bismuthinite, marcasite, iron oxides, pyroxene, actinolite, quartz | thin sections and polished blocks examined using optical microscope, BSE detector, and EDS prior to analysis | EMPA, LA-ICPMS | JEOL JXA-8230 electron probe microanalyzer; RESOlution-LR 193 nm ArF excimer laser ablation system coupled to an Agilent 7700x ICP-MS | Laboratory of Mineral Resources Research Center, Fuzhou University; Adelaide Microscopy, the University of Adelaide | EPMA point analysis: accelerating voltage 15 kV, beam current 20 nA, beam diameter ~5 μm; EPMA mapping: accelerating voltage 20 kV, working current 50 nA, dwell time ~10 ms; BSE imaging: accelerating voltage 20 kV, beam current 10 nA; LA-ICP-MS: energy density 3~3.5 J/cm2, spot sizes 29 to 51 μm, repetition rates 5 Hz (polished thin-section) and 10 Hz (polished blocks), ~30 s background acquisition, ~40 s sample data acquisition | STDGL3 (Danyushevsky et al. 2011) and GSD-1G (USGS) | 102.9347 | [19 empty] | 3472.3993 | [5 empty] | 11.1488 | [5 empty] | 965.4415 | [9 empty] | 572.8264 |  | 337.629 |  |  |  | 3.2205 | [7 empty] | 285.6909 | [13 empty] | 1.0454 | [15 empty] | 169.792 | [17 empty] | 680.706 | [9 empty] | 216.5991 | [32 empty] | 2025 |  |  | CHN | Tibet
| Lawu |  | Magmatic hydrothermal | Skarn | Cu-Pb-Zn skarn | Cu, Pb, Zn | In, Sn | Cu, Pb, Zn, In, Sn |  |  | fba13_hSp-13 | fba13_hSp-13 | underground mine |  |  |  |  | ore material | drill core | underground mining tunnels and drill cores | mineral separate | [5 empty] | mineralisation |  |  |  | sphalerite, chalcopyrite, pyrrhotite, pyrite, arsenopyrite |  |  | Sn-poor Epithermal |  |  |  | galena, bismuthinite, marcasite, iron oxides, pyroxene, actinolite, quartz | thin sections and polished blocks examined using optical microscope, BSE detector, and EDS prior to analysis | EMPA, LA-ICPMS | JEOL JXA-8230 electron probe microanalyzer; RESOlution-LR 193 nm ArF excimer laser ablation system coupled to an Agilent 7700x ICP-MS | Laboratory of Mineral Resources Research Center, Fuzhou University; Adelaide Microscopy, the University of Adelaide | EPMA point analysis: accelerating voltage 15 kV, beam current 20 nA, beam diameter ~5 μm; EPMA mapping: accelerating voltage 20 kV, working current 50 nA, dwell time ~10 ms; BSE imaging: accelerating voltage 20 kV, beam current 10 nA; LA-ICP-MS: energy density 3~3.5 J/cm2, spot sizes 29 to 51 μm, repetition rates 5 Hz (polished thin-section) and 10 Hz (polished blocks), ~30 s background acquisition, ~40 s sample data acquisition | STDGL3 (Danyushevsky et al. 2011) and GSD-1G (USGS) | 78.9289 | [19 empty] | 4210.8969 | [5 empty] | 10.5273 | [5 empty] | 773.3048 | [9 empty] | 521.3343 |  | 358.604 |  |  |  | 9.9375 | [7 empty] | 9.956 | [13 empty] | 0.86944 | [15 empty] | 170.6928 | [17 empty] | 697.887 | [9 empty] | 44.692 | [32 empty] | 2025 |  |  | CHN | Tibet
| Lawu |  | Magmatic hydrothermal | Skarn | Cu-Pb-Zn skarn | Cu, Pb, Zn | In, Sn | Cu, Pb, Zn, In, Sn |  |  | fba13_dSp-1 | fba13_dSp-1 | underground mine |  |  |  |  | ore material | drill core | underground mining tunnels and drill cores | mineral separate | [5 empty] | mineralisation |  |  |  | sphalerite, chalcopyrite, pyrrhotite, pyrite, arsenopyrite |  |  | Sn-poor Epithermal |  |  |  | galena, bismuthinite, marcasite, iron oxides, pyroxene, actinolite, quartz | thin sections and polished blocks examined using optical microscope, BSE detector, and EDS prior to analysis | EMPA, LA-ICPMS | JEOL JXA-8230 electron probe microanalyzer; RESOlution-LR 193 nm ArF excimer laser ablation system coupled to an Agilent 7700x ICP-MS | Laboratory of Mineral Resources Research Center, Fuzhou University; Adelaide Microscopy, the University of Adelaide | EPMA point analysis: accelerating voltage 15 kV, beam current 20 nA, beam diameter ~5 μm; EPMA mapping: accelerating voltage 20 kV, working current 50 nA, dwell time ~10 ms; BSE imaging: accelerating voltage 20 kV, beam current 10 nA; LA-ICP-MS: energy density 3~3.5 J/cm2, spot sizes 29 to 51 μm, repetition rates 5 Hz (polished thin-section) and 10 Hz (polished blocks), ~30 s background acquisition, ~40 s sample data acquisition | STDGL3 (Danyushevsky et al. 2011) and GSD-1G (USGS) | 101.2737 | [19 empty] | 9462.447 | [5 empty] | 20.0724 | [5 empty] | 969.3544 | [9 empty] | 1507.3689 |  | 317.6214 |  |  |  | 15.3705 | [7 empty] | 0.020483 | [13 empty] | 3.377 | [15 empty] | 213.83 | [17 empty] | 852.9035 | [9 empty] | 3.2614 | [32 empty] | 2025 |  |  | CHN | Tibet
| Lawu |  | Magmatic hydrothermal | Skarn | Cu-Pb-Zn skarn | Cu, Pb, Zn | In, Sn | Cu, Pb, Zn, In, Sn |  |  | fba13_dSp-2 | fba13_dSp-2 | underground mine |  |  |  |  | ore material | drill core | underground mining tunnels and drill cores | mineral separate | [5 empty] | mineralisation |  |  |  | sphalerite, chalcopyrite, pyrrhotite, pyrite, arsenopyrite |  |  | Sn-poor Epithermal |  |  |  | galena, bismuthinite, marcasite, iron oxides, pyroxene, actinolite, quartz | thin sections and polished blocks examined using optical microscope, BSE detector, and EDS prior to analysis | EMPA, LA-ICPMS | JEOL JXA-8230 electron probe microanalyzer; RESOlution-LR 193 nm ArF excimer laser ablation system coupled to an Agilent 7700x ICP-MS | Laboratory of Mineral Resources Research Center, Fuzhou University; Adelaide Microscopy, the University of Adelaide | EPMA point analysis: accelerating voltage 15 kV, beam current 20 nA, beam diameter ~5 μm; EPMA mapping: accelerating voltage 20 kV, working current 50 nA, dwell time ~10 ms; BSE imaging: accelerating voltage 20 kV, beam current 10 nA; LA-ICP-MS: energy density 3~3.5 J/cm2, spot sizes 29 to 51 μm, repetition rates 5 Hz (polished thin-section) and 10 Hz (polished blocks), ~30 s background acquisition, ~40 s sample data acquisition | STDGL3 (Danyushevsky et al. 2011) and GSD-1G (USGS) | 117.6805 | [19 empty] | 2263.4491 | [5 empty] | 19.7734 | [5 empty] | 1076.9996 | [9 empty] | 1048.4002 |  | 752.0045 |  |  |  | 7.01 | [7 empty] | 0.48493 | [13 empty] | 1.5101 | [15 empty] | 131.3092 | [17 empty] | 825.0142 | [9 empty] | 22.0275 | [32 empty] | 2025 |  |  | CHN | Tibet
| Lawu |  | Magmatic hydrothermal | Skarn | Cu-Pb-Zn skarn | Cu, Pb, Zn | In, Sn | Cu, Pb, Zn, In, Sn |  |  | fba13_dSp-3 | fba13_dSp-3 | underground mine |  |  |  |  | ore material | drill core | underground mining tunnels and drill cores | mineral separate | [5 empty] | mineralisation |  |  |  | sphalerite, chalcopyrite, pyrrhotite, pyrite, arsenopyrite |  |  | Sn-poor Epithermal |  |  |  | galena, bismuthinite, marcasite, iron oxides, pyroxene, actinolite, quartz | thin sections and polished blocks examined using optical microscope, BSE detector, and EDS prior to analysis | EMPA, LA-ICPMS | JEOL JXA-8230 electron probe microanalyzer; RESOlution-LR 193 nm ArF excimer laser ablation system coupled to an Agilent 7700x ICP-MS | Laboratory of Mineral Resources Research Center, Fuzhou University; Adelaide Microscopy, the University of Adelaide | EPMA point analysis: accelerating voltage 15 kV, beam current 20 nA, beam diameter ~5 μm; EPMA mapping: accelerating voltage 20 kV, working current 50 nA, dwell time ~10 ms; BSE imaging: accelerating voltage 20 kV, beam current 10 nA; LA-ICP-MS: energy density 3~3.5 J/cm2, spot sizes 29 to 51 μm, repetition rates 5 Hz (polished thin-section) and 10 Hz (polished blocks), ~30 s background acquisition, ~40 s sample data acquisition | STDGL3 (Danyushevsky et al. 2011) and GSD-1G (USGS) | 113.8744 | [19 empty] | 5217.6157 | [5 empty] | 9.6224 | [5 empty] | 1137.0902 | [9 empty] | 1222.5957 |  | 138.5304 |  |  |  | 1.8838 | [7 empty] | 1095.1123 | [13 empty] | 1.9513 | [15 empty] | 393.2223 | [17 empty] | 1161.9231 | [9 empty] | 275.481 | [32 empty] | 2025 |  |  | CHN | Tibet
| Lawu |  | Magmatic hydrothermal | Skarn | Cu-Pb-Zn skarn | Cu, Pb, Zn | In, Sn | Cu, Pb, Zn, In, Sn |  |  | fba13_dSp-4 | fba13_dSp-4 | underground mine |  |  |  |  | ore material | drill core | underground mining tunnels and drill cores | mineral separate | [5 empty] | mineralisation |  |  |  | sphalerite, chalcopyrite, pyrrhotite, pyrite, arsenopyrite |  |  | Sn-poor Epithermal |  |  |  | galena, bismuthinite, marcasite, iron oxides, pyroxene, actinolite, quartz | thin sections and polished blocks examined using optical microscope, BSE detector, and EDS prior to analysis | EMPA, LA-ICPMS | JEOL JXA-8230 electron probe microanalyzer; RESOlution-LR 193 nm ArF excimer laser ablation system coupled to an Agilent 7700x ICP-MS | Laboratory of Mineral Resources Research Center, Fuzhou University; Adelaide Microscopy, the University of Adelaide | EPMA point analysis: accelerating voltage 15 kV, beam current 20 nA, beam diameter ~5 μm; EPMA mapping: accelerating voltage 20 kV, working current 50 nA, dwell time ~10 ms; BSE imaging: accelerating voltage 20 kV, beam current 10 nA; LA-ICP-MS: energy density 3~3.5 J/cm2, spot sizes 29 to 51 μm, repetition rates 5 Hz (polished thin-section) and 10 Hz (polished blocks), ~30 s background acquisition, ~40 s sample data acquisition | STDGL3 (Danyushevsky et al. 2011) and GSD-1G (USGS) | 0.076 | [19 empty] | 16593.15 | [5 empty] | 12.0012 | [5 empty] | 3.2349 | [9 empty] | 1115.655 |  | 0.84458 |  |  |  | 0.084949 | [7 empty] | 0.29009 | [13 empty] | 2.948 | [15 empty] | 0.96837 | [17 empty] | 1.247 | [9 empty] | 0.25386 | [32 empty] | 2025 |  |  | CHN | Tibet
| Lawu |  | Magmatic hydrothermal | Skarn | Cu-Pb-Zn skarn | Cu, Pb, Zn | In, Sn | Cu, Pb, Zn, In, Sn |  |  | fba13_dSp-5 | fba13_dSp-5 | underground mine |  |  |  |  | ore material | drill core | underground mining tunnels and drill cores | mineral separate | [5 empty] | mineralisation |  |  |  | sphalerite, chalcopyrite, pyrrhotite, pyrite, arsenopyrite |  |  | Sn-poor Epithermal |  |  |  | galena, bismuthinite, marcasite, iron oxides, pyroxene, actinolite, quartz | thin sections and polished blocks examined using optical microscope, BSE detector, and EDS prior to analysis | EMPA, LA-ICPMS | JEOL JXA-8230 electron probe microanalyzer; RESOlution-LR 193 nm ArF excimer laser ablation system coupled to an Agilent 7700x ICP-MS | Laboratory of Mineral Resources Research Center, Fuzhou University; Adelaide Microscopy, the University of Adelaide | EPMA point analysis: accelerating voltage 15 kV, beam current 20 nA, beam diameter ~5 μm; EPMA mapping: accelerating voltage 20 kV, working current 50 nA, dwell time ~10 ms; BSE imaging: accelerating voltage 20 kV, beam current 10 nA; LA-ICP-MS: energy density 3~3.5 J/cm2, spot sizes 29 to 51 μm, repetition rates 5 Hz (polished thin-section) and 10 Hz (polished blocks), ~30 s background acquisition, ~40 s sample data acquisition | STDGL3 (Danyushevsky et al. 2011) and GSD-1G (USGS) | 70.5108 | [19 empty] | 5657.2809 | [5 empty] | 13.4546 | [5 empty] | 653.6079 | [9 empty] | 654.2791 |  | 348.6885 |  |  |  | 5.2038 | [7 empty] | 58.5359 | [13 empty] | 1.2961 | [15 empty] | 179.9093 | [17 empty] | 593.5607 | [9 empty] | 84.6574 | [32 empty] | 2025 |  |  | CHN | Tibet
| Lawu |  | Magmatic hydrothermal | Skarn | Cu-Pb-Zn skarn | Cu, Pb, Zn | In, Sn | Cu, Pb, Zn, In, Sn |  |  | fba13_dSp-6 | fba13_dSp-6 | underground mine |  |  |  |  | ore material | drill core | underground mining tunnels and drill cores | mineral separate | [5 empty] | mineralisation |  |  |  | sphalerite, chalcopyrite, pyrrhotite, pyrite, arsenopyrite |  |  | Sn-poor Epithermal |  |  |  | galena, bismuthinite, marcasite, iron oxides, pyroxene, actinolite, quartz | thin sections and polished blocks examined using optical microscope, BSE detector, and EDS prior to analysis | EMPA, LA-ICPMS | JEOL JXA-8230 electron probe microanalyzer; RESOlution-LR 193 nm ArF excimer laser ablation system coupled to an Agilent 7700x ICP-MS | Laboratory of Mineral Resources Research Center, Fuzhou University; Adelaide Microscopy, the University of Adelaide | EPMA point analysis: accelerating voltage 15 kV, beam current 20 nA, beam diameter ~5 μm; EPMA mapping: accelerating voltage 20 kV, working current 50 nA, dwell time ~10 ms; BSE imaging: accelerating voltage 20 kV, beam current 10 nA; LA-ICP-MS: energy density 3~3.5 J/cm2, spot sizes 29 to 51 μm, repetition rates 5 Hz (polished thin-section) and 10 Hz (polished blocks), ~30 s background acquisition, ~40 s sample data acquisition | STDGL3 (Danyushevsky et al. 2011) and GSD-1G (USGS) | 55.9217 | [19 empty] | 4083.774 | [5 empty] | 6.8822 | [5 empty] | 474.1088 | [9 empty] | 366.5992 |  | 181.3544 |  |  |  | 2.792 | [7 empty] | 22.1361 | [13 empty] | 0.95915 | [15 empty] | 252.707 | [17 empty] | 589.3306 | [9 empty] | 25.8607 | [32 empty] | 2025 |  |  | CHN | Tibet
| Lawu |  | Magmatic hydrothermal | Skarn | Cu-Pb-Zn skarn | Cu, Pb, Zn | In, Sn | Cu, Pb, Zn, In, Sn |  |  | fba13_dSp-7 | fba13_dSp-7 | underground mine |  |  |  |  | ore material | drill core | underground mining tunnels and drill cores | mineral separate | [5 empty] | mineralisation |  |  |  | sphalerite, chalcopyrite, pyrrhotite, pyrite, arsenopyrite |  |  | Sn-poor Epithermal |  |  |  | galena, bismuthinite, marcasite, iron oxides, pyroxene, actinolite, quartz | thin sections and polished blocks examined using optical microscope, BSE detector, and EDS prior to analysis | EMPA, LA-ICPMS | JEOL JXA-8230 electron probe microanalyzer; RESOlution-LR 193 nm ArF excimer laser ablation system coupled to an Agilent 7700x ICP-MS | Laboratory of Mineral Resources Research Center, Fuzhou University; Adelaide Microscopy, the University of Adelaide | EPMA point analysis: accelerating voltage 15 kV, beam current 20 nA, beam diameter ~5 μm; EPMA mapping: accelerating voltage 20 kV, working current 50 nA, dwell time ~10 ms; BSE imaging: accelerating voltage 20 kV, beam current 10 nA; LA-ICP-MS: energy density 3~3.5 J/cm2, spot sizes 29 to 51 μm, repetition rates 5 Hz (polished thin-section) and 10 Hz (polished blocks), ~30 s background acquisition, ~40 s sample data acquisition | STDGL3 (Danyushevsky et al. 2011) and GSD-1G (USGS) | 15.2321 | [19 empty] | 2082.3397 | [5 empty] | 25.7629 | [5 empty] | 444.0297 | [9 empty] | 1135.9835 |  | 566.5977 |  |  |  | 3.939 | [7 empty] | 0.025384 | [13 empty] | 1.8778 | [15 empty] | 21.9013 | [17 empty] | 173.3229 | [9 empty] | 1.6146 | [32 empty] | 2025 |  |  | CHN | Tibet
| Lawu |  | Magmatic hydrothermal | Skarn | Cu-Pb-Zn skarn | Cu, Pb, Zn | In, Sn | Cu, Pb, Zn, In, Sn |  |  | fba13_dSp-8 | fba13_dSp-8 | underground mine |  |  |  |  | ore material | drill core | underground mining tunnels and drill cores | mineral separate | [5 empty] | mineralisation |  |  |  | sphalerite, chalcopyrite, pyrrhotite, pyrite, arsenopyrite |  |  | Sn-poor Epithermal |  |  |  | galena, bismuthinite, marcasite, iron oxides, pyroxene, actinolite, quartz | thin sections and polished blocks examined using optical microscope, BSE detector, and EDS prior to analysis | EMPA, LA-ICPMS | JEOL JXA-8230 electron probe microanalyzer; RESOlution-LR 193 nm ArF excimer laser ablation system coupled to an Agilent 7700x ICP-MS | Laboratory of Mineral Resources Research Center, Fuzhou University; Adelaide Microscopy, the University of Adelaide | EPMA point analysis: accelerating voltage 15 kV, beam current 20 nA, beam diameter ~5 μm; EPMA mapping: accelerating voltage 20 kV, working current 50 nA, dwell time ~10 ms; BSE imaging: accelerating voltage 20 kV, beam current 10 nA; LA-ICP-MS: energy density 3~3.5 J/cm2, spot sizes 29 to 51 μm, repetition rates 5 Hz (polished thin-section) and 10 Hz (polished blocks), ~30 s background acquisition, ~40 s sample data acquisition | STDGL3 (Danyushevsky et al. 2011) and GSD-1G (USGS) | 80.3764 | [19 empty] | 6003.4286 | [5 empty] | 15.6489 | [5 empty] | 1047.6519 | [9 empty] | 1033.5694 |  | 431.8255 |  |  |  | 13.6419 | [7 empty] | 8.041 | [13 empty] | 2.1741 | [15 empty] | 212.7095 | [17 empty] | 828.7111 | [9 empty] | 90.7087 | [32 empty] | 2025 |  |  | CHN | Tibet
| Lawu |  | Magmatic hydrothermal | Skarn | Cu-Pb-Zn skarn | Cu, Pb, Zn | In, Sn | Cu, Pb, Zn, In, Sn |  |  | fba13_dSp-9 | fba13_dSp-9 | underground mine |  |  |  |  | ore material | drill core | underground mining tunnels and drill cores | mineral separate | [5 empty] | mineralisation |  |  |  | sphalerite, chalcopyrite, pyrrhotite, pyrite, arsenopyrite |  |  | Sn-poor Epithermal |  |  |  | galena, bismuthinite, marcasite, iron oxides, pyroxene, actinolite, quartz | thin sections and polished blocks examined using optical microscope, BSE detector, and EDS prior to analysis | EMPA, LA-ICPMS | JEOL JXA-8230 electron probe microanalyzer; RESOlution-LR 193 nm ArF excimer laser ablation system coupled to an Agilent 7700x ICP-MS | Laboratory of Mineral Resources Research Center, Fuzhou University; Adelaide Microscopy, the University of Adelaide | EPMA point analysis: accelerating voltage 15 kV, beam current 20 nA, beam diameter ~5 μm; EPMA mapping: accelerating voltage 20 kV, working current 50 nA, dwell time ~10 ms; BSE imaging: accelerating voltage 20 kV, beam current 10 nA; LA-ICP-MS: energy density 3~3.5 J/cm2, spot sizes 29 to 51 μm, repetition rates 5 Hz (polished thin-section) and 10 Hz (polished blocks), ~30 s background acquisition, ~40 s sample data acquisition | STDGL3 (Danyushevsky et al. 2011) and GSD-1G (USGS) | 17.842 | [19 empty] | 2741.7508 | [5 empty] | 19.8546 | [5 empty] | 319.9887 | [9 empty] | 906.5542 |  | 280.2094 |  |  |  | 2.2844 | [7 empty] | 7.3433 | [13 empty] | 1.4767 | [15 empty] | 29.4984 | [17 empty] | 200.2876 | [9 empty] | 18.8795 | [32 empty] | 2025 |  |  | CHN | Tibet
| Lawu |  | Magmatic hydrothermal | Skarn | Cu-Pb-Zn skarn | Cu, Pb, Zn | In, Sn | Cu, Pb, Zn, In, Sn |  |  | fba23-1 | fba23-1 | underground mine |  |  |  |  | ore material | drill core | underground mining tunnels and drill cores | mineral separate | [5 empty] | mineralisation |  |  |  | sphalerite, chalcopyrite, pyrrhotite, pyrite, arsenopyrite |  |  | Sn-poor Epithermal |  |  |  | galena, bismuthinite, marcasite, iron oxides, pyroxene, actinolite, quartz | thin sections and polished blocks examined using optical microscope, BSE detector, and EDS prior to analysis | EMPA, LA-ICPMS | JEOL JXA-8230 electron probe microanalyzer; RESOlution-LR 193 nm ArF excimer laser ablation system coupled to an Agilent 7700x ICP-MS | Laboratory of Mineral Resources Research Center, Fuzhou University; Adelaide Microscopy, the University of Adelaide | EPMA point analysis: accelerating voltage 15 kV, beam current 20 nA, beam diameter ~5 μm; EPMA mapping: accelerating voltage 20 kV, working current 50 nA, dwell time ~10 ms; BSE imaging: accelerating voltage 20 kV, beam current 10 nA; LA-ICP-MS: energy density 3~3.5 J/cm2, spot sizes 29 to 51 μm, repetition rates 5 Hz (polished thin-section) and 10 Hz (polished blocks), ~30 s background acquisition, ~40 s sample data acquisition | STDGL3 (Danyushevsky et al. 2011) and GSD-1G (USGS) | 122.9778 | [19 empty] | 17749.7809 | [5 empty] | 25.9296 | [5 empty] | 2090.5029 | [9 empty] | 3219.0992 |  | 658.2303 |  |  |  | 10.3975 | [7 empty] | 632.3336 | [13 empty] | 5.906 | [15 empty] | 286.0843 | [17 empty] | 1021.3793 | [9 empty] | 9.4415 | [32 empty] | 2025 |  |  | CHN | Tibet
| Lawu |  | Magmatic hydrothermal | Skarn | Cu-Pb-Zn skarn | Cu, Pb, Zn | In, Sn | Cu, Pb, Zn, In, Sn |  |  | fba23-2 | fba23-2 | underground mine |  |  |  |  | ore material | drill core | underground mining tunnels and drill cores | mineral separate | [5 empty] | mineralisation |  |  |  | sphalerite, chalcopyrite, pyrrhotite, pyrite, arsenopyrite |  |  | Sn-poor Epithermal |  |  |  | galena, bismuthinite, marcasite, iron oxides, pyroxene, actinolite, quartz | thin sections and polished blocks examined using optical microscope, BSE detector, and EDS prior to analysis | EMPA, LA-ICPMS | JEOL JXA-8230 electron probe microanalyzer; RESOlution-LR 193 nm ArF excimer laser ablation system coupled to an Agilent 7700x ICP-MS | Laboratory of Mineral Resources Research Center, Fuzhou University; Adelaide Microscopy, the University of Adelaide | EPMA point analysis: accelerating voltage 15 kV, beam current 20 nA, beam diameter ~5 μm; EPMA mapping: accelerating voltage 20 kV, working current 50 nA, dwell time ~10 ms; BSE imaging: accelerating voltage 20 kV, beam current 10 nA; LA-ICP-MS: energy density 3~3.5 J/cm2, spot sizes 29 to 51 μm, repetition rates 5 Hz (polished thin-section) and 10 Hz (polished blocks), ~30 s background acquisition, ~40 s sample data acquisition | STDGL3 (Danyushevsky et al. 2011) and GSD-1G (USGS) | 209.4075 | [19 empty] | 12743.87 | [5 empty] | 24.4002 | [5 empty] | 3327.6857 | [9 empty] | 2281.7176 |  | 1748.0779 |  |  |  | 18.6446 | [7 empty] | 276.623 | [13 empty] | 3.4891 | [15 empty] | 396.6279 | [17 empty] | 2593.578 | [9 empty] | 25.451 | [32 empty] | 2025 |  |  | CHN | Tibet
| Lawu |  | Magmatic hydrothermal | Skarn | Cu-Pb-Zn skarn | Cu, Pb, Zn | In, Sn | Cu, Pb, Zn, In, Sn |  |  | fba23-3 | fba23-3 | underground mine |  |  |  |  | ore material | drill core | underground mining tunnels and drill cores | mineral separate | [5 empty] | mineralisation |  |  |  | sphalerite, chalcopyrite, pyrrhotite, pyrite, arsenopyrite |  |  | Sn-poor Epithermal |  |  |  | galena, bismuthinite, marcasite, iron oxides, pyroxene, actinolite, quartz | thin sections and polished blocks examined using optical microscope, BSE detector, and EDS prior to analysis | EMPA, LA-ICPMS | JEOL JXA-8230 electron probe microanalyzer; RESOlution-LR 193 nm ArF excimer laser ablation system coupled to an Agilent 7700x ICP-MS | Laboratory of Mineral Resources Research Center, Fuzhou University; Adelaide Microscopy, the University of Adelaide | EPMA point analysis: accelerating voltage 15 kV, beam current 20 nA, beam diameter ~5 μm; EPMA mapping: accelerating voltage 20 kV, working current 50 nA, dwell time ~10 ms; BSE imaging: accelerating voltage 20 kV, beam current 10 nA; LA-ICP-MS: energy density 3~3.5 J/cm2, spot sizes 29 to 51 μm, repetition rates 5 Hz (polished thin-section) and 10 Hz (polished blocks), ~30 s background acquisition, ~40 s sample data acquisition | STDGL3 (Danyushevsky et al. 2011) and GSD-1G (USGS) | 158.6175 | [19 empty] | 9808.3038 | [5 empty] | 36.8629 | [5 empty] | 2287.3501 | [9 empty] | 4137.2755 |  | 714.5322 |  |  |  | 14.1364 | [7 empty] | 0.067273 | [13 empty] | 6.7795 | [15 empty] | 562.6562 | [17 empty] | 1246.0057 | [9 empty] | 0.63489 | [32 empty] | 2025 |  |  | CHN | Tibet
| Lawu |  | Magmatic hydrothermal | Skarn | Cu-Pb-Zn skarn | Cu, Pb, Zn | In, Sn | Cu, Pb, Zn, In, Sn |  |  | fba23-4 | fba23-4 | underground mine |  |  |  |  | ore material | drill core | underground mining tunnels and drill cores | mineral separate | [5 empty] | mineralisation |  |  |  | sphalerite, chalcopyrite, pyrrhotite, pyrite, arsenopyrite |  |  | Sn-poor Epithermal |  |  |  | galena, bismuthinite, marcasite, iron oxides, pyroxene, actinolite, quartz | thin sections and polished blocks examined using optical microscope, BSE detector, and EDS prior to analysis | EMPA, LA-ICPMS | JEOL JXA-8230 electron probe microanalyzer; RESOlution-LR 193 nm ArF excimer laser ablation system coupled to an Agilent 7700x ICP-MS | Laboratory of Mineral Resources Research Center, Fuzhou University; Adelaide Microscopy, the University of Adelaide | EPMA point analysis: accelerating voltage 15 kV, beam current 20 nA, beam diameter ~5 μm; EPMA mapping: accelerating voltage 20 kV, working current 50 nA, dwell time ~10 ms; BSE imaging: accelerating voltage 20 kV, beam current 10 nA; LA-ICP-MS: energy density 3~3.5 J/cm2, spot sizes 29 to 51 μm, repetition rates 5 Hz (polished thin-section) and 10 Hz (polished blocks), ~30 s background acquisition, ~40 s sample data acquisition | STDGL3 (Danyushevsky et al. 2011) and GSD-1G (USGS) | 1.6943 | [19 empty] | 1964.5818 | [5 empty] | 0.28356 | [5 empty] | 148.3226 | [9 empty] | 847.9808 |  | 15.9296 |  |  |  | 0.084949 | [7 empty] | 266.6744 | [13 empty] | 1.087 | [15 empty] | 3.7256 | [17 empty] | 1.1244 | [9 empty] | 18.9381 | [32 empty] | 2025 |  |  | CHN | Tibet
| Lawu |  | Magmatic hydrothermal | Skarn | Cu-Pb-Zn skarn | Cu, Pb, Zn | In, Sn | Cu, Pb, Zn, In, Sn |  |  | fba23-5 | fba23-5 | underground mine |  |  |  |  | ore material | drill core | underground mining tunnels and drill cores | mineral separate | [5 empty] | mineralisation |  |  |  | sphalerite, chalcopyrite, pyrrhotite, pyrite, arsenopyrite |  |  | Sn-poor Epithermal |  |  |  | galena, bismuthinite, marcasite, iron oxides, pyroxene, actinolite, quartz | thin sections and polished blocks examined using optical microscope, BSE detector, and EDS prior to analysis | EMPA, LA-ICPMS | JEOL JXA-8230 electron probe microanalyzer; RESOlution-LR 193 nm ArF excimer laser ablation system coupled to an Agilent 7700x ICP-MS | Laboratory of Mineral Resources Research Center, Fuzhou University; Adelaide Microscopy, the University of Adelaide | EPMA point analysis: accelerating voltage 15 kV, beam current 20 nA, beam diameter ~5 μm; EPMA mapping: accelerating voltage 20 kV, working current 50 nA, dwell time ~10 ms; BSE imaging: accelerating voltage 20 kV, beam current 10 nA; LA-ICP-MS: energy density 3~3.5 J/cm2, spot sizes 29 to 51 μm, repetition rates 5 Hz (polished thin-section) and 10 Hz (polished blocks), ~30 s background acquisition, ~40 s sample data acquisition | STDGL3 (Danyushevsky et al. 2011) and GSD-1G (USGS) | 23.2373 | [19 empty] | 2452.5701 | [5 empty] | 3.1465 | [5 empty] | 394.8443 | [9 empty] | 593.4518 |  | 109.8733 |  |  |  | 6.9345 | [7 empty] | 72.2199 | [13 empty] | 0.81031 | [15 empty] | 30.1881 | [17 empty] | 69.1809 | [9 empty] | 292.5356 | [32 empty] | 2025 |  |  | CHN | Tibet
| Lawu |  | Magmatic hydrothermal | Skarn | Cu-Pb-Zn skarn | Cu, Pb, Zn | In, Sn | Cu, Pb, Zn, In, Sn |  |  | fba23-6 | fba23-6 | underground mine |  |  |  |  | ore material | drill core | underground mining tunnels and drill cores | mineral separate | [5 empty] | mineralisation |  |  |  | sphalerite, chalcopyrite, pyrrhotite, pyrite, arsenopyrite |  |  | Sn-poor Epithermal |  |  |  | galena, bismuthinite, marcasite, iron oxides, pyroxene, actinolite, quartz | thin sections and polished blocks examined using optical microscope, BSE detector, and EDS prior to analysis | EMPA, LA-ICPMS | JEOL JXA-8230 electron probe microanalyzer; RESOlution-LR 193 nm ArF excimer laser ablation system coupled to an Agilent 7700x ICP-MS | Laboratory of Mineral Resources Research Center, Fuzhou University; Adelaide Microscopy, the University of Adelaide | EPMA point analysis: accelerating voltage 15 kV, beam current 20 nA, beam diameter ~5 μm; EPMA mapping: accelerating voltage 20 kV, working current 50 nA, dwell time ~10 ms; BSE imaging: accelerating voltage 20 kV, beam current 10 nA; LA-ICP-MS: energy density 3~3.5 J/cm2, spot sizes 29 to 51 μm, repetition rates 5 Hz (polished thin-section) and 10 Hz (polished blocks), ~30 s background acquisition, ~40 s sample data acquisition | STDGL3 (Danyushevsky et al. 2011) and GSD-1G (USGS) | 15.4538 | [19 empty] | 2962.4217 | [5 empty] | 43.2145 | [5 empty] | 244.3517 | [9 empty] | 2037.1555 |  | 311.734 |  |  |  | 3.6838 | [7 empty] | 0.022311 | [13 empty] | 2.3509 | [15 empty] | 19.6016 | [17 empty] | 101.0064 | [9 empty] | 0.47756 | [32 empty] | 2025 |  |  | CHN | Tibet
| Lawu |  | Magmatic hydrothermal | Skarn | Cu-Pb-Zn skarn | Cu, Pb, Zn | In, Sn | Cu, Pb, Zn, In, Sn |  |  | fba23-7 | fba23-7 | underground mine |  |  |  |  | ore material | drill core | underground mining tunnels and drill cores | mineral separate | [5 empty] | mineralisation |  |  |  | sphalerite, chalcopyrite, pyrrhotite, pyrite, arsenopyrite |  |  | Sn-poor Epithermal |  |  |  | galena, bismuthinite, marcasite, iron oxides, pyroxene, actinolite, quartz | thin sections and polished blocks examined using optical microscope, BSE detector, and EDS prior to analysis | EMPA, LA-ICPMS | JEOL JXA-8230 electron probe microanalyzer; RESOlution-LR 193 nm ArF excimer laser ablation system coupled to an Agilent 7700x ICP-MS | Laboratory of Mineral Resources Research Center, Fuzhou University; Adelaide Microscopy, the University of Adelaide | EPMA point analysis: accelerating voltage 15 kV, beam current 20 nA, beam diameter ~5 μm; EPMA mapping: accelerating voltage 20 kV, working current 50 nA, dwell time ~10 ms; BSE imaging: accelerating voltage 20 kV, beam current 10 nA; LA-ICP-MS: energy density 3~3.5 J/cm2, spot sizes 29 to 51 μm, repetition rates 5 Hz (polished thin-section) and 10 Hz (polished blocks), ~30 s background acquisition, ~40 s sample data acquisition | STDGL3 (Danyushevsky et al. 2011) and GSD-1G (USGS) | 39.9712 | [19 empty] | 3355.0293 | [5 empty] | 28.9526 | [5 empty] | 381.6682 | [9 empty] | 1837.4717 |  | 380.4664 |  |  |  | 5.4288 | [7 empty] | 0.057076 | [13 empty] | 2.3711 | [15 empty] | 55.1577 | [17 empty] | 246.9766 | [9 empty] | 1.0956 | [32 empty] | 2025 |  |  | CHN | Tibet
| Lawu |  | Magmatic hydrothermal | Skarn | Cu-Pb-Zn skarn | Cu, Pb, Zn | In, Sn | Cu, Pb, Zn, In, Sn |  |  | fba23-8 | fba23-8 | underground mine |  |  |  |  | ore material | drill core | underground mining tunnels and drill cores | mineral separate | [5 empty] | mineralisation |  |  |  | sphalerite, chalcopyrite, pyrrhotite, pyrite, arsenopyrite |  |  | Sn-poor Epithermal |  |  |  | galena, bismuthinite, marcasite, iron oxides, pyroxene, actinolite, quartz | thin sections and polished blocks examined using optical microscope, BSE detector, and EDS prior to analysis | EMPA, LA-ICPMS | JEOL JXA-8230 electron probe microanalyzer; RESOlution-LR 193 nm ArF excimer laser ablation system coupled to an Agilent 7700x ICP-MS | Laboratory of Mineral Resources Research Center, Fuzhou University; Adelaide Microscopy, the University of Adelaide | EPMA point analysis: accelerating voltage 15 kV, beam current 20 nA, beam diameter ~5 μm; EPMA mapping: accelerating voltage 20 kV, working current 50 nA, dwell time ~10 ms; BSE imaging: accelerating voltage 20 kV, beam current 10 nA; LA-ICP-MS: energy density 3~3.5 J/cm2, spot sizes 29 to 51 μm, repetition rates 5 Hz (polished thin-section) and 10 Hz (polished blocks), ~30 s background acquisition, ~40 s sample data acquisition | STDGL3 (Danyushevsky et al. 2011) and GSD-1G (USGS) | 73.7927 | [19 empty] | 3532.5272 | [5 empty] | 42.0185 | [5 empty] | 805.8685 | [9 empty] | 2937.4758 |  | 907.8999 |  |  |  | 5.1382 | [7 empty] | 0.072333 | [13 empty] | 3.9813 | [15 empty] | 100.591 | [17 empty] | 508.609 | [9 empty] | 2.5136 | [32 empty] | 2025 |  |  | CHN | Tibet
| Lawu |  | Magmatic hydrothermal | Skarn | Cu-Pb-Zn skarn | Cu, Pb, Zn | In, Sn | Cu, Pb, Zn, In, Sn |  |  | fba23-9 | fba23-9 | underground mine |  |  |  |  | ore material | drill core | underground mining tunnels and drill cores | mineral separate | [5 empty] | mineralisation |  |  |  | sphalerite, chalcopyrite, pyrrhotite, pyrite, arsenopyrite |  |  | Sn-poor Epithermal |  |  |  | galena, bismuthinite, marcasite, iron oxides, pyroxene, actinolite, quartz | thin sections and polished blocks examined using optical microscope, BSE detector, and EDS prior to analysis | EMPA, LA-ICPMS | JEOL JXA-8230 electron probe microanalyzer; RESOlution-LR 193 nm ArF excimer laser ablation system coupled to an Agilent 7700x ICP-MS | Laboratory of Mineral Resources Research Center, Fuzhou University; Adelaide Microscopy, the University of Adelaide | EPMA point analysis: accelerating voltage 15 kV, beam current 20 nA, beam diameter ~5 μm; EPMA mapping: accelerating voltage 20 kV, working current 50 nA, dwell time ~10 ms; BSE imaging: accelerating voltage 20 kV, beam current 10 nA; LA-ICP-MS: energy density 3~3.5 J/cm2, spot sizes 29 to 51 μm, repetition rates 5 Hz (polished thin-section) and 10 Hz (polished blocks), ~30 s background acquisition, ~40 s sample data acquisition | STDGL3 (Danyushevsky et al. 2011) and GSD-1G (USGS) | 55.7348 | [19 empty] | 4583.0981 | [5 empty] | 35.0028 | [5 empty] | 725.1016 | [9 empty] | 3023.4794 |  | 592.8536 |  |  |  | 7.2865 | [7 empty] | 121.1532 | [13 empty] | 4.7058 | [15 empty] | 111.3855 | [17 empty] | 438.3178 | [9 empty] | 19.8109 | [32 empty] | 2025 |  |  | CHN | Tibet
| Lawu |  | Magmatic hydrothermal | Skarn | Cu-Pb-Zn skarn | Cu, Pb, Zn | In, Sn | Cu, Pb, Zn, In, Sn |  |  | fba26_hSp-1 | fba26_hSp-1 | underground mine |  |  |  |  | ore material | drill core | underground mining tunnels and drill cores | mineral separate | [5 empty] | mineralisation |  |  |  | sphalerite, chalcopyrite, pyrrhotite, pyrite, arsenopyrite |  |  | Sn-poor Epithermal |  |  |  | galena, bismuthinite, marcasite, iron oxides, pyroxene, actinolite, quartz | thin sections and polished blocks examined using optical microscope, BSE detector, and EDS prior to analysis | EMPA, LA-ICPMS | JEOL JXA-8230 electron probe microanalyzer; RESOlution-LR 193 nm ArF excimer laser ablation system coupled to an Agilent 7700x ICP-MS | Laboratory of Mineral Resources Research Center, Fuzhou University; Adelaide Microscopy, the University of Adelaide | EPMA point analysis: accelerating voltage 15 kV, beam current 20 nA, beam diameter ~5 μm; EPMA mapping: accelerating voltage 20 kV, working current 50 nA, dwell time ~10 ms; BSE imaging: accelerating voltage 20 kV, beam current 10 nA; LA-ICP-MS: energy density 3~3.5 J/cm2, spot sizes 29 to 51 μm, repetition rates 5 Hz (polished thin-section) and 10 Hz (polished blocks), ~30 s background acquisition, ~40 s sample data acquisition | STDGL3 (Danyushevsky et al. 2011) and GSD-1G (USGS) | 70.2302 | [19 empty] | 2350.2224 | [5 empty] | 11.2534 | [5 empty] | 409.6134 | [9 empty] | 669.7847 |  | 291.4568 |  |  |  | 2.0198 | [7 empty] | 0.40741 | [13 empty] | 1.3226 | [15 empty] | 98.394 | [17 empty] | 371.4136 | [9 empty] | 37.0048 | [32 empty] | 2025 |  |  | CHN | Tibet
| Lawu |  | Magmatic hydrothermal | Skarn | Cu-Pb-Zn skarn | Cu, Pb, Zn | In, Sn | Cu, Pb, Zn, In, Sn |  |  | fba26_hSp-2 | fba26_hSp-2 | underground mine |  |  |  |  | ore material | drill core | underground mining tunnels and drill cores | mineral separate | [5 empty] | mineralisation |  |  |  | sphalerite, chalcopyrite, pyrrhotite, pyrite, arsenopyrite |  |  | Sn-poor Epithermal |  |  |  | galena, bismuthinite, marcasite, iron oxides, pyroxene, actinolite, quartz | thin sections and polished blocks examined using optical microscope, BSE detector, and EDS prior to analysis | EMPA, LA-ICPMS | JEOL JXA-8230 electron probe microanalyzer; RESOlution-LR 193 nm ArF excimer laser ablation system coupled to an Agilent 7700x ICP-MS | Laboratory of Mineral Resources Research Center, Fuzhou University; Adelaide Microscopy, the University of Adelaide | EPMA point analysis: accelerating voltage 15 kV, beam current 20 nA, beam diameter ~5 μm; EPMA mapping: accelerating voltage 20 kV, working current 50 nA, dwell time ~10 ms; BSE imaging: accelerating voltage 20 kV, beam current 10 nA; LA-ICP-MS: energy density 3~3.5 J/cm2, spot sizes 29 to 51 μm, repetition rates 5 Hz (polished thin-section) and 10 Hz (polished blocks), ~30 s background acquisition, ~40 s sample data acquisition | STDGL3 (Danyushevsky et al. 2011) and GSD-1G (USGS) | 27.4977 | [19 empty] | 2616.145 | [5 empty] | 11.7275 | [5 empty] | 222.226 | [9 empty] | 535.279 |  | 216.029 |  |  |  | 1.7841 | [7 empty] | 0.016694 | [13 empty] | 1.2106 | [15 empty] | 46.5255 | [17 empty] | 188.456 | [9 empty] | 0.44406 | [32 empty] | 2025 |  |  | CHN | Tibet
| Lawu |  | Magmatic hydrothermal | Skarn | Cu-Pb-Zn skarn | Cu, Pb, Zn | In, Sn | Cu, Pb, Zn, In, Sn |  |  | fba26_hSp-3 | fba26_hSp-3 | underground mine |  |  |  |  | ore material | drill core | underground mining tunnels and drill cores | mineral separate | [5 empty] | mineralisation |  |  |  | sphalerite, chalcopyrite, pyrrhotite, pyrite, arsenopyrite |  |  | Sn-poor Epithermal |  |  |  | galena, bismuthinite, marcasite, iron oxides, pyroxene, actinolite, quartz | thin sections and polished blocks examined using optical microscope, BSE detector, and EDS prior to analysis | EMPA, LA-ICPMS | JEOL JXA-8230 electron probe microanalyzer; RESOlution-LR 193 nm ArF excimer laser ablation system coupled to an Agilent 7700x ICP-MS | Laboratory of Mineral Resources Research Center, Fuzhou University; Adelaide Microscopy, the University of Adelaide | EPMA point analysis: accelerating voltage 15 kV, beam current 20 nA, beam diameter ~5 μm; EPMA mapping: accelerating voltage 20 kV, working current 50 nA, dwell time ~10 ms; BSE imaging: accelerating voltage 20 kV, beam current 10 nA; LA-ICP-MS: energy density 3~3.5 J/cm2, spot sizes 29 to 51 μm, repetition rates 5 Hz (polished thin-section) and 10 Hz (polished blocks), ~30 s background acquisition, ~40 s sample data acquisition | STDGL3 (Danyushevsky et al. 2011) and GSD-1G (USGS) | 86.1035 | [19 empty] | 5125.9305 | [5 empty] | 7.4135 | [5 empty] | 892.3704 | [9 empty] | 566.6229 |  | 378.3728 |  |  |  | 20.5232 | [7 empty] | 52.1646 | [13 empty] | 1.7533 | [15 empty] | 213.9738 | [17 empty] | 668.5302 | [9 empty] | 139.5529 | [32 empty] | 2025 |  |  | CHN | Tibet
| Lawu |  | Magmatic hydrothermal | Skarn | Cu-Pb-Zn skarn | Cu, Pb, Zn | In, Sn | Cu, Pb, Zn, In, Sn |  |  | fba26_hSp-4 | fba26_hSp-4 | underground mine |  |  |  |  | ore material | drill core | underground mining tunnels and drill cores | mineral separate | [5 empty] | mineralisation |  |  |  | sphalerite, chalcopyrite, pyrrhotite, pyrite, arsenopyrite |  |  | Sn-poor Epithermal |  |  |  | galena, bismuthinite, marcasite, iron oxides, pyroxene, actinolite, quartz | thin sections and polished blocks examined using optical microscope, BSE detector, and EDS prior to analysis | EMPA, LA-ICPMS | JEOL JXA-8230 electron probe microanalyzer; RESOlution-LR 193 nm ArF excimer laser ablation system coupled to an Agilent 7700x ICP-MS | Laboratory of Mineral Resources Research Center, Fuzhou University; Adelaide Microscopy, the University of Adelaide | EPMA point analysis: accelerating voltage 15 kV, beam current 20 nA, beam diameter ~5 μm; EPMA mapping: accelerating voltage 20 kV, working current 50 nA, dwell time ~10 ms; BSE imaging: accelerating voltage 20 kV, beam current 10 nA; LA-ICP-MS: energy density 3~3.5 J/cm2, spot sizes 29 to 51 μm, repetition rates 5 Hz (polished thin-section) and 10 Hz (polished blocks), ~30 s background acquisition, ~40 s sample data acquisition | STDGL3 (Danyushevsky et al. 2011) and GSD-1G (USGS) | 53.1473 | [19 empty] | 3868.4339 | [5 empty] | 8.2327 | [5 empty] | 928.9728 | [9 empty] | 432.9101 |  | 493.3086 |  |  |  | 29.0542 | [7 empty] | 15.6156 | [13 empty] | 1.3601 | [15 empty] | 147.4359 | [17 empty] | 651.3259 | [9 empty] | 47.1392 | [32 empty] | 2025 |  |  | CHN | Tibet
| Lawu |  | Magmatic hydrothermal | Skarn | Cu-Pb-Zn skarn | Cu, Pb, Zn | In, Sn | Cu, Pb, Zn, In, Sn |  |  | fba26_hSp-5 | fba26_hSp-5 | underground mine |  |  |  |  | ore material | drill core | underground mining tunnels and drill cores | mineral separate | [5 empty] | mineralisation |  |  |  | sphalerite, chalcopyrite, pyrrhotite, pyrite, arsenopyrite |  |  | Sn-poor Epithermal |  |  |  | galena, bismuthinite, marcasite, iron oxides, pyroxene, actinolite, quartz | thin sections and polished blocks examined using optical microscope, BSE detector, and EDS prior to analysis | EMPA, LA-ICPMS | JEOL JXA-8230 electron probe microanalyzer; RESOlution-LR 193 nm ArF excimer laser ablation system coupled to an Agilent 7700x ICP-MS | Laboratory of Mineral Resources Research Center, Fuzhou University; Adelaide Microscopy, the University of Adelaide | EPMA point analysis: accelerating voltage 15 kV, beam current 20 nA, beam diameter ~5 μm; EPMA mapping: accelerating voltage 20 kV, working current 50 nA, dwell time ~10 ms; BSE imaging: accelerating voltage 20 kV, beam current 10 nA; LA-ICP-MS: energy density 3~3.5 J/cm2, spot sizes 29 to 51 μm, repetition rates 5 Hz (polished thin-section) and 10 Hz (polished blocks), ~30 s background acquisition, ~40 s sample data acquisition | STDGL3 (Danyushevsky et al. 2011) and GSD-1G (USGS) | 2.4257 | [19 empty] | 12984.7572 | [5 empty] | 9.0882 | [5 empty] | 20.3665 | [9 empty] | 951.0561 |  | 29.756 |  |  |  | 0.084949 | [7 empty] | 0.021269 | [13 empty] | 2.7436 | [15 empty] | 4.1668 | [17 empty] | 16.839 | [9 empty] | 1.3556 | [32 empty] | 2025 |  |  | CHN | Tibet
| Lawu |  | Magmatic hydrothermal | Skarn | Cu-Pb-Zn skarn | Cu, Pb, Zn | In, Sn | Cu, Pb, Zn, In, Sn |  |  | fba26_hSp-6 | fba26_hSp-6 | underground mine |  |  |  |  | ore material | drill core | underground mining tunnels and drill cores | mineral separate | [5 empty] | mineralisation |  |  |  | sphalerite, chalcopyrite, pyrrhotite, pyrite, arsenopyrite |  |  | Sn-poor Epithermal |  |  |  | galena, bismuthinite, marcasite, iron oxides, pyroxene, actinolite, quartz | thin sections and polished blocks examined using optical microscope, BSE detector, and EDS prior to analysis | EMPA, LA-ICPMS | JEOL JXA-8230 electron probe microanalyzer; RESOlution-LR 193 nm ArF excimer laser ablation system coupled to an Agilent 7700x ICP-MS | Laboratory of Mineral Resources Research Center, Fuzhou University; Adelaide Microscopy, the University of Adelaide | EPMA point analysis: accelerating voltage 15 kV, beam current 20 nA, beam diameter ~5 μm; EPMA mapping: accelerating voltage 20 kV, working current 50 nA, dwell time ~10 ms; BSE imaging: accelerating voltage 20 kV, beam current 10 nA; LA-ICP-MS: energy density 3~3.5 J/cm2, spot sizes 29 to 51 μm, repetition rates 5 Hz (polished thin-section) and 10 Hz (polished blocks), ~30 s background acquisition, ~40 s sample data acquisition | STDGL3 (Danyushevsky et al. 2011) and GSD-1G (USGS) | 17.6476 | [19 empty] | 4665.8275 | [5 empty] | 9.6972 | [5 empty] | 137.0206 | [9 empty] | 629.9327 |  | 151.243 |  |  |  | 1.0967 | [7 empty] | 0.02167 | [13 empty] | 1.5565 | [15 empty] | 26.2731 | [17 empty] | 106.8007 | [9 empty] | 2.4006 | [32 empty] | 2025 |  |  | CHN | Tibet
| Lawu |  | Magmatic hydrothermal | Skarn | Cu-Pb-Zn skarn | Cu, Pb, Zn | In, Sn | Cu, Pb, Zn, In, Sn |  |  | fba26_hSp-7 | fba26_hSp-7 | underground mine |  |  |  |  | ore material | drill core | underground mining tunnels and drill cores | mineral separate | [5 empty] | mineralisation |  |  |  | sphalerite, chalcopyrite, pyrrhotite, pyrite, arsenopyrite |  |  | Sn-poor Epithermal |  |  |  | galena, bismuthinite, marcasite, iron oxides, pyroxene, actinolite, quartz | thin sections and polished blocks examined using optical microscope, BSE detector, and EDS prior to analysis | EMPA, LA-ICPMS | JEOL JXA-8230 electron probe microanalyzer; RESOlution-LR 193 nm ArF excimer laser ablation system coupled to an Agilent 7700x ICP-MS | Laboratory of Mineral Resources Research Center, Fuzhou University; Adelaide Microscopy, the University of Adelaide | EPMA point analysis: accelerating voltage 15 kV, beam current 20 nA, beam diameter ~5 μm; EPMA mapping: accelerating voltage 20 kV, working current 50 nA, dwell time ~10 ms; BSE imaging: accelerating voltage 20 kV, beam current 10 nA; LA-ICP-MS: energy density 3~3.5 J/cm2, spot sizes 29 to 51 μm, repetition rates 5 Hz (polished thin-section) and 10 Hz (polished blocks), ~30 s background acquisition, ~40 s sample data acquisition | STDGL3 (Danyushevsky et al. 2011) and GSD-1G (USGS) | 3.7921 | [19 empty] | 2786.5944 | [5 empty] | 10.5963 | [5 empty] | 85.4482 | [9 empty] | 735.8959 |  | 164.1285 |  |  |  | 0.90408 | [7 empty] | 1.1236 | [13 empty] | 1.618 | [15 empty] | 7.2348 | [17 empty] | 27.2606 | [9 empty] | 2.7258 | [32 empty] | 2025 |  |  | CHN | Tibet
| Lawu |  | Magmatic hydrothermal | Skarn | Cu-Pb-Zn skarn | Cu, Pb, Zn | In, Sn | Cu, Pb, Zn, In, Sn |  |  | fba26_hSp-8 | fba26_hSp-8 | underground mine |  |  |  |  | ore material | drill core | underground mining tunnels and drill cores | mineral separate | [5 empty] | mineralisation |  |  |  | sphalerite, chalcopyrite, pyrrhotite, pyrite, arsenopyrite |  |  | Sn-poor Epithermal |  |  |  | galena, bismuthinite, marcasite, iron oxides, pyroxene, actinolite, quartz | thin sections and polished blocks examined using optical microscope, BSE detector, and EDS prior to analysis | EMPA, LA-ICPMS | JEOL JXA-8230 electron probe microanalyzer; RESOlution-LR 193 nm ArF excimer laser ablation system coupled to an Agilent 7700x ICP-MS | Laboratory of Mineral Resources Research Center, Fuzhou University; Adelaide Microscopy, the University of Adelaide | EPMA point analysis: accelerating voltage 15 kV, beam current 20 nA, beam diameter ~5 μm; EPMA mapping: accelerating voltage 20 kV, working current 50 nA, dwell time ~10 ms; BSE imaging: accelerating voltage 20 kV, beam current 10 nA; LA-ICP-MS: energy density 3~3.5 J/cm2, spot sizes 29 to 51 μm, repetition rates 5 Hz (polished thin-section) and 10 Hz (polished blocks), ~30 s background acquisition, ~40 s sample data acquisition | STDGL3 (Danyushevsky et al. 2011) and GSD-1G (USGS) | 12.3787 | [19 empty] | 3061.9059 | [5 empty] | 7.2329 | [5 empty] | 114.7525 | [9 empty] | 433.2847 |  | 101.9014 |  |  |  | 0.50585 | [7 empty] | 1.8014 | [13 empty] | 0.82543 | [15 empty] | 22.8717 | [17 empty] | 85.8832 | [9 empty] | 6.5147 | [32 empty] | 2025 |  |  | CHN | Tibet
| Lawu |  | Magmatic hydrothermal | Skarn | Cu-Pb-Zn skarn | Cu, Pb, Zn | In, Sn | Cu, Pb, Zn, In, Sn |  |  | fba26_hSp-9 | fba26_hSp-9 | underground mine |  |  |  |  | ore material | drill core | underground mining tunnels and drill cores | mineral separate | [5 empty] | mineralisation |  |  |  | sphalerite, chalcopyrite, pyrrhotite, pyrite, arsenopyrite |  |  | Sn-poor Epithermal |  |  |  | galena, bismuthinite, marcasite, iron oxides, pyroxene, actinolite, quartz | thin sections and polished blocks examined using optical microscope, BSE detector, and EDS prior to analysis | EMPA, LA-ICPMS | JEOL JXA-8230 electron probe microanalyzer; RESOlution-LR 193 nm ArF excimer laser ablation system coupled to an Agilent 7700x ICP-MS | Laboratory of Mineral Resources Research Center, Fuzhou University; Adelaide Microscopy, the University of Adelaide | EPMA point analysis: accelerating voltage 15 kV, beam current 20 nA, beam diameter ~5 μm; EPMA mapping: accelerating voltage 20 kV, working current 50 nA, dwell time ~10 ms; BSE imaging: accelerating voltage 20 kV, beam current 10 nA; LA-ICP-MS: energy density 3~3.5 J/cm2, spot sizes 29 to 51 μm, repetition rates 5 Hz (polished thin-section) and 10 Hz (polished blocks), ~30 s background acquisition, ~40 s sample data acquisition | STDGL3 (Danyushevsky et al. 2011) and GSD-1G (USGS) | 166.4977 | [19 empty] | 3711.2943 | [5 empty] | 12.9846 | [5 empty] | 857.8688 | [9 empty] | 1034.8356 |  | 296.9488 |  |  |  | 2.0337 | [7 empty] | 38.4316 | [13 empty] | 2.5528 | [15 empty] | 329.8594 | [17 empty] | 973.2527 | [9 empty] | 54.927 | [32 empty] | 2025 |  |  | CHN | Tibet
| Lawu |  | Magmatic hydrothermal | Skarn | Cu-Pb-Zn skarn | Cu, Pb, Zn | In, Sn | Cu, Pb, Zn, In, Sn |  |  | fba26_hSp-10 | fba26_hSp-10 | underground mine |  |  |  |  | ore material | drill core | underground mining tunnels and drill cores | mineral separate | [5 empty] | mineralisation |  |  |  | sphalerite, chalcopyrite, pyrrhotite, pyrite, arsenopyrite |  |  | Sn-poor Epithermal |  |  |  | galena, bismuthinite, marcasite, iron oxides, pyroxene, actinolite, quartz | thin sections and polished blocks examined using optical microscope, BSE detector, and EDS prior to analysis | EMPA, LA-ICPMS | JEOL JXA-8230 electron probe microanalyzer; RESOlution-LR 193 nm ArF excimer laser ablation system coupled to an Agilent 7700x ICP-MS | Laboratory of Mineral Resources Research Center, Fuzhou University; Adelaide Microscopy, the University of Adelaide | EPMA point analysis: accelerating voltage 15 kV, beam current 20 nA, beam diameter ~5 μm; EPMA mapping: accelerating voltage 20 kV, working current 50 nA, dwell time ~10 ms; BSE imaging: accelerating voltage 20 kV, beam current 10 nA; LA-ICP-MS: energy density 3~3.5 J/cm2, spot sizes 29 to 51 μm, repetition rates 5 Hz (polished thin-section) and 10 Hz (polished blocks), ~30 s background acquisition, ~40 s sample data acquisition | STDGL3 (Danyushevsky et al. 2011) and GSD-1G (USGS) | 1.7504 | [19 empty] | 15435.1834 | [5 empty] | 6.7351 | [5 empty] | 10.8437 | [9 empty] | 563.9675 |  | 2.3676 |  |  |  | 0.084949 | [7 empty] | 0.13773 | [13 empty] | 2.0141 | [15 empty] | 4.8182 | [17 empty] | 10.3552 | [9 empty] | 0.83836 | [32 empty] | 2025 |  |  | CHN | Tibet
| Lawu |  | Magmatic hydrothermal | Skarn | Cu-Pb-Zn skarn | Cu, Pb, Zn | In, Sn | Cu, Pb, Zn, In, Sn |  |  | fba26_hSp-11 | fba26_hSp-11 | underground mine |  |  |  |  | ore material | drill core | underground mining tunnels and drill cores | mineral separate | [5 empty] | mineralisation |  |  |  | sphalerite, chalcopyrite, pyrrhotite, pyrite, arsenopyrite |  |  | Sn-poor Epithermal |  |  |  | galena, bismuthinite, marcasite, iron oxides, pyroxene, actinolite, quartz | thin sections and polished blocks examined using optical microscope, BSE detector, and EDS prior to analysis | EMPA, LA-ICPMS | JEOL JXA-8230 electron probe microanalyzer; RESOlution-LR 193 nm ArF excimer laser ablation system coupled to an Agilent 7700x ICP-MS | Laboratory of Mineral Resources Research Center, Fuzhou University; Adelaide Microscopy, the University of Adelaide | EPMA point analysis: accelerating voltage 15 kV, beam current 20 nA, beam diameter ~5 μm; EPMA mapping: accelerating voltage 20 kV, working current 50 nA, dwell time ~10 ms; BSE imaging: accelerating voltage 20 kV, beam current 10 nA; LA-ICP-MS: energy density 3~3.5 J/cm2, spot sizes 29 to 51 μm, repetition rates 5 Hz (polished thin-section) and 10 Hz (polished blocks), ~30 s background acquisition, ~40 s sample data acquisition | STDGL3 (Danyushevsky et al. 2011) and GSD-1G (USGS) | 15.0765 | [19 empty] | 2936.9557 | [5 empty] | 6.0655 | [5 empty] | 148.9247 | [9 empty] | 380.4974 |  | 165.134 |  |  |  | 0.56015 | [7 empty] | 13.2545 | [13 empty] | 0.75557 | [15 empty] | 26.5873 | [17 empty] | 102.9845 | [9 empty] | 11.2811 | [32 empty] | 2025 |  |  | CHN | Tibet
| Lawu |  | Magmatic hydrothermal | Skarn | Cu-Pb-Zn skarn | Cu, Pb, Zn | In, Sn | Cu, Pb, Zn, In, Sn |  |  | fba26_hSp-12 | fba26_hSp-12 | underground mine |  |  |  |  | ore material | drill core | underground mining tunnels and drill cores | mineral separate | [5 empty] | mineralisation |  |  |  | sphalerite, chalcopyrite, pyrrhotite, pyrite, arsenopyrite |  |  | Sn-poor Epithermal |  |  |  | galena, bismuthinite, marcasite, iron oxides, pyroxene, actinolite, quartz | thin sections and polished blocks examined using optical microscope, BSE detector, and EDS prior to analysis | EMPA, LA-ICPMS | JEOL JXA-8230 electron probe microanalyzer; RESOlution-LR 193 nm ArF excimer laser ablation system coupled to an Agilent 7700x ICP-MS | Laboratory of Mineral Resources Research Center, Fuzhou University; Adelaide Microscopy, the University of Adelaide | EPMA point analysis: accelerating voltage 15 kV, beam current 20 nA, beam diameter ~5 μm; EPMA mapping: accelerating voltage 20 kV, working current 50 nA, dwell time ~10 ms; BSE imaging: accelerating voltage 20 kV, beam current 10 nA; LA-ICP-MS: energy density 3~3.5 J/cm2, spot sizes 29 to 51 μm, repetition rates 5 Hz (polished thin-section) and 10 Hz (polished blocks), ~30 s background acquisition, ~40 s sample data acquisition | STDGL3 (Danyushevsky et al. 2011) and GSD-1G (USGS) | 43.5619 | [19 empty] | 3060.1572 | [5 empty] | 8.8673 | [5 empty] | 292.9306 | [9 empty] | 596.5034 |  | 204.4589 |  |  |  | 1.3846 | [7 empty] | 0.55755 | [13 empty] | 1.514 | [15 empty] | 91.7774 | [17 empty] | 290.7933 | [9 empty] | 30.5693 | [32 empty] | 2025 |  |  | CHN | Tibet
| Lawu |  | Magmatic hydrothermal | Skarn | Cu-Pb-Zn skarn | Cu, Pb, Zn | In, Sn | Cu, Pb, Zn, In, Sn |  |  | fba26_hSp-13 | fba26_hSp-13 | underground mine |  |  |  |  | ore material | drill core | underground mining tunnels and drill cores | mineral separate | [5 empty] | mineralisation |  |  |  | sphalerite, chalcopyrite, pyrrhotite, pyrite, arsenopyrite |  |  | Sn-poor Epithermal |  |  |  | galena, bismuthinite, marcasite, iron oxides, pyroxene, actinolite, quartz | thin sections and polished blocks examined using optical microscope, BSE detector, and EDS prior to analysis | EMPA, LA-ICPMS | JEOL JXA-8230 electron probe microanalyzer; RESOlution-LR 193 nm ArF excimer laser ablation system coupled to an Agilent 7700x ICP-MS | Laboratory of Mineral Resources Research Center, Fuzhou University; Adelaide Microscopy, the University of Adelaide | EPMA point analysis: accelerating voltage 15 kV, beam current 20 nA, beam diameter ~5 μm; EPMA mapping: accelerating voltage 20 kV, working current 50 nA, dwell time ~10 ms; BSE imaging: accelerating voltage 20 kV, beam current 10 nA; LA-ICP-MS: energy density 3~3.5 J/cm2, spot sizes 29 to 51 μm, repetition rates 5 Hz (polished thin-section) and 10 Hz (polished blocks), ~30 s background acquisition, ~40 s sample data acquisition | STDGL3 (Danyushevsky et al. 2011) and GSD-1G (USGS) | 140.8968 | [19 empty] | 3399.5839 | [5 empty] | 8.6297 | [5 empty] | 2365.6763 | [9 empty] | 554.4594 |  | 745.0205 |  |  |  | 32.1222 | [7 empty] | 3.9526 | [13 empty] | 1.6367 | [15 empty] | 475.4964 | [17 empty] | 1630.6449 | [9 empty] | 335.7498 | [32 empty] | 2025 |  |  | CHN | Tibet
| Lawu |  | Magmatic hydrothermal | Skarn | Cu-Pb-Zn skarn | Cu, Pb, Zn | In, Sn | Cu, Pb, Zn, In, Sn |  |  | fba24_dSp-1 | fba24_dSp-1 | underground mine |  |  |  |  | ore material | drill core | underground mining tunnels and drill cores | mineral separate | [5 empty] | mineralisation |  |  |  | sphalerite, chalcopyrite, pyrrhotite, pyrite, arsenopyrite |  |  | Sn-poor Epithermal |  |  |  | galena, bismuthinite, marcasite, iron oxides, pyroxene, actinolite, quartz | thin sections and polished blocks examined using optical microscope, BSE detector, and EDS prior to analysis | EMPA, LA-ICPMS | JEOL JXA-8230 electron probe microanalyzer; RESOlution-LR 193 nm ArF excimer laser ablation system coupled to an Agilent 7700x ICP-MS | Laboratory of Mineral Resources Research Center, Fuzhou University; Adelaide Microscopy, the University of Adelaide | EPMA point analysis: accelerating voltage 15 kV, beam current 20 nA, beam diameter ~5 μm; EPMA mapping: accelerating voltage 20 kV, working current 50 nA, dwell time ~10 ms; BSE imaging: accelerating voltage 20 kV, beam current 10 nA; LA-ICP-MS: energy density 3~3.5 J/cm2, spot sizes 29 to 51 μm, repetition rates 5 Hz (polished thin-section) and 10 Hz (polished blocks), ~30 s background acquisition, ~40 s sample data acquisition | STDGL3 (Danyushevsky et al. 2011) and GSD-1G (USGS) | 749.0148 | [19 empty] | 3542.8883 | [5 empty] | 0.92848 | [5 empty] | 599.4418 | [9 empty] | 1452.1489 |  | 147.257 |  |  |  | 4.5339 | [7 empty] | 0.17828 | [13 empty] | 20.4925 | [15 empty] | 604.4856 | [17 empty] | 1118.4706 | [9 empty] | 2.4168 | [32 empty] | 2025 |  |  | CHN | Tibet
| Lawu |  | Magmatic hydrothermal | Skarn | Cu-Pb-Zn skarn | Cu, Pb, Zn | In, Sn | Cu, Pb, Zn, In, Sn |  |  | fba24_hSp-1 | fba24_hSp-1 | underground mine |  |  |  |  | ore material | drill core | underground mining tunnels and drill cores | mineral separate | [5 empty] | mineralisation |  |  |  | sphalerite, chalcopyrite, pyrrhotite, pyrite, arsenopyrite |  |  | Sn-poor Epithermal |  |  |  | galena, bismuthinite, marcasite, iron oxides, pyroxene, actinolite, quartz | thin sections and polished blocks examined using optical microscope, BSE detector, and EDS prior to analysis | EMPA, LA-ICPMS | JEOL JXA-8230 electron probe microanalyzer; RESOlution-LR 193 nm ArF excimer laser ablation system coupled to an Agilent 7700x ICP-MS | Laboratory of Mineral Resources Research Center, Fuzhou University; Adelaide Microscopy, the University of Adelaide | EPMA point analysis: accelerating voltage 15 kV, beam current 20 nA, beam diameter ~5 μm; EPMA mapping: accelerating voltage 20 kV, working current 50 nA, dwell time ~10 ms; BSE imaging: accelerating voltage 20 kV, beam current 10 nA; LA-ICP-MS: energy density 3~3.5 J/cm2, spot sizes 29 to 51 μm, repetition rates 5 Hz (polished thin-section) and 10 Hz (polished blocks), ~30 s background acquisition, ~40 s sample data acquisition | STDGL3 (Danyushevsky et al. 2011) and GSD-1G (USGS) | 64.5891 | [19 empty] | 3493.231 | [5 empty] | 15.5741 | [5 empty] | 502.232 | [9 empty] | 1038.2791 |  | 347.4985 |  |  |  | 6.4151 | [7 empty] | 0.051653 | [13 empty] | 1.4509 | [15 empty] | 80.7912 | [17 empty] | 522.7722 | [9 empty] | 1.6056 | [32 empty] | 2025 |  |  | CHN | Tibet
| Lawu |  | Magmatic hydrothermal | Skarn | Cu-Pb-Zn skarn | Cu, Pb, Zn | In, Sn | Cu, Pb, Zn, In, Sn |  |  | fba24_hSp-2 | fba24_hSp-2 | underground mine |  |  |  |  | ore material | drill core | underground mining tunnels and drill cores | mineral separate | [5 empty] | mineralisation |  |  |  | sphalerite, chalcopyrite, pyrrhotite, pyrite, arsenopyrite |  |  | Sn-poor Epithermal |  |  |  | galena, bismuthinite, marcasite, iron oxides, pyroxene, actinolite, quartz | thin sections and polished blocks examined using optical microscope, BSE detector, and EDS prior to analysis | EMPA, LA-ICPMS | JEOL JXA-8230 electron probe microanalyzer; RESOlution-LR 193 nm ArF excimer laser ablation system coupled to an Agilent 7700x ICP-MS | Laboratory of Mineral Resources Research Center, Fuzhou University; Adelaide Microscopy, the University of Adelaide | EPMA point analysis: accelerating voltage 15 kV, beam current 20 nA, beam diameter ~5 μm; EPMA mapping: accelerating voltage 20 kV, working current 50 nA, dwell time ~10 ms; BSE imaging: accelerating voltage 20 kV, beam current 10 nA; LA-ICP-MS: energy density 3~3.5 J/cm2, spot sizes 29 to 51 μm, repetition rates 5 Hz (polished thin-section) and 10 Hz (polished blocks), ~30 s background acquisition, ~40 s sample data acquisition | STDGL3 (Danyushevsky et al. 2011) and GSD-1G (USGS) | 120.5727 | [19 empty] | 1641.1689 | [5 empty] | 9.6809 | [5 empty] | 452.4436 | [9 empty] | 1625.5743 |  | 62.3716 |  |  |  | 8.1213 | [7 empty] | 0.023229 | [13 empty] | 5.2251 | [15 empty] | 142.1977 | [17 empty] | 643.6331 | [9 empty] | 3.0533 | [32 empty] | 2025 |  |  | CHN | Tibet
| Lawu |  | Magmatic hydrothermal | Skarn | Cu-Pb-Zn skarn | Cu, Pb, Zn | In, Sn | Cu, Pb, Zn, In, Sn |  |  | fba24_hSp-3 | fba24_hSp-3 | underground mine |  |  |  |  | ore material | drill core | underground mining tunnels and drill cores | mineral separate | [5 empty] | mineralisation |  |  |  | sphalerite, chalcopyrite, pyrrhotite, pyrite, arsenopyrite |  |  | Sn-poor Epithermal |  |  |  | galena, bismuthinite, marcasite, iron oxides, pyroxene, actinolite, quartz | thin sections and polished blocks examined using optical microscope, BSE detector, and EDS prior to analysis | EMPA, LA-ICPMS | JEOL JXA-8230 electron probe microanalyzer; RESOlution-LR 193 nm ArF excimer laser ablation system coupled to an Agilent 7700x ICP-MS | Laboratory of Mineral Resources Research Center, Fuzhou University; Adelaide Microscopy, the University of Adelaide | EPMA point analysis: accelerating voltage 15 kV, beam current 20 nA, beam diameter ~5 μm; EPMA mapping: accelerating voltage 20 kV, working current 50 nA, dwell time ~10 ms; BSE imaging: accelerating voltage 20 kV, beam current 10 nA; LA-ICP-MS: energy density 3~3.5 J/cm2, spot sizes 29 to 51 μm, repetition rates 5 Hz (polished thin-section) and 10 Hz (polished blocks), ~30 s background acquisition, ~40 s sample data acquisition | STDGL3 (Danyushevsky et al. 2011) and GSD-1G (USGS) | 91.9424 | [19 empty] | 7724.3456 | [5 empty] | 31.3926 | [5 empty] | 731.6738 | [9 empty] | 1889.8855 |  | 421.8239 |  |  |  | 40.2007 | [7 empty] | 3.7969 | [13 empty] | 2.8997 | [15 empty] | 159.3181 | [17 empty] | 666.4498 | [9 empty] | 35.5381 | [32 empty] | 2025 |  |  | CHN | Tibet
| Lawu |  | Magmatic hydrothermal | Skarn | Cu-Pb-Zn skarn | Cu, Pb, Zn | In, Sn | Cu, Pb, Zn, In, Sn |  |  | 2019- TO-05-KK-50 (slC)-1 | 2019- TO-05-KK-50 (slC)-1 | underground mine |  |  |  |  | ore material | drill core | underground mining tunnels and drill cores | mineral separate | [5 empty] | mineralisation |  |  |  | sphalerite, chalcopyrite, pyrrhotite, pyrite, arsenopyrite |  |  | Sn-poor Epithermal |  |  |  | galena, bismuthinite, marcasite, iron oxides, pyroxene, actinolite, quartz | thin sections and polished blocks examined using optical microscope, BSE detector, and EDS prior to analysis | EMPA, LA-ICPMS | JEOL JXA-8230 electron probe microanalyzer; RESOlution-LR 193 nm ArF excimer laser ablation system coupled to an Agilent 7700x ICP-MS | Laboratory of Mineral Resources Research Center, Fuzhou University; Adelaide Microscopy, the University of Adelaide | EPMA point analysis: accelerating voltage 15 kV, beam current 20 nA, beam diameter ~5 μm; EPMA mapping: accelerating voltage 20 kV, working current 50 nA, dwell time ~10 ms; BSE imaging: accelerating voltage 20 kV, beam current 10 nA; LA-ICP-MS: energy density 3~3.5 J/cm2, spot sizes 29 to 51 μm, repetition rates 5 Hz (polished thin-section) and 10 Hz (polished blocks), ~30 s background acquisition, ~40 s sample data acquisition | STDGL3 (Danyushevsky et al. 2011) and GSD-1G (USGS) | 3.9908 | [19 empty] | 4073.2966 | [5 empty] | 0.045773 | [5 empty] | 2893.1285 | [9 empty] | 204.5309 |  | 1414.6576 |  |  |  | 1.0989 | [7 empty] | 1190.6617 | [13 empty] | 1984.5502 | [15 empty] | 0.5435 | [17 empty] | 0.12832 | [9 empty] | 0.47076 | [32 empty] | 2025 |  |  | CHN | Tibet
| Lawu |  | Magmatic hydrothermal | Skarn | Cu-Pb-Zn skarn | Cu, Pb, Zn | In, Sn | Cu, Pb, Zn, In, Sn |  |  | 2019- TO-05-KK-50 (slC)-2 | 2019- TO-05-KK-50 (slC)-2 | underground mine |  |  |  |  | ore material | drill core | underground mining tunnels and drill cores | mineral separate | [5 empty] | mineralisation |  |  |  | sphalerite, chalcopyrite, pyrrhotite, pyrite, arsenopyrite |  |  | Sn-poor Epithermal |  |  |  | galena, bismuthinite, marcasite, iron oxides, pyroxene, actinolite, quartz | thin sections and polished blocks examined using optical microscope, BSE detector, and EDS prior to analysis | EMPA, LA-ICPMS | JEOL JXA-8230 electron probe microanalyzer; RESOlution-LR 193 nm ArF excimer laser ablation system coupled to an Agilent 7700x ICP-MS | Laboratory of Mineral Resources Research Center, Fuzhou University; Adelaide Microscopy, the University of Adelaide | EPMA point analysis: accelerating voltage 15 kV, beam current 20 nA, beam diameter ~5 μm; EPMA mapping: accelerating voltage 20 kV, working current 50 nA, dwell time ~10 ms; BSE imaging: accelerating voltage 20 kV, beam current 10 nA; LA-ICP-MS: energy density 3~3.5 J/cm2, spot sizes 29 to 51 μm, repetition rates 5 Hz (polished thin-section) and 10 Hz (polished blocks), ~30 s background acquisition, ~40 s sample data acquisition | STDGL3 (Danyushevsky et al. 2011) and GSD-1G (USGS) | 6.7053 | [19 empty] | 3951.0215 | [5 empty] | 0.07475 | [5 empty] | 3124.5492 | [9 empty] | 66.3085 |  | 1123.4275 |  |  |  | 1.2448 | [7 empty] | 1456.3268 | [13 empty] | 4694.2452 | [15 empty] | 3.3973 | [17 empty] | 0.43025 | [9 empty] | 2.8148 | [32 empty] | 2025 |  |  | CHN | Tibet
| Lawu |  | Magmatic hydrothermal | Skarn | Cu-Pb-Zn skarn | Cu, Pb, Zn | In, Sn | Cu, Pb, Zn, In, Sn |  |  | 2019- TO-05-KK-50 (slC)-3 | 2019- TO-05-KK-50 (slC)-3 | underground mine |  |  |  |  | ore material | drill core | underground mining tunnels and drill cores | mineral separate | [5 empty] | mineralisation |  |  |  | sphalerite, chalcopyrite, pyrrhotite, pyrite, arsenopyrite |  |  | Sn-poor Epithermal |  |  |  | galena, bismuthinite, marcasite, iron oxides, pyroxene, actinolite, quartz | thin sections and polished blocks examined using optical microscope, BSE detector, and EDS prior to analysis | EMPA, LA-ICPMS | JEOL JXA-8230 electron probe microanalyzer; RESOlution-LR 193 nm ArF excimer laser ablation system coupled to an Agilent 7700x ICP-MS | Laboratory of Mineral Resources Research Center, Fuzhou University; Adelaide Microscopy, the University of Adelaide | EPMA point analysis: accelerating voltage 15 kV, beam current 20 nA, beam diameter ~5 μm; EPMA mapping: accelerating voltage 20 kV, working current 50 nA, dwell time ~10 ms; BSE imaging: accelerating voltage 20 kV, beam current 10 nA; LA-ICP-MS: energy density 3~3.5 J/cm2, spot sizes 29 to 51 μm, repetition rates 5 Hz (polished thin-section) and 10 Hz (polished blocks), ~30 s background acquisition, ~40 s sample data acquisition | STDGL3 (Danyushevsky et al. 2011) and GSD-1G (USGS) | 6.2975 | [19 empty] | 3897.1087 | [5 empty] | 0.05799 | [5 empty] | 2258.9519 | [9 empty] | 97.6586 |  | 726.3791 |  |  |  | 0.87863 | [7 empty] | 1080.8649 | [13 empty] | 4663.1141 | [15 empty] | 1.9394 | [17 empty] | 0.13639 | [9 empty] | 3.4121 | [32 empty] | 2025 |  |  | CHN | Tibet
| Lawu |  | Magmatic hydrothermal | Skarn | Cu-Pb-Zn skarn | Cu, Pb, Zn | In, Sn | Cu, Pb, Zn, In, Sn |  |  | 2019- TO-05-KK-50 (slC)-4 | 2019- TO-05-KK-50 (slC)-4 | underground mine |  |  |  |  | ore material | drill core | underground mining tunnels and drill cores | mineral separate | [5 empty] | mineralisation |  |  |  | sphalerite, chalcopyrite, pyrrhotite, pyrite, arsenopyrite |  |  | Sn-poor Epithermal |  |  |  | galena, bismuthinite, marcasite, iron oxides, pyroxene, actinolite, quartz | thin sections and polished blocks examined using optical microscope, BSE detector, and EDS prior to analysis | EMPA, LA-ICPMS | JEOL JXA-8230 electron probe microanalyzer; RESOlution-LR 193 nm ArF excimer laser ablation system coupled to an Agilent 7700x ICP-MS | Laboratory of Mineral Resources Research Center, Fuzhou University; Adelaide Microscopy, the University of Adelaide | EPMA point analysis: accelerating voltage 15 kV, beam current 20 nA, beam diameter ~5 μm; EPMA mapping: accelerating voltage 20 kV, working current 50 nA, dwell time ~10 ms; BSE imaging: accelerating voltage 20 kV, beam current 10 nA; LA-ICP-MS: energy density 3~3.5 J/cm2, spot sizes 29 to 51 μm, repetition rates 5 Hz (polished thin-section) and 10 Hz (polished blocks), ~30 s background acquisition, ~40 s sample data acquisition | STDGL3 (Danyushevsky et al. 2011) and GSD-1G (USGS) | 3.9326 | [19 empty] | 3634.606 | [5 empty] | 0.10595 | [5 empty] | 1001.4507 | [9 empty] | 173.5543 |  | 686.1376 |  |  |  | 2.3004 | [7 empty] | 144.6363 | [13 empty] | 2255.6967 | [15 empty] | 2.5631 | [17 empty] | 0.36136 | [9 empty] | 8.1417 | [32 empty] | 2025 |  |  | CHN | Tibet
| Lawu |  | Magmatic hydrothermal | Skarn | Cu-Pb-Zn skarn | Cu, Pb, Zn | In, Sn | Cu, Pb, Zn, In, Sn |  |  | 2019- TO-05-KK-50 (slC)-5 | 2019- TO-05-KK-50 (slC)-5 | underground mine |  |  |  |  | ore material | drill core | underground mining tunnels and drill cores | mineral separate | [5 empty] | mineralisation |  |  |  | sphalerite, chalcopyrite, pyrrhotite, pyrite, arsenopyrite |  |  | Sn-poor Epithermal |  |  |  | galena, bismuthinite, marcasite, iron oxides, pyroxene, actinolite, quartz | thin sections and polished blocks examined using optical microscope, BSE detector, and EDS prior to analysis | EMPA, LA-ICPMS | JEOL JXA-8230 electron probe microanalyzer; RESOlution-LR 193 nm ArF excimer laser ablation system coupled to an Agilent 7700x ICP-MS | Laboratory of Mineral Resources Research Center, Fuzhou University; Adelaide Microscopy, the University of Adelaide | EPMA point analysis: accelerating voltage 15 kV, beam current 20 nA, beam diameter ~5 μm; EPMA mapping: accelerating voltage 20 kV, working current 50 nA, dwell time ~10 ms; BSE imaging: accelerating voltage 20 kV, beam current 10 nA; LA-ICP-MS: energy density 3~3.5 J/cm2, spot sizes 29 to 51 μm, repetition rates 5 Hz (polished thin-section) and 10 Hz (polished blocks), ~30 s background acquisition, ~40 s sample data acquisition | STDGL3 (Danyushevsky et al. 2011) and GSD-1G (USGS) | 4.3171 | [19 empty] | 3707.5904 | [5 empty] | 0.042752 | [5 empty] | 2271.0321 | [9 empty] | 72.054 |  | 838.5799 |  |  |  | 1.6095 | [7 empty] | 1349.2453 | [13 empty] | 5447.6822 | [15 empty] | 2.6505 | [17 empty] | 0.081809 | [9 empty] | 1.7852 | [32 empty] | 2025 |  |  | CHN | Tibet
| Lawu |  | Magmatic hydrothermal | Skarn | Cu-Pb-Zn skarn | Cu, Pb, Zn | In, Sn | Cu, Pb, Zn, In, Sn |  |  | 2019- TO-05-KK-50 (slC)-6 | 2019- TO-05-KK-50 (slC)-6 | underground mine |  |  |  |  | ore material | drill core | underground mining tunnels and drill cores | mineral separate | [5 empty] | mineralisation |  |  |  | sphalerite, chalcopyrite, pyrrhotite, pyrite, arsenopyrite |  |  | Sn-poor Epithermal |  |  |  | galena, bismuthinite, marcasite, iron oxides, pyroxene, actinolite, quartz | thin sections and polished blocks examined using optical microscope, BSE detector, and EDS prior to analysis | EMPA, LA-ICPMS | JEOL JXA-8230 electron probe microanalyzer; RESOlution-LR 193 nm ArF excimer laser ablation system coupled to an Agilent 7700x ICP-MS | Laboratory of Mineral Resources Research Center, Fuzhou University; Adelaide Microscopy, the University of Adelaide | EPMA point analysis: accelerating voltage 15 kV, beam current 20 nA, beam diameter ~5 μm; EPMA mapping: accelerating voltage 20 kV, working current 50 nA, dwell time ~10 ms; BSE imaging: accelerating voltage 20 kV, beam current 10 nA; LA-ICP-MS: energy density 3~3.5 J/cm2, spot sizes 29 to 51 μm, repetition rates 5 Hz (polished thin-section) and 10 Hz (polished blocks), ~30 s background acquisition, ~40 s sample data acquisition | STDGL3 (Danyushevsky et al. 2011) and GSD-1G (USGS) | 4.4059 | [19 empty] | 3713.0874 | [5 empty] | 0.045845 | [5 empty] | 1282.757 | [9 empty] | 230.582 |  | 645.9034 |  |  |  | 1.7442 | [7 empty] | 370.9728 | [13 empty] | 3019.8357 | [15 empty] | 1.3053 | [17 empty] | 2.1303 | [9 empty] | 3.3535 | [32 empty] | 2025 |  |  | CHN | Tibet
| Lawu |  | Magmatic hydrothermal | Skarn | Cu-Pb-Zn skarn | Cu, Pb, Zn | In, Sn | Cu, Pb, Zn, In, Sn |  |  | 2019- TO-05-KK-50 (slC)-7 | 2019- TO-05-KK-50 (slC)-7 | underground mine |  |  |  |  | ore material | drill core | underground mining tunnels and drill cores | mineral separate | [5 empty] | mineralisation |  |  |  | sphalerite, chalcopyrite, pyrrhotite, pyrite, arsenopyrite |  |  | Sn-poor Epithermal |  |  |  | galena, bismuthinite, marcasite, iron oxides, pyroxene, actinolite, quartz | thin sections and polished blocks examined using optical microscope, BSE detector, and EDS prior to analysis | EMPA, LA-ICPMS | JEOL JXA-8230 electron probe microanalyzer; RESOlution-LR 193 nm ArF excimer laser ablation system coupled to an Agilent 7700x ICP-MS | Laboratory of Mineral Resources Research Center, Fuzhou University; Adelaide Microscopy, the University of Adelaide | EPMA point analysis: accelerating voltage 15 kV, beam current 20 nA, beam diameter ~5 μm; EPMA mapping: accelerating voltage 20 kV, working current 50 nA, dwell time ~10 ms; BSE imaging: accelerating voltage 20 kV, beam current 10 nA; LA-ICP-MS: energy density 3~3.5 J/cm2, spot sizes 29 to 51 μm, repetition rates 5 Hz (polished thin-section) and 10 Hz (polished blocks), ~30 s background acquisition, ~40 s sample data acquisition | STDGL3 (Danyushevsky et al. 2011) and GSD-1G (USGS) | 4.7414 | [19 empty] | 4366.7257 | [5 empty] | 0.050948 | [5 empty] | 3270.2761 | [9 empty] | 120.8656 |  | 1738.9303 |  |  |  | 4.1625 | [7 empty] | 1233.0375 | [13 empty] | 520.6207 | [15 empty] | 0.87919 | [17 empty] | 0.26277 | [9 empty] | 0.44432 | [32 empty] | 2025 |  |  | CHN | Tibet
| Lawu |  | Magmatic hydrothermal | Skarn | Cu-Pb-Zn skarn | Cu, Pb, Zn | In, Sn | Cu, Pb, Zn, In, Sn |  |  | 2019-MOR-44 (slC1)-1 | 2019-MOR-44 (slC1)-1 | underground mine |  |  |  |  | ore material | drill core | underground mining tunnels and drill cores | mineral separate | [5 empty] | mineralisation |  |  |  | sphalerite, chalcopyrite, pyrrhotite, pyrite, arsenopyrite |  |  | Sn-poor Epithermal |  |  |  | galena, bismuthinite, marcasite, iron oxides, pyroxene, actinolite, quartz | thin sections and polished blocks examined using optical microscope, BSE detector, and EDS prior to analysis | EMPA, LA-ICPMS | JEOL JXA-8230 electron probe microanalyzer; RESOlution-LR 193 nm ArF excimer laser ablation system coupled to an Agilent 7700x ICP-MS | Laboratory of Mineral Resources Research Center, Fuzhou University; Adelaide Microscopy, the University of Adelaide | EPMA point analysis: accelerating voltage 15 kV, beam current 20 nA, beam diameter ~5 μm; EPMA mapping: accelerating voltage 20 kV, working current 50 nA, dwell time ~10 ms; BSE imaging: accelerating voltage 20 kV, beam current 10 nA; LA-ICP-MS: energy density 3~3.5 J/cm2, spot sizes 29 to 51 μm, repetition rates 5 Hz (polished thin-section) and 10 Hz (polished blocks), ~30 s background acquisition, ~40 s sample data acquisition | STDGL3 (Danyushevsky et al. 2011) and GSD-1G (USGS) | 2.0106 | [19 empty] | 1954.1249 | [5 empty] | 0.061833 | [5 empty] | 110.0768 | [9 empty] | 18151.4863 |  | 0.33072 |  |  |  | 0.23129 | [7 empty] | 75.1524 | [13 empty] | 1585.9357 | [15 empty] | 0.59928 | [17 empty] | 0.01 | [9 empty] | 0.038838 | [32 empty] | 2025 |  |  | CHN | Tibet
| Lawu |  | Magmatic hydrothermal | Skarn | Cu-Pb-Zn skarn | Cu, Pb, Zn | In, Sn | Cu, Pb, Zn, In, Sn |  |  | 2019-MOR-44 (slC1)-2 | 2019-MOR-44 (slC1)-2 | underground mine |  |  |  |  | ore material | drill core | underground mining tunnels and drill cores | mineral separate | [5 empty] | mineralisation |  |  |  | sphalerite, chalcopyrite, pyrrhotite, pyrite, arsenopyrite |  |  | Sn-poor Epithermal |  |  |  | galena, bismuthinite, marcasite, iron oxides, pyroxene, actinolite, quartz | thin sections and polished blocks examined using optical microscope, BSE detector, and EDS prior to analysis | EMPA, LA-ICPMS | JEOL JXA-8230 electron probe microanalyzer; RESOlution-LR 193 nm ArF excimer laser ablation system coupled to an Agilent 7700x ICP-MS | Laboratory of Mineral Resources Research Center, Fuzhou University; Adelaide Microscopy, the University of Adelaide | EPMA point analysis: accelerating voltage 15 kV, beam current 20 nA, beam diameter ~5 μm; EPMA mapping: accelerating voltage 20 kV, working current 50 nA, dwell time ~10 ms; BSE imaging: accelerating voltage 20 kV, beam current 10 nA; LA-ICP-MS: energy density 3~3.5 J/cm2, spot sizes 29 to 51 μm, repetition rates 5 Hz (polished thin-section) and 10 Hz (polished blocks), ~30 s background acquisition, ~40 s sample data acquisition | STDGL3 (Danyushevsky et al. 2011) and GSD-1G (USGS) | 1.7079 | [19 empty] | 1915.3038 | [5 empty] | 0.066537 | [5 empty] | 77.4326 | [9 empty] | 16971.4859 |  | 0.40855 |  |  |  | 0.21867 | [7 empty] | 72.7115 | [13 empty] | 1500.9203 | [15 empty] | 0.20641 | [17 empty] | 0.01 | [9 empty] | 0.042879 | [32 empty] | 2025 |  |  | CHN | Tibet
| Lawu |  | Magmatic hydrothermal | Skarn | Cu-Pb-Zn skarn | Cu, Pb, Zn | In, Sn | Cu, Pb, Zn, In, Sn |  |  | 2019-MOR-41 (slC1)-1 | 2019-MOR-41 (slC1)-1 | underground mine |  |  |  |  | ore material | drill core | underground mining tunnels and drill cores | mineral separate | [5 empty] | mineralisation |  |  |  | sphalerite, chalcopyrite, pyrrhotite, pyrite, arsenopyrite |  |  | Sn-poor Epithermal |  |  |  | galena, bismuthinite, marcasite, iron oxides, pyroxene, actinolite, quartz | thin sections and polished blocks examined using optical microscope, BSE detector, and EDS prior to analysis | EMPA, LA-ICPMS | JEOL JXA-8230 electron probe microanalyzer; RESOlution-LR 193 nm ArF excimer laser ablation system coupled to an Agilent 7700x ICP-MS | Laboratory of Mineral Resources Research Center, Fuzhou University; Adelaide Microscopy, the University of Adelaide | EPMA point analysis: accelerating voltage 15 kV, beam current 20 nA, beam diameter ~5 μm; EPMA mapping: accelerating voltage 20 kV, working current 50 nA, dwell time ~10 ms; BSE imaging: accelerating voltage 20 kV, beam current 10 nA; LA-ICP-MS: energy density 3~3.5 J/cm2, spot sizes 29 to 51 μm, repetition rates 5 Hz (polished thin-section) and 10 Hz (polished blocks), ~30 s background acquisition, ~40 s sample data acquisition | STDGL3 (Danyushevsky et al. 2011) and GSD-1G (USGS) | 2.4909 | [19 empty] | 1990.0355 | [5 empty] | 12.6966 | [5 empty] | 68.9268 | [9 empty] | 13361.1789 |  | 1.1254 |  |  |  | 0.22845 | [7 empty] | 49.3998 | [13 empty] | 532.1534 | [15 empty] | 0.67543 | [17 empty] | 0.068591 | [9 empty] | 0.22696 | [32 empty] | 2025 |  |  | CHN | Tibet
| Lawu |  | Magmatic hydrothermal | Skarn | Cu-Pb-Zn skarn | Cu, Pb, Zn | In, Sn | Cu, Pb, Zn, In, Sn |  |  | 2019-MOR-41 (slC1)-2 | 2019-MOR-41 (slC1)-2 | underground mine |  |  |  |  | ore material | drill core | underground mining tunnels and drill cores | mineral separate | [5 empty] | mineralisation |  |  |  | sphalerite, chalcopyrite, pyrrhotite, pyrite, arsenopyrite |  |  | Sn-poor Epithermal |  |  |  | galena, bismuthinite, marcasite, iron oxides, pyroxene, actinolite, quartz | thin sections and polished blocks examined using optical microscope, BSE detector, and EDS prior to analysis | EMPA, LA-ICPMS | JEOL JXA-8230 electron probe microanalyzer; RESOlution-LR 193 nm ArF excimer laser ablation system coupled to an Agilent 7700x ICP-MS | Laboratory of Mineral Resources Research Center, Fuzhou University; Adelaide Microscopy, the University of Adelaide | EPMA point analysis: accelerating voltage 15 kV, beam current 20 nA, beam diameter ~5 μm; EPMA mapping: accelerating voltage 20 kV, working current 50 nA, dwell time ~10 ms; BSE imaging: accelerating voltage 20 kV, beam current 10 nA; LA-ICP-MS: energy density 3~3.5 J/cm2, spot sizes 29 to 51 μm, repetition rates 5 Hz (polished thin-section) and 10 Hz (polished blocks), ~30 s background acquisition, ~40 s sample data acquisition | STDGL3 (Danyushevsky et al. 2011) and GSD-1G (USGS) | 2.4723 | [19 empty] | 1985.6671 | [5 empty] | 7.0795 | [5 empty] | 59.5235 | [9 empty] | 13502.7521 |  | 1.1311 |  |  |  | 0.15102 | [7 empty] | 48.3465 | [13 empty] | 543.0342 | [15 empty] | 0.18571 | [17 empty] | 0.064189 | [9 empty] | 0.45429 | [32 empty] | 2025 |  |  | CHN | Tibet
| Lawu |  | Magmatic hydrothermal | Skarn | Cu-Pb-Zn skarn | Cu, Pb, Zn | In, Sn | Cu, Pb, Zn, In, Sn |  |  | 2019-MOR-42 (slC1)-1 | 2019-MOR-42 (slC1)-1 | underground mine |  |  |  |  | ore material | drill core | underground mining tunnels and drill cores | mineral separate | [5 empty] | mineralisation |  |  |  | sphalerite, chalcopyrite, pyrrhotite, pyrite, arsenopyrite |  |  | Sn-poor Epithermal |  |  |  | galena, bismuthinite, marcasite, iron oxides, pyroxene, actinolite, quartz | thin sections and polished blocks examined using optical microscope, BSE detector, and EDS prior to analysis | EMPA, LA-ICPMS | JEOL JXA-8230 electron probe microanalyzer; RESOlution-LR 193 nm ArF excimer laser ablation system coupled to an Agilent 7700x ICP-MS | Laboratory of Mineral Resources Research Center, Fuzhou University; Adelaide Microscopy, the University of Adelaide | EPMA point analysis: accelerating voltage 15 kV, beam current 20 nA, beam diameter ~5 μm; EPMA mapping: accelerating voltage 20 kV, working current 50 nA, dwell time ~10 ms; BSE imaging: accelerating voltage 20 kV, beam current 10 nA; LA-ICP-MS: energy density 3~3.5 J/cm2, spot sizes 29 to 51 μm, repetition rates 5 Hz (polished thin-section) and 10 Hz (polished blocks), ~30 s background acquisition, ~40 s sample data acquisition | STDGL3 (Danyushevsky et al. 2011) and GSD-1G (USGS) | 3.2043 | [19 empty] | 1997.2907 | [5 empty] | 3.9028 | [5 empty] | 82.3776 | [9 empty] | 27002.8563 |  | 3.9624 |  |  |  | 0.19372 | [7 empty] | 45.349 | [13 empty] | 1809.0364 | [15 empty] | 0.23735 | [17 empty] | 0.036239 | [9 empty] | 3.2054 | [32 empty] | 2025 |  |  | CHN | Tibet
| Lawu |  | Magmatic hydrothermal | Skarn | Cu-Pb-Zn skarn | Cu, Pb, Zn | In, Sn | Cu, Pb, Zn, In, Sn |  |  | 2019-MOR-42 (slC1)-2 | 2019-MOR-42 (slC1)-2 | underground mine |  |  |  |  | ore material | drill core | underground mining tunnels and drill cores | mineral separate | [5 empty] | mineralisation |  |  |  | sphalerite, chalcopyrite, pyrrhotite, pyrite, arsenopyrite |  |  | Sn-poor Epithermal |  |  |  | galena, bismuthinite, marcasite, iron oxides, pyroxene, actinolite, quartz | thin sections and polished blocks examined using optical microscope, BSE detector, and EDS prior to analysis | EMPA, LA-ICPMS | JEOL JXA-8230 electron probe microanalyzer; RESOlution-LR 193 nm ArF excimer laser ablation system coupled to an Agilent 7700x ICP-MS | Laboratory of Mineral Resources Research Center, Fuzhou University; Adelaide Microscopy, the University of Adelaide | EPMA point analysis: accelerating voltage 15 kV, beam current 20 nA, beam diameter ~5 μm; EPMA mapping: accelerating voltage 20 kV, working current 50 nA, dwell time ~10 ms; BSE imaging: accelerating voltage 20 kV, beam current 10 nA; LA-ICP-MS: energy density 3~3.5 J/cm2, spot sizes 29 to 51 μm, repetition rates 5 Hz (polished thin-section) and 10 Hz (polished blocks), ~30 s background acquisition, ~40 s sample data acquisition | STDGL3 (Danyushevsky et al. 2011) and GSD-1G (USGS) | 3.5576 | [19 empty] | 2033.5152 | [5 empty] | 2.6516 | [5 empty] | 167.8676 | [9 empty] | 25985.0656 |  | 7.3193 |  |  |  | 0.20012 | [7 empty] | 49.5068 | [13 empty] | 1771.7575 | [15 empty] | 0.84846 | [17 empty] | 0.050882 | [9 empty] | 1.1102 | [32 empty] | 2025 |  |  | CHN | Tibet
| Lawu |  | Magmatic hydrothermal | Skarn | Cu-Pb-Zn skarn | Cu, Pb, Zn | In, Sn | Cu, Pb, Zn, In, Sn |  |  | 2019-MOR-42 (slC1)-3 | 2019-MOR-42 (slC1)-3 | underground mine |  |  |  |  | ore material | drill core | underground mining tunnels and drill cores | mineral separate | [5 empty] | mineralisation |  |  |  | sphalerite, chalcopyrite, pyrrhotite, pyrite, arsenopyrite |  |  | Sn-poor Epithermal |  |  |  | galena, bismuthinite, marcasite, iron oxides, pyroxene, actinolite, quartz | thin sections and polished blocks examined using optical microscope, BSE detector, and EDS prior to analysis | EMPA, LA-ICPMS | JEOL JXA-8230 electron probe microanalyzer; RESOlution-LR 193 nm ArF excimer laser ablation system coupled to an Agilent 7700x ICP-MS | Laboratory of Mineral Resources Research Center, Fuzhou University; Adelaide Microscopy, the University of Adelaide | EPMA point analysis: accelerating voltage 15 kV, beam current 20 nA, beam diameter ~5 μm; EPMA mapping: accelerating voltage 20 kV, working current 50 nA, dwell time ~10 ms; BSE imaging: accelerating voltage 20 kV, beam current 10 nA; LA-ICP-MS: energy density 3~3.5 J/cm2, spot sizes 29 to 51 μm, repetition rates 5 Hz (polished thin-section) and 10 Hz (polished blocks), ~30 s background acquisition, ~40 s sample data acquisition | STDGL3 (Danyushevsky et al. 2011) and GSD-1G (USGS) | 4.0436 | [19 empty] | 1965.7903 | [5 empty] | 1.6696 | [5 empty] | 89.1086 | [9 empty] | 23340.2088 |  | 5.4914 |  |  |  | 0.14235 | [7 empty] | 47.9854 | [13 empty] | 1677.2145 | [15 empty] | 2.9926 | [17 empty] | 0.037296 | [9 empty] | 0.59338 | [32 empty] | 2025 |  |  | CHN | Tibet
| Lawu |  | Magmatic hydrothermal | Skarn | Cu-Pb-Zn skarn | Cu, Pb, Zn | In, Sn | Cu, Pb, Zn, In, Sn |  |  | 2019-MOR-42 (slC1)-4 | 2019-MOR-42 (slC1)-4 | underground mine |  |  |  |  | ore material | drill core | underground mining tunnels and drill cores | mineral separate | [5 empty] | mineralisation |  |  |  | sphalerite, chalcopyrite, pyrrhotite, pyrite, arsenopyrite |  |  | Sn-poor Epithermal |  |  |  | galena, bismuthinite, marcasite, iron oxides, pyroxene, actinolite, quartz | thin sections and polished blocks examined using optical microscope, BSE detector, and EDS prior to analysis | EMPA, LA-ICPMS | JEOL JXA-8230 electron probe microanalyzer; RESOlution-LR 193 nm ArF excimer laser ablation system coupled to an Agilent 7700x ICP-MS | Laboratory of Mineral Resources Research Center, Fuzhou University; Adelaide Microscopy, the University of Adelaide | EPMA point analysis: accelerating voltage 15 kV, beam current 20 nA, beam diameter ~5 μm; EPMA mapping: accelerating voltage 20 kV, working current 50 nA, dwell time ~10 ms; BSE imaging: accelerating voltage 20 kV, beam current 10 nA; LA-ICP-MS: energy density 3~3.5 J/cm2, spot sizes 29 to 51 μm, repetition rates 5 Hz (polished thin-section) and 10 Hz (polished blocks), ~30 s background acquisition, ~40 s sample data acquisition | STDGL3 (Danyushevsky et al. 2011) and GSD-1G (USGS) | 2.3145 | [19 empty] | 1892.624 | [5 empty] | 0.31846 | [5 empty] | 49.8558 | [9 empty] | 22168.7531 |  | 6.323 |  |  |  | 0.15096 | [7 empty] | 49.4257 | [13 empty] | 1572.9663 | [15 empty] | 0.43462 | [17 empty] | 0.037184 | [9 empty] | 0.30692 | [32 empty] | 2025 |  |  | CHN | Tibet
| Lawu |  | Magmatic hydrothermal | Skarn | Cu-Pb-Zn skarn | Cu, Pb, Zn | In, Sn | Cu, Pb, Zn, In, Sn |  |  | 2019-MOR-44 (slC2)-1 | 2019-MOR-44 (slC2)-1 | underground mine |  |  |  |  | ore material | drill core | underground mining tunnels and drill cores | mineral separate | [5 empty] | mineralisation |  |  |  | sphalerite, chalcopyrite, pyrrhotite, pyrite, arsenopyrite |  |  | Sn-poor Epithermal |  |  |  | galena, bismuthinite, marcasite, iron oxides, pyroxene, actinolite, quartz | thin sections and polished blocks examined using optical microscope, BSE detector, and EDS prior to analysis | EMPA, LA-ICPMS | JEOL JXA-8230 electron probe microanalyzer; RESOlution-LR 193 nm ArF excimer laser ablation system coupled to an Agilent 7700x ICP-MS | Laboratory of Mineral Resources Research Center, Fuzhou University; Adelaide Microscopy, the University of Adelaide | EPMA point analysis: accelerating voltage 15 kV, beam current 20 nA, beam diameter ~5 μm; EPMA mapping: accelerating voltage 20 kV, working current 50 nA, dwell time ~10 ms; BSE imaging: accelerating voltage 20 kV, beam current 10 nA; LA-ICP-MS: energy density 3~3.5 J/cm2, spot sizes 29 to 51 μm, repetition rates 5 Hz (polished thin-section) and 10 Hz (polished blocks), ~30 s background acquisition, ~40 s sample data acquisition | STDGL3 (Danyushevsky et al. 2011) and GSD-1G (USGS) | 1.965 | [19 empty] | 1954.6227 | [5 empty] | 0.048893 | [5 empty] | 96.4835 | [9 empty] | 20465.6109 |  | 1.0107 |  |  |  | 0.15176 | [7 empty] | 70.127 | [13 empty] | 1622.0946 | [15 empty] | 0.51737 | [17 empty] | 0.029409 | [9 empty] | 0.92862 | [32 empty] | 2025 |  |  | CHN | Tibet
| Lawu |  | Magmatic hydrothermal | Skarn | Cu-Pb-Zn skarn | Cu, Pb, Zn | In, Sn | Cu, Pb, Zn, In, Sn |  |  | 2019-MOR-44 (slC2)-2 | 2019-MOR-44 (slC2)-2 | underground mine |  |  |  |  | ore material | drill core | underground mining tunnels and drill cores | mineral separate | [5 empty] | mineralisation |  |  |  | sphalerite, chalcopyrite, pyrrhotite, pyrite, arsenopyrite |  |  | Sn-poor Epithermal |  |  |  | galena, bismuthinite, marcasite, iron oxides, pyroxene, actinolite, quartz | thin sections and polished blocks examined using optical microscope, BSE detector, and EDS prior to analysis | EMPA, LA-ICPMS | JEOL JXA-8230 electron probe microanalyzer; RESOlution-LR 193 nm ArF excimer laser ablation system coupled to an Agilent 7700x ICP-MS | Laboratory of Mineral Resources Research Center, Fuzhou University; Adelaide Microscopy, the University of Adelaide | EPMA point analysis: accelerating voltage 15 kV, beam current 20 nA, beam diameter ~5 μm; EPMA mapping: accelerating voltage 20 kV, working current 50 nA, dwell time ~10 ms; BSE imaging: accelerating voltage 20 kV, beam current 10 nA; LA-ICP-MS: energy density 3~3.5 J/cm2, spot sizes 29 to 51 μm, repetition rates 5 Hz (polished thin-section) and 10 Hz (polished blocks), ~30 s background acquisition, ~40 s sample data acquisition | STDGL3 (Danyushevsky et al. 2011) and GSD-1G (USGS) | 2.1832 | [19 empty] | 1904.9317 | [5 empty] | 0.04974 | [5 empty] | 103.9435 | [9 empty] | 17617.2567 |  | 0.78329 |  |  |  | 0.14779 | [7 empty] | 72.4551 | [13 empty] | 1564.0794 | [15 empty] | 0.75967 | [17 empty] | 0.026978 | [9 empty] | 0.41661 | [32 empty] | 2025 |  |  | CHN | Tibet
| Lawu |  | Magmatic hydrothermal | Skarn | Cu-Pb-Zn skarn | Cu, Pb, Zn | In, Sn | Cu, Pb, Zn, In, Sn |  |  | 2019-MOR-44 (slC2)-3 | 2019-MOR-44 (slC2)-3 | underground mine |  |  |  |  | ore material | drill core | underground mining tunnels and drill cores | mineral separate | [5 empty] | mineralisation |  |  |  | sphalerite, chalcopyrite, pyrrhotite, pyrite, arsenopyrite |  |  | Sn-poor Epithermal |  |  |  | galena, bismuthinite, marcasite, iron oxides, pyroxene, actinolite, quartz | thin sections and polished blocks examined using optical microscope, BSE detector, and EDS prior to analysis | EMPA, LA-ICPMS | JEOL JXA-8230 electron probe microanalyzer; RESOlution-LR 193 nm ArF excimer laser ablation system coupled to an Agilent 7700x ICP-MS | Laboratory of Mineral Resources Research Center, Fuzhou University; Adelaide Microscopy, the University of Adelaide | EPMA point analysis: accelerating voltage 15 kV, beam current 20 nA, beam diameter ~5 μm; EPMA mapping: accelerating voltage 20 kV, working current 50 nA, dwell time ~10 ms; BSE imaging: accelerating voltage 20 kV, beam current 10 nA; LA-ICP-MS: energy density 3~3.5 J/cm2, spot sizes 29 to 51 μm, repetition rates 5 Hz (polished thin-section) and 10 Hz (polished blocks), ~30 s background acquisition, ~40 s sample data acquisition | STDGL3 (Danyushevsky et al. 2011) and GSD-1G (USGS) | 2.4013 | [19 empty] | 1943.3242 | [5 empty] | 0.051792 | [5 empty] | 152.0088 | [9 empty] | 18419.8375 |  | 1.5242 |  |  |  | 0.30562 | [7 empty] | 74.8787 | [13 empty] | 1599.2953 | [15 empty] | 1.1276 | [17 empty] | 0.03124 | [9 empty] | 0.63812 | [32 empty] | 2025 |  |  | CHN | Tibet
| Lawu |  | Magmatic hydrothermal | Skarn | Cu-Pb-Zn skarn | Cu, Pb, Zn | In, Sn | Cu, Pb, Zn, In, Sn |  |  | 2019-MOR-44 (slC2)-4 | 2019-MOR-44 (slC2)-4 | underground mine |  |  |  |  | ore material | drill core | underground mining tunnels and drill cores | mineral separate | [5 empty] | mineralisation |  |  |  | sphalerite, chalcopyrite, pyrrhotite, pyrite, arsenopyrite |  |  | Sn-poor Epithermal |  |  |  | galena, bismuthinite, marcasite, iron oxides, pyroxene, actinolite, quartz | thin sections and polished blocks examined using optical microscope, BSE detector, and EDS prior to analysis | EMPA, LA-ICPMS | JEOL JXA-8230 electron probe microanalyzer; RESOlution-LR 193 nm ArF excimer laser ablation system coupled to an Agilent 7700x ICP-MS | Laboratory of Mineral Resources Research Center, Fuzhou University; Adelaide Microscopy, the University of Adelaide | EPMA point analysis: accelerating voltage 15 kV, beam current 20 nA, beam diameter ~5 μm; EPMA mapping: accelerating voltage 20 kV, working current 50 nA, dwell time ~10 ms; BSE imaging: accelerating voltage 20 kV, beam current 10 nA; LA-ICP-MS: energy density 3~3.5 J/cm2, spot sizes 29 to 51 μm, repetition rates 5 Hz (polished thin-section) and 10 Hz (polished blocks), ~30 s background acquisition, ~40 s sample data acquisition | STDGL3 (Danyushevsky et al. 2011) and GSD-1G (USGS) | 2.2932 | [19 empty] | 1982.9016 | [5 empty] | 0.060281 | [5 empty] | 217.2598 | [9 empty] | 19503.83 |  | 0.91605 |  |  |  | 0.17251 | [7 empty] | 76.806 | [13 empty] | 1652.9237 | [15 empty] | 0.1902 | [17 empty] | 0.03375 | [9 empty] | 0.43412 | [32 empty] | 2025 |  |  | CHN | Tibet
| Lawu |  | Magmatic hydrothermal | Skarn | Cu-Pb-Zn skarn | Cu, Pb, Zn | In, Sn | Cu, Pb, Zn, In, Sn |  |  | 2019-MOR-41 (slC2)-1 | 2019-MOR-41 (slC2)-1 | underground mine |  |  |  |  | ore material | drill core | underground mining tunnels and drill cores | mineral separate | [5 empty] | mineralisation |  |  |  | sphalerite, chalcopyrite, pyrrhotite, pyrite, arsenopyrite |  |  | Sn-poor Epithermal |  |  |  | galena, bismuthinite, marcasite, iron oxides, pyroxene, actinolite, quartz | thin sections and polished blocks examined using optical microscope, BSE detector, and EDS prior to analysis | EMPA, LA-ICPMS | JEOL JXA-8230 electron probe microanalyzer; RESOlution-LR 193 nm ArF excimer laser ablation system coupled to an Agilent 7700x ICP-MS | Laboratory of Mineral Resources Research Center, Fuzhou University; Adelaide Microscopy, the University of Adelaide | EPMA point analysis: accelerating voltage 15 kV, beam current 20 nA, beam diameter ~5 μm; EPMA mapping: accelerating voltage 20 kV, working current 50 nA, dwell time ~10 ms; BSE imaging: accelerating voltage 20 kV, beam current 10 nA; LA-ICP-MS: energy density 3~3.5 J/cm2, spot sizes 29 to 51 μm, repetition rates 5 Hz (polished thin-section) and 10 Hz (polished blocks), ~30 s background acquisition, ~40 s sample data acquisition | STDGL3 (Danyushevsky et al. 2011) and GSD-1G (USGS) | 2.3911 | [19 empty] | 2033.9288 | [5 empty] | 8.0746 | [5 empty] | 93.9158 | [9 empty] | 14543.6005 |  | 1.1753 |  |  |  | 0.21361 | [7 empty] | 48.4784 | [13 empty] | 535.5516 | [15 empty] | 0.20011 | [17 empty] | 0.2607 | [9 empty] | 0.45107 | [32 empty] | 2025 |  |  | CHN | Tibet
| Lawu |  | Magmatic hydrothermal | Skarn | Cu-Pb-Zn skarn | Cu, Pb, Zn | In, Sn | Cu, Pb, Zn, In, Sn |  |  | 2019-MOR-41 (slC2)-2 | 2019-MOR-41 (slC2)-2 | underground mine |  |  |  |  | ore material | drill core | underground mining tunnels and drill cores | mineral separate | [5 empty] | mineralisation |  |  |  | sphalerite, chalcopyrite, pyrrhotite, pyrite, arsenopyrite |  |  | Sn-poor Epithermal |  |  |  | galena, bismuthinite, marcasite, iron oxides, pyroxene, actinolite, quartz | thin sections and polished blocks examined using optical microscope, BSE detector, and EDS prior to analysis | EMPA, LA-ICPMS | JEOL JXA-8230 electron probe microanalyzer; RESOlution-LR 193 nm ArF excimer laser ablation system coupled to an Agilent 7700x ICP-MS | Laboratory of Mineral Resources Research Center, Fuzhou University; Adelaide Microscopy, the University of Adelaide | EPMA point analysis: accelerating voltage 15 kV, beam current 20 nA, beam diameter ~5 μm; EPMA mapping: accelerating voltage 20 kV, working current 50 nA, dwell time ~10 ms; BSE imaging: accelerating voltage 20 kV, beam current 10 nA; LA-ICP-MS: energy density 3~3.5 J/cm2, spot sizes 29 to 51 μm, repetition rates 5 Hz (polished thin-section) and 10 Hz (polished blocks), ~30 s background acquisition, ~40 s sample data acquisition | STDGL3 (Danyushevsky et al. 2011) and GSD-1G (USGS) | 2.1829 | [19 empty] | 2039.5434 | [5 empty] | 4.9988 | [5 empty] | 60.6779 | [9 empty] | 12983.7141 |  | 1.2271 |  |  |  | 0.25046 | [7 empty] | 46.9491 | [13 empty] | 520.0437 | [15 empty] | 0.096458 | [17 empty] | 0.13157 | [9 empty] | 0.46316 | [32 empty] | 2025 |  |  | CHN | Tibet
| Lawu |  | Magmatic hydrothermal | Skarn | Cu-Pb-Zn skarn | Cu, Pb, Zn | In, Sn | Cu, Pb, Zn, In, Sn |  |  | 2019-MOR-41 (slC2)-3 | 2019-MOR-41 (slC2)-3 | underground mine |  |  |  |  | ore material | drill core | underground mining tunnels and drill cores | mineral separate | [5 empty] | mineralisation |  |  |  | sphalerite, chalcopyrite, pyrrhotite, pyrite, arsenopyrite |  |  | Sn-poor Epithermal |  |  |  | galena, bismuthinite, marcasite, iron oxides, pyroxene, actinolite, quartz | thin sections and polished blocks examined using optical microscope, BSE detector, and EDS prior to analysis | EMPA, LA-ICPMS | JEOL JXA-8230 electron probe microanalyzer; RESOlution-LR 193 nm ArF excimer laser ablation system coupled to an Agilent 7700x ICP-MS | Laboratory of Mineral Resources Research Center, Fuzhou University; Adelaide Microscopy, the University of Adelaide | EPMA point analysis: accelerating voltage 15 kV, beam current 20 nA, beam diameter ~5 μm; EPMA mapping: accelerating voltage 20 kV, working current 50 nA, dwell time ~10 ms; BSE imaging: accelerating voltage 20 kV, beam current 10 nA; LA-ICP-MS: energy density 3~3.5 J/cm2, spot sizes 29 to 51 μm, repetition rates 5 Hz (polished thin-section) and 10 Hz (polished blocks), ~30 s background acquisition, ~40 s sample data acquisition | STDGL3 (Danyushevsky et al. 2011) and GSD-1G (USGS) | 3.1521 | [19 empty] | 1968.1851 | [5 empty] | 6.5186 | [5 empty] | 120.4702 | [9 empty] | 12445.8796 |  | 0.92839 |  |  |  | 0.47233 | [7 empty] | 46.0859 | [13 empty] | 530.2899 | [15 empty] | 0.63128 | [17 empty] | 0.093233 | [9 empty] | 3.1181 | [32 empty] | 2025 |  |  | CHN | Tibet
| Lawu |  | Magmatic hydrothermal | Skarn | Cu-Pb-Zn skarn | Cu, Pb, Zn | In, Sn | Cu, Pb, Zn, In, Sn |  |  | 2019-MOR-41 (slC2)-4 | 2019-MOR-41 (slC2)-4 | underground mine |  |  |  |  | ore material | drill core | underground mining tunnels and drill cores | mineral separate | [5 empty] | mineralisation |  |  |  | sphalerite, chalcopyrite, pyrrhotite, pyrite, arsenopyrite |  |  | Sn-poor Epithermal |  |  |  | galena, bismuthinite, marcasite, iron oxides, pyroxene, actinolite, quartz | thin sections and polished blocks examined using optical microscope, BSE detector, and EDS prior to analysis | EMPA, LA-ICPMS | JEOL JXA-8230 electron probe microanalyzer; RESOlution-LR 193 nm ArF excimer laser ablation system coupled to an Agilent 7700x ICP-MS | Laboratory of Mineral Resources Research Center, Fuzhou University; Adelaide Microscopy, the University of Adelaide | EPMA point analysis: accelerating voltage 15 kV, beam current 20 nA, beam diameter ~5 μm; EPMA mapping: accelerating voltage 20 kV, working current 50 nA, dwell time ~10 ms; BSE imaging: accelerating voltage 20 kV, beam current 10 nA; LA-ICP-MS: energy density 3~3.5 J/cm2, spot sizes 29 to 51 μm, repetition rates 5 Hz (polished thin-section) and 10 Hz (polished blocks), ~30 s background acquisition, ~40 s sample data acquisition | STDGL3 (Danyushevsky et al. 2011) and GSD-1G (USGS) | 3.1625 | [19 empty] | 2085.0367 | [5 empty] | 6.3321 | [5 empty] | 90.1778 | [9 empty] | 13540.5617 |  | 1.2066 |  |  |  | 0.36839 | [7 empty] | 48.6527 | [13 empty] | 563.7345 | [15 empty] | 0.57215 | [17 empty] | 0.083384 | [9 empty] | 2.4838 | [32 empty] | 2025 |  |  | CHN | Tibet
| Lawu |  | Magmatic hydrothermal | Skarn | Cu-Pb-Zn skarn | Cu, Pb, Zn | In, Sn | Cu, Pb, Zn, In, Sn |  |  | 2019-MOR-41 (slC2)-5 | 2019-MOR-41 (slC2)-5 | underground mine |  |  |  |  | ore material | drill core | underground mining tunnels and drill cores | mineral separate | [5 empty] | mineralisation |  |  |  | sphalerite, chalcopyrite, pyrrhotite, pyrite, arsenopyrite |  |  | Sn-poor Epithermal |  |  |  | galena, bismuthinite, marcasite, iron oxides, pyroxene, actinolite, quartz | thin sections and polished blocks examined using optical microscope, BSE detector, and EDS prior to analysis | EMPA, LA-ICPMS | JEOL JXA-8230 electron probe microanalyzer; RESOlution-LR 193 nm ArF excimer laser ablation system coupled to an Agilent 7700x ICP-MS | Laboratory of Mineral Resources Research Center, Fuzhou University; Adelaide Microscopy, the University of Adelaide | EPMA point analysis: accelerating voltage 15 kV, beam current 20 nA, beam diameter ~5 μm; EPMA mapping: accelerating voltage 20 kV, working current 50 nA, dwell time ~10 ms; BSE imaging: accelerating voltage 20 kV, beam current 10 nA; LA-ICP-MS: energy density 3~3.5 J/cm2, spot sizes 29 to 51 μm, repetition rates 5 Hz (polished thin-section) and 10 Hz (polished blocks), ~30 s background acquisition, ~40 s sample data acquisition | STDGL3 (Danyushevsky et al. 2011) and GSD-1G (USGS) | 3.1499 | [19 empty] | 2059.6978 | [5 empty] | 12.7868 | [5 empty] | 71.2162 | [9 empty] | 14214.6368 |  | 1.2045 |  |  |  | 0.36313 | [7 empty] | 50.3365 | [13 empty] | 561.1888 | [15 empty] | 0.67478 | [17 empty] | 0.11737 | [9 empty] | 0.40917 | [32 empty] | 2025 |  |  | CHN | Tibet
| Lawu |  | Magmatic hydrothermal | Skarn | Cu-Pb-Zn skarn | Cu, Pb, Zn | In, Sn | Cu, Pb, Zn, In, Sn |  |  | 2019-MOR-41 (slC2)-6 | 2019-MOR-41 (slC2)-6 | underground mine |  |  |  |  | ore material | drill core | underground mining tunnels and drill cores | mineral separate | [5 empty] | mineralisation |  |  |  | sphalerite, chalcopyrite, pyrrhotite, pyrite, arsenopyrite |  |  | Sn-poor Epithermal |  |  |  | galena, bismuthinite, marcasite, iron oxides, pyroxene, actinolite, quartz | thin sections and polished blocks examined using optical microscope, BSE detector, and EDS prior to analysis | EMPA, LA-ICPMS | JEOL JXA-8230 electron probe microanalyzer; RESOlution-LR 193 nm ArF excimer laser ablation system coupled to an Agilent 7700x ICP-MS | Laboratory of Mineral Resources Research Center, Fuzhou University; Adelaide Microscopy, the University of Adelaide | EPMA point analysis: accelerating voltage 15 kV, beam current 20 nA, beam diameter ~5 μm; EPMA mapping: accelerating voltage 20 kV, working current 50 nA, dwell time ~10 ms; BSE imaging: accelerating voltage 20 kV, beam current 10 nA; LA-ICP-MS: energy density 3~3.5 J/cm2, spot sizes 29 to 51 μm, repetition rates 5 Hz (polished thin-section) and 10 Hz (polished blocks), ~30 s background acquisition, ~40 s sample data acquisition | STDGL3 (Danyushevsky et al. 2011) and GSD-1G (USGS) | 2.4856 | [19 empty] | 2075.3182 | [5 empty] | 6.4127 | [5 empty] | 119.7524 | [9 empty] | 12971.8109 |  | 0.99552 |  |  |  | 0.26615 | [7 empty] | 46.5674 | [13 empty] | 549.8087 | [15 empty] | 0.69283 | [17 empty] | 0.069135 | [9 empty] | 0.20378 | [32 empty] | 2025 |  |  | CHN | Tibet
| Lawu |  | Magmatic hydrothermal | Skarn | Cu-Pb-Zn skarn | Cu, Pb, Zn | In, Sn | Cu, Pb, Zn, In, Sn |  |  | 2019-MOR-41 (slC2)-7 | 2019-MOR-41 (slC2)-7 | underground mine |  |  |  |  | ore material | drill core | underground mining tunnels and drill cores | mineral separate | [5 empty] | mineralisation |  |  |  | sphalerite, chalcopyrite, pyrrhotite, pyrite, arsenopyrite |  |  | Sn-poor Epithermal |  |  |  | galena, bismuthinite, marcasite, iron oxides, pyroxene, actinolite, quartz | thin sections and polished blocks examined using optical microscope, BSE detector, and EDS prior to analysis | EMPA, LA-ICPMS | JEOL JXA-8230 electron probe microanalyzer; RESOlution-LR 193 nm ArF excimer laser ablation system coupled to an Agilent 7700x ICP-MS | Laboratory of Mineral Resources Research Center, Fuzhou University; Adelaide Microscopy, the University of Adelaide | EPMA point analysis: accelerating voltage 15 kV, beam current 20 nA, beam diameter ~5 μm; EPMA mapping: accelerating voltage 20 kV, working current 50 nA, dwell time ~10 ms; BSE imaging: accelerating voltage 20 kV, beam current 10 nA; LA-ICP-MS: energy density 3~3.5 J/cm2, spot sizes 29 to 51 μm, repetition rates 5 Hz (polished thin-section) and 10 Hz (polished blocks), ~30 s background acquisition, ~40 s sample data acquisition | STDGL3 (Danyushevsky et al. 2011) and GSD-1G (USGS) | 2.2663 | [19 empty] | 2070.4874 | [5 empty] | 4.1813 | [5 empty] | 76.3004 | [9 empty] | 12083.4535 |  | 1.0018 |  |  |  | 0.19612 | [7 empty] | 44.7594 | [13 empty] | 527.6948 | [15 empty] | 0.31526 | [17 empty] | 0.078983 | [9 empty] | 0.49486 | [32 empty] | 2025 |  |  | CHN | Tibet
| Lawu |  | Magmatic hydrothermal | Skarn | Cu-Pb-Zn skarn | Cu, Pb, Zn | In, Sn | Cu, Pb, Zn, In, Sn |  |  | 2019-MOR-41 (slC2)-8 | 2019-MOR-41 (slC2)-8 | underground mine |  |  |  |  | ore material | drill core | underground mining tunnels and drill cores | mineral separate | [5 empty] | mineralisation |  |  |  | sphalerite, chalcopyrite, pyrrhotite, pyrite, arsenopyrite |  |  | Sn-poor Epithermal |  |  |  | galena, bismuthinite, marcasite, iron oxides, pyroxene, actinolite, quartz | thin sections and polished blocks examined using optical microscope, BSE detector, and EDS prior to analysis | EMPA, LA-ICPMS | JEOL JXA-8230 electron probe microanalyzer; RESOlution-LR 193 nm ArF excimer laser ablation system coupled to an Agilent 7700x ICP-MS | Laboratory of Mineral Resources Research Center, Fuzhou University; Adelaide Microscopy, the University of Adelaide | EPMA point analysis: accelerating voltage 15 kV, beam current 20 nA, beam diameter ~5 μm; EPMA mapping: accelerating voltage 20 kV, working current 50 nA, dwell time ~10 ms; BSE imaging: accelerating voltage 20 kV, beam current 10 nA; LA-ICP-MS: energy density 3~3.5 J/cm2, spot sizes 29 to 51 μm, repetition rates 5 Hz (polished thin-section) and 10 Hz (polished blocks), ~30 s background acquisition, ~40 s sample data acquisition | STDGL3 (Danyushevsky et al. 2011) and GSD-1G (USGS) | 2.26 | [19 empty] | 1943.8142 | [5 empty] | 3.6141 | [5 empty] | 81.594 | [9 empty] | 10800.1353 |  | 0.95002 |  |  |  | 0.40861 | [7 empty] | 47.7696 | [13 empty] | 499.2019 | [15 empty] | 0.51384 | [17 empty] | 0.092146 | [9 empty] | 2.1157 | [32 empty] | 2025 |  |  | CHN | Tibet
| Lawu |  | Magmatic hydrothermal | Skarn | Cu-Pb-Zn skarn | Cu, Pb, Zn | In, Sn | Cu, Pb, Zn, In, Sn |  |  | 2019-MOR-42 (slC2)-1 | 2019-MOR-42 (slC2)-1 | underground mine |  |  |  |  | ore material | drill core | underground mining tunnels and drill cores | mineral separate | [5 empty] | mineralisation |  |  |  | sphalerite, chalcopyrite, pyrrhotite, pyrite, arsenopyrite |  |  | Sn-poor Epithermal |  |  |  | galena, bismuthinite, marcasite, iron oxides, pyroxene, actinolite, quartz | thin sections and polished blocks examined using optical microscope, BSE detector, and EDS prior to analysis | EMPA, LA-ICPMS | JEOL JXA-8230 electron probe microanalyzer; RESOlution-LR 193 nm ArF excimer laser ablation system coupled to an Agilent 7700x ICP-MS | Laboratory of Mineral Resources Research Center, Fuzhou University; Adelaide Microscopy, the University of Adelaide | EPMA point analysis: accelerating voltage 15 kV, beam current 20 nA, beam diameter ~5 μm; EPMA mapping: accelerating voltage 20 kV, working current 50 nA, dwell time ~10 ms; BSE imaging: accelerating voltage 20 kV, beam current 10 nA; LA-ICP-MS: energy density 3~3.5 J/cm2, spot sizes 29 to 51 μm, repetition rates 5 Hz (polished thin-section) and 10 Hz (polished blocks), ~30 s background acquisition, ~40 s sample data acquisition | STDGL3 (Danyushevsky et al. 2011) and GSD-1G (USGS) | 2.4076 | [19 empty] | 1908.5944 | [5 empty] | 0.10011 | [5 empty] | 50.9366 | [9 empty] | 19585.6216 |  | 6.2844 |  |  |  | 0.34401 | [7 empty] | 49.4315 | [13 empty] | 1609.9912 | [15 empty] | 1.128 | [17 empty] | 0.042997 | [9 empty] | 0.95417 | [32 empty] | 2025 |  |  | CHN | Tibet
| Lawu |  | Magmatic hydrothermal | Skarn | Cu-Pb-Zn skarn | Cu, Pb, Zn | In, Sn | Cu, Pb, Zn, In, Sn |  |  | 2019-MOR-42 (slC2)-2 | 2019-MOR-42 (slC2)-2 | underground mine |  |  |  |  | ore material | drill core | underground mining tunnels and drill cores | mineral separate | [5 empty] | mineralisation |  |  |  | sphalerite, chalcopyrite, pyrrhotite, pyrite, arsenopyrite |  |  | Sn-poor Epithermal |  |  |  | galena, bismuthinite, marcasite, iron oxides, pyroxene, actinolite, quartz | thin sections and polished blocks examined using optical microscope, BSE detector, and EDS prior to analysis | EMPA, LA-ICPMS | JEOL JXA-8230 electron probe microanalyzer; RESOlution-LR 193 nm ArF excimer laser ablation system coupled to an Agilent 7700x ICP-MS | Laboratory of Mineral Resources Research Center, Fuzhou University; Adelaide Microscopy, the University of Adelaide | EPMA point analysis: accelerating voltage 15 kV, beam current 20 nA, beam diameter ~5 μm; EPMA mapping: accelerating voltage 20 kV, working current 50 nA, dwell time ~10 ms; BSE imaging: accelerating voltage 20 kV, beam current 10 nA; LA-ICP-MS: energy density 3~3.5 J/cm2, spot sizes 29 to 51 μm, repetition rates 5 Hz (polished thin-section) and 10 Hz (polished blocks), ~30 s background acquisition, ~40 s sample data acquisition | STDGL3 (Danyushevsky et al. 2011) and GSD-1G (USGS) | 2.7216 | [19 empty] | 1907.7035 | [5 empty] | 0.16056 | [5 empty] | 56.4156 | [9 empty] | 20237.5095 |  | 5.9634 |  |  |  | 0.15364 | [7 empty] | 49.514 | [13 empty] | 1628.6982 | [15 empty] | 0.81998 | [17 empty] | 0.039577 | [9 empty] | 0.6435 | [32 empty] | 2025 |  |  | CHN | Tibet
| Lawu |  | Magmatic hydrothermal | Skarn | Cu-Pb-Zn skarn | Cu, Pb, Zn | In, Sn | Cu, Pb, Zn, In, Sn |  |  | 2019-MOR-42 (slC2)-3 | 2019-MOR-42 (slC2)-3 | underground mine |  |  |  |  | ore material | drill core | underground mining tunnels and drill cores | mineral separate | [5 empty] | mineralisation |  |  |  | sphalerite, chalcopyrite, pyrrhotite, pyrite, arsenopyrite |  |  | Sn-poor Epithermal |  |  |  | galena, bismuthinite, marcasite, iron oxides, pyroxene, actinolite, quartz | thin sections and polished blocks examined using optical microscope, BSE detector, and EDS prior to analysis | EMPA, LA-ICPMS | JEOL JXA-8230 electron probe microanalyzer; RESOlution-LR 193 nm ArF excimer laser ablation system coupled to an Agilent 7700x ICP-MS | Laboratory of Mineral Resources Research Center, Fuzhou University; Adelaide Microscopy, the University of Adelaide | EPMA point analysis: accelerating voltage 15 kV, beam current 20 nA, beam diameter ~5 μm; EPMA mapping: accelerating voltage 20 kV, working current 50 nA, dwell time ~10 ms; BSE imaging: accelerating voltage 20 kV, beam current 10 nA; LA-ICP-MS: energy density 3~3.5 J/cm2, spot sizes 29 to 51 μm, repetition rates 5 Hz (polished thin-section) and 10 Hz (polished blocks), ~30 s background acquisition, ~40 s sample data acquisition | STDGL3 (Danyushevsky et al. 2011) and GSD-1G (USGS) | 4.1219 | [19 empty] | 2047.9936 | [5 empty] | 5.5463 | [5 empty] | 79.172 | [9 empty] | 29091.9671 |  | 3.1612 |  |  |  | 0.30428 | [7 empty] | 46.4645 | [13 empty] | 1948.7921 | [15 empty] | 0.30835 | [17 empty] | 0.07973 | [9 empty] | 1.329 | [32 empty] | 2025 |  |  | CHN | Tibet
| Lawu |  | Magmatic hydrothermal | Skarn | Cu-Pb-Zn skarn | Cu, Pb, Zn | In, Sn | Cu, Pb, Zn, In, Sn |  |  | 2019-MOR-42 (slC2)-4 | 2019-MOR-42 (slC2)-4 | underground mine |  |  |  |  | ore material | drill core | underground mining tunnels and drill cores | mineral separate | [5 empty] | mineralisation |  |  |  | sphalerite, chalcopyrite, pyrrhotite, pyrite, arsenopyrite |  |  | Sn-poor Epithermal |  |  |  | galena, bismuthinite, marcasite, iron oxides, pyroxene, actinolite, quartz | thin sections and polished blocks examined using optical microscope, BSE detector, and EDS prior to analysis | EMPA, LA-ICPMS | JEOL JXA-8230 electron probe microanalyzer; RESOlution-LR 193 nm ArF excimer laser ablation system coupled to an Agilent 7700x ICP-MS | Laboratory of Mineral Resources Research Center, Fuzhou University; Adelaide Microscopy, the University of Adelaide | EPMA point analysis: accelerating voltage 15 kV, beam current 20 nA, beam diameter ~5 μm; EPMA mapping: accelerating voltage 20 kV, working current 50 nA, dwell time ~10 ms; BSE imaging: accelerating voltage 20 kV, beam current 10 nA; LA-ICP-MS: energy density 3~3.5 J/cm2, spot sizes 29 to 51 μm, repetition rates 5 Hz (polished thin-section) and 10 Hz (polished blocks), ~30 s background acquisition, ~40 s sample data acquisition | STDGL3 (Danyushevsky et al. 2011) and GSD-1G (USGS) | 2.8819 | [19 empty] | 1871.5794 | [5 empty] | 0.23863 | [5 empty] | 77.2254 | [9 empty] | 21513.7289 |  | 6.4531 |  |  |  | 0.15032 | [7 empty] | 47.4909 | [13 empty] | 1610.3172 | [15 empty] | 1.074 | [17 empty] | 0.037564 | [9 empty] | 0.71375 | [32 empty] | 2025 |  |  | CHN | Tibet
| Lawu |  | Magmatic hydrothermal | Skarn | Cu-Pb-Zn skarn | Cu, Pb, Zn | In, Sn | Cu, Pb, Zn, In, Sn |  |  | 2019-MOR-42 (slC2)-5 | 2019-MOR-42 (slC2)-5 | underground mine |  |  |  |  | ore material | drill core | underground mining tunnels and drill cores | mineral separate | [5 empty] | mineralisation |  |  |  | sphalerite, chalcopyrite, pyrrhotite, pyrite, arsenopyrite |  |  | Sn-poor Epithermal |  |  |  | galena, bismuthinite, marcasite, iron oxides, pyroxene, actinolite, quartz | thin sections and polished blocks examined using optical microscope, BSE detector, and EDS prior to analysis | EMPA, LA-ICPMS | JEOL JXA-8230 electron probe microanalyzer; RESOlution-LR 193 nm ArF excimer laser ablation system coupled to an Agilent 7700x ICP-MS | Laboratory of Mineral Resources Research Center, Fuzhou University; Adelaide Microscopy, the University of Adelaide | EPMA point analysis: accelerating voltage 15 kV, beam current 20 nA, beam diameter ~5 μm; EPMA mapping: accelerating voltage 20 kV, working current 50 nA, dwell time ~10 ms; BSE imaging: accelerating voltage 20 kV, beam current 10 nA; LA-ICP-MS: energy density 3~3.5 J/cm2, spot sizes 29 to 51 μm, repetition rates 5 Hz (polished thin-section) and 10 Hz (polished blocks), ~30 s background acquisition, ~40 s sample data acquisition | STDGL3 (Danyushevsky et al. 2011) and GSD-1G (USGS) | 12.921 | [19 empty] | 2094.2833 | [5 empty] | 1.103 | [5 empty] | 74.3309 | [9 empty] | 20813.4326 |  | 3.9554 |  |  |  | 0.18698 | [7 empty] | 54.853 | [13 empty] | 1714.0999 | [15 empty] | 15.3592 | [17 empty] | 0.049778 | [9 empty] | 0.40983 | [32 empty] | 2025 |  |  | CHN | Tibet
| Lawu |  | Magmatic hydrothermal | Skarn | Cu-Pb-Zn skarn | Cu, Pb, Zn | In, Sn | Cu, Pb, Zn, In, Sn |  |  | 2019-MOR-42 (slC2)-6 | 2019-MOR-42 (slC2)-6 | underground mine |  |  |  |  | ore material | drill core | underground mining tunnels and drill cores | mineral separate | [5 empty] | mineralisation |  |  |  | sphalerite, chalcopyrite, pyrrhotite, pyrite, arsenopyrite |  |  | Sn-poor Epithermal |  |  |  | galena, bismuthinite, marcasite, iron oxides, pyroxene, actinolite, quartz | thin sections and polished blocks examined using optical microscope, BSE detector, and EDS prior to analysis | EMPA, LA-ICPMS | JEOL JXA-8230 electron probe microanalyzer; RESOlution-LR 193 nm ArF excimer laser ablation system coupled to an Agilent 7700x ICP-MS | Laboratory of Mineral Resources Research Center, Fuzhou University; Adelaide Microscopy, the University of Adelaide | EPMA point analysis: accelerating voltage 15 kV, beam current 20 nA, beam diameter ~5 μm; EPMA mapping: accelerating voltage 20 kV, working current 50 nA, dwell time ~10 ms; BSE imaging: accelerating voltage 20 kV, beam current 10 nA; LA-ICP-MS: energy density 3~3.5 J/cm2, spot sizes 29 to 51 μm, repetition rates 5 Hz (polished thin-section) and 10 Hz (polished blocks), ~30 s background acquisition, ~40 s sample data acquisition | STDGL3 (Danyushevsky et al. 2011) and GSD-1G (USGS) | 2.1878 | [19 empty] | 1888.0157 | [5 empty] | 0.75794 | [5 empty] | 67.2624 | [9 empty] | 22487.2617 |  | 6.4273 |  |  |  | 0.14449 | [7 empty] | 45.3975 | [13 empty] | 1579.5325 | [15 empty] | 0.10831 | [17 empty] | 0.037152 | [9 empty] | 3.4656 | [32 empty] | 2025 |  |  | CHN | Tibet
| Lawu |  | Magmatic hydrothermal | Skarn | Cu-Pb-Zn skarn | Cu, Pb, Zn | In, Sn | Cu, Pb, Zn, In, Sn |  |  | 2019-MOR-42 (slC2)-7 | 2019-MOR-42 (slC2)-7 | underground mine |  |  |  |  | ore material | drill core | underground mining tunnels and drill cores | mineral separate | [5 empty] | mineralisation |  |  |  | sphalerite, chalcopyrite, pyrrhotite, pyrite, arsenopyrite |  |  | Sn-poor Epithermal |  |  |  | galena, bismuthinite, marcasite, iron oxides, pyroxene, actinolite, quartz | thin sections and polished blocks examined using optical microscope, BSE detector, and EDS prior to analysis | EMPA, LA-ICPMS | JEOL JXA-8230 electron probe microanalyzer; RESOlution-LR 193 nm ArF excimer laser ablation system coupled to an Agilent 7700x ICP-MS | Laboratory of Mineral Resources Research Center, Fuzhou University; Adelaide Microscopy, the University of Adelaide | EPMA point analysis: accelerating voltage 15 kV, beam current 20 nA, beam diameter ~5 μm; EPMA mapping: accelerating voltage 20 kV, working current 50 nA, dwell time ~10 ms; BSE imaging: accelerating voltage 20 kV, beam current 10 nA; LA-ICP-MS: energy density 3~3.5 J/cm2, spot sizes 29 to 51 μm, repetition rates 5 Hz (polished thin-section) and 10 Hz (polished blocks), ~30 s background acquisition, ~40 s sample data acquisition | STDGL3 (Danyushevsky et al. 2011) and GSD-1G (USGS) | 4.1604 | [19 empty] | 1925.8813 | [5 empty] | 2.412 | [5 empty] | 88.2032 | [9 empty] | 27667.7707 |  | 4.3501 |  |  |  | 0.24656 | [7 empty] | 48.084 | [13 empty] | 1878.4275 | [15 empty] | 1.5299 | [17 empty] | 0.040653 | [9 empty] | 4.4323 | [32 empty] | 2025 |  |  | CHN | Tibet
| Lawu |  | Magmatic hydrothermal | Skarn | Cu-Pb-Zn skarn | Cu, Pb, Zn | In, Sn | Cu, Pb, Zn, In, Sn |  |  | 2019-MOR-031-SPB (slC1)-1 | 2019-MOR-031-SPB (slC1)-1 | underground mine |  |  |  |  | ore material | drill core | underground mining tunnels and drill cores | mineral separate | [5 empty] | mineralisation |  |  |  | sphalerite, chalcopyrite, pyrrhotite, pyrite, arsenopyrite |  |  | Sn-poor Epithermal |  |  |  | galena, bismuthinite, marcasite, iron oxides, pyroxene, actinolite, quartz | thin sections and polished blocks examined using optical microscope, BSE detector, and EDS prior to analysis | EMPA, LA-ICPMS | JEOL JXA-8230 electron probe microanalyzer; RESOlution-LR 193 nm ArF excimer laser ablation system coupled to an Agilent 7700x ICP-MS | Laboratory of Mineral Resources Research Center, Fuzhou University; Adelaide Microscopy, the University of Adelaide | EPMA point analysis: accelerating voltage 15 kV, beam current 20 nA, beam diameter ~5 μm; EPMA mapping: accelerating voltage 20 kV, working current 50 nA, dwell time ~10 ms; BSE imaging: accelerating voltage 20 kV, beam current 10 nA; LA-ICP-MS: energy density 3~3.5 J/cm2, spot sizes 29 to 51 μm, repetition rates 5 Hz (polished thin-section) and 10 Hz (polished blocks), ~30 s background acquisition, ~40 s sample data acquisition | STDGL3 (Danyushevsky et al. 2011) and GSD-1G (USGS) | 14.8638 | [19 empty] | 4545.4606 | [5 empty] | 0.19504 | [5 empty] | 6945.1278 | [9 empty] | 16192.5169 |  | 15.2256 |  |  |  | 0.15821 | [7 empty] | 72.5466 | [13 empty] | 491.6264 | [15 empty] | 29.8357 | [17 empty] | 5.3602 | [9 empty] | 35.5742 | [32 empty] | 2025 |  |  | CHN | Tibet
| Lawu |  | Magmatic hydrothermal | Skarn | Cu-Pb-Zn skarn | Cu, Pb, Zn | In, Sn | Cu, Pb, Zn, In, Sn |  |  | 2019-MOR-031-SPB (slC1)-2 | 2019-MOR-031-SPB (slC1)-2 | underground mine |  |  |  |  | ore material | drill core | underground mining tunnels and drill cores | mineral separate | [5 empty] | mineralisation |  |  |  | sphalerite, chalcopyrite, pyrrhotite, pyrite, arsenopyrite |  |  | Sn-poor Epithermal |  |  |  | galena, bismuthinite, marcasite, iron oxides, pyroxene, actinolite, quartz | thin sections and polished blocks examined using optical microscope, BSE detector, and EDS prior to analysis | EMPA, LA-ICPMS | JEOL JXA-8230 electron probe microanalyzer; RESOlution-LR 193 nm ArF excimer laser ablation system coupled to an Agilent 7700x ICP-MS | Laboratory of Mineral Resources Research Center, Fuzhou University; Adelaide Microscopy, the University of Adelaide | EPMA point analysis: accelerating voltage 15 kV, beam current 20 nA, beam diameter ~5 μm; EPMA mapping: accelerating voltage 20 kV, working current 50 nA, dwell time ~10 ms; BSE imaging: accelerating voltage 20 kV, beam current 10 nA; LA-ICP-MS: energy density 3~3.5 J/cm2, spot sizes 29 to 51 μm, repetition rates 5 Hz (polished thin-section) and 10 Hz (polished blocks), ~30 s background acquisition, ~40 s sample data acquisition | STDGL3 (Danyushevsky et al. 2011) and GSD-1G (USGS) | 3.2223 | [19 empty] | 4910.9312 | [5 empty] | 1.6096 | [5 empty] | 248.6354 | [9 empty] | 15188.0346 |  | 14.2967 |  |  |  | 0.2122 | [7 empty] | 111.5897 | [13 empty] | 4954.4589 | [15 empty] | 0.49371 | [17 empty] | 0.053149 | [9 empty] | 13.6043 | [32 empty] | 2025 |  |  | CHN | Tibet
| Lawu |  | Magmatic hydrothermal | Skarn | Cu-Pb-Zn skarn | Cu, Pb, Zn | In, Sn | Cu, Pb, Zn, In, Sn |  |  | 2019-MOR-031-SPB (slC2)-1 | 2019-MOR-031-SPB (slC2)-1 | underground mine |  |  |  |  | ore material | drill core | underground mining tunnels and drill cores | mineral separate | [5 empty] | mineralisation |  |  |  | sphalerite, chalcopyrite, pyrrhotite, pyrite, arsenopyrite |  |  | Sn-poor Epithermal |  |  |  | galena, bismuthinite, marcasite, iron oxides, pyroxene, actinolite, quartz | thin sections and polished blocks examined using optical microscope, BSE detector, and EDS prior to analysis | EMPA, LA-ICPMS | JEOL JXA-8230 electron probe microanalyzer; RESOlution-LR 193 nm ArF excimer laser ablation system coupled to an Agilent 7700x ICP-MS | Laboratory of Mineral Resources Research Center, Fuzhou University; Adelaide Microscopy, the University of Adelaide | EPMA point analysis: accelerating voltage 15 kV, beam current 20 nA, beam diameter ~5 μm; EPMA mapping: accelerating voltage 20 kV, working current 50 nA, dwell time ~10 ms; BSE imaging: accelerating voltage 20 kV, beam current 10 nA; LA-ICP-MS: energy density 3~3.5 J/cm2, spot sizes 29 to 51 μm, repetition rates 5 Hz (polished thin-section) and 10 Hz (polished blocks), ~30 s background acquisition, ~40 s sample data acquisition | STDGL3 (Danyushevsky et al. 2011) and GSD-1G (USGS) | 2.3444 | [19 empty] | 4846.2073 | [5 empty] | 2.1043 | [5 empty] | 329.6139 | [9 empty] | 13718.6671 |  | 44.9381 |  |  |  | 0.1599 | [7 empty] | 276.8901 | [13 empty] | 3654.462 | [15 empty] | 0.096879 | [17 empty] | 0.037521 | [9 empty] | 108.5732 | [32 empty] | 2025 |  |  | CHN | Tibet
| Lawu |  | Magmatic hydrothermal | Skarn | Cu-Pb-Zn skarn | Cu, Pb, Zn | In, Sn | Cu, Pb, Zn, In, Sn |  |  | 2019-MOR-032-SP (slC2)-1 | 2019-MOR-032-SP (slC2)-1 | underground mine |  |  |  |  | ore material | drill core | underground mining tunnels and drill cores | mineral separate | [5 empty] | mineralisation |  |  |  | sphalerite, chalcopyrite, pyrrhotite, pyrite, arsenopyrite |  |  | Sn-poor Epithermal |  |  |  | galena, bismuthinite, marcasite, iron oxides, pyroxene, actinolite, quartz | thin sections and polished blocks examined using optical microscope, BSE detector, and EDS prior to analysis | EMPA, LA-ICPMS | JEOL JXA-8230 electron probe microanalyzer; RESOlution-LR 193 nm ArF excimer laser ablation system coupled to an Agilent 7700x ICP-MS | Laboratory of Mineral Resources Research Center, Fuzhou University; Adelaide Microscopy, the University of Adelaide | EPMA point analysis: accelerating voltage 15 kV, beam current 20 nA, beam diameter ~5 μm; EPMA mapping: accelerating voltage 20 kV, working current 50 nA, dwell time ~10 ms; BSE imaging: accelerating voltage 20 kV, beam current 10 nA; LA-ICP-MS: energy density 3~3.5 J/cm2, spot sizes 29 to 51 μm, repetition rates 5 Hz (polished thin-section) and 10 Hz (polished blocks), ~30 s background acquisition, ~40 s sample data acquisition | STDGL3 (Danyushevsky et al. 2011) and GSD-1G (USGS) | 4.6933 | [19 empty] | 3578.2546 | [5 empty] | 13.023 | [5 empty] | 149.5243 | [9 empty] | 3101.9666 |  | 1.1132 |  |  |  | 0.17982 | [7 empty] | 5.0333 | [13 empty] | 547.0798 | [15 empty] | 15.916 | [17 empty] | 4.6691 | [9 empty] | 23.2629 | [32 empty] | 2025 |  |  | CHN | Tibet
| Lawu |  | Magmatic hydrothermal | Skarn | Cu-Pb-Zn skarn | Cu, Pb, Zn | In, Sn | Cu, Pb, Zn, In, Sn |  |  | 2019-MOR-032-SP (slC2)-2 | 2019-MOR-032-SP (slC2)-2 | underground mine |  |  |  |  | ore material | drill core | underground mining tunnels and drill cores | mineral separate | [5 empty] | mineralisation |  |  |  | sphalerite, chalcopyrite, pyrrhotite, pyrite, arsenopyrite |  |  | Sn-poor Epithermal |  |  |  | galena, bismuthinite, marcasite, iron oxides, pyroxene, actinolite, quartz | thin sections and polished blocks examined using optical microscope, BSE detector, and EDS prior to analysis | EMPA, LA-ICPMS | JEOL JXA-8230 electron probe microanalyzer; RESOlution-LR 193 nm ArF excimer laser ablation system coupled to an Agilent 7700x ICP-MS | Laboratory of Mineral Resources Research Center, Fuzhou University; Adelaide Microscopy, the University of Adelaide | EPMA point analysis: accelerating voltage 15 kV, beam current 20 nA, beam diameter ~5 μm; EPMA mapping: accelerating voltage 20 kV, working current 50 nA, dwell time ~10 ms; BSE imaging: accelerating voltage 20 kV, beam current 10 nA; LA-ICP-MS: energy density 3~3.5 J/cm2, spot sizes 29 to 51 μm, repetition rates 5 Hz (polished thin-section) and 10 Hz (polished blocks), ~30 s background acquisition, ~40 s sample data acquisition | STDGL3 (Danyushevsky et al. 2011) and GSD-1G (USGS) | 3.1575 | [19 empty] | 4067.879 | [5 empty] | 0.89747 | [5 empty] | 113.6054 | [9 empty] | 1519.4771 |  | 1.7275 |  |  |  | 0.14283 | [7 empty] | 9.0208 | [13 empty] | 814.3294 | [15 empty] | 22.8457 | [17 empty] | 0.52952 | [9 empty] | 97.8477 | [32 empty] | 2025 |  |  | CHN | Tibet
| Lawu |  | Magmatic hydrothermal | Skarn | Cu-Pb-Zn skarn | Cu, Pb, Zn | In, Sn | Cu, Pb, Zn, In, Sn |  |  | 2019-MOR-032-SP (slC2)-3 | 2019-MOR-032-SP (slC2)-3 | underground mine |  |  |  |  | ore material | drill core | underground mining tunnels and drill cores | mineral separate | [5 empty] | mineralisation |  |  |  | sphalerite, chalcopyrite, pyrrhotite, pyrite, arsenopyrite |  |  | Sn-poor Epithermal |  |  |  | galena, bismuthinite, marcasite, iron oxides, pyroxene, actinolite, quartz | thin sections and polished blocks examined using optical microscope, BSE detector, and EDS prior to analysis | EMPA, LA-ICPMS | JEOL JXA-8230 electron probe microanalyzer; RESOlution-LR 193 nm ArF excimer laser ablation system coupled to an Agilent 7700x ICP-MS | Laboratory of Mineral Resources Research Center, Fuzhou University; Adelaide Microscopy, the University of Adelaide | EPMA point analysis: accelerating voltage 15 kV, beam current 20 nA, beam diameter ~5 μm; EPMA mapping: accelerating voltage 20 kV, working current 50 nA, dwell time ~10 ms; BSE imaging: accelerating voltage 20 kV, beam current 10 nA; LA-ICP-MS: energy density 3~3.5 J/cm2, spot sizes 29 to 51 μm, repetition rates 5 Hz (polished thin-section) and 10 Hz (polished blocks), ~30 s background acquisition, ~40 s sample data acquisition | STDGL3 (Danyushevsky et al. 2011) and GSD-1G (USGS) | 2.4943 | [19 empty] | 3731.0119 | [5 empty] | 2.7343 | [5 empty] | 126.1084 | [9 empty] | 2153.5887 |  | 3.0128 |  |  |  | 0.15118 | [7 empty] | 16.4302 | [13 empty] | 1973.719 | [15 empty] | 1.2563 | [17 empty] | 0.59027 | [9 empty] | 85.8716 | [32 empty] | 2025 |  |  | CHN | Tibet
| Lawu |  | Magmatic hydrothermal | Skarn | Cu-Pb-Zn skarn | Cu, Pb, Zn | In, Sn | Cu, Pb, Zn, In, Sn |  |  | 2019-MOR-032-SP (slC2)-4 | 2019-MOR-032-SP (slC2)-4 | underground mine |  |  |  |  | ore material | drill core | underground mining tunnels and drill cores | mineral separate | [5 empty] | mineralisation |  |  |  | sphalerite, chalcopyrite, pyrrhotite, pyrite, arsenopyrite |  |  | Sn-poor Epithermal |  |  |  | galena, bismuthinite, marcasite, iron oxides, pyroxene, actinolite, quartz | thin sections and polished blocks examined using optical microscope, BSE detector, and EDS prior to analysis | EMPA, LA-ICPMS | JEOL JXA-8230 electron probe microanalyzer; RESOlution-LR 193 nm ArF excimer laser ablation system coupled to an Agilent 7700x ICP-MS | Laboratory of Mineral Resources Research Center, Fuzhou University; Adelaide Microscopy, the University of Adelaide | EPMA point analysis: accelerating voltage 15 kV, beam current 20 nA, beam diameter ~5 μm; EPMA mapping: accelerating voltage 20 kV, working current 50 nA, dwell time ~10 ms; BSE imaging: accelerating voltage 20 kV, beam current 10 nA; LA-ICP-MS: energy density 3~3.5 J/cm2, spot sizes 29 to 51 μm, repetition rates 5 Hz (polished thin-section) and 10 Hz (polished blocks), ~30 s background acquisition, ~40 s sample data acquisition | STDGL3 (Danyushevsky et al. 2011) and GSD-1G (USGS) | 3.6126 | [19 empty] | 2838.7001 | [5 empty] | 2.7537 | [5 empty] | 955.1643 | [9 empty] | 2923.8212 |  | 10.9566 |  |  |  | 0.14882 | [7 empty] | 5.4773 | [13 empty] | 1051.5627 | [15 empty] | 1.0846 | [17 empty] | 0.064171 | [9 empty] | 6.8446 | [32 empty] | 2025 |  |  | CHN | Tibet
| Lawu |  | Magmatic hydrothermal | Skarn | Cu-Pb-Zn skarn | Cu, Pb, Zn | In, Sn | Cu, Pb, Zn, In, Sn |  |  | 2019-MOR-032-SP (slC2)-5 | 2019-MOR-032-SP (slC2)-5 | underground mine |  |  |  |  | ore material | drill core | underground mining tunnels and drill cores | mineral separate | [5 empty] | mineralisation |  |  |  | sphalerite, chalcopyrite, pyrrhotite, pyrite, arsenopyrite |  |  | Sn-poor Epithermal |  |  |  | galena, bismuthinite, marcasite, iron oxides, pyroxene, actinolite, quartz | thin sections and polished blocks examined using optical microscope, BSE detector, and EDS prior to analysis | EMPA, LA-ICPMS | JEOL JXA-8230 electron probe microanalyzer; RESOlution-LR 193 nm ArF excimer laser ablation system coupled to an Agilent 7700x ICP-MS | Laboratory of Mineral Resources Research Center, Fuzhou University; Adelaide Microscopy, the University of Adelaide | EPMA point analysis: accelerating voltage 15 kV, beam current 20 nA, beam diameter ~5 μm; EPMA mapping: accelerating voltage 20 kV, working current 50 nA, dwell time ~10 ms; BSE imaging: accelerating voltage 20 kV, beam current 10 nA; LA-ICP-MS: energy density 3~3.5 J/cm2, spot sizes 29 to 51 μm, repetition rates 5 Hz (polished thin-section) and 10 Hz (polished blocks), ~30 s background acquisition, ~40 s sample data acquisition | STDGL3 (Danyushevsky et al. 2011) and GSD-1G (USGS) | 2.0852 | [19 empty] | 3805.7632 | [5 empty] | 6.0867 | [5 empty] | 114.4267 | [9 empty] | 1987.5532 |  | 1.3825 |  |  |  | 0.19038 | [7 empty] | 11.7543 | [13 empty] | 1350.388 | [15 empty] | 0.082105 | [17 empty] | 0.089195 | [9 empty] | 55.1294 | [32 empty] | 2025 |  |  | CHN | Tibet
| Lawu |  | Magmatic hydrothermal | Skarn | Cu-Pb-Zn skarn | Cu, Pb, Zn | In, Sn | Cu, Pb, Zn, In, Sn |  |  | 2019-MOR-032-SP (slC2)-6 | 2019-MOR-032-SP (slC2)-6 | underground mine |  |  |  |  | ore material | drill core | underground mining tunnels and drill cores | mineral separate | [5 empty] | mineralisation |  |  |  | sphalerite, chalcopyrite, pyrrhotite, pyrite, arsenopyrite |  |  | Sn-poor Epithermal |  |  |  | galena, bismuthinite, marcasite, iron oxides, pyroxene, actinolite, quartz | thin sections and polished blocks examined using optical microscope, BSE detector, and EDS prior to analysis | EMPA, LA-ICPMS | JEOL JXA-8230 electron probe microanalyzer; RESOlution-LR 193 nm ArF excimer laser ablation system coupled to an Agilent 7700x ICP-MS | Laboratory of Mineral Resources Research Center, Fuzhou University; Adelaide Microscopy, the University of Adelaide | EPMA point analysis: accelerating voltage 15 kV, beam current 20 nA, beam diameter ~5 μm; EPMA mapping: accelerating voltage 20 kV, working current 50 nA, dwell time ~10 ms; BSE imaging: accelerating voltage 20 kV, beam current 10 nA; LA-ICP-MS: energy density 3~3.5 J/cm2, spot sizes 29 to 51 μm, repetition rates 5 Hz (polished thin-section) and 10 Hz (polished blocks), ~30 s background acquisition, ~40 s sample data acquisition | STDGL3 (Danyushevsky et al. 2011) and GSD-1G (USGS) | 1.9498 | [19 empty] | 2958.271 | [5 empty] | 2.1731 | [5 empty] | 30.5475 | [9 empty] | 4918.0216 |  | 23.027 |  |  |  | 0.16962 | [7 empty] | 1.6072 | [13 empty] | 226.7415 | [15 empty] | 0.034214 | [17 empty] | 0.038569 | [9 empty] | 6.3776 | [32 empty] | 2025 |  |  | CHN | Tibet
| Lawu |  | Magmatic hydrothermal | Skarn | Cu-Pb-Zn skarn | Cu, Pb, Zn | In, Sn | Cu, Pb, Zn, In, Sn |  |  | 2019-MOR-032-SP (slC2)-7 | 2019-MOR-032-SP (slC2)-7 | underground mine |  |  |  |  | ore material | drill core | underground mining tunnels and drill cores | mineral separate | [5 empty] | mineralisation |  |  |  | sphalerite, chalcopyrite, pyrrhotite, pyrite, arsenopyrite |  |  | Sn-poor Epithermal |  |  |  | galena, bismuthinite, marcasite, iron oxides, pyroxene, actinolite, quartz | thin sections and polished blocks examined using optical microscope, BSE detector, and EDS prior to analysis | EMPA, LA-ICPMS | JEOL JXA-8230 electron probe microanalyzer; RESOlution-LR 193 nm ArF excimer laser ablation system coupled to an Agilent 7700x ICP-MS | Laboratory of Mineral Resources Research Center, Fuzhou University; Adelaide Microscopy, the University of Adelaide | EPMA point analysis: accelerating voltage 15 kV, beam current 20 nA, beam diameter ~5 μm; EPMA mapping: accelerating voltage 20 kV, working current 50 nA, dwell time ~10 ms; BSE imaging: accelerating voltage 20 kV, beam current 10 nA; LA-ICP-MS: energy density 3~3.5 J/cm2, spot sizes 29 to 51 μm, repetition rates 5 Hz (polished thin-section) and 10 Hz (polished blocks), ~30 s background acquisition, ~40 s sample data acquisition | STDGL3 (Danyushevsky et al. 2011) and GSD-1G (USGS) | 1.9531 | [19 empty] | 2881.1174 | [5 empty] | 2.2875 | [5 empty] | 34.4903 | [9 empty] | 5068.1525 |  | 26.6834 |  |  |  | 0.14163 | [7 empty] | 1.1921 | [13 empty] | 112.4517 | [15 empty] | 0.78737 | [17 empty] | 0.081608 | [9 empty] | 1.7938 | [32 empty] | 2025 |  |  | CHN | Tibet
| Lawu |  | Magmatic hydrothermal | Skarn | Cu-Pb-Zn skarn | Cu, Pb, Zn | In, Sn | Cu, Pb, Zn, In, Sn |  |  | KMO-06-293 (slA)-1 | KMO-06-293 (slA)-1 | underground mine |  |  |  |  | ore material | drill core | underground mining tunnels and drill cores | mineral separate | [5 empty] | mineralisation |  |  |  | sphalerite, chalcopyrite, pyrrhotite, pyrite, arsenopyrite |  |  | Sn-poor Epithermal |  |  |  | galena, bismuthinite, marcasite, iron oxides, pyroxene, actinolite, quartz | thin sections and polished blocks examined using optical microscope, BSE detector, and EDS prior to analysis | EMPA, LA-ICPMS | JEOL JXA-8230 electron probe microanalyzer; RESOlution-LR 193 nm ArF excimer laser ablation system coupled to an Agilent 7700x ICP-MS | Laboratory of Mineral Resources Research Center, Fuzhou University; Adelaide Microscopy, the University of Adelaide | EPMA point analysis: accelerating voltage 15 kV, beam current 20 nA, beam diameter ~5 μm; EPMA mapping: accelerating voltage 20 kV, working current 50 nA, dwell time ~10 ms; BSE imaging: accelerating voltage 20 kV, beam current 10 nA; LA-ICP-MS: energy density 3~3.5 J/cm2, spot sizes 29 to 51 μm, repetition rates 5 Hz (polished thin-section) and 10 Hz (polished blocks), ~30 s background acquisition, ~40 s sample data acquisition | STDGL3 (Danyushevsky et al. 2011) and GSD-1G (USGS) | 2.8288 | [19 empty] | 1936.68 | [5 empty] | 1.6745 | [5 empty] | 49.5998 | [9 empty] | 56280.757 |  | 10.8301 |  |  |  | 0.18035 | [7 empty] | 38.835 | [13 empty] | 2655.7269 | [15 empty] | 0.72118 | [17 empty] | 0.063158 | [9 empty] | 0.42479 | [32 empty] | 2025 |  |  | CHN | Tibet
| Lawu |  | Magmatic hydrothermal | Skarn | Cu-Pb-Zn skarn | Cu, Pb, Zn | In, Sn | Cu, Pb, Zn, In, Sn |  |  | KMO-06-293 (slA)-2 | KMO-06-293 (slA)-2 | underground mine |  |  |  |  | ore material | drill core | underground mining tunnels and drill cores | mineral separate | [5 empty] | mineralisation |  |  |  | sphalerite, chalcopyrite, pyrrhotite, pyrite, arsenopyrite |  |  | Sn-poor Epithermal |  |  |  | galena, bismuthinite, marcasite, iron oxides, pyroxene, actinolite, quartz | thin sections and polished blocks examined using optical microscope, BSE detector, and EDS prior to analysis | EMPA, LA-ICPMS | JEOL JXA-8230 electron probe microanalyzer; RESOlution-LR 193 nm ArF excimer laser ablation system coupled to an Agilent 7700x ICP-MS | Laboratory of Mineral Resources Research Center, Fuzhou University; Adelaide Microscopy, the University of Adelaide | EPMA point analysis: accelerating voltage 15 kV, beam current 20 nA, beam diameter ~5 μm; EPMA mapping: accelerating voltage 20 kV, working current 50 nA, dwell time ~10 ms; BSE imaging: accelerating voltage 20 kV, beam current 10 nA; LA-ICP-MS: energy density 3~3.5 J/cm2, spot sizes 29 to 51 μm, repetition rates 5 Hz (polished thin-section) and 10 Hz (polished blocks), ~30 s background acquisition, ~40 s sample data acquisition | STDGL3 (Danyushevsky et al. 2011) and GSD-1G (USGS) | 3.6969 | [19 empty] | 1863.6113 | [5 empty] | 0.38515 | [5 empty] | 27.8509 | [9 empty] | 58740.2101 |  | 6.2348 |  |  |  | 0.13514 | [7 empty] | 24.266 | [13 empty] | 2861.9542 | [15 empty] | 1.5195 | [17 empty] | 0.10875 | [9 empty] | 0.17959 | [32 empty] | 2025 |  |  | CHN | Tibet
| Lawu |  | Magmatic hydrothermal | Skarn | Cu-Pb-Zn skarn | Cu, Pb, Zn | In, Sn | Cu, Pb, Zn, In, Sn |  |  | KMO-06-293 (slA)-3 | KMO-06-293 (slA)-3 | underground mine |  |  |  |  | ore material | drill core | underground mining tunnels and drill cores | mineral separate | [5 empty] | mineralisation |  |  |  | sphalerite, chalcopyrite, pyrrhotite, pyrite, arsenopyrite |  |  | Sn-poor Epithermal |  |  |  | galena, bismuthinite, marcasite, iron oxides, pyroxene, actinolite, quartz | thin sections and polished blocks examined using optical microscope, BSE detector, and EDS prior to analysis | EMPA, LA-ICPMS | JEOL JXA-8230 electron probe microanalyzer; RESOlution-LR 193 nm ArF excimer laser ablation system coupled to an Agilent 7700x ICP-MS | Laboratory of Mineral Resources Research Center, Fuzhou University; Adelaide Microscopy, the University of Adelaide | EPMA point analysis: accelerating voltage 15 kV, beam current 20 nA, beam diameter ~5 μm; EPMA mapping: accelerating voltage 20 kV, working current 50 nA, dwell time ~10 ms; BSE imaging: accelerating voltage 20 kV, beam current 10 nA; LA-ICP-MS: energy density 3~3.5 J/cm2, spot sizes 29 to 51 μm, repetition rates 5 Hz (polished thin-section) and 10 Hz (polished blocks), ~30 s background acquisition, ~40 s sample data acquisition | STDGL3 (Danyushevsky et al. 2011) and GSD-1G (USGS) | 3.0441 | [19 empty] | 1871.557 | [5 empty] | 0.09268 | [5 empty] | 46.6347 | [9 empty] | 58411.3865 |  | 25.9644 |  |  |  | 0.13988 | [7 empty] | 19.1689 | [13 empty] | 3068.2091 | [15 empty] | 0.93025 | [17 empty] | 0.041493 | [9 empty] | 0.26443 | [32 empty] | 2025 |  |  | CHN | Tibet
| Lawu |  | Magmatic hydrothermal | Skarn | Cu-Pb-Zn skarn | Cu, Pb, Zn | In, Sn | Cu, Pb, Zn, In, Sn |  |  | KMO-06-293 (slA)-4 | KMO-06-293 (slA)-4 | underground mine |  |  |  |  | ore material | drill core | underground mining tunnels and drill cores | mineral separate | [5 empty] | mineralisation |  |  |  | sphalerite, chalcopyrite, pyrrhotite, pyrite, arsenopyrite |  |  | Sn-poor Epithermal |  |  |  | galena, bismuthinite, marcasite, iron oxides, pyroxene, actinolite, quartz | thin sections and polished blocks examined using optical microscope, BSE detector, and EDS prior to analysis | EMPA, LA-ICPMS | JEOL JXA-8230 electron probe microanalyzer; RESOlution-LR 193 nm ArF excimer laser ablation system coupled to an Agilent 7700x ICP-MS | Laboratory of Mineral Resources Research Center, Fuzhou University; Adelaide Microscopy, the University of Adelaide | EPMA point analysis: accelerating voltage 15 kV, beam current 20 nA, beam diameter ~5 μm; EPMA mapping: accelerating voltage 20 kV, working current 50 nA, dwell time ~10 ms; BSE imaging: accelerating voltage 20 kV, beam current 10 nA; LA-ICP-MS: energy density 3~3.5 J/cm2, spot sizes 29 to 51 μm, repetition rates 5 Hz (polished thin-section) and 10 Hz (polished blocks), ~30 s background acquisition, ~40 s sample data acquisition | STDGL3 (Danyushevsky et al. 2011) and GSD-1G (USGS) | 3.4534 | [19 empty] | 1730.2208 | [5 empty] | 0.27686 | [5 empty] | 27.9251 | [9 empty] | 59654.1621 |  | 5.7365 |  |  |  | 0.1643 | [7 empty] | 24.7312 | [13 empty] | 2885.0595 | [15 empty] | 1.3837 | [17 empty] | 0.23349 | [9 empty] | 0.61425 | [32 empty] | 2025 |  |  | CHN | Tibet
| Lawu |  | Magmatic hydrothermal | Skarn | Cu-Pb-Zn skarn | Cu, Pb, Zn | In, Sn | Cu, Pb, Zn, In, Sn |  |  | KMO-06-293 (slA)-5 | KMO-06-293 (slA)-5 | underground mine |  |  |  |  | ore material | drill core | underground mining tunnels and drill cores | mineral separate | [5 empty] | mineralisation |  |  |  | sphalerite, chalcopyrite, pyrrhotite, pyrite, arsenopyrite |  |  | Sn-poor Epithermal |  |  |  | galena, bismuthinite, marcasite, iron oxides, pyroxene, actinolite, quartz | thin sections and polished blocks examined using optical microscope, BSE detector, and EDS prior to analysis | EMPA, LA-ICPMS | JEOL JXA-8230 electron probe microanalyzer; RESOlution-LR 193 nm ArF excimer laser ablation system coupled to an Agilent 7700x ICP-MS | Laboratory of Mineral Resources Research Center, Fuzhou University; Adelaide Microscopy, the University of Adelaide | EPMA point analysis: accelerating voltage 15 kV, beam current 20 nA, beam diameter ~5 μm; EPMA mapping: accelerating voltage 20 kV, working current 50 nA, dwell time ~10 ms; BSE imaging: accelerating voltage 20 kV, beam current 10 nA; LA-ICP-MS: energy density 3~3.5 J/cm2, spot sizes 29 to 51 μm, repetition rates 5 Hz (polished thin-section) and 10 Hz (polished blocks), ~30 s background acquisition, ~40 s sample data acquisition | STDGL3 (Danyushevsky et al. 2011) and GSD-1G (USGS) | 14.625 | [19 empty] | 1765.2388 | [5 empty] | 0.2509 | [5 empty] | 45.9931 | [9 empty] | 60401.2745 |  | 3.978 |  |  |  | 0.49641 | [7 empty] | 27.4905 | [13 empty] | 2752.6531 | [15 empty] | 12.7332 | [17 empty] | 2.2028 | [9 empty] | 4.0684 | [32 empty] | 2025 |  |  | CHN | Tibet
| Lawu |  | Magmatic hydrothermal | Skarn | Cu-Pb-Zn skarn | Cu, Pb, Zn | In, Sn | Cu, Pb, Zn, In, Sn |  |  | MO-05-KK-07 (slA)-1 | MO-05-KK-07 (slA)-1 | underground mine |  |  |  |  | ore material | drill core | underground mining tunnels and drill cores | mineral separate | [5 empty] | mineralisation |  |  |  | sphalerite, chalcopyrite, pyrrhotite, pyrite, arsenopyrite |  |  | Sn-poor Epithermal |  |  |  | galena, bismuthinite, marcasite, iron oxides, pyroxene, actinolite, quartz | thin sections and polished blocks examined using optical microscope, BSE detector, and EDS prior to analysis | EMPA, LA-ICPMS | JEOL JXA-8230 electron probe microanalyzer; RESOlution-LR 193 nm ArF excimer laser ablation system coupled to an Agilent 7700x ICP-MS | Laboratory of Mineral Resources Research Center, Fuzhou University; Adelaide Microscopy, the University of Adelaide | EPMA point analysis: accelerating voltage 15 kV, beam current 20 nA, beam diameter ~5 μm; EPMA mapping: accelerating voltage 20 kV, working current 50 nA, dwell time ~10 ms; BSE imaging: accelerating voltage 20 kV, beam current 10 nA; LA-ICP-MS: energy density 3~3.5 J/cm2, spot sizes 29 to 51 μm, repetition rates 5 Hz (polished thin-section) and 10 Hz (polished blocks), ~30 s background acquisition, ~40 s sample data acquisition | STDGL3 (Danyushevsky et al. 2011) and GSD-1G (USGS) | 11.6037 | [19 empty] | 1751.3428 | [5 empty] | 0.2478 | [5 empty] | 277.2215 | [9 empty] | 67245.0279 |  | 7.1038 |  |  |  | 0.89081 | [7 empty] | 323.8498 | [13 empty] | 3146.4318 | [15 empty] | 29.0835 | [17 empty] | 2.4498 | [9 empty] | 38.1552 | [32 empty] | 2025 |  |  | CHN | Tibet
| Lawu |  | Magmatic hydrothermal | Skarn | Cu-Pb-Zn skarn | Cu, Pb, Zn | In, Sn | Cu, Pb, Zn, In, Sn |  |  | MO-05-KK-07 (slA)-2 | MO-05-KK-07 (slA)-2 | underground mine |  |  |  |  | ore material | drill core | underground mining tunnels and drill cores | mineral separate | [5 empty] | mineralisation |  |  |  | sphalerite, chalcopyrite, pyrrhotite, pyrite, arsenopyrite |  |  | Sn-poor Epithermal |  |  |  | galena, bismuthinite, marcasite, iron oxides, pyroxene, actinolite, quartz | thin sections and polished blocks examined using optical microscope, BSE detector, and EDS prior to analysis | EMPA, LA-ICPMS | JEOL JXA-8230 electron probe microanalyzer; RESOlution-LR 193 nm ArF excimer laser ablation system coupled to an Agilent 7700x ICP-MS | Laboratory of Mineral Resources Research Center, Fuzhou University; Adelaide Microscopy, the University of Adelaide | EPMA point analysis: accelerating voltage 15 kV, beam current 20 nA, beam diameter ~5 μm; EPMA mapping: accelerating voltage 20 kV, working current 50 nA, dwell time ~10 ms; BSE imaging: accelerating voltage 20 kV, beam current 10 nA; LA-ICP-MS: energy density 3~3.5 J/cm2, spot sizes 29 to 51 μm, repetition rates 5 Hz (polished thin-section) and 10 Hz (polished blocks), ~30 s background acquisition, ~40 s sample data acquisition | STDGL3 (Danyushevsky et al. 2011) and GSD-1G (USGS) | 6.1716 | [19 empty] | 1809.0902 | [5 empty] | 0.25047 | [5 empty] | 271.2437 | [9 empty] | 72835.1684 |  | 9.6865 |  |  |  | 0.22955 | [7 empty] | 312.7555 | [13 empty] | 3312.2586 | [15 empty] | 2.1107 | [17 empty] | 0.58961 | [9 empty] | 7.0618 | [32 empty] | 2025 |  |  | CHN | Tibet
| Lawu |  | Magmatic hydrothermal | Skarn | Cu-Pb-Zn skarn | Cu, Pb, Zn | In, Sn | Cu, Pb, Zn, In, Sn |  |  | MO-05-KK-07 (slA)-3 | MO-05-KK-07 (slA)-3 | underground mine |  |  |  |  | ore material | drill core | underground mining tunnels and drill cores | mineral separate | [5 empty] | mineralisation |  |  |  | sphalerite, chalcopyrite, pyrrhotite, pyrite, arsenopyrite |  |  | Sn-poor Epithermal |  |  |  | galena, bismuthinite, marcasite, iron oxides, pyroxene, actinolite, quartz | thin sections and polished blocks examined using optical microscope, BSE detector, and EDS prior to analysis | EMPA, LA-ICPMS | JEOL JXA-8230 electron probe microanalyzer; RESOlution-LR 193 nm ArF excimer laser ablation system coupled to an Agilent 7700x ICP-MS | Laboratory of Mineral Resources Research Center, Fuzhou University; Adelaide Microscopy, the University of Adelaide | EPMA point analysis: accelerating voltage 15 kV, beam current 20 nA, beam diameter ~5 μm; EPMA mapping: accelerating voltage 20 kV, working current 50 nA, dwell time ~10 ms; BSE imaging: accelerating voltage 20 kV, beam current 10 nA; LA-ICP-MS: energy density 3~3.5 J/cm2, spot sizes 29 to 51 μm, repetition rates 5 Hz (polished thin-section) and 10 Hz (polished blocks), ~30 s background acquisition, ~40 s sample data acquisition | STDGL3 (Danyushevsky et al. 2011) and GSD-1G (USGS) | 5.2205 | [19 empty] | 1921.5429 | [5 empty] | 0.33371 | [5 empty] | 249.3861 | [9 empty] | 71126.7937 |  | 10.5996 |  |  |  | 0.16901 | [7 empty] | 302.4696 | [13 empty] | 3156.116 | [15 empty] | 0.61925 | [17 empty] | 0.14776 | [9 empty] | 11.8747 | [32 empty] | 2025 |  |  | CHN | Tibet
| Lawu |  | Magmatic hydrothermal | Skarn | Cu-Pb-Zn skarn | Cu, Pb, Zn | In, Sn | Cu, Pb, Zn, In, Sn |  |  | MO-05-KK-07 (slA)-4 | MO-05-KK-07 (slA)-4 | underground mine |  |  |  |  | ore material | drill core | underground mining tunnels and drill cores | mineral separate | [5 empty] | mineralisation |  |  |  | sphalerite, chalcopyrite, pyrrhotite, pyrite, arsenopyrite |  |  | Sn-poor Epithermal |  |  |  | galena, bismuthinite, marcasite, iron oxides, pyroxene, actinolite, quartz | thin sections and polished blocks examined using optical microscope, BSE detector, and EDS prior to analysis | EMPA, LA-ICPMS | JEOL JXA-8230 electron probe microanalyzer; RESOlution-LR 193 nm ArF excimer laser ablation system coupled to an Agilent 7700x ICP-MS | Laboratory of Mineral Resources Research Center, Fuzhou University; Adelaide Microscopy, the University of Adelaide | EPMA point analysis: accelerating voltage 15 kV, beam current 20 nA, beam diameter ~5 μm; EPMA mapping: accelerating voltage 20 kV, working current 50 nA, dwell time ~10 ms; BSE imaging: accelerating voltage 20 kV, beam current 10 nA; LA-ICP-MS: energy density 3~3.5 J/cm2, spot sizes 29 to 51 μm, repetition rates 5 Hz (polished thin-section) and 10 Hz (polished blocks), ~30 s background acquisition, ~40 s sample data acquisition | STDGL3 (Danyushevsky et al. 2011) and GSD-1G (USGS) | 8.6894 | [19 empty] | 1877.3652 | [5 empty] | 0.18541 | [5 empty] | 251.8334 | [9 empty] | 67948.8695 |  | 7.6579 |  |  |  | 0.22804 | [7 empty] | 316.3864 | [13 empty] | 3116.5 | [15 empty] | 5.8722 | [17 empty] | 0.91112 | [9 empty] | 19.329 | [32 empty] | 2025 |  |  | CHN | Tibet
| Lawu |  | Magmatic hydrothermal | Skarn | Cu-Pb-Zn skarn | Cu, Pb, Zn | In, Sn | Cu, Pb, Zn, In, Sn |  |  | MO-05-KK-07 (slA)-5 | MO-05-KK-07 (slA)-5 | underground mine |  |  |  |  | ore material | drill core | underground mining tunnels and drill cores | mineral separate | [5 empty] | mineralisation |  |  |  | sphalerite, chalcopyrite, pyrrhotite, pyrite, arsenopyrite |  |  | Sn-poor Epithermal |  |  |  | galena, bismuthinite, marcasite, iron oxides, pyroxene, actinolite, quartz | thin sections and polished blocks examined using optical microscope, BSE detector, and EDS prior to analysis | EMPA, LA-ICPMS | JEOL JXA-8230 electron probe microanalyzer; RESOlution-LR 193 nm ArF excimer laser ablation system coupled to an Agilent 7700x ICP-MS | Laboratory of Mineral Resources Research Center, Fuzhou University; Adelaide Microscopy, the University of Adelaide | EPMA point analysis: accelerating voltage 15 kV, beam current 20 nA, beam diameter ~5 μm; EPMA mapping: accelerating voltage 20 kV, working current 50 nA, dwell time ~10 ms; BSE imaging: accelerating voltage 20 kV, beam current 10 nA; LA-ICP-MS: energy density 3~3.5 J/cm2, spot sizes 29 to 51 μm, repetition rates 5 Hz (polished thin-section) and 10 Hz (polished blocks), ~30 s background acquisition, ~40 s sample data acquisition | STDGL3 (Danyushevsky et al. 2011) and GSD-1G (USGS) | 6.1802 | [19 empty] | 1978.3584 | [5 empty] | 0.39148 | [5 empty] | 255.2002 | [9 empty] | 75297.6277 |  | 4.9305 |  |  |  | 0.16243 | [7 empty] | 307.0774 | [13 empty] | 3290.8231 | [15 empty] | 0.25767 | [17 empty] | 0.038959 | [9 empty] | 14.8584 | [32 empty] | 2025 |  |  | CHN | Tibet
| Lawu |  | Magmatic hydrothermal | Skarn | Cu-Pb-Zn skarn | Cu, Pb, Zn | In, Sn | Cu, Pb, Zn, In, Sn |  |  | 2019-MOR-54 (slA)-1 | 2019-MOR-54 (slA)-1 | underground mine |  |  |  |  | ore material | drill core | underground mining tunnels and drill cores | mineral separate | [5 empty] | mineralisation |  |  |  | sphalerite, chalcopyrite, pyrrhotite, pyrite, arsenopyrite |  |  | Sn-poor Epithermal |  |  |  | galena, bismuthinite, marcasite, iron oxides, pyroxene, actinolite, quartz | thin sections and polished blocks examined using optical microscope, BSE detector, and EDS prior to analysis | EMPA, LA-ICPMS | JEOL JXA-8230 electron probe microanalyzer; RESOlution-LR 193 nm ArF excimer laser ablation system coupled to an Agilent 7700x ICP-MS | Laboratory of Mineral Resources Research Center, Fuzhou University; Adelaide Microscopy, the University of Adelaide | EPMA point analysis: accelerating voltage 15 kV, beam current 20 nA, beam diameter ~5 μm; EPMA mapping: accelerating voltage 20 kV, working current 50 nA, dwell time ~10 ms; BSE imaging: accelerating voltage 20 kV, beam current 10 nA; LA-ICP-MS: energy density 3~3.5 J/cm2, spot sizes 29 to 51 μm, repetition rates 5 Hz (polished thin-section) and 10 Hz (polished blocks), ~30 s background acquisition, ~40 s sample data acquisition | STDGL3 (Danyushevsky et al. 2011) and GSD-1G (USGS) | 3.5691 | [19 empty] | 2003.4089 | [5 empty] | 160.5685 | [5 empty] | 153.3564 | [9 empty] | 71421.6177 |  | 0.25627 |  |  |  | 0.26974 | [7 empty] | 166.4828 | [13 empty] | 11097.9777 | [15 empty] | 0.054678 | [17 empty] | 0.025471 | [9 empty] | 0.98811 | [32 empty] | 2025 |  |  | CHN | Tibet
| Lawu |  | Magmatic hydrothermal | Skarn | Cu-Pb-Zn skarn | Cu, Pb, Zn | In, Sn | Cu, Pb, Zn, In, Sn |  |  | 2019-MOR-54 (slA)-2 | 2019-MOR-54 (slA)-2 | underground mine |  |  |  |  | ore material | drill core | underground mining tunnels and drill cores | mineral separate | [5 empty] | mineralisation |  |  |  | sphalerite, chalcopyrite, pyrrhotite, pyrite, arsenopyrite |  |  | Sn-poor Epithermal |  |  |  | galena, bismuthinite, marcasite, iron oxides, pyroxene, actinolite, quartz | thin sections and polished blocks examined using optical microscope, BSE detector, and EDS prior to analysis | EMPA, LA-ICPMS | JEOL JXA-8230 electron probe microanalyzer; RESOlution-LR 193 nm ArF excimer laser ablation system coupled to an Agilent 7700x ICP-MS | Laboratory of Mineral Resources Research Center, Fuzhou University; Adelaide Microscopy, the University of Adelaide | EPMA point analysis: accelerating voltage 15 kV, beam current 20 nA, beam diameter ~5 μm; EPMA mapping: accelerating voltage 20 kV, working current 50 nA, dwell time ~10 ms; BSE imaging: accelerating voltage 20 kV, beam current 10 nA; LA-ICP-MS: energy density 3~3.5 J/cm2, spot sizes 29 to 51 μm, repetition rates 5 Hz (polished thin-section) and 10 Hz (polished blocks), ~30 s background acquisition, ~40 s sample data acquisition | STDGL3 (Danyushevsky et al. 2011) and GSD-1G (USGS) | 5.6379 | [19 empty] | 1992.3531 | [5 empty] | 162.145 | [5 empty] | 347.2962 | [9 empty] | 69767.3812 |  | 0.23898 |  |  |  | 0.40166 | [7 empty] | 167.5288 | [13 empty] | 12323.5763 | [15 empty] | 3.6009 | [17 empty] | 0.029454 | [9 empty] | 1.0175 | [32 empty] | 2025 |  |  | CHN | Tibet
| Lawu |  | Magmatic hydrothermal | Skarn | Cu-Pb-Zn skarn | Cu, Pb, Zn | In, Sn | Cu, Pb, Zn, In, Sn |  |  | 2019-MOR-54 (slA)-3 | 2019-MOR-54 (slA)-3 | underground mine |  |  |  |  | ore material | drill core | underground mining tunnels and drill cores | mineral separate | [5 empty] | mineralisation |  |  |  | sphalerite, chalcopyrite, pyrrhotite, pyrite, arsenopyrite |  |  | Sn-poor Epithermal |  |  |  | galena, bismuthinite, marcasite, iron oxides, pyroxene, actinolite, quartz | thin sections and polished blocks examined using optical microscope, BSE detector, and EDS prior to analysis | EMPA, LA-ICPMS | JEOL JXA-8230 electron probe microanalyzer; RESOlution-LR 193 nm ArF excimer laser ablation system coupled to an Agilent 7700x ICP-MS | Laboratory of Mineral Resources Research Center, Fuzhou University; Adelaide Microscopy, the University of Adelaide | EPMA point analysis: accelerating voltage 15 kV, beam current 20 nA, beam diameter ~5 μm; EPMA mapping: accelerating voltage 20 kV, working current 50 nA, dwell time ~10 ms; BSE imaging: accelerating voltage 20 kV, beam current 10 nA; LA-ICP-MS: energy density 3~3.5 J/cm2, spot sizes 29 to 51 μm, repetition rates 5 Hz (polished thin-section) and 10 Hz (polished blocks), ~30 s background acquisition, ~40 s sample data acquisition | STDGL3 (Danyushevsky et al. 2011) and GSD-1G (USGS) | 3.3311 | [19 empty] | 2062.8104 | [5 empty] | 162.5887 | [5 empty] | 170.278 | [9 empty] | 73533.3145 |  | 0.26593 |  |  |  | 0.38208 | [7 empty] | 166.1561 | [13 empty] | 8759.1452 | [15 empty] | 0.39815 | [17 empty] | 0.027682 | [9 empty] | 2.7657 | [32 empty] | 2025 |  |  | CHN | Tibet
| Lawu |  | Magmatic hydrothermal | Skarn | Cu-Pb-Zn skarn | Cu, Pb, Zn | In, Sn | Cu, Pb, Zn, In, Sn |  |  | 2019-MOR-54 (slA)-4 | 2019-MOR-54 (slA)-4 | underground mine |  |  |  |  | ore material | drill core | underground mining tunnels and drill cores | mineral separate | [5 empty] | mineralisation |  |  |  | sphalerite, chalcopyrite, pyrrhotite, pyrite, arsenopyrite |  |  | Sn-poor Epithermal |  |  |  | galena, bismuthinite, marcasite, iron oxides, pyroxene, actinolite, quartz | thin sections and polished blocks examined using optical microscope, BSE detector, and EDS prior to analysis | EMPA, LA-ICPMS | JEOL JXA-8230 electron probe microanalyzer; RESOlution-LR 193 nm ArF excimer laser ablation system coupled to an Agilent 7700x ICP-MS | Laboratory of Mineral Resources Research Center, Fuzhou University; Adelaide Microscopy, the University of Adelaide | EPMA point analysis: accelerating voltage 15 kV, beam current 20 nA, beam diameter ~5 μm; EPMA mapping: accelerating voltage 20 kV, working current 50 nA, dwell time ~10 ms; BSE imaging: accelerating voltage 20 kV, beam current 10 nA; LA-ICP-MS: energy density 3~3.5 J/cm2, spot sizes 29 to 51 μm, repetition rates 5 Hz (polished thin-section) and 10 Hz (polished blocks), ~30 s background acquisition, ~40 s sample data acquisition | STDGL3 (Danyushevsky et al. 2011) and GSD-1G (USGS) | 4.384 | [19 empty] | 2057.211 | [5 empty] | 128.9093 | [5 empty] | 164.7762 | [9 empty] | 71295.832 |  | 0.23181 |  |  |  | 0.31389 | [7 empty] | 171.3791 | [13 empty] | 10629.4413 | [15 empty] | 0.057247 | [17 empty] | 0.025368 | [9 empty] | 1.5499 | [32 empty] | 2025 |  |  | CHN | Tibet
| Lawu |  | Magmatic hydrothermal | Skarn | Cu-Pb-Zn skarn | Cu, Pb, Zn | In, Sn | Cu, Pb, Zn, In, Sn |  |  | 2019-MOR-54 (slA)-5 | 2019-MOR-54 (slA)-5 | underground mine |  |  |  |  | ore material | drill core | underground mining tunnels and drill cores | mineral separate | [5 empty] | mineralisation |  |  |  | sphalerite, chalcopyrite, pyrrhotite, pyrite, arsenopyrite |  |  | Sn-poor Epithermal |  |  |  | galena, bismuthinite, marcasite, iron oxides, pyroxene, actinolite, quartz | thin sections and polished blocks examined using optical microscope, BSE detector, and EDS prior to analysis | EMPA, LA-ICPMS | JEOL JXA-8230 electron probe microanalyzer; RESOlution-LR 193 nm ArF excimer laser ablation system coupled to an Agilent 7700x ICP-MS | Laboratory of Mineral Resources Research Center, Fuzhou University; Adelaide Microscopy, the University of Adelaide | EPMA point analysis: accelerating voltage 15 kV, beam current 20 nA, beam diameter ~5 μm; EPMA mapping: accelerating voltage 20 kV, working current 50 nA, dwell time ~10 ms; BSE imaging: accelerating voltage 20 kV, beam current 10 nA; LA-ICP-MS: energy density 3~3.5 J/cm2, spot sizes 29 to 51 μm, repetition rates 5 Hz (polished thin-section) and 10 Hz (polished blocks), ~30 s background acquisition, ~40 s sample data acquisition | STDGL3 (Danyushevsky et al. 2011) and GSD-1G (USGS) | 5.1056 | [19 empty] | 2081.3148 | [5 empty] | 118.3693 | [5 empty] | 161.2895 | [9 empty] | 72327.7697 |  | 0.26164 |  |  |  | 0.30055 | [7 empty] | 169.6605 | [13 empty] | 9668.7261 | [15 empty] | 1.8624 | [17 empty] | 0.02879 | [9 empty] | 0.65441 | [32 empty] | 2025 |  |  | CHN | Tibet
| Lawu |  | Magmatic hydrothermal | Skarn | Cu-Pb-Zn skarn | Cu, Pb, Zn | In, Sn | Cu, Pb, Zn, In, Sn |  |  | 2019-MOR-54 (slA)-6 | 2019-MOR-54 (slA)-6 | underground mine |  |  |  |  | ore material | drill core | underground mining tunnels and drill cores | mineral separate | [5 empty] | mineralisation |  |  |  | sphalerite, chalcopyrite, pyrrhotite, pyrite, arsenopyrite |  |  | Sn-poor Epithermal |  |  |  | galena, bismuthinite, marcasite, iron oxides, pyroxene, actinolite, quartz | thin sections and polished blocks examined using optical microscope, BSE detector, and EDS prior to analysis | EMPA, LA-ICPMS | JEOL JXA-8230 electron probe microanalyzer; RESOlution-LR 193 nm ArF excimer laser ablation system coupled to an Agilent 7700x ICP-MS | Laboratory of Mineral Resources Research Center, Fuzhou University; Adelaide Microscopy, the University of Adelaide | EPMA point analysis: accelerating voltage 15 kV, beam current 20 nA, beam diameter ~5 μm; EPMA mapping: accelerating voltage 20 kV, working current 50 nA, dwell time ~10 ms; BSE imaging: accelerating voltage 20 kV, beam current 10 nA; LA-ICP-MS: energy density 3~3.5 J/cm2, spot sizes 29 to 51 μm, repetition rates 5 Hz (polished thin-section) and 10 Hz (polished blocks), ~30 s background acquisition, ~40 s sample data acquisition | STDGL3 (Danyushevsky et al. 2011) and GSD-1G (USGS) | 4.1535 | [19 empty] | 2072.617 | [5 empty] | 168.6796 | [5 empty] | 166.854 | [9 empty] | 77244.3353 |  | 0.27111 |  |  |  | 0.34469 | [7 empty] | 164.4306 | [13 empty] | 8378.6765 | [15 empty] | 0.41874 | [17 empty] | 0.027225 | [9 empty] | 1.471 | [32 empty] | 2025 |  |  | CHN | Tibet
| Lawu |  | Magmatic hydrothermal | Skarn | Cu-Pb-Zn skarn | Cu, Pb, Zn | In, Sn | Cu, Pb, Zn, In, Sn |  |  | 2019-MOR-54 (slA)-7 | 2019-MOR-54 (slA)-7 | underground mine |  |  |  |  | ore material | drill core | underground mining tunnels and drill cores | mineral separate | [5 empty] | mineralisation |  |  |  | sphalerite, chalcopyrite, pyrrhotite, pyrite, arsenopyrite |  |  | Sn-poor Epithermal |  |  |  | galena, bismuthinite, marcasite, iron oxides, pyroxene, actinolite, quartz | thin sections and polished blocks examined using optical microscope, BSE detector, and EDS prior to analysis | EMPA, LA-ICPMS | JEOL JXA-8230 electron probe microanalyzer; RESOlution-LR 193 nm ArF excimer laser ablation system coupled to an Agilent 7700x ICP-MS | Laboratory of Mineral Resources Research Center, Fuzhou University; Adelaide Microscopy, the University of Adelaide | EPMA point analysis: accelerating voltage 15 kV, beam current 20 nA, beam diameter ~5 μm; EPMA mapping: accelerating voltage 20 kV, working current 50 nA, dwell time ~10 ms; BSE imaging: accelerating voltage 20 kV, beam current 10 nA; LA-ICP-MS: energy density 3~3.5 J/cm2, spot sizes 29 to 51 μm, repetition rates 5 Hz (polished thin-section) and 10 Hz (polished blocks), ~30 s background acquisition, ~40 s sample data acquisition | STDGL3 (Danyushevsky et al. 2011) and GSD-1G (USGS) | 3.5273 | [19 empty] | 2075.0988 | [5 empty] | 170.0602 | [5 empty] | 139.2001 | [9 empty] | 79054.7398 |  | 0.26813 |  |  |  | 0.44096 | [7 empty] | 162.9317 | [13 empty] | 8172.467 | [15 empty] | 0.069398 | [17 empty] | 0.028218 | [9 empty] | 3.1569 | [32 empty] | 2025 |  |  | CHN | Tibet
| Lawu |  | Magmatic hydrothermal | Skarn | Cu-Pb-Zn skarn | Cu, Pb, Zn | In, Sn | Cu, Pb, Zn, In, Sn |  |  | 2019-MOR-54 (slA)-8 | 2019-MOR-54 (slA)-8 | underground mine |  |  |  |  | ore material | drill core | underground mining tunnels and drill cores | mineral separate | [5 empty] | mineralisation |  |  |  | sphalerite, chalcopyrite, pyrrhotite, pyrite, arsenopyrite |  |  | Sn-poor Epithermal |  |  |  | galena, bismuthinite, marcasite, iron oxides, pyroxene, actinolite, quartz | thin sections and polished blocks examined using optical microscope, BSE detector, and EDS prior to analysis | EMPA, LA-ICPMS | JEOL JXA-8230 electron probe microanalyzer; RESOlution-LR 193 nm ArF excimer laser ablation system coupled to an Agilent 7700x ICP-MS | Laboratory of Mineral Resources Research Center, Fuzhou University; Adelaide Microscopy, the University of Adelaide | EPMA point analysis: accelerating voltage 15 kV, beam current 20 nA, beam diameter ~5 μm; EPMA mapping: accelerating voltage 20 kV, working current 50 nA, dwell time ~10 ms; BSE imaging: accelerating voltage 20 kV, beam current 10 nA; LA-ICP-MS: energy density 3~3.5 J/cm2, spot sizes 29 to 51 μm, repetition rates 5 Hz (polished thin-section) and 10 Hz (polished blocks), ~30 s background acquisition, ~40 s sample data acquisition | STDGL3 (Danyushevsky et al. 2011) and GSD-1G (USGS) | 5.0956 | [19 empty] | 2082.3391 | [5 empty] | 159.3827 | [5 empty] | 153.2853 | [9 empty] | 73376.8877 |  | 0.25483 |  |  |  | 0.42932 | [7 empty] | 172.7617 | [13 empty] | 10552.471 | [15 empty] | 1.7996 | [17 empty] | 0.038409 | [9 empty] | 1.7146 | [32 empty] | 2025 |  |  | CHN | Tibet
| Lawu |  | Magmatic hydrothermal | Skarn | Cu-Pb-Zn skarn | Cu, Pb, Zn | In, Sn | Cu, Pb, Zn, In, Sn |  |  | 2019-MOR-54 (slA)-9 | 2019-MOR-54 (slA)-9 | underground mine |  |  |  |  | ore material | drill core | underground mining tunnels and drill cores | mineral separate | [5 empty] | mineralisation |  |  |  | sphalerite, chalcopyrite, pyrrhotite, pyrite, arsenopyrite |  |  | Sn-poor Epithermal |  |  |  | galena, bismuthinite, marcasite, iron oxides, pyroxene, actinolite, quartz | thin sections and polished blocks examined using optical microscope, BSE detector, and EDS prior to analysis | EMPA, LA-ICPMS | JEOL JXA-8230 electron probe microanalyzer; RESOlution-LR 193 nm ArF excimer laser ablation system coupled to an Agilent 7700x ICP-MS | Laboratory of Mineral Resources Research Center, Fuzhou University; Adelaide Microscopy, the University of Adelaide | EPMA point analysis: accelerating voltage 15 kV, beam current 20 nA, beam diameter ~5 μm; EPMA mapping: accelerating voltage 20 kV, working current 50 nA, dwell time ~10 ms; BSE imaging: accelerating voltage 20 kV, beam current 10 nA; LA-ICP-MS: energy density 3~3.5 J/cm2, spot sizes 29 to 51 μm, repetition rates 5 Hz (polished thin-section) and 10 Hz (polished blocks), ~30 s background acquisition, ~40 s sample data acquisition | STDGL3 (Danyushevsky et al. 2011) and GSD-1G (USGS) | 6.3412 | [19 empty] | 2084.8387 | [5 empty] | 167.4635 | [5 empty] | 161.6621 | [9 empty] | 63576.8655 |  | 0.25072 |  |  |  | 0.43935 | [7 empty] | 167.975 | [13 empty] | 15568.7802 | [15 empty] | 3.6079 | [17 empty] | 0.024963 | [9 empty] | 0.19958 | [32 empty] | 2025 |  |  | CHN | Tibet
| Lawu |  | Magmatic hydrothermal | Skarn | Cu-Pb-Zn skarn | Cu, Pb, Zn | In, Sn | Cu, Pb, Zn, In, Sn |  |  | 2019-MOR-54 (slA)-10 | 2019-MOR-54 (slA)-10 | underground mine |  |  |  |  | ore material | drill core | underground mining tunnels and drill cores | mineral separate | [5 empty] | mineralisation |  |  |  | sphalerite, chalcopyrite, pyrrhotite, pyrite, arsenopyrite |  |  | Sn-poor Epithermal |  |  |  | galena, bismuthinite, marcasite, iron oxides, pyroxene, actinolite, quartz | thin sections and polished blocks examined using optical microscope, BSE detector, and EDS prior to analysis | EMPA, LA-ICPMS | JEOL JXA-8230 electron probe microanalyzer; RESOlution-LR 193 nm ArF excimer laser ablation system coupled to an Agilent 7700x ICP-MS | Laboratory of Mineral Resources Research Center, Fuzhou University; Adelaide Microscopy, the University of Adelaide | EPMA point analysis: accelerating voltage 15 kV, beam current 20 nA, beam diameter ~5 μm; EPMA mapping: accelerating voltage 20 kV, working current 50 nA, dwell time ~10 ms; BSE imaging: accelerating voltage 20 kV, beam current 10 nA; LA-ICP-MS: energy density 3~3.5 J/cm2, spot sizes 29 to 51 μm, repetition rates 5 Hz (polished thin-section) and 10 Hz (polished blocks), ~30 s background acquisition, ~40 s sample data acquisition | STDGL3 (Danyushevsky et al. 2011) and GSD-1G (USGS) | 5.1671 | [19 empty] | 2096.9464 | [5 empty] | 177.6287 | [5 empty] | 162.0786 | [9 empty] | 77229.6463 |  | 0.25371 |  |  |  | 0.48716 | [7 empty] | 168.5555 | [13 empty] | 8920.878 | [15 empty] | 0.091211 | [17 empty] | 0.025973 | [9 empty] | 2.2191 | [32 empty] | 2025 |  |  | CHN | Tibet
| Lawu |  | Magmatic hydrothermal | Skarn | Cu-Pb-Zn skarn | Cu, Pb, Zn | In, Sn | Cu, Pb, Zn, In, Sn |  |  | 2019-MOR-54 (slA)-11 | 2019-MOR-54 (slA)-11 | underground mine |  |  |  |  | ore material | drill core | underground mining tunnels and drill cores | mineral separate | [5 empty] | mineralisation |  |  |  | sphalerite, chalcopyrite, pyrrhotite, pyrite, arsenopyrite |  |  | Sn-poor Epithermal |  |  |  | galena, bismuthinite, marcasite, iron oxides, pyroxene, actinolite, quartz | thin sections and polished blocks examined using optical microscope, BSE detector, and EDS prior to analysis | EMPA, LA-ICPMS | JEOL JXA-8230 electron probe microanalyzer; RESOlution-LR 193 nm ArF excimer laser ablation system coupled to an Agilent 7700x ICP-MS | Laboratory of Mineral Resources Research Center, Fuzhou University; Adelaide Microscopy, the University of Adelaide | EPMA point analysis: accelerating voltage 15 kV, beam current 20 nA, beam diameter ~5 μm; EPMA mapping: accelerating voltage 20 kV, working current 50 nA, dwell time ~10 ms; BSE imaging: accelerating voltage 20 kV, beam current 10 nA; LA-ICP-MS: energy density 3~3.5 J/cm2, spot sizes 29 to 51 μm, repetition rates 5 Hz (polished thin-section) and 10 Hz (polished blocks), ~30 s background acquisition, ~40 s sample data acquisition | STDGL3 (Danyushevsky et al. 2011) and GSD-1G (USGS) | 6.9132 | [19 empty] | 2111.858 | [5 empty] | 172.1489 | [5 empty] | 173.1383 | [9 empty] | 74790.8302 |  | 0.25014 |  |  |  | 0.39551 | [7 empty] | 170.7043 | [13 empty] | 9428.8659 | [15 empty] | 0.48953 | [17 empty] | 0.026358 | [9 empty] | 2 | [32 empty] | 2025 |  |  | CHN | Tibet
| Lawu |  | Magmatic hydrothermal | Skarn | Cu-Pb-Zn skarn | Cu, Pb, Zn | In, Sn | Cu, Pb, Zn, In, Sn |  |  | 2019-MOR-052-SP (slA)-1 | 2019-MOR-052-SP (slA)-1 | underground mine |  |  |  |  | ore material | drill core | underground mining tunnels and drill cores | mineral separate | [5 empty] | mineralisation |  |  |  | sphalerite, chalcopyrite, pyrrhotite, pyrite, arsenopyrite |  |  | Sn-poor Epithermal |  |  |  | galena, bismuthinite, marcasite, iron oxides, pyroxene, actinolite, quartz | thin sections and polished blocks examined using optical microscope, BSE detector, and EDS prior to analysis | EMPA, LA-ICPMS | JEOL JXA-8230 electron probe microanalyzer; RESOlution-LR 193 nm ArF excimer laser ablation system coupled to an Agilent 7700x ICP-MS | Laboratory of Mineral Resources Research Center, Fuzhou University; Adelaide Microscopy, the University of Adelaide | EPMA point analysis: accelerating voltage 15 kV, beam current 20 nA, beam diameter ~5 μm; EPMA mapping: accelerating voltage 20 kV, working current 50 nA, dwell time ~10 ms; BSE imaging: accelerating voltage 20 kV, beam current 10 nA; LA-ICP-MS: energy density 3~3.5 J/cm2, spot sizes 29 to 51 μm, repetition rates 5 Hz (polished thin-section) and 10 Hz (polished blocks), ~30 s background acquisition, ~40 s sample data acquisition | STDGL3 (Danyushevsky et al. 2011) and GSD-1G (USGS) | 3.0647 | [19 empty] | 1686.2022 | [5 empty] | 272.6639 | [5 empty] | 150.3368 | [9 empty] | 74806.4909 |  | 0.11383 |  |  |  | 0.36742 | [7 empty] | 212.2661 | [13 empty] | 3295.6298 | [15 empty] | 0.94416 | [17 empty] | 0.032596 | [9 empty] | 0.17463 | [32 empty] | 2025 |  |  | CHN | Tibet
| Lawu |  | Magmatic hydrothermal | Skarn | Cu-Pb-Zn skarn | Cu, Pb, Zn | In, Sn | Cu, Pb, Zn, In, Sn |  |  | 2019-MOR-052-SP (slA)-2 | 2019-MOR-052-SP (slA)-2 | underground mine |  |  |  |  | ore material | drill core | underground mining tunnels and drill cores | mineral separate | [5 empty] | mineralisation |  |  |  | sphalerite, chalcopyrite, pyrrhotite, pyrite, arsenopyrite |  |  | Sn-poor Epithermal |  |  |  | galena, bismuthinite, marcasite, iron oxides, pyroxene, actinolite, quartz | thin sections and polished blocks examined using optical microscope, BSE detector, and EDS prior to analysis | EMPA, LA-ICPMS | JEOL JXA-8230 electron probe microanalyzer; RESOlution-LR 193 nm ArF excimer laser ablation system coupled to an Agilent 7700x ICP-MS | Laboratory of Mineral Resources Research Center, Fuzhou University; Adelaide Microscopy, the University of Adelaide | EPMA point analysis: accelerating voltage 15 kV, beam current 20 nA, beam diameter ~5 μm; EPMA mapping: accelerating voltage 20 kV, working current 50 nA, dwell time ~10 ms; BSE imaging: accelerating voltage 20 kV, beam current 10 nA; LA-ICP-MS: energy density 3~3.5 J/cm2, spot sizes 29 to 51 μm, repetition rates 5 Hz (polished thin-section) and 10 Hz (polished blocks), ~30 s background acquisition, ~40 s sample data acquisition | STDGL3 (Danyushevsky et al. 2011) and GSD-1G (USGS) | 3.1602 | [19 empty] | 1699.3856 | [5 empty] | 261.7247 | [5 empty] | 148.1279 | [9 empty] | 73863.2588 |  | 0.1155 |  |  |  | 0.45215 | [7 empty] | 208.9919 | [13 empty] | 3534.1966 | [15 empty] | 0.17668 | [17 empty] | 0.025878 | [9 empty] | 0.26217 | [32 empty] | 2025 |  |  | CHN | Tibet
| Lawu |  | Magmatic hydrothermal | Skarn | Cu-Pb-Zn skarn | Cu, Pb, Zn | In, Sn | Cu, Pb, Zn, In, Sn |  |  | 2019-MOR-052-SP (slA)-3 | 2019-MOR-052-SP (slA)-3 | underground mine |  |  |  |  | ore material | drill core | underground mining tunnels and drill cores | mineral separate | [5 empty] | mineralisation |  |  |  | sphalerite, chalcopyrite, pyrrhotite, pyrite, arsenopyrite |  |  | Sn-poor Epithermal |  |  |  | galena, bismuthinite, marcasite, iron oxides, pyroxene, actinolite, quartz | thin sections and polished blocks examined using optical microscope, BSE detector, and EDS prior to analysis | EMPA, LA-ICPMS | JEOL JXA-8230 electron probe microanalyzer; RESOlution-LR 193 nm ArF excimer laser ablation system coupled to an Agilent 7700x ICP-MS | Laboratory of Mineral Resources Research Center, Fuzhou University; Adelaide Microscopy, the University of Adelaide | EPMA point analysis: accelerating voltage 15 kV, beam current 20 nA, beam diameter ~5 μm; EPMA mapping: accelerating voltage 20 kV, working current 50 nA, dwell time ~10 ms; BSE imaging: accelerating voltage 20 kV, beam current 10 nA; LA-ICP-MS: energy density 3~3.5 J/cm2, spot sizes 29 to 51 μm, repetition rates 5 Hz (polished thin-section) and 10 Hz (polished blocks), ~30 s background acquisition, ~40 s sample data acquisition | STDGL3 (Danyushevsky et al. 2011) and GSD-1G (USGS) | 3.6564 | [19 empty] | 1668.8314 | [5 empty] | 266.0311 | [5 empty] | 159.1266 | [9 empty] | 72789.5396 |  | 0.11553 |  |  |  | 0.20277 | [7 empty] | 215.3221 | [13 empty] | 3765.4105 | [15 empty] | 2.2383 | [17 empty] | 0.027693 | [9 empty] | 0.18978 | [32 empty] | 2025 |  |  | CHN | Tibet
| Lawu |  | Magmatic hydrothermal | Skarn | Cu-Pb-Zn skarn | Cu, Pb, Zn | In, Sn | Cu, Pb, Zn, In, Sn |  |  | 2019-MOR-052-SP (slA)-4 | 2019-MOR-052-SP (slA)-4 | underground mine |  |  |  |  | ore material | drill core | underground mining tunnels and drill cores | mineral separate | [5 empty] | mineralisation |  |  |  | sphalerite, chalcopyrite, pyrrhotite, pyrite, arsenopyrite |  |  | Sn-poor Epithermal |  |  |  | galena, bismuthinite, marcasite, iron oxides, pyroxene, actinolite, quartz | thin sections and polished blocks examined using optical microscope, BSE detector, and EDS prior to analysis | EMPA, LA-ICPMS | JEOL JXA-8230 electron probe microanalyzer; RESOlution-LR 193 nm ArF excimer laser ablation system coupled to an Agilent 7700x ICP-MS | Laboratory of Mineral Resources Research Center, Fuzhou University; Adelaide Microscopy, the University of Adelaide | EPMA point analysis: accelerating voltage 15 kV, beam current 20 nA, beam diameter ~5 μm; EPMA mapping: accelerating voltage 20 kV, working current 50 nA, dwell time ~10 ms; BSE imaging: accelerating voltage 20 kV, beam current 10 nA; LA-ICP-MS: energy density 3~3.5 J/cm2, spot sizes 29 to 51 μm, repetition rates 5 Hz (polished thin-section) and 10 Hz (polished blocks), ~30 s background acquisition, ~40 s sample data acquisition | STDGL3 (Danyushevsky et al. 2011) and GSD-1G (USGS) | 2.9946 | [19 empty] | 1723.0989 | [5 empty] | 262.2461 | [5 empty] | 156.1189 | [9 empty] | 72939.1788 |  | 0.11005 |  |  |  | 0.17975 | [7 empty] | 216.2665 | [13 empty] | 3711.4818 | [15 empty] | 0.35432 | [17 empty] | 0.028479 | [9 empty] | 0.23495 | [32 empty] | 2025 |  |  | CHN | Tibet
| Lawu |  | Magmatic hydrothermal | Skarn | Cu-Pb-Zn skarn | Cu, Pb, Zn | In, Sn | Cu, Pb, Zn, In, Sn |  |  | 2019-MOR-052-SP (slA)-5 | 2019-MOR-052-SP (slA)-5 | underground mine |  |  |  |  | ore material | drill core | underground mining tunnels and drill cores | mineral separate | [5 empty] | mineralisation |  |  |  | sphalerite, chalcopyrite, pyrrhotite, pyrite, arsenopyrite |  |  | Sn-poor Epithermal |  |  |  | galena, bismuthinite, marcasite, iron oxides, pyroxene, actinolite, quartz | thin sections and polished blocks examined using optical microscope, BSE detector, and EDS prior to analysis | EMPA, LA-ICPMS | JEOL JXA-8230 electron probe microanalyzer; RESOlution-LR 193 nm ArF excimer laser ablation system coupled to an Agilent 7700x ICP-MS | Laboratory of Mineral Resources Research Center, Fuzhou University; Adelaide Microscopy, the University of Adelaide | EPMA point analysis: accelerating voltage 15 kV, beam current 20 nA, beam diameter ~5 μm; EPMA mapping: accelerating voltage 20 kV, working current 50 nA, dwell time ~10 ms; BSE imaging: accelerating voltage 20 kV, beam current 10 nA; LA-ICP-MS: energy density 3~3.5 J/cm2, spot sizes 29 to 51 μm, repetition rates 5 Hz (polished thin-section) and 10 Hz (polished blocks), ~30 s background acquisition, ~40 s sample data acquisition | STDGL3 (Danyushevsky et al. 2011) and GSD-1G (USGS) | 2.8781 | [19 empty] | 1732.6084 | [5 empty] | 269.3353 | [5 empty] | 150.2031 | [9 empty] | 73676.8801 |  | 0.089017 |  |  |  | 0.3409 | [7 empty] | 209.7075 | [13 empty] | 3654.9242 | [15 empty] | 0.18925 | [17 empty] | 0.03035 | [9 empty] | 0.22311 | [32 empty] | 2025 |  |  | CHN | Tibet
| Lawu |  | Magmatic hydrothermal | Skarn | Cu-Pb-Zn skarn | Cu, Pb, Zn | In, Sn | Cu, Pb, Zn, In, Sn |  |  | 2019-MOR-052-SP (slA)-6 | 2019-MOR-052-SP (slA)-6 | underground mine |  |  |  |  | ore material | drill core | underground mining tunnels and drill cores | mineral separate | [5 empty] | mineralisation |  |  |  | sphalerite, chalcopyrite, pyrrhotite, pyrite, arsenopyrite |  |  | Sn-poor Epithermal |  |  |  | galena, bismuthinite, marcasite, iron oxides, pyroxene, actinolite, quartz | thin sections and polished blocks examined using optical microscope, BSE detector, and EDS prior to analysis | EMPA, LA-ICPMS | JEOL JXA-8230 electron probe microanalyzer; RESOlution-LR 193 nm ArF excimer laser ablation system coupled to an Agilent 7700x ICP-MS | Laboratory of Mineral Resources Research Center, Fuzhou University; Adelaide Microscopy, the University of Adelaide | EPMA point analysis: accelerating voltage 15 kV, beam current 20 nA, beam diameter ~5 μm; EPMA mapping: accelerating voltage 20 kV, working current 50 nA, dwell time ~10 ms; BSE imaging: accelerating voltage 20 kV, beam current 10 nA; LA-ICP-MS: energy density 3~3.5 J/cm2, spot sizes 29 to 51 μm, repetition rates 5 Hz (polished thin-section) and 10 Hz (polished blocks), ~30 s background acquisition, ~40 s sample data acquisition | STDGL3 (Danyushevsky et al. 2011) and GSD-1G (USGS) | 2.917 | [19 empty] | 1703.0697 | [5 empty] | 263.1675 | [5 empty] | 191.5396 | [9 empty] | 72704.1072 |  | 0.14024 |  |  |  | 0.37206 | [7 empty] | 210.5211 | [13 empty] | 4593.352 | [15 empty] | 0.36344 | [17 empty] | 0.027015 | [9 empty] | 0.14671 | [32 empty] | 2025 |  |  | CHN | Tibet
| Lawu |  | Magmatic hydrothermal | Skarn | Cu-Pb-Zn skarn | Cu, Pb, Zn | In, Sn | Cu, Pb, Zn, In, Sn |  |  | 2019-MOR-052-SP (slA)-7 | 2019-MOR-052-SP (slA)-7 | underground mine |  |  |  |  | ore material | drill core | underground mining tunnels and drill cores | mineral separate | [5 empty] | mineralisation |  |  |  | sphalerite, chalcopyrite, pyrrhotite, pyrite, arsenopyrite |  |  | Sn-poor Epithermal |  |  |  | galena, bismuthinite, marcasite, iron oxides, pyroxene, actinolite, quartz | thin sections and polished blocks examined using optical microscope, BSE detector, and EDS prior to analysis | EMPA, LA-ICPMS | JEOL JXA-8230 electron probe microanalyzer; RESOlution-LR 193 nm ArF excimer laser ablation system coupled to an Agilent 7700x ICP-MS | Laboratory of Mineral Resources Research Center, Fuzhou University; Adelaide Microscopy, the University of Adelaide | EPMA point analysis: accelerating voltage 15 kV, beam current 20 nA, beam diameter ~5 μm; EPMA mapping: accelerating voltage 20 kV, working current 50 nA, dwell time ~10 ms; BSE imaging: accelerating voltage 20 kV, beam current 10 nA; LA-ICP-MS: energy density 3~3.5 J/cm2, spot sizes 29 to 51 μm, repetition rates 5 Hz (polished thin-section) and 10 Hz (polished blocks), ~30 s background acquisition, ~40 s sample data acquisition | STDGL3 (Danyushevsky et al. 2011) and GSD-1G (USGS) | 2.8577 | [19 empty] | 1764.7917 | [5 empty] | 267.8888 | [5 empty] | 155.0408 | [9 empty] | 75380.5625 |  | 0.12939 |  |  |  | 0.51268 | [7 empty] | 202.4577 | [13 empty] | 3140.6722 | [15 empty] | 0.26099 | [17 empty] | 0.026131 | [9 empty] | 0.26018 | [32 empty] | 2025 |  |  | CHN | Tibet
| Lawu |  | Magmatic hydrothermal | Skarn | Cu-Pb-Zn skarn | Cu, Pb, Zn | In, Sn | Cu, Pb, Zn, In, Sn |  |  | 2019-MOR-052-SP (slA)-8 | 2019-MOR-052-SP (slA)-8 | underground mine |  |  |  |  | ore material | drill core | underground mining tunnels and drill cores | mineral separate | [5 empty] | mineralisation |  |  |  | sphalerite, chalcopyrite, pyrrhotite, pyrite, arsenopyrite |  |  | Sn-poor Epithermal |  |  |  | galena, bismuthinite, marcasite, iron oxides, pyroxene, actinolite, quartz | thin sections and polished blocks examined using optical microscope, BSE detector, and EDS prior to analysis | EMPA, LA-ICPMS | JEOL JXA-8230 electron probe microanalyzer; RESOlution-LR 193 nm ArF excimer laser ablation system coupled to an Agilent 7700x ICP-MS | Laboratory of Mineral Resources Research Center, Fuzhou University; Adelaide Microscopy, the University of Adelaide | EPMA point analysis: accelerating voltage 15 kV, beam current 20 nA, beam diameter ~5 μm; EPMA mapping: accelerating voltage 20 kV, working current 50 nA, dwell time ~10 ms; BSE imaging: accelerating voltage 20 kV, beam current 10 nA; LA-ICP-MS: energy density 3~3.5 J/cm2, spot sizes 29 to 51 μm, repetition rates 5 Hz (polished thin-section) and 10 Hz (polished blocks), ~30 s background acquisition, ~40 s sample data acquisition | STDGL3 (Danyushevsky et al. 2011) and GSD-1G (USGS) | 3.3112 | [19 empty] | 1738.2628 | [5 empty] | 286.5409 | [5 empty] | 156.0334 | [9 empty] | 72704.5164 |  | 0.1716 |  |  |  | 0.47716 | [7 empty] | 203.5462 | [13 empty] | 4572.0363 | [15 empty] | 0.12124 | [17 empty] | 0.029308 | [9 empty] | 0.20459 | [32 empty] | 2025 |  |  | CHN | Tibet
| Lawu |  | Magmatic hydrothermal | Skarn | Cu-Pb-Zn skarn | Cu, Pb, Zn | In, Sn | Cu, Pb, Zn, In, Sn |  |  | 2019-MOR-052-SP (slA)-9 | 2019-MOR-052-SP (slA)-9 | underground mine |  |  |  |  | ore material | drill core | underground mining tunnels and drill cores | mineral separate | [5 empty] | mineralisation |  |  |  | sphalerite, chalcopyrite, pyrrhotite, pyrite, arsenopyrite |  |  | Sn-poor Epithermal |  |  |  | galena, bismuthinite, marcasite, iron oxides, pyroxene, actinolite, quartz | thin sections and polished blocks examined using optical microscope, BSE detector, and EDS prior to analysis | EMPA, LA-ICPMS | JEOL JXA-8230 electron probe microanalyzer; RESOlution-LR 193 nm ArF excimer laser ablation system coupled to an Agilent 7700x ICP-MS | Laboratory of Mineral Resources Research Center, Fuzhou University; Adelaide Microscopy, the University of Adelaide | EPMA point analysis: accelerating voltage 15 kV, beam current 20 nA, beam diameter ~5 μm; EPMA mapping: accelerating voltage 20 kV, working current 50 nA, dwell time ~10 ms; BSE imaging: accelerating voltage 20 kV, beam current 10 nA; LA-ICP-MS: energy density 3~3.5 J/cm2, spot sizes 29 to 51 μm, repetition rates 5 Hz (polished thin-section) and 10 Hz (polished blocks), ~30 s background acquisition, ~40 s sample data acquisition | STDGL3 (Danyushevsky et al. 2011) and GSD-1G (USGS) | 5.1676 | [19 empty] | 1758.1617 | [5 empty] | 273.4132 | [5 empty] | 416.1367 | [9 empty] | 73336.5253 |  | 0.15102 |  |  |  | 0.26529 | [7 empty] | 203.9869 | [13 empty] | 3488.5502 | [15 empty] | 4.4446 | [17 empty] | 0.030835 | [9 empty] | 0.15291 | [32 empty] | 2025 |  |  | CHN | Tibet
| Lawu |  | Magmatic hydrothermal | Skarn | Cu-Pb-Zn skarn | Cu, Pb, Zn | In, Sn | Cu, Pb, Zn, In, Sn |  |  | 2019-MOR-052-SP (slA)-10 | 2019-MOR-052-SP (slA)-10 | underground mine |  |  |  |  | ore material | drill core | underground mining tunnels and drill cores | mineral separate | [5 empty] | mineralisation |  |  |  | sphalerite, chalcopyrite, pyrrhotite, pyrite, arsenopyrite |  |  | Sn-poor Epithermal |  |  |  | galena, bismuthinite, marcasite, iron oxides, pyroxene, actinolite, quartz | thin sections and polished blocks examined using optical microscope, BSE detector, and EDS prior to analysis | EMPA, LA-ICPMS | JEOL JXA-8230 electron probe microanalyzer; RESOlution-LR 193 nm ArF excimer laser ablation system coupled to an Agilent 7700x ICP-MS | Laboratory of Mineral Resources Research Center, Fuzhou University; Adelaide Microscopy, the University of Adelaide | EPMA point analysis: accelerating voltage 15 kV, beam current 20 nA, beam diameter ~5 μm; EPMA mapping: accelerating voltage 20 kV, working current 50 nA, dwell time ~10 ms; BSE imaging: accelerating voltage 20 kV, beam current 10 nA; LA-ICP-MS: energy density 3~3.5 J/cm2, spot sizes 29 to 51 μm, repetition rates 5 Hz (polished thin-section) and 10 Hz (polished blocks), ~30 s background acquisition, ~40 s sample data acquisition | STDGL3 (Danyushevsky et al. 2011) and GSD-1G (USGS) | 2.9443 | [19 empty] | 1759.5398 | [5 empty] | 283.5746 | [5 empty] | 145.7039 | [9 empty] | 73500.4801 |  | 0.18048 |  |  |  | 0.33091 | [7 empty] | 205.365 | [13 empty] | 3753.4776 | [15 empty] | 0.39224 | [17 empty] | 0.027817 | [9 empty] | 0.20673 | [32 empty] | 2025 |  |  | CHN | Tibet
| Lawu |  | Magmatic hydrothermal | Skarn | Cu-Pb-Zn skarn | Cu, Pb, Zn | In, Sn | Cu, Pb, Zn, In, Sn |  |  | 2019-MOR-052-SP (slA)-11 | 2019-MOR-052-SP (slA)-11 | underground mine |  |  |  |  | ore material | drill core | underground mining tunnels and drill cores | mineral separate | [5 empty] | mineralisation |  |  |  | sphalerite, chalcopyrite, pyrrhotite, pyrite, arsenopyrite |  |  | Sn-poor Epithermal |  |  |  | galena, bismuthinite, marcasite, iron oxides, pyroxene, actinolite, quartz | thin sections and polished blocks examined using optical microscope, BSE detector, and EDS prior to analysis | EMPA, LA-ICPMS | JEOL JXA-8230 electron probe microanalyzer; RESOlution-LR 193 nm ArF excimer laser ablation system coupled to an Agilent 7700x ICP-MS | Laboratory of Mineral Resources Research Center, Fuzhou University; Adelaide Microscopy, the University of Adelaide | EPMA point analysis: accelerating voltage 15 kV, beam current 20 nA, beam diameter ~5 μm; EPMA mapping: accelerating voltage 20 kV, working current 50 nA, dwell time ~10 ms; BSE imaging: accelerating voltage 20 kV, beam current 10 nA; LA-ICP-MS: energy density 3~3.5 J/cm2, spot sizes 29 to 51 μm, repetition rates 5 Hz (polished thin-section) and 10 Hz (polished blocks), ~30 s background acquisition, ~40 s sample data acquisition | STDGL3 (Danyushevsky et al. 2011) and GSD-1G (USGS) | 4.7729 | [19 empty] | 1774.2854 | [5 empty] | 279.3429 | [5 empty] | 277.246 | [9 empty] | 73955.5982 |  | 0.14276 |  |  |  | 0.43162 | [7 empty] | 206.5087 | [13 empty] | 4209.3683 | [15 empty] | 4.9157 | [17 empty] | 0.031577 | [9 empty] | 0.19412 | [32 empty] | 2025 |  |  | CHN | Tibet
| Lawu |  | Magmatic hydrothermal | Skarn | Cu-Pb-Zn skarn | Cu, Pb, Zn | In, Sn | Cu, Pb, Zn, In, Sn |  |  | 2019-MOR-052-SP (slA)-12 | 2019-MOR-052-SP (slA)-12 | underground mine |  |  |  |  | ore material | drill core | underground mining tunnels and drill cores | mineral separate | [5 empty] | mineralisation |  |  |  | sphalerite, chalcopyrite, pyrrhotite, pyrite, arsenopyrite |  |  | Sn-poor Epithermal |  |  |  | galena, bismuthinite, marcasite, iron oxides, pyroxene, actinolite, quartz | thin sections and polished blocks examined using optical microscope, BSE detector, and EDS prior to analysis | EMPA, LA-ICPMS | JEOL JXA-8230 electron probe microanalyzer; RESOlution-LR 193 nm ArF excimer laser ablation system coupled to an Agilent 7700x ICP-MS | Laboratory of Mineral Resources Research Center, Fuzhou University; Adelaide Microscopy, the University of Adelaide | EPMA point analysis: accelerating voltage 15 kV, beam current 20 nA, beam diameter ~5 μm; EPMA mapping: accelerating voltage 20 kV, working current 50 nA, dwell time ~10 ms; BSE imaging: accelerating voltage 20 kV, beam current 10 nA; LA-ICP-MS: energy density 3~3.5 J/cm2, spot sizes 29 to 51 μm, repetition rates 5 Hz (polished thin-section) and 10 Hz (polished blocks), ~30 s background acquisition, ~40 s sample data acquisition | STDGL3 (Danyushevsky et al. 2011) and GSD-1G (USGS) | 3.1072 | [19 empty] | 1766.7246 | [5 empty] | 274.0891 | [5 empty] | 158.6251 | [9 empty] | 75292.7452 |  | 0.14246 |  |  |  | 0.3911 | [7 empty] | 205.0354 | [13 empty] | 3817.8513 | [15 empty] | 0.96389 | [17 empty] | 0.025237 | [9 empty] | 0.26419 | [32 empty] | 2025 |  |  | CHN | Tibet
| Lawu |  | Magmatic hydrothermal | Skarn | Cu-Pb-Zn skarn | Cu, Pb, Zn | In, Sn | Cu, Pb, Zn, In, Sn |  |  | 2019-MOR-052-SP (slA)-13 | 2019-MOR-052-SP (slA)-13 | underground mine |  |  |  |  | ore material | drill core | underground mining tunnels and drill cores | mineral separate | [5 empty] | mineralisation |  |  |  | sphalerite, chalcopyrite, pyrrhotite, pyrite, arsenopyrite |  |  | Sn-poor Epithermal |  |  |  | galena, bismuthinite, marcasite, iron oxides, pyroxene, actinolite, quartz | thin sections and polished blocks examined using optical microscope, BSE detector, and EDS prior to analysis | EMPA, LA-ICPMS | JEOL JXA-8230 electron probe microanalyzer; RESOlution-LR 193 nm ArF excimer laser ablation system coupled to an Agilent 7700x ICP-MS | Laboratory of Mineral Resources Research Center, Fuzhou University; Adelaide Microscopy, the University of Adelaide | EPMA point analysis: accelerating voltage 15 kV, beam current 20 nA, beam diameter ~5 μm; EPMA mapping: accelerating voltage 20 kV, working current 50 nA, dwell time ~10 ms; BSE imaging: accelerating voltage 20 kV, beam current 10 nA; LA-ICP-MS: energy density 3~3.5 J/cm2, spot sizes 29 to 51 μm, repetition rates 5 Hz (polished thin-section) and 10 Hz (polished blocks), ~30 s background acquisition, ~40 s sample data acquisition | STDGL3 (Danyushevsky et al. 2011) and GSD-1G (USGS) | 8.8244 | [19 empty] | 1780.0172 | [5 empty] | 279.9212 | [5 empty] | 196.9436 | [9 empty] | 74382.4968 |  | 0.10388 |  |  |  | 0.41712 | [7 empty] | 217.1643 | [13 empty] | 4103.8801 | [15 empty] | 11.9158 | [17 empty] | 0.028284 | [9 empty] | 0.19332 | [32 empty] | 2025 |  |  | CHN | Tibet
| Lawu |  | Magmatic hydrothermal | Skarn | Cu-Pb-Zn skarn | Cu, Pb, Zn | In, Sn | Cu, Pb, Zn, In, Sn |  |  | 2019-MOR-052-SP (slA)-14 | 2019-MOR-052-SP (slA)-14 | underground mine |  |  |  |  | ore material | drill core | underground mining tunnels and drill cores | mineral separate | [5 empty] | mineralisation |  |  |  | sphalerite, chalcopyrite, pyrrhotite, pyrite, arsenopyrite |  |  | Sn-poor Epithermal |  |  |  | galena, bismuthinite, marcasite, iron oxides, pyroxene, actinolite, quartz | thin sections and polished blocks examined using optical microscope, BSE detector, and EDS prior to analysis | EMPA, LA-ICPMS | JEOL JXA-8230 electron probe microanalyzer; RESOlution-LR 193 nm ArF excimer laser ablation system coupled to an Agilent 7700x ICP-MS | Laboratory of Mineral Resources Research Center, Fuzhou University; Adelaide Microscopy, the University of Adelaide | EPMA point analysis: accelerating voltage 15 kV, beam current 20 nA, beam diameter ~5 μm; EPMA mapping: accelerating voltage 20 kV, working current 50 nA, dwell time ~10 ms; BSE imaging: accelerating voltage 20 kV, beam current 10 nA; LA-ICP-MS: energy density 3~3.5 J/cm2, spot sizes 29 to 51 μm, repetition rates 5 Hz (polished thin-section) and 10 Hz (polished blocks), ~30 s background acquisition, ~40 s sample data acquisition | STDGL3 (Danyushevsky et al. 2011) and GSD-1G (USGS) | 3.0911 | [19 empty] | 1774.2912 | [5 empty] | 275.4185 | [5 empty] | 155.1516 | [9 empty] | 74889.6542 |  | 0.1532 |  |  |  | 0.47251 | [7 empty] | 203.632 | [13 empty] | 3700.3969 | [15 empty] | 0.54467 | [17 empty] | 0.027275 | [9 empty] | 0.15756 | [32 empty] | 2025 |  |  | CHN | Tibet
| Lawu |  | Magmatic hydrothermal | Skarn | Cu-Pb-Zn skarn | Cu, Pb, Zn | In, Sn | Cu, Pb, Zn, In, Sn |  |  | 2019-MOR-052-SP (slA)-15 | 2019-MOR-052-SP (slA)-15 | underground mine |  |  |  |  | ore material | drill core | underground mining tunnels and drill cores | mineral separate | [5 empty] | mineralisation |  |  |  | sphalerite, chalcopyrite, pyrrhotite, pyrite, arsenopyrite |  |  | Sn-poor Epithermal |  |  |  | galena, bismuthinite, marcasite, iron oxides, pyroxene, actinolite, quartz | thin sections and polished blocks examined using optical microscope, BSE detector, and EDS prior to analysis | EMPA, LA-ICPMS | JEOL JXA-8230 electron probe microanalyzer; RESOlution-LR 193 nm ArF excimer laser ablation system coupled to an Agilent 7700x ICP-MS | Laboratory of Mineral Resources Research Center, Fuzhou University; Adelaide Microscopy, the University of Adelaide | EPMA point analysis: accelerating voltage 15 kV, beam current 20 nA, beam diameter ~5 μm; EPMA mapping: accelerating voltage 20 kV, working current 50 nA, dwell time ~10 ms; BSE imaging: accelerating voltage 20 kV, beam current 10 nA; LA-ICP-MS: energy density 3~3.5 J/cm2, spot sizes 29 to 51 μm, repetition rates 5 Hz (polished thin-section) and 10 Hz (polished blocks), ~30 s background acquisition, ~40 s sample data acquisition | STDGL3 (Danyushevsky et al. 2011) and GSD-1G (USGS) | 2.9832 | [19 empty] | 1810.4513 | [5 empty] | 279.9809 | [5 empty] | 157.1854 | [9 empty] | 75812.2861 |  | 0.19125 |  |  |  | 0.17685 | [7 empty] | 210.1685 | [13 empty] | 4609.3125 | [15 empty] | 0.13901 | [17 empty] | 0.029033 | [9 empty] | 0.21309 | [32 empty] | 2025 |  |  | CHN | Tibet
| Lawu |  | Magmatic hydrothermal | Skarn | Cu-Pb-Zn skarn | Cu, Pb, Zn | In, Sn | Cu, Pb, Zn, In, Sn |  |  | 2019-MOR-052-SP (slA)-16 | 2019-MOR-052-SP (slA)-16 | underground mine |  |  |  |  | ore material | drill core | underground mining tunnels and drill cores | mineral separate | [5 empty] | mineralisation |  |  |  | sphalerite, chalcopyrite, pyrrhotite, pyrite, arsenopyrite |  |  | Sn-poor Epithermal |  |  |  | galena, bismuthinite, marcasite, iron oxides, pyroxene, actinolite, quartz | thin sections and polished blocks examined using optical microscope, BSE detector, and EDS prior to analysis | EMPA, LA-ICPMS | JEOL JXA-8230 electron probe microanalyzer; RESOlution-LR 193 nm ArF excimer laser ablation system coupled to an Agilent 7700x ICP-MS | Laboratory of Mineral Resources Research Center, Fuzhou University; Adelaide Microscopy, the University of Adelaide | EPMA point analysis: accelerating voltage 15 kV, beam current 20 nA, beam diameter ~5 μm; EPMA mapping: accelerating voltage 20 kV, working current 50 nA, dwell time ~10 ms; BSE imaging: accelerating voltage 20 kV, beam current 10 nA; LA-ICP-MS: energy density 3~3.5 J/cm2, spot sizes 29 to 51 μm, repetition rates 5 Hz (polished thin-section) and 10 Hz (polished blocks), ~30 s background acquisition, ~40 s sample data acquisition | STDGL3 (Danyushevsky et al. 2011) and GSD-1G (USGS) | 2.5446 | [19 empty] | 1782.4984 | [5 empty] | 273.2771 | [5 empty] | 156.1568 | [9 empty] | 74564.1391 |  | 0.17852 |  |  |  | 0.5655 | [7 empty] | 203.9111 | [13 empty] | 4602.5322 | [15 empty] | 0.34925 | [17 empty] | 0.029316 | [9 empty] | 0.17632 | [32 empty] | 2025 |  |  | CHN | Tibet
| Lawu |  | Magmatic hydrothermal | Skarn | Cu-Pb-Zn skarn | Cu, Pb, Zn | In, Sn | Cu, Pb, Zn, In, Sn |  |  | 2019-MOR-052-SP (slA)-17 | 2019-MOR-052-SP (slA)-17 | underground mine |  |  |  |  | ore material | drill core | underground mining tunnels and drill cores | mineral separate | [5 empty] | mineralisation |  |  |  | sphalerite, chalcopyrite, pyrrhotite, pyrite, arsenopyrite |  |  | Sn-poor Epithermal |  |  |  | galena, bismuthinite, marcasite, iron oxides, pyroxene, actinolite, quartz | thin sections and polished blocks examined using optical microscope, BSE detector, and EDS prior to analysis | EMPA, LA-ICPMS | JEOL JXA-8230 electron probe microanalyzer; RESOlution-LR 193 nm ArF excimer laser ablation system coupled to an Agilent 7700x ICP-MS | Laboratory of Mineral Resources Research Center, Fuzhou University; Adelaide Microscopy, the University of Adelaide | EPMA point analysis: accelerating voltage 15 kV, beam current 20 nA, beam diameter ~5 μm; EPMA mapping: accelerating voltage 20 kV, working current 50 nA, dwell time ~10 ms; BSE imaging: accelerating voltage 20 kV, beam current 10 nA; LA-ICP-MS: energy density 3~3.5 J/cm2, spot sizes 29 to 51 μm, repetition rates 5 Hz (polished thin-section) and 10 Hz (polished blocks), ~30 s background acquisition, ~40 s sample data acquisition | STDGL3 (Danyushevsky et al. 2011) and GSD-1G (USGS) | 2.9299 | [19 empty] | 1744.8842 | [5 empty] | 279.09 | [5 empty] | 150.9133 | [9 empty] | 73589.159 |  | 0.22273 |  |  |  | 0.38898 | [7 empty] | 206.9636 | [13 empty] | 4286.1972 | [15 empty] | 1.0184 | [17 empty] | 0.28935 | [9 empty] | 0.96254 | [32 empty] | 2025 |  |  | CHN | Tibet
| Lawu |  | Magmatic hydrothermal | Skarn | Cu-Pb-Zn skarn | Cu, Pb, Zn | In, Sn | Cu, Pb, Zn, In, Sn |  |  | 2019-MOR-052-SP (slA)-18 | 2019-MOR-052-SP (slA)-18 | underground mine |  |  |  |  | ore material | drill core | underground mining tunnels and drill cores | mineral separate | [5 empty] | mineralisation |  |  |  | sphalerite, chalcopyrite, pyrrhotite, pyrite, arsenopyrite |  |  | Sn-poor Epithermal |  |  |  | galena, bismuthinite, marcasite, iron oxides, pyroxene, actinolite, quartz | thin sections and polished blocks examined using optical microscope, BSE detector, and EDS prior to analysis | EMPA, LA-ICPMS | JEOL JXA-8230 electron probe microanalyzer; RESOlution-LR 193 nm ArF excimer laser ablation system coupled to an Agilent 7700x ICP-MS | Laboratory of Mineral Resources Research Center, Fuzhou University; Adelaide Microscopy, the University of Adelaide | EPMA point analysis: accelerating voltage 15 kV, beam current 20 nA, beam diameter ~5 μm; EPMA mapping: accelerating voltage 20 kV, working current 50 nA, dwell time ~10 ms; BSE imaging: accelerating voltage 20 kV, beam current 10 nA; LA-ICP-MS: energy density 3~3.5 J/cm2, spot sizes 29 to 51 μm, repetition rates 5 Hz (polished thin-section) and 10 Hz (polished blocks), ~30 s background acquisition, ~40 s sample data acquisition | STDGL3 (Danyushevsky et al. 2011) and GSD-1G (USGS) | 2.7281 | [19 empty] | 1782.9882 | [5 empty] | 286.3076 | [5 empty] | 163.2557 | [9 empty] | 75961.8924 |  | 0.20871 |  |  |  | 0.20837 | [7 empty] | 207.1681 | [13 empty] | 4766.7029 | [15 empty] | 0.15248 | [17 empty] | 0.029643 | [9 empty] | 0.21872 | [32 empty] | 2025 |  |  | CHN | Tibet
| Lawu |  | Magmatic hydrothermal | Skarn | Cu-Pb-Zn skarn | Cu, Pb, Zn | In, Sn | Cu, Pb, Zn, In, Sn |  |  | 2019-MOR-052-SP (slA)-19 | 2019-MOR-052-SP (slA)-19 | underground mine |  |  |  |  | ore material | drill core | underground mining tunnels and drill cores | mineral separate | [5 empty] | mineralisation |  |  |  | sphalerite, chalcopyrite, pyrrhotite, pyrite, arsenopyrite |  |  | Sn-poor Epithermal |  |  |  | galena, bismuthinite, marcasite, iron oxides, pyroxene, actinolite, quartz | thin sections and polished blocks examined using optical microscope, BSE detector, and EDS prior to analysis | EMPA, LA-ICPMS | JEOL JXA-8230 electron probe microanalyzer; RESOlution-LR 193 nm ArF excimer laser ablation system coupled to an Agilent 7700x ICP-MS | Laboratory of Mineral Resources Research Center, Fuzhou University; Adelaide Microscopy, the University of Adelaide | EPMA point analysis: accelerating voltage 15 kV, beam current 20 nA, beam diameter ~5 μm; EPMA mapping: accelerating voltage 20 kV, working current 50 nA, dwell time ~10 ms; BSE imaging: accelerating voltage 20 kV, beam current 10 nA; LA-ICP-MS: energy density 3~3.5 J/cm2, spot sizes 29 to 51 μm, repetition rates 5 Hz (polished thin-section) and 10 Hz (polished blocks), ~30 s background acquisition, ~40 s sample data acquisition | STDGL3 (Danyushevsky et al. 2011) and GSD-1G (USGS) | 4.2426 | [19 empty] | 1845.9822 | [5 empty] | 277.0957 | [5 empty] | 215.4286 | [9 empty] | 72111.4575 |  | 0.13377 |  |  |  | 0.52151 | [7 empty] | 210.2088 | [13 empty] | 6319.7843 | [15 empty] | 4.5818 | [17 empty] | 0.029009 | [9 empty] | 0.16218 | [32 empty] | 2025 |  |  | CHN | Tibet
| Lawu |  | Magmatic hydrothermal | Skarn | Cu-Pb-Zn skarn | Cu, Pb, Zn | In, Sn | Cu, Pb, Zn, In, Sn |  |  | 2019-MOR-052-SP (slA)-20 | 2019-MOR-052-SP (slA)-20 | underground mine |  |  |  |  | ore material | drill core | underground mining tunnels and drill cores | mineral separate | [5 empty] | mineralisation |  |  |  | sphalerite, chalcopyrite, pyrrhotite, pyrite, arsenopyrite |  |  | Sn-poor Epithermal |  |  |  | galena, bismuthinite, marcasite, iron oxides, pyroxene, actinolite, quartz | thin sections and polished blocks examined using optical microscope, BSE detector, and EDS prior to analysis | EMPA, LA-ICPMS | JEOL JXA-8230 electron probe microanalyzer; RESOlution-LR 193 nm ArF excimer laser ablation system coupled to an Agilent 7700x ICP-MS | Laboratory of Mineral Resources Research Center, Fuzhou University; Adelaide Microscopy, the University of Adelaide | EPMA point analysis: accelerating voltage 15 kV, beam current 20 nA, beam diameter ~5 μm; EPMA mapping: accelerating voltage 20 kV, working current 50 nA, dwell time ~10 ms; BSE imaging: accelerating voltage 20 kV, beam current 10 nA; LA-ICP-MS: energy density 3~3.5 J/cm2, spot sizes 29 to 51 μm, repetition rates 5 Hz (polished thin-section) and 10 Hz (polished blocks), ~30 s background acquisition, ~40 s sample data acquisition | STDGL3 (Danyushevsky et al. 2011) and GSD-1G (USGS) | 2.8307 | [19 empty] | 1765.5761 | [5 empty] | 282.7824 | [5 empty] | 159.8351 | [9 empty] | 74420.3371 |  | 0.2104 |  |  |  | 0.24211 | [7 empty] | 207.2021 | [13 empty] | 4357.3384 | [15 empty] | 0.12824 | [17 empty] | 0.027245 | [9 empty] | 0.25098 | [32 empty] | 2025 |  |  | CHN | Tibet
| Lawu |  | Magmatic hydrothermal | Skarn | Cu-Pb-Zn skarn | Cu, Pb, Zn | In, Sn | Cu, Pb, Zn, In, Sn |  |  | 2019-MOR-052-SP (slA)-21 | 2019-MOR-052-SP (slA)-21 | underground mine |  |  |  |  | ore material | drill core | underground mining tunnels and drill cores | mineral separate | [5 empty] | mineralisation |  |  |  | sphalerite, chalcopyrite, pyrrhotite, pyrite, arsenopyrite |  |  | Sn-poor Epithermal |  |  |  | galena, bismuthinite, marcasite, iron oxides, pyroxene, actinolite, quartz | thin sections and polished blocks examined using optical microscope, BSE detector, and EDS prior to analysis | EMPA, LA-ICPMS | JEOL JXA-8230 electron probe microanalyzer; RESOlution-LR 193 nm ArF excimer laser ablation system coupled to an Agilent 7700x ICP-MS | Laboratory of Mineral Resources Research Center, Fuzhou University; Adelaide Microscopy, the University of Adelaide | EPMA point analysis: accelerating voltage 15 kV, beam current 20 nA, beam diameter ~5 μm; EPMA mapping: accelerating voltage 20 kV, working current 50 nA, dwell time ~10 ms; BSE imaging: accelerating voltage 20 kV, beam current 10 nA; LA-ICP-MS: energy density 3~3.5 J/cm2, spot sizes 29 to 51 μm, repetition rates 5 Hz (polished thin-section) and 10 Hz (polished blocks), ~30 s background acquisition, ~40 s sample data acquisition | STDGL3 (Danyushevsky et al. 2011) and GSD-1G (USGS) | 2.9543 | [19 empty] | 1806.1779 | [5 empty] | 281.0794 | [5 empty] | 163.4116 | [9 empty] | 75706.4924 |  | 0.16988 |  |  |  | 0.34165 | [7 empty] | 208.4175 | [13 empty] | 4105.7846 | [15 empty] | 0.15304 | [17 empty] | 0.025639 | [9 empty] | 0.22823 | [32 empty] | 2025 |  |  | CHN | Tibet
| Lawu |  | Magmatic hydrothermal | Skarn | Cu-Pb-Zn skarn | Cu, Pb, Zn | In, Sn | Cu, Pb, Zn, In, Sn |  |  | 2019-MOR-052-SP (slA)-22 | 2019-MOR-052-SP (slA)-22 | underground mine |  |  |  |  | ore material | drill core | underground mining tunnels and drill cores | mineral separate | [5 empty] | mineralisation |  |  |  | sphalerite, chalcopyrite, pyrrhotite, pyrite, arsenopyrite |  |  | Sn-poor Epithermal |  |  |  | galena, bismuthinite, marcasite, iron oxides, pyroxene, actinolite, quartz | thin sections and polished blocks examined using optical microscope, BSE detector, and EDS prior to analysis | EMPA, LA-ICPMS | JEOL JXA-8230 electron probe microanalyzer; RESOlution-LR 193 nm ArF excimer laser ablation system coupled to an Agilent 7700x ICP-MS | Laboratory of Mineral Resources Research Center, Fuzhou University; Adelaide Microscopy, the University of Adelaide | EPMA point analysis: accelerating voltage 15 kV, beam current 20 nA, beam diameter ~5 μm; EPMA mapping: accelerating voltage 20 kV, working current 50 nA, dwell time ~10 ms; BSE imaging: accelerating voltage 20 kV, beam current 10 nA; LA-ICP-MS: energy density 3~3.5 J/cm2, spot sizes 29 to 51 μm, repetition rates 5 Hz (polished thin-section) and 10 Hz (polished blocks), ~30 s background acquisition, ~40 s sample data acquisition | STDGL3 (Danyushevsky et al. 2011) and GSD-1G (USGS) | 2.47 | [19 empty] | 1799.8653 | [5 empty] | 292.2353 | [5 empty] | 224.1022 | [9 empty] | 75592.1906 |  | 0.17325 |  |  |  | 0.33524 | [7 empty] | 208.1727 | [13 empty] | 4697.236 | [15 empty] | 0.68312 | [17 empty] | 0.0295 | [9 empty] | 0.17635 | [32 empty] | 2025 |  |  | CHN | Tibet
| Lawu |  | Magmatic hydrothermal | Skarn | Cu-Pb-Zn skarn | Cu, Pb, Zn | In, Sn | Cu, Pb, Zn, In, Sn |  |  | 2019-MOR-052-SP (slA)-23 | 2019-MOR-052-SP (slA)-23 | underground mine |  |  |  |  | ore material | drill core | underground mining tunnels and drill cores | mineral separate | [5 empty] | mineralisation |  |  |  | sphalerite, chalcopyrite, pyrrhotite, pyrite, arsenopyrite |  |  | Sn-poor Epithermal |  |  |  | galena, bismuthinite, marcasite, iron oxides, pyroxene, actinolite, quartz | thin sections and polished blocks examined using optical microscope, BSE detector, and EDS prior to analysis | EMPA, LA-ICPMS | JEOL JXA-8230 electron probe microanalyzer; RESOlution-LR 193 nm ArF excimer laser ablation system coupled to an Agilent 7700x ICP-MS | Laboratory of Mineral Resources Research Center, Fuzhou University; Adelaide Microscopy, the University of Adelaide | EPMA point analysis: accelerating voltage 15 kV, beam current 20 nA, beam diameter ~5 μm; EPMA mapping: accelerating voltage 20 kV, working current 50 nA, dwell time ~10 ms; BSE imaging: accelerating voltage 20 kV, beam current 10 nA; LA-ICP-MS: energy density 3~3.5 J/cm2, spot sizes 29 to 51 μm, repetition rates 5 Hz (polished thin-section) and 10 Hz (polished blocks), ~30 s background acquisition, ~40 s sample data acquisition | STDGL3 (Danyushevsky et al. 2011) and GSD-1G (USGS) | 2.6645 | [19 empty] | 1827.9577 | [5 empty] | 292.2722 | [5 empty] | 162.0933 | [9 empty] | 77336.4537 |  | 0.18893 |  |  |  | 0.3286 | [7 empty] | 213.2571 | [13 empty] | 4497.1743 | [15 empty] | 0.1943 | [17 empty] | 0.029114 | [9 empty] | 0.26251 | [32 empty] | 2025 |  |  | CHN | Tibet
| Lawu |  | Magmatic hydrothermal | Skarn | Cu-Pb-Zn skarn | Cu, Pb, Zn | In, Sn | Cu, Pb, Zn, In, Sn |  |  | 2019-MOR-052-SP (slA)-24 | 2019-MOR-052-SP (slA)-24 | underground mine |  |  |  |  | ore material | drill core | underground mining tunnels and drill cores | mineral separate | [5 empty] | mineralisation |  |  |  | sphalerite, chalcopyrite, pyrrhotite, pyrite, arsenopyrite |  |  | Sn-poor Epithermal |  |  |  | galena, bismuthinite, marcasite, iron oxides, pyroxene, actinolite, quartz | thin sections and polished blocks examined using optical microscope, BSE detector, and EDS prior to analysis | EMPA, LA-ICPMS | JEOL JXA-8230 electron probe microanalyzer; RESOlution-LR 193 nm ArF excimer laser ablation system coupled to an Agilent 7700x ICP-MS | Laboratory of Mineral Resources Research Center, Fuzhou University; Adelaide Microscopy, the University of Adelaide | EPMA point analysis: accelerating voltage 15 kV, beam current 20 nA, beam diameter ~5 μm; EPMA mapping: accelerating voltage 20 kV, working current 50 nA, dwell time ~10 ms; BSE imaging: accelerating voltage 20 kV, beam current 10 nA; LA-ICP-MS: energy density 3~3.5 J/cm2, spot sizes 29 to 51 μm, repetition rates 5 Hz (polished thin-section) and 10 Hz (polished blocks), ~30 s background acquisition, ~40 s sample data acquisition | STDGL3 (Danyushevsky et al. 2011) and GSD-1G (USGS) | 2.7441 | [19 empty] | 1806.3796 | [5 empty] | 289.2283 | [5 empty] | 166.9874 | [9 empty] | 76612.8981 |  | 0.15472 |  |  |  | 0.2974 | [7 empty] | 208.8207 | [13 empty] | 4713.3092 | [15 empty] | 0.41147 | [17 empty] | 0.028853 | [9 empty] | 0.18971 | [32 empty] | 2025 |  |  | CHN | Tibet
| Lawu |  | Magmatic hydrothermal | Skarn | Cu-Pb-Zn skarn | Cu, Pb, Zn | In, Sn | Cu, Pb, Zn, In, Sn |  |  | 2019-MOR-034-SP (slC1)-1 | 2019-MOR-034-SP (slC1)-1 | underground mine |  |  |  |  | ore material | drill core | underground mining tunnels and drill cores | mineral separate | [5 empty] | mineralisation |  |  |  | sphalerite, chalcopyrite, pyrrhotite, pyrite, arsenopyrite |  |  | Sn-poor Epithermal |  |  |  | galena, bismuthinite, marcasite, iron oxides, pyroxene, actinolite, quartz | thin sections and polished blocks examined using optical microscope, BSE detector, and EDS prior to analysis | EMPA, LA-ICPMS | JEOL JXA-8230 electron probe microanalyzer; RESOlution-LR 193 nm ArF excimer laser ablation system coupled to an Agilent 7700x ICP-MS | Laboratory of Mineral Resources Research Center, Fuzhou University; Adelaide Microscopy, the University of Adelaide | EPMA point analysis: accelerating voltage 15 kV, beam current 20 nA, beam diameter ~5 μm; EPMA mapping: accelerating voltage 20 kV, working current 50 nA, dwell time ~10 ms; BSE imaging: accelerating voltage 20 kV, beam current 10 nA; LA-ICP-MS: energy density 3~3.5 J/cm2, spot sizes 29 to 51 μm, repetition rates 5 Hz (polished thin-section) and 10 Hz (polished blocks), ~30 s background acquisition, ~40 s sample data acquisition | STDGL3 (Danyushevsky et al. 2011) and GSD-1G (USGS) | 11.4977 | [19 empty] | 4510.2256 | [5 empty] | 0.40088 | [5 empty] | 190.8865 | [9 empty] | 24370.9775 |  | 37.2074 |  |  |  | 0.40664 | [7 empty] | 0.54856 | [13 empty] | 2507.3041 | [15 empty] | 3.299 | [17 empty] | 0.44634 | [9 empty] | 158.4856 | [32 empty] | 2025 |  |  | CHN | Tibet
| Lawu |  | Magmatic hydrothermal | Skarn | Cu-Pb-Zn skarn | Cu, Pb, Zn | In, Sn | Cu, Pb, Zn, In, Sn |  |  | 2019-MOR-034-SP (slC1)-2 | 2019-MOR-034-SP (slC1)-2 | underground mine |  |  |  |  | ore material | drill core | underground mining tunnels and drill cores | mineral separate | [5 empty] | mineralisation |  |  |  | sphalerite, chalcopyrite, pyrrhotite, pyrite, arsenopyrite |  |  | Sn-poor Epithermal |  |  |  | galena, bismuthinite, marcasite, iron oxides, pyroxene, actinolite, quartz | thin sections and polished blocks examined using optical microscope, BSE detector, and EDS prior to analysis | EMPA, LA-ICPMS | JEOL JXA-8230 electron probe microanalyzer; RESOlution-LR 193 nm ArF excimer laser ablation system coupled to an Agilent 7700x ICP-MS | Laboratory of Mineral Resources Research Center, Fuzhou University; Adelaide Microscopy, the University of Adelaide | EPMA point analysis: accelerating voltage 15 kV, beam current 20 nA, beam diameter ~5 μm; EPMA mapping: accelerating voltage 20 kV, working current 50 nA, dwell time ~10 ms; BSE imaging: accelerating voltage 20 kV, beam current 10 nA; LA-ICP-MS: energy density 3~3.5 J/cm2, spot sizes 29 to 51 μm, repetition rates 5 Hz (polished thin-section) and 10 Hz (polished blocks), ~30 s background acquisition, ~40 s sample data acquisition | STDGL3 (Danyushevsky et al. 2011) and GSD-1G (USGS) | 11.4977 | [19 empty] | 4510.2256 | [5 empty] | 0.40088 | [5 empty] | 190.8865 | [9 empty] | 24370.9775 |  | 37.2074 |  |  |  | 0.40664 | [7 empty] | 0.54856 | [13 empty] | 2507.3041 | [15 empty] | 3.299 | [17 empty] | 0.44634 | [9 empty] | 158.4856 | [32 empty] | 2025 |  |  | CHN | Tibet
| Lawu |  | Magmatic hydrothermal | Skarn | Cu-Pb-Zn skarn | Cu, Pb, Zn | In, Sn | Cu, Pb, Zn, In, Sn |  |  | 2019-MOR-034-SP (slC1)-3 | 2019-MOR-034-SP (slC1)-3 | underground mine |  |  |  |  | ore material | drill core | underground mining tunnels and drill cores | mineral separate | [5 empty] | mineralisation |  |  |  | sphalerite, chalcopyrite, pyrrhotite, pyrite, arsenopyrite |  |  | Sn-poor Epithermal |  |  |  | galena, bismuthinite, marcasite, iron oxides, pyroxene, actinolite, quartz | thin sections and polished blocks examined using optical microscope, BSE detector, and EDS prior to analysis | EMPA, LA-ICPMS | JEOL JXA-8230 electron probe microanalyzer; RESOlution-LR 193 nm ArF excimer laser ablation system coupled to an Agilent 7700x ICP-MS | Laboratory of Mineral Resources Research Center, Fuzhou University; Adelaide Microscopy, the University of Adelaide | EPMA point analysis: accelerating voltage 15 kV, beam current 20 nA, beam diameter ~5 μm; EPMA mapping: accelerating voltage 20 kV, working current 50 nA, dwell time ~10 ms; BSE imaging: accelerating voltage 20 kV, beam current 10 nA; LA-ICP-MS: energy density 3~3.5 J/cm2, spot sizes 29 to 51 μm, repetition rates 5 Hz (polished thin-section) and 10 Hz (polished blocks), ~30 s background acquisition, ~40 s sample data acquisition | STDGL3 (Danyushevsky et al. 2011) and GSD-1G (USGS) | 9.4553 | [19 empty] | 4934.2142 | [5 empty] | 1.7038 | [5 empty] | 78.482 | [9 empty] | 20602.4378 |  | 21.9788 |  |  |  | 0.24274 | [7 empty] | 0.34767 | [13 empty] | 2766.6649 | [15 empty] | 0.041621 | [17 empty] | 0.02954 | [9 empty] | 58.5022 | [32 empty] | 2025 |  |  | CHN | Tibet
| Lawu |  | Magmatic hydrothermal | Skarn | Cu-Pb-Zn skarn | Cu, Pb, Zn | In, Sn | Cu, Pb, Zn, In, Sn |  |  | 2019-MOR-034-SP (slC1)-4 | 2019-MOR-034-SP (slC1)-4 | underground mine |  |  |  |  | ore material | drill core | underground mining tunnels and drill cores | mineral separate | [5 empty] | mineralisation |  |  |  | sphalerite, chalcopyrite, pyrrhotite, pyrite, arsenopyrite |  |  | Sn-poor Epithermal |  |  |  | galena, bismuthinite, marcasite, iron oxides, pyroxene, actinolite, quartz | thin sections and polished blocks examined using optical microscope, BSE detector, and EDS prior to analysis | EMPA, LA-ICPMS | JEOL JXA-8230 electron probe microanalyzer; RESOlution-LR 193 nm ArF excimer laser ablation system coupled to an Agilent 7700x ICP-MS | Laboratory of Mineral Resources Research Center, Fuzhou University; Adelaide Microscopy, the University of Adelaide | EPMA point analysis: accelerating voltage 15 kV, beam current 20 nA, beam diameter ~5 μm; EPMA mapping: accelerating voltage 20 kV, working current 50 nA, dwell time ~10 ms; BSE imaging: accelerating voltage 20 kV, beam current 10 nA; LA-ICP-MS: energy density 3~3.5 J/cm2, spot sizes 29 to 51 μm, repetition rates 5 Hz (polished thin-section) and 10 Hz (polished blocks), ~30 s background acquisition, ~40 s sample data acquisition | STDGL3 (Danyushevsky et al. 2011) and GSD-1G (USGS) | 9.9087 | [19 empty] | 4923.5464 | [5 empty] | 1.9087 | [5 empty] | 59.4611 | [9 empty] | 20813.8878 |  | 35.0248 |  |  |  | 0.16265 | [7 empty] | 0.18158 | [13 empty] | 1145.4433 | [15 empty] | 0.60046 | [17 empty] | 0.24397 | [9 empty] | 27.4493 | [32 empty] | 2025 |  |  | CHN | Tibet
| Lawu |  | Magmatic hydrothermal | Skarn | Cu-Pb-Zn skarn | Cu, Pb, Zn | In, Sn | Cu, Pb, Zn, In, Sn |  |  | 2019-MOR-034-SP (slC1)-5 | 2019-MOR-034-SP (slC1)-5 | underground mine |  |  |  |  | ore material | drill core | underground mining tunnels and drill cores | mineral separate | [5 empty] | mineralisation |  |  |  | sphalerite, chalcopyrite, pyrrhotite, pyrite, arsenopyrite |  |  | Sn-poor Epithermal |  |  |  | galena, bismuthinite, marcasite, iron oxides, pyroxene, actinolite, quartz | thin sections and polished blocks examined using optical microscope, BSE detector, and EDS prior to analysis | EMPA, LA-ICPMS | JEOL JXA-8230 electron probe microanalyzer; RESOlution-LR 193 nm ArF excimer laser ablation system coupled to an Agilent 7700x ICP-MS | Laboratory of Mineral Resources Research Center, Fuzhou University; Adelaide Microscopy, the University of Adelaide | EPMA point analysis: accelerating voltage 15 kV, beam current 20 nA, beam diameter ~5 μm; EPMA mapping: accelerating voltage 20 kV, working current 50 nA, dwell time ~10 ms; BSE imaging: accelerating voltage 20 kV, beam current 10 nA; LA-ICP-MS: energy density 3~3.5 J/cm2, spot sizes 29 to 51 μm, repetition rates 5 Hz (polished thin-section) and 10 Hz (polished blocks), ~30 s background acquisition, ~40 s sample data acquisition | STDGL3 (Danyushevsky et al. 2011) and GSD-1G (USGS) | 10.4699 | [19 empty] | 4956.6628 | [5 empty] | 0.90859 | [5 empty] | 114.653 | [9 empty] | 21408.6288 |  | 52.5708 |  |  |  | 0.32207 | [7 empty] | 0.35621 | [13 empty] | 1428.8072 | [15 empty] | 0.023922 | [17 empty] | 0.029109 | [9 empty] | 68.8593 | [32 empty] | 2025 |  |  | CHN | Tibet
| Lawu |  | Magmatic hydrothermal | Skarn | Cu-Pb-Zn skarn | Cu, Pb, Zn | In, Sn | Cu, Pb, Zn, In, Sn |  |  | 2019-MOR-034-SP (slC1)-6 | 2019-MOR-034-SP (slC1)-6 | underground mine |  |  |  |  | ore material | drill core | underground mining tunnels and drill cores | mineral separate | [5 empty] | mineralisation |  |  |  | sphalerite, chalcopyrite, pyrrhotite, pyrite, arsenopyrite |  |  | Sn-poor Epithermal |  |  |  | galena, bismuthinite, marcasite, iron oxides, pyroxene, actinolite, quartz | thin sections and polished blocks examined using optical microscope, BSE detector, and EDS prior to analysis | EMPA, LA-ICPMS | JEOL JXA-8230 electron probe microanalyzer; RESOlution-LR 193 nm ArF excimer laser ablation system coupled to an Agilent 7700x ICP-MS | Laboratory of Mineral Resources Research Center, Fuzhou University; Adelaide Microscopy, the University of Adelaide | EPMA point analysis: accelerating voltage 15 kV, beam current 20 nA, beam diameter ~5 μm; EPMA mapping: accelerating voltage 20 kV, working current 50 nA, dwell time ~10 ms; BSE imaging: accelerating voltage 20 kV, beam current 10 nA; LA-ICP-MS: energy density 3~3.5 J/cm2, spot sizes 29 to 51 μm, repetition rates 5 Hz (polished thin-section) and 10 Hz (polished blocks), ~30 s background acquisition, ~40 s sample data acquisition | STDGL3 (Danyushevsky et al. 2011) and GSD-1G (USGS) | 41.7667 | [19 empty] | 4866.5481 | [5 empty] | 0.36921 | [5 empty] | 2285.2843 | [9 empty] | 9837.8871 |  | 13.7804 |  |  |  | 0.18494 | [7 empty] | 25.1905 | [13 empty] | 10225.4322 | [15 empty] | 1.0066 | [17 empty] | 1.3024 | [9 empty] | 85.3661 | [32 empty] | 2025 |  |  | CHN | Tibet
| Lawu |  | Magmatic hydrothermal | Skarn | Cu-Pb-Zn skarn | Cu, Pb, Zn | In, Sn | Cu, Pb, Zn, In, Sn |  |  | 2019-MOR-034-SP (slC1)-7 | 2019-MOR-034-SP (slC1)-7 | underground mine |  |  |  |  | ore material | drill core | underground mining tunnels and drill cores | mineral separate | [5 empty] | mineralisation |  |  |  | sphalerite, chalcopyrite, pyrrhotite, pyrite, arsenopyrite |  |  | Sn-poor Epithermal |  |  |  | galena, bismuthinite, marcasite, iron oxides, pyroxene, actinolite, quartz | thin sections and polished blocks examined using optical microscope, BSE detector, and EDS prior to analysis | EMPA, LA-ICPMS | JEOL JXA-8230 electron probe microanalyzer; RESOlution-LR 193 nm ArF excimer laser ablation system coupled to an Agilent 7700x ICP-MS | Laboratory of Mineral Resources Research Center, Fuzhou University; Adelaide Microscopy, the University of Adelaide | EPMA point analysis: accelerating voltage 15 kV, beam current 20 nA, beam diameter ~5 μm; EPMA mapping: accelerating voltage 20 kV, working current 50 nA, dwell time ~10 ms; BSE imaging: accelerating voltage 20 kV, beam current 10 nA; LA-ICP-MS: energy density 3~3.5 J/cm2, spot sizes 29 to 51 μm, repetition rates 5 Hz (polished thin-section) and 10 Hz (polished blocks), ~30 s background acquisition, ~40 s sample data acquisition | STDGL3 (Danyushevsky et al. 2011) and GSD-1G (USGS) | 7.0118 | [19 empty] | 5223.5524 | [5 empty] | 1.9421 | [5 empty] | 64.2679 | [9 empty] | 20173.3438 |  | 26.5171 |  |  |  | 0.18186 | [7 empty] | 0.27842 | [13 empty] | 1014.7269 | [15 empty] | 0.049442 | [17 empty] | 0.029214 | [9 empty] | 41.9814 | [32 empty] | 2025 |  |  | CHN | Tibet
| Lawu |  | Magmatic hydrothermal | Skarn | Cu-Pb-Zn skarn | Cu, Pb, Zn | In, Sn | Cu, Pb, Zn, In, Sn |  |  | 2019-MOR-034-SP (slC1)-8 | 2019-MOR-034-SP (slC1)-8 | underground mine |  |  |  |  | ore material | drill core | underground mining tunnels and drill cores | mineral separate | [5 empty] | mineralisation |  |  |  | sphalerite, chalcopyrite, pyrrhotite, pyrite, arsenopyrite |  |  | Sn-poor Epithermal |  |  |  | galena, bismuthinite, marcasite, iron oxides, pyroxene, actinolite, quartz | thin sections and polished blocks examined using optical microscope, BSE detector, and EDS prior to analysis | EMPA, LA-ICPMS | JEOL JXA-8230 electron probe microanalyzer; RESOlution-LR 193 nm ArF excimer laser ablation system coupled to an Agilent 7700x ICP-MS | Laboratory of Mineral Resources Research Center, Fuzhou University; Adelaide Microscopy, the University of Adelaide | EPMA point analysis: accelerating voltage 15 kV, beam current 20 nA, beam diameter ~5 μm; EPMA mapping: accelerating voltage 20 kV, working current 50 nA, dwell time ~10 ms; BSE imaging: accelerating voltage 20 kV, beam current 10 nA; LA-ICP-MS: energy density 3~3.5 J/cm2, spot sizes 29 to 51 μm, repetition rates 5 Hz (polished thin-section) and 10 Hz (polished blocks), ~30 s background acquisition, ~40 s sample data acquisition | STDGL3 (Danyushevsky et al. 2011) and GSD-1G (USGS) | 5.4503 | [19 empty] | 4937.123 | [5 empty] | 0.61138 | [5 empty] | 79.0793 | [9 empty] | 22917.1949 |  | 26.0219 |  |  |  | 0.35464 | [7 empty] | 0.95642 | [13 empty] | 1775.3374 | [15 empty] | 0.24295 | [17 empty] | 0.039747 | [9 empty] | 60.3092 | [32 empty] | 2025 |  |  | CHN | Tibet
| Lawu |  | Magmatic hydrothermal | Skarn | Cu-Pb-Zn skarn | Cu, Pb, Zn | In, Sn | Cu, Pb, Zn, In, Sn |  |  | 2019-MOR-026-SP (slC1)-1 | 2019-MOR-026-SP (slC1)-1 | underground mine |  |  |  |  | ore material | drill core | underground mining tunnels and drill cores | mineral separate | [5 empty] | mineralisation |  |  |  | sphalerite, chalcopyrite, pyrrhotite, pyrite, arsenopyrite |  |  | Sn-poor Epithermal |  |  |  | galena, bismuthinite, marcasite, iron oxides, pyroxene, actinolite, quartz | thin sections and polished blocks examined using optical microscope, BSE detector, and EDS prior to analysis | EMPA, LA-ICPMS | JEOL JXA-8230 electron probe microanalyzer; RESOlution-LR 193 nm ArF excimer laser ablation system coupled to an Agilent 7700x ICP-MS | Laboratory of Mineral Resources Research Center, Fuzhou University; Adelaide Microscopy, the University of Adelaide | EPMA point analysis: accelerating voltage 15 kV, beam current 20 nA, beam diameter ~5 μm; EPMA mapping: accelerating voltage 20 kV, working current 50 nA, dwell time ~10 ms; BSE imaging: accelerating voltage 20 kV, beam current 10 nA; LA-ICP-MS: energy density 3~3.5 J/cm2, spot sizes 29 to 51 μm, repetition rates 5 Hz (polished thin-section) and 10 Hz (polished blocks), ~30 s background acquisition, ~40 s sample data acquisition | STDGL3 (Danyushevsky et al. 2011) and GSD-1G (USGS) | 7.6434 | [19 empty] | 5525.1925 | [5 empty] | 0.9299 | [5 empty] | 229.388 | [9 empty] | 30928.1286 |  | 27.8258 |  |  |  | 0.31911 | [7 empty] | 0.37705 | [13 empty] | 1580.44 | [15 empty] | 0.015061 | [17 empty] | 0.028531 | [9 empty] | 216.5713 | [32 empty] | 2025 |  |  | CHN | Tibet
| Lawu |  | Magmatic hydrothermal | Skarn | Cu-Pb-Zn skarn | Cu, Pb, Zn | In, Sn | Cu, Pb, Zn, In, Sn |  |  | 2019-MOR-026-SP (slC1)-2 | 2019-MOR-026-SP (slC1)-2 | underground mine |  |  |  |  | ore material | drill core | underground mining tunnels and drill cores | mineral separate | [5 empty] | mineralisation |  |  |  | sphalerite, chalcopyrite, pyrrhotite, pyrite, arsenopyrite |  |  | Sn-poor Epithermal |  |  |  | galena, bismuthinite, marcasite, iron oxides, pyroxene, actinolite, quartz | thin sections and polished blocks examined using optical microscope, BSE detector, and EDS prior to analysis | EMPA, LA-ICPMS | JEOL JXA-8230 electron probe microanalyzer; RESOlution-LR 193 nm ArF excimer laser ablation system coupled to an Agilent 7700x ICP-MS | Laboratory of Mineral Resources Research Center, Fuzhou University; Adelaide Microscopy, the University of Adelaide | EPMA point analysis: accelerating voltage 15 kV, beam current 20 nA, beam diameter ~5 μm; EPMA mapping: accelerating voltage 20 kV, working current 50 nA, dwell time ~10 ms; BSE imaging: accelerating voltage 20 kV, beam current 10 nA; LA-ICP-MS: energy density 3~3.5 J/cm2, spot sizes 29 to 51 μm, repetition rates 5 Hz (polished thin-section) and 10 Hz (polished blocks), ~30 s background acquisition, ~40 s sample data acquisition | STDGL3 (Danyushevsky et al. 2011) and GSD-1G (USGS) | 12.5302 | [19 empty] | 4388.9076 | [5 empty] | 0.17321 | [5 empty] | 1021.203 | [9 empty] | 16385.6314 |  | 81.5657 |  |  |  | 1.6069 | [7 empty] | 1.085 | [13 empty] | 3366.2309 | [15 empty] | 0.16581 | [17 empty] | 0.46028 | [9 empty] | 840.0485 | [32 empty] | 2025 |  |  | CHN | Tibet
| Lawu |  | Magmatic hydrothermal | Skarn | Cu-Pb-Zn skarn | Cu, Pb, Zn | In, Sn | Cu, Pb, Zn, In, Sn |  |  | 2019-MOR-026-SP (slC1)-3 | 2019-MOR-026-SP (slC1)-3 | underground mine |  |  |  |  | ore material | drill core | underground mining tunnels and drill cores | mineral separate | [5 empty] | mineralisation |  |  |  | sphalerite, chalcopyrite, pyrrhotite, pyrite, arsenopyrite |  |  | Sn-poor Epithermal |  |  |  | galena, bismuthinite, marcasite, iron oxides, pyroxene, actinolite, quartz | thin sections and polished blocks examined using optical microscope, BSE detector, and EDS prior to analysis | EMPA, LA-ICPMS | JEOL JXA-8230 electron probe microanalyzer; RESOlution-LR 193 nm ArF excimer laser ablation system coupled to an Agilent 7700x ICP-MS | Laboratory of Mineral Resources Research Center, Fuzhou University; Adelaide Microscopy, the University of Adelaide | EPMA point analysis: accelerating voltage 15 kV, beam current 20 nA, beam diameter ~5 μm; EPMA mapping: accelerating voltage 20 kV, working current 50 nA, dwell time ~10 ms; BSE imaging: accelerating voltage 20 kV, beam current 10 nA; LA-ICP-MS: energy density 3~3.5 J/cm2, spot sizes 29 to 51 μm, repetition rates 5 Hz (polished thin-section) and 10 Hz (polished blocks), ~30 s background acquisition, ~40 s sample data acquisition | STDGL3 (Danyushevsky et al. 2011) and GSD-1G (USGS) | 7.3054 | [19 empty] | 4154.8227 | [5 empty] | 0.58359 | [5 empty] | 458.2873 | [9 empty] | 11270.989 |  | 76.4464 |  |  |  | 0.45332 | [7 empty] | 6.0529 | [13 empty] | 1650.3273 | [15 empty] | 1.2769 | [17 empty] | 0.99699 | [9 empty] | 397.414 | [32 empty] | 2025 |  |  | CHN | Tibet
| Lawu |  | Magmatic hydrothermal | Skarn | Cu-Pb-Zn skarn | Cu, Pb, Zn | In, Sn | Cu, Pb, Zn, In, Sn |  |  | 2019-MOR-026-SP (slC1)-4 | 2019-MOR-026-SP (slC1)-4 | underground mine |  |  |  |  | ore material | drill core | underground mining tunnels and drill cores | mineral separate | [5 empty] | mineralisation |  |  |  | sphalerite, chalcopyrite, pyrrhotite, pyrite, arsenopyrite |  |  | Sn-poor Epithermal |  |  |  | galena, bismuthinite, marcasite, iron oxides, pyroxene, actinolite, quartz | thin sections and polished blocks examined using optical microscope, BSE detector, and EDS prior to analysis | EMPA, LA-ICPMS | JEOL JXA-8230 electron probe microanalyzer; RESOlution-LR 193 nm ArF excimer laser ablation system coupled to an Agilent 7700x ICP-MS | Laboratory of Mineral Resources Research Center, Fuzhou University; Adelaide Microscopy, the University of Adelaide | EPMA point analysis: accelerating voltage 15 kV, beam current 20 nA, beam diameter ~5 μm; EPMA mapping: accelerating voltage 20 kV, working current 50 nA, dwell time ~10 ms; BSE imaging: accelerating voltage 20 kV, beam current 10 nA; LA-ICP-MS: energy density 3~3.5 J/cm2, spot sizes 29 to 51 μm, repetition rates 5 Hz (polished thin-section) and 10 Hz (polished blocks), ~30 s background acquisition, ~40 s sample data acquisition | STDGL3 (Danyushevsky et al. 2011) and GSD-1G (USGS) | 12.4529 | [19 empty] | 4698.6492 | [5 empty] | 0.1717 | [5 empty] | 328.0481 | [9 empty] | 3182.1806 |  | 40.6835 |  |  |  | 0.34582 | [7 empty] | 5.3676 | [13 empty] | 11704.0319 | [15 empty] | 1.6916 | [17 empty] | 7.5987 | [9 empty] | 235.4847 | [32 empty] | 2025 |  |  | CHN | Tibet
| Lawu |  | Magmatic hydrothermal | Skarn | Cu-Pb-Zn skarn | Cu, Pb, Zn | In, Sn | Cu, Pb, Zn, In, Sn |  |  | 2019-MOR-026-SP (slC1)-5 | 2019-MOR-026-SP (slC1)-5 | underground mine |  |  |  |  | ore material | drill core | underground mining tunnels and drill cores | mineral separate | [5 empty] | mineralisation |  |  |  | sphalerite, chalcopyrite, pyrrhotite, pyrite, arsenopyrite |  |  | Sn-poor Epithermal |  |  |  | galena, bismuthinite, marcasite, iron oxides, pyroxene, actinolite, quartz | thin sections and polished blocks examined using optical microscope, BSE detector, and EDS prior to analysis | EMPA, LA-ICPMS | JEOL JXA-8230 electron probe microanalyzer; RESOlution-LR 193 nm ArF excimer laser ablation system coupled to an Agilent 7700x ICP-MS | Laboratory of Mineral Resources Research Center, Fuzhou University; Adelaide Microscopy, the University of Adelaide | EPMA point analysis: accelerating voltage 15 kV, beam current 20 nA, beam diameter ~5 μm; EPMA mapping: accelerating voltage 20 kV, working current 50 nA, dwell time ~10 ms; BSE imaging: accelerating voltage 20 kV, beam current 10 nA; LA-ICP-MS: energy density 3~3.5 J/cm2, spot sizes 29 to 51 μm, repetition rates 5 Hz (polished thin-section) and 10 Hz (polished blocks), ~30 s background acquisition, ~40 s sample data acquisition | STDGL3 (Danyushevsky et al. 2011) and GSD-1G (USGS) | 8.2666 | [19 empty] | 4237.6149 | [5 empty] | 0.19377 | [5 empty] | 425.3533 | [9 empty] | 7924.2942 |  | 60.7012 |  |  |  | 0.85253 | [7 empty] | 2.2338 | [13 empty] | 777.3948 | [15 empty] | 1.3997 | [17 empty] | 0.57081 | [9 empty] | 362.3296 | [32 empty] | 2025 |  |  | CHN | Tibet
| Lawu |  | Magmatic hydrothermal | Skarn | Cu-Pb-Zn skarn | Cu, Pb, Zn | In, Sn | Cu, Pb, Zn, In, Sn |  |  | 2019-MOR-029-SPB (slC1)-1 | 2019-MOR-029-SPB (slC1)-1 | underground mine |  |  |  |  | ore material | drill core | underground mining tunnels and drill cores | mineral separate | [5 empty] | mineralisation |  |  |  | sphalerite, chalcopyrite, pyrrhotite, pyrite, arsenopyrite |  |  | Sn-poor Epithermal |  |  |  | galena, bismuthinite, marcasite, iron oxides, pyroxene, actinolite, quartz | thin sections and polished blocks examined using optical microscope, BSE detector, and EDS prior to analysis | EMPA, LA-ICPMS | JEOL JXA-8230 electron probe microanalyzer; RESOlution-LR 193 nm ArF excimer laser ablation system coupled to an Agilent 7700x ICP-MS | Laboratory of Mineral Resources Research Center, Fuzhou University; Adelaide Microscopy, the University of Adelaide | EPMA point analysis: accelerating voltage 15 kV, beam current 20 nA, beam diameter ~5 μm; EPMA mapping: accelerating voltage 20 kV, working current 50 nA, dwell time ~10 ms; BSE imaging: accelerating voltage 20 kV, beam current 10 nA; LA-ICP-MS: energy density 3~3.5 J/cm2, spot sizes 29 to 51 μm, repetition rates 5 Hz (polished thin-section) and 10 Hz (polished blocks), ~30 s background acquisition, ~40 s sample data acquisition | STDGL3 (Danyushevsky et al. 2011) and GSD-1G (USGS) | 9.9932 | [19 empty] | 4334.9625 | [5 empty] | 0.17975 | [5 empty] | 705.1083 | [9 empty] | 8486.9702 |  | 61.2262 |  |  |  | 1.1058 | [7 empty] | 17.576 | [13 empty] | 705.7837 | [15 empty] | 2.9813 | [17 empty] | 0.72564 | [9 empty] | 235.4847 | [32 empty] | 2025 |  |  | CHN | Tibet
| Lawu |  | Magmatic hydrothermal | Skarn | Cu-Pb-Zn skarn | Cu, Pb, Zn | In, Sn | Cu, Pb, Zn, In, Sn |  |  | 2019-MOR-029-SPB (slC1)-2 | 2019-MOR-029-SPB (slC1)-2 | underground mine |  |  |  |  | ore material | drill core | underground mining tunnels and drill cores | mineral separate | [5 empty] | mineralisation |  |  |  | sphalerite, chalcopyrite, pyrrhotite, pyrite, arsenopyrite |  |  | Sn-poor Epithermal |  |  |  | galena, bismuthinite, marcasite, iron oxides, pyroxene, actinolite, quartz | thin sections and polished blocks examined using optical microscope, BSE detector, and EDS prior to analysis | EMPA, LA-ICPMS | JEOL JXA-8230 electron probe microanalyzer; RESOlution-LR 193 nm ArF excimer laser ablation system coupled to an Agilent 7700x ICP-MS | Laboratory of Mineral Resources Research Center, Fuzhou University; Adelaide Microscopy, the University of Adelaide | EPMA point analysis: accelerating voltage 15 kV, beam current 20 nA, beam diameter ~5 μm; EPMA mapping: accelerating voltage 20 kV, working current 50 nA, dwell time ~10 ms; BSE imaging: accelerating voltage 20 kV, beam current 10 nA; LA-ICP-MS: energy density 3~3.5 J/cm2, spot sizes 29 to 51 μm, repetition rates 5 Hz (polished thin-section) and 10 Hz (polished blocks), ~30 s background acquisition, ~40 s sample data acquisition | STDGL3 (Danyushevsky et al. 2011) and GSD-1G (USGS) | 4.0127 | [19 empty] | 2954.2354 | [5 empty] | 0.15755 | [5 empty] | 24.6078 | [9 empty] | 5106.0131 |  | 11.1217 |  |  |  | 0.22742 | [7 empty] | 0.22667 | [13 empty] | 2357.4204 | [15 empty] | 46.8649 | [17 empty] | 1.2343 | [9 empty] | 0.62726 | [32 empty] | 2025 |  |  | CHN | Tibet
| Lawu |  | Magmatic hydrothermal | Skarn | Cu-Pb-Zn skarn | Cu, Pb, Zn | In, Sn | Cu, Pb, Zn, In, Sn |  |  | 2019-MOR-029-SPB (slC1)-3 | 2019-MOR-029-SPB (slC1)-3 | underground mine |  |  |  |  | ore material | drill core | underground mining tunnels and drill cores | mineral separate | [5 empty] | mineralisation |  |  |  | sphalerite, chalcopyrite, pyrrhotite, pyrite, arsenopyrite |  |  | Sn-poor Epithermal |  |  |  | galena, bismuthinite, marcasite, iron oxides, pyroxene, actinolite, quartz | thin sections and polished blocks examined using optical microscope, BSE detector, and EDS prior to analysis | EMPA, LA-ICPMS | JEOL JXA-8230 electron probe microanalyzer; RESOlution-LR 193 nm ArF excimer laser ablation system coupled to an Agilent 7700x ICP-MS | Laboratory of Mineral Resources Research Center, Fuzhou University; Adelaide Microscopy, the University of Adelaide | EPMA point analysis: accelerating voltage 15 kV, beam current 20 nA, beam diameter ~5 μm; EPMA mapping: accelerating voltage 20 kV, working current 50 nA, dwell time ~10 ms; BSE imaging: accelerating voltage 20 kV, beam current 10 nA; LA-ICP-MS: energy density 3~3.5 J/cm2, spot sizes 29 to 51 μm, repetition rates 5 Hz (polished thin-section) and 10 Hz (polished blocks), ~30 s background acquisition, ~40 s sample data acquisition | STDGL3 (Danyushevsky et al. 2011) and GSD-1G (USGS) | 2.4834 | [19 empty] | 3350.1197 | [5 empty] | 0.30209 | [5 empty] | 37.1574 | [9 empty] | 5697.5949 |  | 3.0328 |  |  |  | 0.22305 | [7 empty] | 0.20528 | [13 empty] | 2605.2696 | [15 empty] | 1.0103 | [17 empty] | 0.10763 | [9 empty] | 0.41314 | [32 empty] | 2025 |  |  | CHN | Tibet
| Lawu |  | Magmatic hydrothermal | Skarn | Cu-Pb-Zn skarn | Cu, Pb, Zn | In, Sn | Cu, Pb, Zn, In, Sn |  |  | 2019-MOR-029-SPB (slC1)-4 | 2019-MOR-029-SPB (slC1)-4 | underground mine |  |  |  |  | ore material | drill core | underground mining tunnels and drill cores | mineral separate | [5 empty] | mineralisation |  |  |  | sphalerite, chalcopyrite, pyrrhotite, pyrite, arsenopyrite |  |  | Sn-poor Epithermal |  |  |  | galena, bismuthinite, marcasite, iron oxides, pyroxene, actinolite, quartz | thin sections and polished blocks examined using optical microscope, BSE detector, and EDS prior to analysis | EMPA, LA-ICPMS | JEOL JXA-8230 electron probe microanalyzer; RESOlution-LR 193 nm ArF excimer laser ablation system coupled to an Agilent 7700x ICP-MS | Laboratory of Mineral Resources Research Center, Fuzhou University; Adelaide Microscopy, the University of Adelaide | EPMA point analysis: accelerating voltage 15 kV, beam current 20 nA, beam diameter ~5 μm; EPMA mapping: accelerating voltage 20 kV, working current 50 nA, dwell time ~10 ms; BSE imaging: accelerating voltage 20 kV, beam current 10 nA; LA-ICP-MS: energy density 3~3.5 J/cm2, spot sizes 29 to 51 μm, repetition rates 5 Hz (polished thin-section) and 10 Hz (polished blocks), ~30 s background acquisition, ~40 s sample data acquisition | STDGL3 (Danyushevsky et al. 2011) and GSD-1G (USGS) | 43.5532 | [19 empty] | 2506.1383 | [5 empty] | 1.2389 | [5 empty] | 8978.0588 | [9 empty] | 11951.6035 |  | 0.63112 |  |  |  | 0.16823 | [7 empty] | 0.054282 | [13 empty] | 1360.0656 | [15 empty] | 0.69533 | [17 empty] | 7.67 | [9 empty] | 1.7608 | [32 empty] | 2025 |  |  | CHN | Tibet
| Lawu |  | Magmatic hydrothermal | Skarn | Cu-Pb-Zn skarn | Cu, Pb, Zn | In, Sn | Cu, Pb, Zn, In, Sn |  |  | 2019-MOR-029-SPB (slC1)-5 | 2019-MOR-029-SPB (slC1)-5 | underground mine |  |  |  |  | ore material | drill core | underground mining tunnels and drill cores | mineral separate | [5 empty] | mineralisation |  |  |  | sphalerite, chalcopyrite, pyrrhotite, pyrite, arsenopyrite |  |  | Sn-poor Epithermal |  |  |  | galena, bismuthinite, marcasite, iron oxides, pyroxene, actinolite, quartz | thin sections and polished blocks examined using optical microscope, BSE detector, and EDS prior to analysis | EMPA, LA-ICPMS | JEOL JXA-8230 electron probe microanalyzer; RESOlution-LR 193 nm ArF excimer laser ablation system coupled to an Agilent 7700x ICP-MS | Laboratory of Mineral Resources Research Center, Fuzhou University; Adelaide Microscopy, the University of Adelaide | EPMA point analysis: accelerating voltage 15 kV, beam current 20 nA, beam diameter ~5 μm; EPMA mapping: accelerating voltage 20 kV, working current 50 nA, dwell time ~10 ms; BSE imaging: accelerating voltage 20 kV, beam current 10 nA; LA-ICP-MS: energy density 3~3.5 J/cm2, spot sizes 29 to 51 μm, repetition rates 5 Hz (polished thin-section) and 10 Hz (polished blocks), ~30 s background acquisition, ~40 s sample data acquisition | STDGL3 (Danyushevsky et al. 2011) and GSD-1G (USGS) | 46.309 | [19 empty] | 2803.2227 | [5 empty] | 0.42727 | [5 empty] | 9528.7158 | [9 empty] | 11562.6979 |  | 0.69443 |  |  |  | 0.16005 | [7 empty] | 0.030839 | [13 empty] | 1554.3188 | [15 empty] | 0.21712 | [17 empty] | 2.8565 | [9 empty] | 0.55359 | [32 empty] | 2025 |  |  | CHN | Tibet
| Lawu |  | Magmatic hydrothermal | Skarn | Cu-Pb-Zn skarn | Cu, Pb, Zn | In, Sn | Cu, Pb, Zn, In, Sn |  |  | 2019-MOR-029-SPB (slC1)-6 | 2019-MOR-029-SPB (slC1)-6 | underground mine |  |  |  |  | ore material | drill core | underground mining tunnels and drill cores | mineral separate | [5 empty] | mineralisation |  |  |  | sphalerite, chalcopyrite, pyrrhotite, pyrite, arsenopyrite |  |  | Sn-poor Epithermal |  |  |  | galena, bismuthinite, marcasite, iron oxides, pyroxene, actinolite, quartz | thin sections and polished blocks examined using optical microscope, BSE detector, and EDS prior to analysis | EMPA, LA-ICPMS | JEOL JXA-8230 electron probe microanalyzer; RESOlution-LR 193 nm ArF excimer laser ablation system coupled to an Agilent 7700x ICP-MS | Laboratory of Mineral Resources Research Center, Fuzhou University; Adelaide Microscopy, the University of Adelaide | EPMA point analysis: accelerating voltage 15 kV, beam current 20 nA, beam diameter ~5 μm; EPMA mapping: accelerating voltage 20 kV, working current 50 nA, dwell time ~10 ms; BSE imaging: accelerating voltage 20 kV, beam current 10 nA; LA-ICP-MS: energy density 3~3.5 J/cm2, spot sizes 29 to 51 μm, repetition rates 5 Hz (polished thin-section) and 10 Hz (polished blocks), ~30 s background acquisition, ~40 s sample data acquisition | STDGL3 (Danyushevsky et al. 2011) and GSD-1G (USGS) | 3.9195 | [19 empty] | 3714.8074 | [5 empty] | 0.12051 | [5 empty] | 13.4772 | [9 empty] | 2683.6296 |  | 10.4346 |  |  |  | 0.20849 | [7 empty] | 0.030301 | [13 empty] | 2955.1333 | [15 empty] | 40.6101 | [17 empty] | 0.21346 | [9 empty] | 0.32748 | [32 empty] | 2025 |  |  | CHN | Tibet
| Lawu |  | Magmatic hydrothermal | Skarn | Cu-Pb-Zn skarn | Cu, Pb, Zn | In, Sn | Cu, Pb, Zn, In, Sn |  |  | 2019-MOR-029-SPB (slC1)-7 | 2019-MOR-029-SPB (slC1)-7 | underground mine |  |  |  |  | ore material | drill core | underground mining tunnels and drill cores | mineral separate | [5 empty] | mineralisation |  |  |  | sphalerite, chalcopyrite, pyrrhotite, pyrite, arsenopyrite |  |  | Sn-poor Epithermal |  |  |  | galena, bismuthinite, marcasite, iron oxides, pyroxene, actinolite, quartz | thin sections and polished blocks examined using optical microscope, BSE detector, and EDS prior to analysis | EMPA, LA-ICPMS | JEOL JXA-8230 electron probe microanalyzer; RESOlution-LR 193 nm ArF excimer laser ablation system coupled to an Agilent 7700x ICP-MS | Laboratory of Mineral Resources Research Center, Fuzhou University; Adelaide Microscopy, the University of Adelaide | EPMA point analysis: accelerating voltage 15 kV, beam current 20 nA, beam diameter ~5 μm; EPMA mapping: accelerating voltage 20 kV, working current 50 nA, dwell time ~10 ms; BSE imaging: accelerating voltage 20 kV, beam current 10 nA; LA-ICP-MS: energy density 3~3.5 J/cm2, spot sizes 29 to 51 μm, repetition rates 5 Hz (polished thin-section) and 10 Hz (polished blocks), ~30 s background acquisition, ~40 s sample data acquisition | STDGL3 (Danyushevsky et al. 2011) and GSD-1G (USGS) | 33.5302 | [19 empty] | 2500.2306 | [5 empty] | 1.8674 | [5 empty] | 3341.7888 | [9 empty] | 6527.9474 |  | 1.3374 |  |  |  | 0.17805 | [7 empty] | 0.039141 | [13 empty] | 1369.9291 | [15 empty] | 16.1808 | [17 empty] | 6.3936 | [9 empty] | 0.82373 | [32 empty] | 2025 |  |  | CHN | Tibet
| Lawu |  | Magmatic hydrothermal | Skarn | Cu-Pb-Zn skarn | Cu, Pb, Zn | In, Sn | Cu, Pb, Zn, In, Sn |  |  | 2019-MOR-029-SPB (slC1)-8 | 2019-MOR-029-SPB (slC1)-8 | underground mine |  |  |  |  | ore material | drill core | underground mining tunnels and drill cores | mineral separate | [5 empty] | mineralisation |  |  |  | sphalerite, chalcopyrite, pyrrhotite, pyrite, arsenopyrite |  |  | Sn-poor Epithermal |  |  |  | galena, bismuthinite, marcasite, iron oxides, pyroxene, actinolite, quartz | thin sections and polished blocks examined using optical microscope, BSE detector, and EDS prior to analysis | EMPA, LA-ICPMS | JEOL JXA-8230 electron probe microanalyzer; RESOlution-LR 193 nm ArF excimer laser ablation system coupled to an Agilent 7700x ICP-MS | Laboratory of Mineral Resources Research Center, Fuzhou University; Adelaide Microscopy, the University of Adelaide | EPMA point analysis: accelerating voltage 15 kV, beam current 20 nA, beam diameter ~5 μm; EPMA mapping: accelerating voltage 20 kV, working current 50 nA, dwell time ~10 ms; BSE imaging: accelerating voltage 20 kV, beam current 10 nA; LA-ICP-MS: energy density 3~3.5 J/cm2, spot sizes 29 to 51 μm, repetition rates 5 Hz (polished thin-section) and 10 Hz (polished blocks), ~30 s background acquisition, ~40 s sample data acquisition | STDGL3 (Danyushevsky et al. 2011) and GSD-1G (USGS) | 17.7107 | [19 empty] | 2082.6862 | [5 empty] | 0.67089 | [5 empty] | 5955.6218 | [9 empty] | 12515.3161 |  | 0.76164 |  |  |  | 0.17664 | [7 empty] | 0.048362 | [13 empty] | 580.8567 | [15 empty] | 10.9002 | [17 empty] | 0.78346 | [9 empty] | 0.38323 | [32 empty] | 2025 |  |  | CHN | Tibet
| Lawu |  | Magmatic hydrothermal | Skarn | Cu-Pb-Zn skarn | Cu, Pb, Zn | In, Sn | Cu, Pb, Zn, In, Sn |  |  | 2019-MOR-028-SPB (slC1)-1 | 2019-MOR-028-SPB (slC1)-1 | underground mine |  |  |  |  | ore material | drill core | underground mining tunnels and drill cores | mineral separate | [5 empty] | mineralisation |  |  |  | sphalerite, chalcopyrite, pyrrhotite, pyrite, arsenopyrite |  |  | Sn-poor Epithermal |  |  |  | galena, bismuthinite, marcasite, iron oxides, pyroxene, actinolite, quartz | thin sections and polished blocks examined using optical microscope, BSE detector, and EDS prior to analysis | EMPA, LA-ICPMS | JEOL JXA-8230 electron probe microanalyzer; RESOlution-LR 193 nm ArF excimer laser ablation system coupled to an Agilent 7700x ICP-MS | Laboratory of Mineral Resources Research Center, Fuzhou University; Adelaide Microscopy, the University of Adelaide | EPMA point analysis: accelerating voltage 15 kV, beam current 20 nA, beam diameter ~5 μm; EPMA mapping: accelerating voltage 20 kV, working current 50 nA, dwell time ~10 ms; BSE imaging: accelerating voltage 20 kV, beam current 10 nA; LA-ICP-MS: energy density 3~3.5 J/cm2, spot sizes 29 to 51 μm, repetition rates 5 Hz (polished thin-section) and 10 Hz (polished blocks), ~30 s background acquisition, ~40 s sample data acquisition | STDGL3 (Danyushevsky et al. 2011) and GSD-1G (USGS) | 7.9523 | [19 empty] | 2611.658 | [5 empty] | 0.12636 | [5 empty] | 486.9035 | [9 empty] | 4775.9262 |  | 0.35008 |  |  |  | 0.14693 | [7 empty] | 0.043973 | [13 empty] | 343.6156 | [15 empty] | 0.92941 | [17 empty] | 3.7316 | [9 empty] | 1.7881 | [32 empty] | 2025 |  |  | CHN | Tibet
| Lawu |  | Magmatic hydrothermal | Skarn | Cu-Pb-Zn skarn | Cu, Pb, Zn | In, Sn | Cu, Pb, Zn, In, Sn |  |  | 2019-MOR-028-SPB (slC1)-2 | 2019-MOR-028-SPB (slC1)-2 | underground mine |  |  |  |  | ore material | drill core | underground mining tunnels and drill cores | mineral separate | [5 empty] | mineralisation |  |  |  | sphalerite, chalcopyrite, pyrrhotite, pyrite, arsenopyrite |  |  | Sn-poor Epithermal |  |  |  | galena, bismuthinite, marcasite, iron oxides, pyroxene, actinolite, quartz | thin sections and polished blocks examined using optical microscope, BSE detector, and EDS prior to analysis | EMPA, LA-ICPMS | JEOL JXA-8230 electron probe microanalyzer; RESOlution-LR 193 nm ArF excimer laser ablation system coupled to an Agilent 7700x ICP-MS | Laboratory of Mineral Resources Research Center, Fuzhou University; Adelaide Microscopy, the University of Adelaide | EPMA point analysis: accelerating voltage 15 kV, beam current 20 nA, beam diameter ~5 μm; EPMA mapping: accelerating voltage 20 kV, working current 50 nA, dwell time ~10 ms; BSE imaging: accelerating voltage 20 kV, beam current 10 nA; LA-ICP-MS: energy density 3~3.5 J/cm2, spot sizes 29 to 51 μm, repetition rates 5 Hz (polished thin-section) and 10 Hz (polished blocks), ~30 s background acquisition, ~40 s sample data acquisition | STDGL3 (Danyushevsky et al. 2011) and GSD-1G (USGS) | 2.8315 | [19 empty] | 3704.9386 | [5 empty] | 0.16147 | [5 empty] | 1506.8498 | [9 empty] | 3079.7121 |  | 428.7083 |  |  |  | 0.14254 | [7 empty] | 0.1883 | [13 empty] | 3658.839 | [15 empty] | 42.7228 | [17 empty] | 0.005256 | [9 empty] | 338.5096 | [32 empty] | 2025 |  |  | CHN | Tibet
| Lawu |  | Magmatic hydrothermal | Skarn | Cu-Pb-Zn skarn | Cu, Pb, Zn | In, Sn | Cu, Pb, Zn, In, Sn |  |  | 2019-MOR-028-SPB (slC1)-3 | 2019-MOR-028-SPB (slC1)-3 | underground mine |  |  |  |  | ore material | drill core | underground mining tunnels and drill cores | mineral separate | [5 empty] | mineralisation |  |  |  | sphalerite, chalcopyrite, pyrrhotite, pyrite, arsenopyrite |  |  | Sn-poor Epithermal |  |  |  | galena, bismuthinite, marcasite, iron oxides, pyroxene, actinolite, quartz | thin sections and polished blocks examined using optical microscope, BSE detector, and EDS prior to analysis | EMPA, LA-ICPMS | JEOL JXA-8230 electron probe microanalyzer; RESOlution-LR 193 nm ArF excimer laser ablation system coupled to an Agilent 7700x ICP-MS | Laboratory of Mineral Resources Research Center, Fuzhou University; Adelaide Microscopy, the University of Adelaide | EPMA point analysis: accelerating voltage 15 kV, beam current 20 nA, beam diameter ~5 μm; EPMA mapping: accelerating voltage 20 kV, working current 50 nA, dwell time ~10 ms; BSE imaging: accelerating voltage 20 kV, beam current 10 nA; LA-ICP-MS: energy density 3~3.5 J/cm2, spot sizes 29 to 51 μm, repetition rates 5 Hz (polished thin-section) and 10 Hz (polished blocks), ~30 s background acquisition, ~40 s sample data acquisition | STDGL3 (Danyushevsky et al. 2011) and GSD-1G (USGS) | 18.6266 | [19 empty] | 3577.7241 | [5 empty] | 0.28466 | [5 empty] | 4900.3348 | [9 empty] | 7155.9719 |  | 45.4393 |  |  |  | 2.2821 | [7 empty] | 0.039615 | [13 empty] | 2377.9533 | [15 empty] | 2.8749 | [17 empty] | 5.5933 | [9 empty] | 271.5246 | [32 empty] | 2025 |  |  | CHN | Tibet
| Lawu |  | Magmatic hydrothermal | Skarn | Cu-Pb-Zn skarn | Cu, Pb, Zn | In, Sn | Cu, Pb, Zn, In, Sn |  |  | 2019-MOR-028-SPB (slC1)-4 | 2019-MOR-028-SPB (slC1)-4 | underground mine |  |  |  |  | ore material | drill core | underground mining tunnels and drill cores | mineral separate | [5 empty] | mineralisation |  |  |  | sphalerite, chalcopyrite, pyrrhotite, pyrite, arsenopyrite |  |  | Sn-poor Epithermal |  |  |  | galena, bismuthinite, marcasite, iron oxides, pyroxene, actinolite, quartz | thin sections and polished blocks examined using optical microscope, BSE detector, and EDS prior to analysis | EMPA, LA-ICPMS | JEOL JXA-8230 electron probe microanalyzer; RESOlution-LR 193 nm ArF excimer laser ablation system coupled to an Agilent 7700x ICP-MS | Laboratory of Mineral Resources Research Center, Fuzhou University; Adelaide Microscopy, the University of Adelaide | EPMA point analysis: accelerating voltage 15 kV, beam current 20 nA, beam diameter ~5 μm; EPMA mapping: accelerating voltage 20 kV, working current 50 nA, dwell time ~10 ms; BSE imaging: accelerating voltage 20 kV, beam current 10 nA; LA-ICP-MS: energy density 3~3.5 J/cm2, spot sizes 29 to 51 μm, repetition rates 5 Hz (polished thin-section) and 10 Hz (polished blocks), ~30 s background acquisition, ~40 s sample data acquisition | STDGL3 (Danyushevsky et al. 2011) and GSD-1G (USGS) | 27.2532 | [19 empty] | 4298.4354 | [5 empty] | 0.2741 | [5 empty] | 626.6285 | [9 empty] | 1965.9722 |  | 75.1039 |  |  |  | 6.4111 | [7 empty] | 0.43744 | [13 empty] | 3404.3344 | [15 empty] | 7.4245 | [17 empty] | 8.3387 | [9 empty] | 215.9477 | [32 empty] | 2025 |  |  | CHN | Tibet
| Lawu |  | Magmatic hydrothermal | Skarn | Cu-Pb-Zn skarn | Cu, Pb, Zn | In, Sn | Cu, Pb, Zn, In, Sn |  |  | 2019-MOR-028-SPA (slC2)-1 | 2019-MOR-028-SPA (slC2)-1 | underground mine |  |  |  |  | ore material | drill core | underground mining tunnels and drill cores | mineral separate | [5 empty] | mineralisation |  |  |  | sphalerite, chalcopyrite, pyrrhotite, pyrite, arsenopyrite |  |  | Sn-poor Epithermal |  |  |  | galena, bismuthinite, marcasite, iron oxides, pyroxene, actinolite, quartz | thin sections and polished blocks examined using optical microscope, BSE detector, and EDS prior to analysis | EMPA, LA-ICPMS | JEOL JXA-8230 electron probe microanalyzer; RESOlution-LR 193 nm ArF excimer laser ablation system coupled to an Agilent 7700x ICP-MS | Laboratory of Mineral Resources Research Center, Fuzhou University; Adelaide Microscopy, the University of Adelaide | EPMA point analysis: accelerating voltage 15 kV, beam current 20 nA, beam diameter ~5 μm; EPMA mapping: accelerating voltage 20 kV, working current 50 nA, dwell time ~10 ms; BSE imaging: accelerating voltage 20 kV, beam current 10 nA; LA-ICP-MS: energy density 3~3.5 J/cm2, spot sizes 29 to 51 μm, repetition rates 5 Hz (polished thin-section) and 10 Hz (polished blocks), ~30 s background acquisition, ~40 s sample data acquisition | STDGL3 (Danyushevsky et al. 2011) and GSD-1G (USGS) | 55.9757 | [19 empty] | 4357.3388 | [5 empty] | 0.21148 | [5 empty] | 2620.9705 | [9 empty] | 15978.5498 |  | 93.3796 |  |  |  | 12.0987 | [7 empty] | 2.5485 | [13 empty] | 1382.2794 | [15 empty] | 23.1031 | [17 empty] | 43.7158 | [9 empty] | 1.6894 | [32 empty] | 2025 |  |  | CHN | Tibet
| Lawu |  | Magmatic hydrothermal | Skarn | Cu-Pb-Zn skarn | Cu, Pb, Zn | In, Sn | Cu, Pb, Zn, In, Sn |  |  | 2019-MOR-028-SPA (slC2)-2 | 2019-MOR-028-SPA (slC2)-2 | underground mine |  |  |  |  | ore material | drill core | underground mining tunnels and drill cores | mineral separate | [5 empty] | mineralisation |  |  |  | sphalerite, chalcopyrite, pyrrhotite, pyrite, arsenopyrite |  |  | Sn-poor Epithermal |  |  |  | galena, bismuthinite, marcasite, iron oxides, pyroxene, actinolite, quartz | thin sections and polished blocks examined using optical microscope, BSE detector, and EDS prior to analysis | EMPA, LA-ICPMS | JEOL JXA-8230 electron probe microanalyzer; RESOlution-LR 193 nm ArF excimer laser ablation system coupled to an Agilent 7700x ICP-MS | Laboratory of Mineral Resources Research Center, Fuzhou University; Adelaide Microscopy, the University of Adelaide | EPMA point analysis: accelerating voltage 15 kV, beam current 20 nA, beam diameter ~5 μm; EPMA mapping: accelerating voltage 20 kV, working current 50 nA, dwell time ~10 ms; BSE imaging: accelerating voltage 20 kV, beam current 10 nA; LA-ICP-MS: energy density 3~3.5 J/cm2, spot sizes 29 to 51 μm, repetition rates 5 Hz (polished thin-section) and 10 Hz (polished blocks), ~30 s background acquisition, ~40 s sample data acquisition | STDGL3 (Danyushevsky et al. 2011) and GSD-1G (USGS) | 19.3802 | [19 empty] | 4289.9175 | [5 empty] | 0.13309 | [5 empty] | 333.4977 | [9 empty] | 1734.4143 |  | 110.8875 |  |  |  | 13.1982 | [7 empty] | 0.21049 | [13 empty] | 2038.5671 | [15 empty] | 0.44472 | [17 empty] | 18.4962 | [9 empty] | 63.0256 | [32 empty] | 2025 |  |  | CHN | Tibet
| Lawu |  | Magmatic hydrothermal | Skarn | Cu-Pb-Zn skarn | Cu, Pb, Zn | In, Sn | Cu, Pb, Zn, In, Sn |  |  | 2019-MOR-028-SPA (slC2)-3 | 2019-MOR-028-SPA (slC2)-3 | underground mine |  |  |  |  | ore material | drill core | underground mining tunnels and drill cores | mineral separate | [5 empty] | mineralisation |  |  |  | sphalerite, chalcopyrite, pyrrhotite, pyrite, arsenopyrite |  |  | Sn-poor Epithermal |  |  |  | galena, bismuthinite, marcasite, iron oxides, pyroxene, actinolite, quartz | thin sections and polished blocks examined using optical microscope, BSE detector, and EDS prior to analysis | EMPA, LA-ICPMS | JEOL JXA-8230 electron probe microanalyzer; RESOlution-LR 193 nm ArF excimer laser ablation system coupled to an Agilent 7700x ICP-MS | Laboratory of Mineral Resources Research Center, Fuzhou University; Adelaide Microscopy, the University of Adelaide | EPMA point analysis: accelerating voltage 15 kV, beam current 20 nA, beam diameter ~5 μm; EPMA mapping: accelerating voltage 20 kV, working current 50 nA, dwell time ~10 ms; BSE imaging: accelerating voltage 20 kV, beam current 10 nA; LA-ICP-MS: energy density 3~3.5 J/cm2, spot sizes 29 to 51 μm, repetition rates 5 Hz (polished thin-section) and 10 Hz (polished blocks), ~30 s background acquisition, ~40 s sample data acquisition | STDGL3 (Danyushevsky et al. 2011) and GSD-1G (USGS) | 15.9867 | [19 empty] | 4175.7906 | [5 empty] | 0.17351 | [5 empty] | 283.0467 | [9 empty] | 1784.6994 |  | 73.3238 |  |  |  | 6.021 | [7 empty] | 0.099689 | [13 empty] | 2551.5268 | [15 empty] | 26.5099 | [17 empty] | 19.05 | [9 empty] | 70.9649 | [32 empty] | 2025 |  |  | CHN | Tibet
| Lawu |  | Magmatic hydrothermal | Skarn | Cu-Pb-Zn skarn | Cu, Pb, Zn | In, Sn | Cu, Pb, Zn, In, Sn |  |  | 2019-MOR-036-SP (slC2)-1 | 2019-MOR-036-SP (slC2)-1 | underground mine |  |  |  |  | ore material | drill core | underground mining tunnels and drill cores | mineral separate | [5 empty] | mineralisation |  |  |  | sphalerite, chalcopyrite, pyrrhotite, pyrite, arsenopyrite |  |  | Sn-poor Epithermal |  |  |  | galena, bismuthinite, marcasite, iron oxides, pyroxene, actinolite, quartz | thin sections and polished blocks examined using optical microscope, BSE detector, and EDS prior to analysis | EMPA, LA-ICPMS | JEOL JXA-8230 electron probe microanalyzer; RESOlution-LR 193 nm ArF excimer laser ablation system coupled to an Agilent 7700x ICP-MS | Laboratory of Mineral Resources Research Center, Fuzhou University; Adelaide Microscopy, the University of Adelaide | EPMA point analysis: accelerating voltage 15 kV, beam current 20 nA, beam diameter ~5 μm; EPMA mapping: accelerating voltage 20 kV, working current 50 nA, dwell time ~10 ms; BSE imaging: accelerating voltage 20 kV, beam current 10 nA; LA-ICP-MS: energy density 3~3.5 J/cm2, spot sizes 29 to 51 μm, repetition rates 5 Hz (polished thin-section) and 10 Hz (polished blocks), ~30 s background acquisition, ~40 s sample data acquisition | STDGL3 (Danyushevsky et al. 2011) and GSD-1G (USGS) | 12.4086 | [19 empty] | 4809.0779 | [5 empty] | 0.32589 | [5 empty] | 110.7813 | [9 empty] | 1681.9873 |  | 23.1406 |  |  |  | 0.41824 | [7 empty] | 0.96415 | [13 empty] | 1818.2008 | [15 empty] | 6.5777 | [17 empty] | 6.1162 | [9 empty] | 71.4867 | [32 empty] | 2025 |  |  | CHN | Tibet
| Lawu |  | Magmatic hydrothermal | Skarn | Cu-Pb-Zn skarn | Cu, Pb, Zn | In, Sn | Cu, Pb, Zn, In, Sn |  |  | 2019-MOR-036-SP (slC2)-2 | 2019-MOR-036-SP (slC2)-2 | underground mine |  |  |  |  | ore material | drill core | underground mining tunnels and drill cores | mineral separate | [5 empty] | mineralisation |  |  |  | sphalerite, chalcopyrite, pyrrhotite, pyrite, arsenopyrite |  |  | Sn-poor Epithermal |  |  |  | galena, bismuthinite, marcasite, iron oxides, pyroxene, actinolite, quartz | thin sections and polished blocks examined using optical microscope, BSE detector, and EDS prior to analysis | EMPA, LA-ICPMS | JEOL JXA-8230 electron probe microanalyzer; RESOlution-LR 193 nm ArF excimer laser ablation system coupled to an Agilent 7700x ICP-MS | Laboratory of Mineral Resources Research Center, Fuzhou University; Adelaide Microscopy, the University of Adelaide | EPMA point analysis: accelerating voltage 15 kV, beam current 20 nA, beam diameter ~5 μm; EPMA mapping: accelerating voltage 20 kV, working current 50 nA, dwell time ~10 ms; BSE imaging: accelerating voltage 20 kV, beam current 10 nA; LA-ICP-MS: energy density 3~3.5 J/cm2, spot sizes 29 to 51 μm, repetition rates 5 Hz (polished thin-section) and 10 Hz (polished blocks), ~30 s background acquisition, ~40 s sample data acquisition | STDGL3 (Danyushevsky et al. 2011) and GSD-1G (USGS) | 3.5793 | [19 empty] | 3121.3277 | [5 empty] | 0.15026 | [5 empty] | 8.5431 | [9 empty] | 4008.1247 |  | 0.44553 |  |  |  | 0.17701 | [7 empty] | 6.7296 | [13 empty] | 415.546 | [15 empty] | 0.45556 | [17 empty] | 0.087804 | [9 empty] | 4.0213 | [32 empty] | 2025 |  |  | CHN | Tibet
| Lawu |  | Magmatic hydrothermal | Skarn | Cu-Pb-Zn skarn | Cu, Pb, Zn | In, Sn | Cu, Pb, Zn, In, Sn |  |  | 2019-MOR-036-SP (slC2)-3 | 2019-MOR-036-SP (slC2)-3 | underground mine |  |  |  |  | ore material | drill core | underground mining tunnels and drill cores | mineral separate | [5 empty] | mineralisation |  |  |  | sphalerite, chalcopyrite, pyrrhotite, pyrite, arsenopyrite |  |  | Sn-poor Epithermal |  |  |  | galena, bismuthinite, marcasite, iron oxides, pyroxene, actinolite, quartz | thin sections and polished blocks examined using optical microscope, BSE detector, and EDS prior to analysis | EMPA, LA-ICPMS | JEOL JXA-8230 electron probe microanalyzer; RESOlution-LR 193 nm ArF excimer laser ablation system coupled to an Agilent 7700x ICP-MS | Laboratory of Mineral Resources Research Center, Fuzhou University; Adelaide Microscopy, the University of Adelaide | EPMA point analysis: accelerating voltage 15 kV, beam current 20 nA, beam diameter ~5 μm; EPMA mapping: accelerating voltage 20 kV, working current 50 nA, dwell time ~10 ms; BSE imaging: accelerating voltage 20 kV, beam current 10 nA; LA-ICP-MS: energy density 3~3.5 J/cm2, spot sizes 29 to 51 μm, repetition rates 5 Hz (polished thin-section) and 10 Hz (polished blocks), ~30 s background acquisition, ~40 s sample data acquisition | STDGL3 (Danyushevsky et al. 2011) and GSD-1G (USGS) | 3.4273 | [19 empty] | 3265.8878 | [5 empty] | 0.15626 | [5 empty] | 67.6606 | [9 empty] | 1157.7241 |  | 36.1053 |  |  |  | 0.13846 | [7 empty] | 1.429 | [13 empty] | 4181.9753 | [15 empty] | 0.051235 | [17 empty] | 0.034692 | [9 empty] | 26.4089 | [32 empty] | 2025 |  |  | CHN | Tibet
| Lawu |  | Magmatic hydrothermal | Skarn | Cu-Pb-Zn skarn | Cu, Pb, Zn | In, Sn | Cu, Pb, Zn, In, Sn |  |  | 2019-MOR-036-SP (slC2)-4 | 2019-MOR-036-SP (slC2)-4 | underground mine |  |  |  |  | ore material | drill core | underground mining tunnels and drill cores | mineral separate | [5 empty] | mineralisation |  |  |  | sphalerite, chalcopyrite, pyrrhotite, pyrite, arsenopyrite |  |  | Sn-poor Epithermal |  |  |  | galena, bismuthinite, marcasite, iron oxides, pyroxene, actinolite, quartz | thin sections and polished blocks examined using optical microscope, BSE detector, and EDS prior to analysis | EMPA, LA-ICPMS | JEOL JXA-8230 electron probe microanalyzer; RESOlution-LR 193 nm ArF excimer laser ablation system coupled to an Agilent 7700x ICP-MS | Laboratory of Mineral Resources Research Center, Fuzhou University; Adelaide Microscopy, the University of Adelaide | EPMA point analysis: accelerating voltage 15 kV, beam current 20 nA, beam diameter ~5 μm; EPMA mapping: accelerating voltage 20 kV, working current 50 nA, dwell time ~10 ms; BSE imaging: accelerating voltage 20 kV, beam current 10 nA; LA-ICP-MS: energy density 3~3.5 J/cm2, spot sizes 29 to 51 μm, repetition rates 5 Hz (polished thin-section) and 10 Hz (polished blocks), ~30 s background acquisition, ~40 s sample data acquisition | STDGL3 (Danyushevsky et al. 2011) and GSD-1G (USGS) | 2.6313 | [19 empty] | 4034.9892 | [5 empty] | 6.0236 | [5 empty] | 14.3125 | [9 empty] | 4918.1183 |  | 0.57602 |  |  |  | 0.13932 | [7 empty] | 1.494 | [13 empty] | 215.4393 | [15 empty] | 0.17827 | [17 empty] | 0.038499 | [9 empty] | 10.9797 | [32 empty] | 2025 |  |  | CHN | Tibet
| Lawu |  | Magmatic hydrothermal | Skarn | Cu-Pb-Zn skarn | Cu, Pb, Zn | In, Sn | Cu, Pb, Zn, In, Sn |  |  | 2019-MOR-036-SP (slC2)-5 | 2019-MOR-036-SP (slC2)-5 | underground mine |  |  |  |  | ore material | drill core | underground mining tunnels and drill cores | mineral separate | [5 empty] | mineralisation |  |  |  | sphalerite, chalcopyrite, pyrrhotite, pyrite, arsenopyrite |  |  | Sn-poor Epithermal |  |  |  | galena, bismuthinite, marcasite, iron oxides, pyroxene, actinolite, quartz | thin sections and polished blocks examined using optical microscope, BSE detector, and EDS prior to analysis | EMPA, LA-ICPMS | JEOL JXA-8230 electron probe microanalyzer; RESOlution-LR 193 nm ArF excimer laser ablation system coupled to an Agilent 7700x ICP-MS | Laboratory of Mineral Resources Research Center, Fuzhou University; Adelaide Microscopy, the University of Adelaide | EPMA point analysis: accelerating voltage 15 kV, beam current 20 nA, beam diameter ~5 μm; EPMA mapping: accelerating voltage 20 kV, working current 50 nA, dwell time ~10 ms; BSE imaging: accelerating voltage 20 kV, beam current 10 nA; LA-ICP-MS: energy density 3~3.5 J/cm2, spot sizes 29 to 51 μm, repetition rates 5 Hz (polished thin-section) and 10 Hz (polished blocks), ~30 s background acquisition, ~40 s sample data acquisition | STDGL3 (Danyushevsky et al. 2011) and GSD-1G (USGS) | 7.1758 | [19 empty] | 4073.9323 | [5 empty] | 5.8302 | [5 empty] | 8.8406 | [9 empty] | 5730.0648 |  | 0.7115 |  |  |  | 0.13649 | [7 empty] | 0.72965 | [13 empty] | 260.2841 | [15 empty] | 0.52394 | [17 empty] | 0.036034 | [9 empty] | 6.2829 | [32 empty] | 2025 |  |  | CHN | Tibet
| Lawu |  | Magmatic hydrothermal | Skarn | Cu-Pb-Zn skarn | Cu, Pb, Zn | In, Sn | Cu, Pb, Zn, In, Sn |  |  | 2019-MOR-036-SP (slC2)-6 | 2019-MOR-036-SP (slC2)-6 | underground mine |  |  |  |  | ore material | drill core | underground mining tunnels and drill cores | mineral separate | [5 empty] | mineralisation |  |  |  | sphalerite, chalcopyrite, pyrrhotite, pyrite, arsenopyrite |  |  | Sn-poor Epithermal |  |  |  | galena, bismuthinite, marcasite, iron oxides, pyroxene, actinolite, quartz | thin sections and polished blocks examined using optical microscope, BSE detector, and EDS prior to analysis | EMPA, LA-ICPMS | JEOL JXA-8230 electron probe microanalyzer; RESOlution-LR 193 nm ArF excimer laser ablation system coupled to an Agilent 7700x ICP-MS | Laboratory of Mineral Resources Research Center, Fuzhou University; Adelaide Microscopy, the University of Adelaide | EPMA point analysis: accelerating voltage 15 kV, beam current 20 nA, beam diameter ~5 μm; EPMA mapping: accelerating voltage 20 kV, working current 50 nA, dwell time ~10 ms; BSE imaging: accelerating voltage 20 kV, beam current 10 nA; LA-ICP-MS: energy density 3~3.5 J/cm2, spot sizes 29 to 51 μm, repetition rates 5 Hz (polished thin-section) and 10 Hz (polished blocks), ~30 s background acquisition, ~40 s sample data acquisition | STDGL3 (Danyushevsky et al. 2011) and GSD-1G (USGS) | 3.6248 | [19 empty] | 3563.0228 | [5 empty] | 5.2769 | [5 empty] | 133.7307 | [9 empty] | 4877.885 |  | 0.92973 |  |  |  | 0.13763 | [7 empty] | 1.6988 | [13 empty] | 213.1492 | [15 empty] | 0.029491 | [17 empty] | 0.0338 | [9 empty] | 123.7044 | [32 empty] | 2025 |  |  | CHN | Tibet
| Lawu |  | Magmatic hydrothermal | Skarn | Cu-Pb-Zn skarn | Cu, Pb, Zn | In, Sn | Cu, Pb, Zn, In, Sn |  |  | 2019-MOR-036-SP (slC2)-7 | 2019-MOR-036-SP (slC2)-7 | underground mine |  |  |  |  | ore material | drill core | underground mining tunnels and drill cores | mineral separate | [5 empty] | mineralisation |  |  |  | sphalerite, chalcopyrite, pyrrhotite, pyrite, arsenopyrite |  |  | Sn-poor Epithermal |  |  |  | galena, bismuthinite, marcasite, iron oxides, pyroxene, actinolite, quartz | thin sections and polished blocks examined using optical microscope, BSE detector, and EDS prior to analysis | EMPA, LA-ICPMS | JEOL JXA-8230 electron probe microanalyzer; RESOlution-LR 193 nm ArF excimer laser ablation system coupled to an Agilent 7700x ICP-MS | Laboratory of Mineral Resources Research Center, Fuzhou University; Adelaide Microscopy, the University of Adelaide | EPMA point analysis: accelerating voltage 15 kV, beam current 20 nA, beam diameter ~5 μm; EPMA mapping: accelerating voltage 20 kV, working current 50 nA, dwell time ~10 ms; BSE imaging: accelerating voltage 20 kV, beam current 10 nA; LA-ICP-MS: energy density 3~3.5 J/cm2, spot sizes 29 to 51 μm, repetition rates 5 Hz (polished thin-section) and 10 Hz (polished blocks), ~30 s background acquisition, ~40 s sample data acquisition | STDGL3 (Danyushevsky et al. 2011) and GSD-1G (USGS) | 3.2483 | [19 empty] | 2237.9702 | [5 empty] | 0.90764 | [5 empty] | 4.8206 | [9 empty] | 26069.4063 |  | 0.41146 |  |  |  | 0.12639 | [7 empty] | 0.017314 | [13 empty] | 713.2258 | [15 empty] | 0.7569 | [17 empty] | 0.031046 | [9 empty] | 0.5524 | [32 empty] | 2025 |  |  | CHN | Tibet
| Lawu |  | Magmatic hydrothermal | Skarn | Cu-Pb-Zn skarn | Cu, Pb, Zn | In, Sn | Cu, Pb, Zn, In, Sn |  |  | 2019-MOR-036-SP (slC2)-8 | 2019-MOR-036-SP (slC2)-8 | underground mine |  |  |  |  | ore material | drill core | underground mining tunnels and drill cores | mineral separate | [5 empty] | mineralisation |  |  |  | sphalerite, chalcopyrite, pyrrhotite, pyrite, arsenopyrite |  |  | Sn-poor Epithermal |  |  |  | galena, bismuthinite, marcasite, iron oxides, pyroxene, actinolite, quartz | thin sections and polished blocks examined using optical microscope, BSE detector, and EDS prior to analysis | EMPA, LA-ICPMS | JEOL JXA-8230 electron probe microanalyzer; RESOlution-LR 193 nm ArF excimer laser ablation system coupled to an Agilent 7700x ICP-MS | Laboratory of Mineral Resources Research Center, Fuzhou University; Adelaide Microscopy, the University of Adelaide | EPMA point analysis: accelerating voltage 15 kV, beam current 20 nA, beam diameter ~5 μm; EPMA mapping: accelerating voltage 20 kV, working current 50 nA, dwell time ~10 ms; BSE imaging: accelerating voltage 20 kV, beam current 10 nA; LA-ICP-MS: energy density 3~3.5 J/cm2, spot sizes 29 to 51 μm, repetition rates 5 Hz (polished thin-section) and 10 Hz (polished blocks), ~30 s background acquisition, ~40 s sample data acquisition | STDGL3 (Danyushevsky et al. 2011) and GSD-1G (USGS) | 4.4389 | [19 empty] | 2433.8203 | [5 empty] | 1.4576 | [5 empty] | 10.1466 | [9 empty] | 23081.9749 |  | 0.45921 |  |  |  | 0.44501 | [7 empty] | 0.018509 | [13 empty] | 527.4344 | [15 empty] | 1.7568 | [17 empty] | 0.054907 | [9 empty] | 0.5449 | [32 empty] | 2025 |  |  | CHN | Tibet
| Lawu |  | Magmatic hydrothermal | Skarn | Cu-Pb-Zn skarn | Cu, Pb, Zn | In, Sn | Cu, Pb, Zn, In, Sn |  |  | 2019-MOR-036-SP (slC2)-9 | 2019-MOR-036-SP (slC2)-9 | underground mine |  |  |  |  | ore material | drill core | underground mining tunnels and drill cores | mineral separate | [5 empty] | mineralisation |  |  |  | sphalerite, chalcopyrite, pyrrhotite, pyrite, arsenopyrite |  |  | Sn-poor Epithermal |  |  |  | galena, bismuthinite, marcasite, iron oxides, pyroxene, actinolite, quartz | thin sections and polished blocks examined using optical microscope, BSE detector, and EDS prior to analysis | EMPA, LA-ICPMS | JEOL JXA-8230 electron probe microanalyzer; RESOlution-LR 193 nm ArF excimer laser ablation system coupled to an Agilent 7700x ICP-MS | Laboratory of Mineral Resources Research Center, Fuzhou University; Adelaide Microscopy, the University of Adelaide | EPMA point analysis: accelerating voltage 15 kV, beam current 20 nA, beam diameter ~5 μm; EPMA mapping: accelerating voltage 20 kV, working current 50 nA, dwell time ~10 ms; BSE imaging: accelerating voltage 20 kV, beam current 10 nA; LA-ICP-MS: energy density 3~3.5 J/cm2, spot sizes 29 to 51 μm, repetition rates 5 Hz (polished thin-section) and 10 Hz (polished blocks), ~30 s background acquisition, ~40 s sample data acquisition | STDGL3 (Danyushevsky et al. 2011) and GSD-1G (USGS) | 2.169 | [19 empty] | 2652.3669 | [5 empty] | 0.71727 | [5 empty] | 5.2895 | [9 empty] | 6657.1503 |  | 1.4107 |  |  |  | 0.14175 | [7 empty] | 0.23121 | [13 empty] | 187.4605 | [15 empty] | 6.4907 | [17 empty] | 0.11247 | [9 empty] | 0.26748 | [32 empty] | 2025 |  |  | CHN | Tibet
| Lawu |  | Magmatic hydrothermal | Skarn | Cu-Pb-Zn skarn | Cu, Pb, Zn | In, Sn | Cu, Pb, Zn, In, Sn |  |  | 2019-MOR-036-SP (slC2)-10 | 2019-MOR-036-SP (slC2)-10 | underground mine |  |  |  |  | ore material | drill core | underground mining tunnels and drill cores | mineral separate | [5 empty] | mineralisation |  |  |  | sphalerite, chalcopyrite, pyrrhotite, pyrite, arsenopyrite |  |  | Sn-poor Epithermal |  |  |  | galena, bismuthinite, marcasite, iron oxides, pyroxene, actinolite, quartz | thin sections and polished blocks examined using optical microscope, BSE detector, and EDS prior to analysis | EMPA, LA-ICPMS | JEOL JXA-8230 electron probe microanalyzer; RESOlution-LR 193 nm ArF excimer laser ablation system coupled to an Agilent 7700x ICP-MS | Laboratory of Mineral Resources Research Center, Fuzhou University; Adelaide Microscopy, the University of Adelaide | EPMA point analysis: accelerating voltage 15 kV, beam current 20 nA, beam diameter ~5 μm; EPMA mapping: accelerating voltage 20 kV, working current 50 nA, dwell time ~10 ms; BSE imaging: accelerating voltage 20 kV, beam current 10 nA; LA-ICP-MS: energy density 3~3.5 J/cm2, spot sizes 29 to 51 μm, repetition rates 5 Hz (polished thin-section) and 10 Hz (polished blocks), ~30 s background acquisition, ~40 s sample data acquisition | STDGL3 (Danyushevsky et al. 2011) and GSD-1G (USGS) | 4.6814 | [19 empty] | 3255.0961 | [5 empty] | 0.15636 | [5 empty] | 65.351 | [9 empty] | 9767.162 |  | 1.7633 |  |  |  | 0.2687 | [7 empty] | 0.14137 | [13 empty] | 433.4334 | [15 empty] | 0.21842 | [17 empty] | 0.038971 | [9 empty] | 58.0223 | [32 empty] | 2025 |  |  | CHN | Tibet
| Lawu |  | Magmatic hydrothermal | Skarn | Cu-Pb-Zn skarn | Cu, Pb, Zn | In, Sn | Cu, Pb, Zn, In, Sn |  |  | 2019-MOR-036-SP (slC2)-11 | 2019-MOR-036-SP (slC2)-11 | underground mine |  |  |  |  | ore material | drill core | underground mining tunnels and drill cores | mineral separate | [5 empty] | mineralisation |  |  |  | sphalerite, chalcopyrite, pyrrhotite, pyrite, arsenopyrite |  |  | Sn-poor Epithermal |  |  |  | galena, bismuthinite, marcasite, iron oxides, pyroxene, actinolite, quartz | thin sections and polished blocks examined using optical microscope, BSE detector, and EDS prior to analysis | EMPA, LA-ICPMS | JEOL JXA-8230 electron probe microanalyzer; RESOlution-LR 193 nm ArF excimer laser ablation system coupled to an Agilent 7700x ICP-MS | Laboratory of Mineral Resources Research Center, Fuzhou University; Adelaide Microscopy, the University of Adelaide | EPMA point analysis: accelerating voltage 15 kV, beam current 20 nA, beam diameter ~5 μm; EPMA mapping: accelerating voltage 20 kV, working current 50 nA, dwell time ~10 ms; BSE imaging: accelerating voltage 20 kV, beam current 10 nA; LA-ICP-MS: energy density 3~3.5 J/cm2, spot sizes 29 to 51 μm, repetition rates 5 Hz (polished thin-section) and 10 Hz (polished blocks), ~30 s background acquisition, ~40 s sample data acquisition | STDGL3 (Danyushevsky et al. 2011) and GSD-1G (USGS) | 7.6028 | [19 empty] | 3222.5216 | [5 empty] | 0.15045 | [5 empty] | 76.0282 | [9 empty] | 12862.6291 |  | 1.9882 |  |  |  | 0.13055 | [7 empty] | 0.18441 | [13 empty] | 743.1985 | [15 empty] | 11.7144 | [17 empty] | 0.18908 | [9 empty] | 74.8821 | [32 empty] | 2025 |  |  | CHN | Tibet
| Lawu |  | Magmatic hydrothermal | Skarn | Cu-Pb-Zn skarn | Cu, Pb, Zn | In, Sn | Cu, Pb, Zn, In, Sn |  |  | 2019-MOR-036-SP (slC2)-12 | 2019-MOR-036-SP (slC2)-12 | underground mine |  |  |  |  | ore material | drill core | underground mining tunnels and drill cores | mineral separate | [5 empty] | mineralisation |  |  |  | sphalerite, chalcopyrite, pyrrhotite, pyrite, arsenopyrite |  |  | Sn-poor Epithermal |  |  |  | galena, bismuthinite, marcasite, iron oxides, pyroxene, actinolite, quartz | thin sections and polished blocks examined using optical microscope, BSE detector, and EDS prior to analysis | EMPA, LA-ICPMS | JEOL JXA-8230 electron probe microanalyzer; RESOlution-LR 193 nm ArF excimer laser ablation system coupled to an Agilent 7700x ICP-MS | Laboratory of Mineral Resources Research Center, Fuzhou University; Adelaide Microscopy, the University of Adelaide | EPMA point analysis: accelerating voltage 15 kV, beam current 20 nA, beam diameter ~5 μm; EPMA mapping: accelerating voltage 20 kV, working current 50 nA, dwell time ~10 ms; BSE imaging: accelerating voltage 20 kV, beam current 10 nA; LA-ICP-MS: energy density 3~3.5 J/cm2, spot sizes 29 to 51 μm, repetition rates 5 Hz (polished thin-section) and 10 Hz (polished blocks), ~30 s background acquisition, ~40 s sample data acquisition | STDGL3 (Danyushevsky et al. 2011) and GSD-1G (USGS) | 7.057 | [19 empty] | 2952.0622 | [5 empty] | 0.3024 | [5 empty] | 8.6979 | [9 empty] | 13191.1435 |  | 0.59665 |  |  |  | 0.15826 | [7 empty] | 0.3826 | [13 empty] | 822.6682 | [15 empty] | 1.4068 | [17 empty] | 0.064424 | [9 empty] | 0.42162 | [32 empty] | 2025 |  |  | CHN | Tibet
| Lawu |  | Magmatic hydrothermal | Skarn | Cu-Pb-Zn skarn | Cu, Pb, Zn | In, Sn | Cu, Pb, Zn, In, Sn |  |  | 2019-MOR-036-SP (slC2)-13 | 2019-MOR-036-SP (slC2)-13 | underground mine |  |  |  |  | ore material | drill core | underground mining tunnels and drill cores | mineral separate | [5 empty] | mineralisation |  |  |  | sphalerite, chalcopyrite, pyrrhotite, pyrite, arsenopyrite |  |  | Sn-poor Epithermal |  |  |  | galena, bismuthinite, marcasite, iron oxides, pyroxene, actinolite, quartz | thin sections and polished blocks examined using optical microscope, BSE detector, and EDS prior to analysis | EMPA, LA-ICPMS | JEOL JXA-8230 electron probe microanalyzer; RESOlution-LR 193 nm ArF excimer laser ablation system coupled to an Agilent 7700x ICP-MS | Laboratory of Mineral Resources Research Center, Fuzhou University; Adelaide Microscopy, the University of Adelaide | EPMA point analysis: accelerating voltage 15 kV, beam current 20 nA, beam diameter ~5 μm; EPMA mapping: accelerating voltage 20 kV, working current 50 nA, dwell time ~10 ms; BSE imaging: accelerating voltage 20 kV, beam current 10 nA; LA-ICP-MS: energy density 3~3.5 J/cm2, spot sizes 29 to 51 μm, repetition rates 5 Hz (polished thin-section) and 10 Hz (polished blocks), ~30 s background acquisition, ~40 s sample data acquisition | STDGL3 (Danyushevsky et al. 2011) and GSD-1G (USGS) | 4.4764 | [19 empty] | 2236.9056 | [5 empty] | 0.14697 | [5 empty] | 11.0613 | [9 empty] | 12792.9551 |  | 2.1236 |  |  |  | 0.42475 | [7 empty] | 0.033909 | [13 empty] | 369.1203 | [15 empty] | 2.4862 | [17 empty] | 4.2809 | [9 empty] | 6.3064 | [32 empty] | 2025 |  |  | CHN | Tibet
| Lawu |  | Magmatic hydrothermal | Skarn | Cu-Pb-Zn skarn | Cu, Pb, Zn | In, Sn | Cu, Pb, Zn, In, Sn |  |  | 2019-MOR-037-SP (slC2)-1 | 2019-MOR-037-SP (slC2)-1 | underground mine |  |  |  |  | ore material | drill core | underground mining tunnels and drill cores | mineral separate | [5 empty] | mineralisation |  |  |  | sphalerite, chalcopyrite, pyrrhotite, pyrite, arsenopyrite |  |  | Sn-poor Epithermal |  |  |  | galena, bismuthinite, marcasite, iron oxides, pyroxene, actinolite, quartz | thin sections and polished blocks examined using optical microscope, BSE detector, and EDS prior to analysis | EMPA, LA-ICPMS | JEOL JXA-8230 electron probe microanalyzer; RESOlution-LR 193 nm ArF excimer laser ablation system coupled to an Agilent 7700x ICP-MS | Laboratory of Mineral Resources Research Center, Fuzhou University; Adelaide Microscopy, the University of Adelaide | EPMA point analysis: accelerating voltage 15 kV, beam current 20 nA, beam diameter ~5 μm; EPMA mapping: accelerating voltage 20 kV, working current 50 nA, dwell time ~10 ms; BSE imaging: accelerating voltage 20 kV, beam current 10 nA; LA-ICP-MS: energy density 3~3.5 J/cm2, spot sizes 29 to 51 μm, repetition rates 5 Hz (polished thin-section) and 10 Hz (polished blocks), ~30 s background acquisition, ~40 s sample data acquisition | STDGL3 (Danyushevsky et al. 2011) and GSD-1G (USGS) | 3.0629 | [19 empty] | 2204.4214 | [5 empty] | 0.17448 | [5 empty] | 34.4353 | [9 empty] | 10912.0475 |  | 12.2577 |  |  |  | 0.21021 | [7 empty] | 0.47746 | [13 empty] | 667.1388 | [15 empty] | 36.7535 | [17 empty] | 0.13089 | [9 empty] | 6.3451 | [32 empty] | 2025 |  |  | CHN | Tibet
| Lawu |  | Magmatic hydrothermal | Skarn | Cu-Pb-Zn skarn | Cu, Pb, Zn | In, Sn | Cu, Pb, Zn, In, Sn |  |  | 2019-MOR-037-SP (slC2)-2 | 2019-MOR-037-SP (slC2)-2 | underground mine |  |  |  |  | ore material | drill core | underground mining tunnels and drill cores | mineral separate | [5 empty] | mineralisation |  |  |  | sphalerite, chalcopyrite, pyrrhotite, pyrite, arsenopyrite |  |  | Sn-poor Epithermal |  |  |  | galena, bismuthinite, marcasite, iron oxides, pyroxene, actinolite, quartz | thin sections and polished blocks examined using optical microscope, BSE detector, and EDS prior to analysis | EMPA, LA-ICPMS | JEOL JXA-8230 electron probe microanalyzer; RESOlution-LR 193 nm ArF excimer laser ablation system coupled to an Agilent 7700x ICP-MS | Laboratory of Mineral Resources Research Center, Fuzhou University; Adelaide Microscopy, the University of Adelaide | EPMA point analysis: accelerating voltage 15 kV, beam current 20 nA, beam diameter ~5 μm; EPMA mapping: accelerating voltage 20 kV, working current 50 nA, dwell time ~10 ms; BSE imaging: accelerating voltage 20 kV, beam current 10 nA; LA-ICP-MS: energy density 3~3.5 J/cm2, spot sizes 29 to 51 μm, repetition rates 5 Hz (polished thin-section) and 10 Hz (polished blocks), ~30 s background acquisition, ~40 s sample data acquisition | STDGL3 (Danyushevsky et al. 2011) and GSD-1G (USGS) | 1.77 | [19 empty] | 3258.8977 | [5 empty] | 2.3136 | [5 empty] | 6.3568 | [9 empty] | 15215.832 |  | 1.0199 |  |  |  | 0.13509 | [7 empty] | 0.028435 | [13 empty] | 379.8745 | [15 empty] | 0.064751 | [17 empty] | 0.032131 | [9 empty] | 8.9263 | [32 empty] | 2025 |  |  | CHN | Tibet
| Lawu |  | Magmatic hydrothermal | Skarn | Cu-Pb-Zn skarn | Cu, Pb, Zn | In, Sn | Cu, Pb, Zn, In, Sn |  |  | 2019-MOR-037-SP (slC2)-3 | 2019-MOR-037-SP (slC2)-3 | underground mine |  |  |  |  | ore material | drill core | underground mining tunnels and drill cores | mineral separate | [5 empty] | mineralisation |  |  |  | sphalerite, chalcopyrite, pyrrhotite, pyrite, arsenopyrite |  |  | Sn-poor Epithermal |  |  |  | galena, bismuthinite, marcasite, iron oxides, pyroxene, actinolite, quartz | thin sections and polished blocks examined using optical microscope, BSE detector, and EDS prior to analysis | EMPA, LA-ICPMS | JEOL JXA-8230 electron probe microanalyzer; RESOlution-LR 193 nm ArF excimer laser ablation system coupled to an Agilent 7700x ICP-MS | Laboratory of Mineral Resources Research Center, Fuzhou University; Adelaide Microscopy, the University of Adelaide | EPMA point analysis: accelerating voltage 15 kV, beam current 20 nA, beam diameter ~5 μm; EPMA mapping: accelerating voltage 20 kV, working current 50 nA, dwell time ~10 ms; BSE imaging: accelerating voltage 20 kV, beam current 10 nA; LA-ICP-MS: energy density 3~3.5 J/cm2, spot sizes 29 to 51 μm, repetition rates 5 Hz (polished thin-section) and 10 Hz (polished blocks), ~30 s background acquisition, ~40 s sample data acquisition | STDGL3 (Danyushevsky et al. 2011) and GSD-1G (USGS) | 8.1643 | [19 empty] | 3515.6747 | [5 empty] | 1.6988 | [5 empty] | 74.2791 | [9 empty] | 13563.0801 |  | 11.8541 |  |  |  | 8.82 | [7 empty] | 0.037967 | [13 empty] | 426.0489 | [15 empty] | 4.9929 | [17 empty] | 15.3567 | [9 empty] | 29.2675 | [32 empty] | 2025 |  |  | CHN | Tibet
| Lawu |  | Magmatic hydrothermal | Skarn | Cu-Pb-Zn skarn | Cu, Pb, Zn | In, Sn | Cu, Pb, Zn, In, Sn |  |  | 2019-MOR-037-SP (slC2)-4 | 2019-MOR-037-SP (slC2)-4 | underground mine |  |  |  |  | ore material | drill core | underground mining tunnels and drill cores | mineral separate | [5 empty] | mineralisation |  |  |  | sphalerite, chalcopyrite, pyrrhotite, pyrite, arsenopyrite |  |  | Sn-poor Epithermal |  |  |  | galena, bismuthinite, marcasite, iron oxides, pyroxene, actinolite, quartz | thin sections and polished blocks examined using optical microscope, BSE detector, and EDS prior to analysis | EMPA, LA-ICPMS | JEOL JXA-8230 electron probe microanalyzer; RESOlution-LR 193 nm ArF excimer laser ablation system coupled to an Agilent 7700x ICP-MS | Laboratory of Mineral Resources Research Center, Fuzhou University; Adelaide Microscopy, the University of Adelaide | EPMA point analysis: accelerating voltage 15 kV, beam current 20 nA, beam diameter ~5 μm; EPMA mapping: accelerating voltage 20 kV, working current 50 nA, dwell time ~10 ms; BSE imaging: accelerating voltage 20 kV, beam current 10 nA; LA-ICP-MS: energy density 3~3.5 J/cm2, spot sizes 29 to 51 μm, repetition rates 5 Hz (polished thin-section) and 10 Hz (polished blocks), ~30 s background acquisition, ~40 s sample data acquisition | STDGL3 (Danyushevsky et al. 2011) and GSD-1G (USGS) | 4.4389 | [19 empty] | 3345.3104 | [5 empty] | 1.8925 | [5 empty] | 16.1819 | [9 empty] | 12567.6205 |  | 2.1807 |  |  |  | 0.77538 | [7 empty] | 0.016971 | [13 empty] | 403.9226 | [15 empty] | 4.8028 | [17 empty] | 4.0498 | [9 empty] | 5.5411 | [32 empty] | 2025 |  |  | CHN | Tibet
| Lawu |  | Magmatic hydrothermal | Skarn | Cu-Pb-Zn skarn | Cu, Pb, Zn | In, Sn | Cu, Pb, Zn, In, Sn |  |  | 2019-MOR-037-SP (slC2)-5 | 2019-MOR-037-SP (slC2)-5 | underground mine |  |  |  |  | ore material | drill core | underground mining tunnels and drill cores | mineral separate | [5 empty] | mineralisation |  |  |  | sphalerite, chalcopyrite, pyrrhotite, pyrite, arsenopyrite |  |  | Sn-poor Epithermal |  |  |  | galena, bismuthinite, marcasite, iron oxides, pyroxene, actinolite, quartz | thin sections and polished blocks examined using optical microscope, BSE detector, and EDS prior to analysis | EMPA, LA-ICPMS | JEOL JXA-8230 electron probe microanalyzer; RESOlution-LR 193 nm ArF excimer laser ablation system coupled to an Agilent 7700x ICP-MS | Laboratory of Mineral Resources Research Center, Fuzhou University; Adelaide Microscopy, the University of Adelaide | EPMA point analysis: accelerating voltage 15 kV, beam current 20 nA, beam diameter ~5 μm; EPMA mapping: accelerating voltage 20 kV, working current 50 nA, dwell time ~10 ms; BSE imaging: accelerating voltage 20 kV, beam current 10 nA; LA-ICP-MS: energy density 3~3.5 J/cm2, spot sizes 29 to 51 μm, repetition rates 5 Hz (polished thin-section) and 10 Hz (polished blocks), ~30 s background acquisition, ~40 s sample data acquisition | STDGL3 (Danyushevsky et al. 2011) and GSD-1G (USGS) | 2.4434 | [19 empty] | 3358.6496 | [5 empty] | 1.7942 | [5 empty] | 11.0171 | [9 empty] | 13338.7048 |  | 1.2292 |  |  |  | 0.87646 | [7 empty] | 0.015541 | [13 empty] | 405.5345 | [15 empty] | 0.83587 | [17 empty] | 2.4127 | [9 empty] | 5.0942 | [32 empty] | 2025 |  |  | CHN | Tibet
| Lawu |  | Magmatic hydrothermal | Skarn | Cu-Pb-Zn skarn | Cu, Pb, Zn | In, Sn | Cu, Pb, Zn, In, Sn |  |  | 2019-MOR-029-SPA (slC2)-1 | 2019-MOR-029-SPA (slC2)-1 | underground mine |  |  |  |  | ore material | drill core | underground mining tunnels and drill cores | mineral separate | [5 empty] | mineralisation |  |  |  | sphalerite, chalcopyrite, pyrrhotite, pyrite, arsenopyrite |  |  | Sn-poor Epithermal |  |  |  | galena, bismuthinite, marcasite, iron oxides, pyroxene, actinolite, quartz | thin sections and polished blocks examined using optical microscope, BSE detector, and EDS prior to analysis | EMPA, LA-ICPMS | JEOL JXA-8230 electron probe microanalyzer; RESOlution-LR 193 nm ArF excimer laser ablation system coupled to an Agilent 7700x ICP-MS | Laboratory of Mineral Resources Research Center, Fuzhou University; Adelaide Microscopy, the University of Adelaide | EPMA point analysis: accelerating voltage 15 kV, beam current 20 nA, beam diameter ~5 μm; EPMA mapping: accelerating voltage 20 kV, working current 50 nA, dwell time ~10 ms; BSE imaging: accelerating voltage 20 kV, beam current 10 nA; LA-ICP-MS: energy density 3~3.5 J/cm2, spot sizes 29 to 51 μm, repetition rates 5 Hz (polished thin-section) and 10 Hz (polished blocks), ~30 s background acquisition, ~40 s sample data acquisition | STDGL3 (Danyushevsky et al. 2011) and GSD-1G (USGS) | 1.8919 | [19 empty] | 2093.3038 | [5 empty] | 0.15251 | [5 empty] | 38.4131 | [9 empty] | 3248.0637 |  | 7.8605 |  |  |  | 0.35541 | [7 empty] | 0.54843 | [13 empty] | 2019.0727 | [15 empty] | 0.048795 | [17 empty] | 0.11307 | [9 empty] | 33.8765 | [32 empty] | 2025 |  |  | CHN | Tibet
| Lawu |  | Magmatic hydrothermal | Skarn | Cu-Pb-Zn skarn | Cu, Pb, Zn | In, Sn | Cu, Pb, Zn, In, Sn |  |  | 2019-MOR-039-SPA (slC1)-1 | 2019-MOR-039-SPA (slC1)-1 | underground mine |  |  |  |  | ore material | drill core | underground mining tunnels and drill cores | mineral separate | [5 empty] | mineralisation |  |  |  | sphalerite, chalcopyrite, pyrrhotite, pyrite, arsenopyrite |  |  | Sn-poor Epithermal |  |  |  | galena, bismuthinite, marcasite, iron oxides, pyroxene, actinolite, quartz | thin sections and polished blocks examined using optical microscope, BSE detector, and EDS prior to analysis | EMPA, LA-ICPMS | JEOL JXA-8230 electron probe microanalyzer; RESOlution-LR 193 nm ArF excimer laser ablation system coupled to an Agilent 7700x ICP-MS | Laboratory of Mineral Resources Research Center, Fuzhou University; Adelaide Microscopy, the University of Adelaide | EPMA point analysis: accelerating voltage 15 kV, beam current 20 nA, beam diameter ~5 μm; EPMA mapping: accelerating voltage 20 kV, working current 50 nA, dwell time ~10 ms; BSE imaging: accelerating voltage 20 kV, beam current 10 nA; LA-ICP-MS: energy density 3~3.5 J/cm2, spot sizes 29 to 51 μm, repetition rates 5 Hz (polished thin-section) and 10 Hz (polished blocks), ~30 s background acquisition, ~40 s sample data acquisition | STDGL3 (Danyushevsky et al. 2011) and GSD-1G (USGS) | 5.5829 | [19 empty] | 3646.5759 | [5 empty] | 7.7242 | [5 empty] | 778.5005 | [9 empty] | 26178.0852 |  | 58.3487 |  |  |  | 0.12624 | [7 empty] | 463.0034 | [13 empty] | 440.9548 | [15 empty] | 0.011836 | [17 empty] | 0.026334 | [9 empty] | 320.7896 | [32 empty] | 2025 |  |  | CHN | Tibet
| Lawu |  | Magmatic hydrothermal | Skarn | Cu-Pb-Zn skarn | Cu, Pb, Zn | In, Sn | Cu, Pb, Zn, In, Sn |  |  | 2019-MOR-039-SPA (slC1)-2 | 2019-MOR-039-SPA (slC1)-2 | underground mine |  |  |  |  | ore material | drill core | underground mining tunnels and drill cores | mineral separate | [5 empty] | mineralisation |  |  |  | sphalerite, chalcopyrite, pyrrhotite, pyrite, arsenopyrite |  |  | Sn-poor Epithermal |  |  |  | galena, bismuthinite, marcasite, iron oxides, pyroxene, actinolite, quartz | thin sections and polished blocks examined using optical microscope, BSE detector, and EDS prior to analysis | EMPA, LA-ICPMS | JEOL JXA-8230 electron probe microanalyzer; RESOlution-LR 193 nm ArF excimer laser ablation system coupled to an Agilent 7700x ICP-MS | Laboratory of Mineral Resources Research Center, Fuzhou University; Adelaide Microscopy, the University of Adelaide | EPMA point analysis: accelerating voltage 15 kV, beam current 20 nA, beam diameter ~5 μm; EPMA mapping: accelerating voltage 20 kV, working current 50 nA, dwell time ~10 ms; BSE imaging: accelerating voltage 20 kV, beam current 10 nA; LA-ICP-MS: energy density 3~3.5 J/cm2, spot sizes 29 to 51 μm, repetition rates 5 Hz (polished thin-section) and 10 Hz (polished blocks), ~30 s background acquisition, ~40 s sample data acquisition | STDGL3 (Danyushevsky et al. 2011) and GSD-1G (USGS) | 5.4957 | [19 empty] | 3621.304 | [5 empty] | 9.5583 | [5 empty] | 816.5825 | [9 empty] | 25184.9221 |  | 54.6846 |  |  |  | 0.13281 | [7 empty] | 607.2305 | [13 empty] | 430.9499 | [15 empty] | 0.038435 | [17 empty] | 0.027556 | [9 empty] | 245.7634 | [32 empty] | 2025 |  |  | CHN | Tibet
| Lawu |  | Magmatic hydrothermal | Skarn | Cu-Pb-Zn skarn | Cu, Pb, Zn | In, Sn | Cu, Pb, Zn, In, Sn |  |  | 2019-MOR-039-SPA (slC1)-3 | 2019-MOR-039-SPA (slC1)-3 | underground mine |  |  |  |  | ore material | drill core | underground mining tunnels and drill cores | mineral separate | [5 empty] | mineralisation |  |  |  | sphalerite, chalcopyrite, pyrrhotite, pyrite, arsenopyrite |  |  | Sn-poor Epithermal |  |  |  | galena, bismuthinite, marcasite, iron oxides, pyroxene, actinolite, quartz | thin sections and polished blocks examined using optical microscope, BSE detector, and EDS prior to analysis | EMPA, LA-ICPMS | JEOL JXA-8230 electron probe microanalyzer; RESOlution-LR 193 nm ArF excimer laser ablation system coupled to an Agilent 7700x ICP-MS | Laboratory of Mineral Resources Research Center, Fuzhou University; Adelaide Microscopy, the University of Adelaide | EPMA point analysis: accelerating voltage 15 kV, beam current 20 nA, beam diameter ~5 μm; EPMA mapping: accelerating voltage 20 kV, working current 50 nA, dwell time ~10 ms; BSE imaging: accelerating voltage 20 kV, beam current 10 nA; LA-ICP-MS: energy density 3~3.5 J/cm2, spot sizes 29 to 51 μm, repetition rates 5 Hz (polished thin-section) and 10 Hz (polished blocks), ~30 s background acquisition, ~40 s sample data acquisition | STDGL3 (Danyushevsky et al. 2011) and GSD-1G (USGS) | 4.3096 | [19 empty] | 4574.0715 | [5 empty] | 0.29647 | [5 empty] | 158.931 | [9 empty] | 45160.9249 |  | 26.9704 |  |  |  | 0.12817 | [7 empty] | 177.9662 | [13 empty] | 1357.4689 | [15 empty] | 1.6277 | [17 empty] | 0.078318 | [9 empty] | 4.9598 | [32 empty] | 2025 |  |  | CHN | Tibet
| Lawu |  | Magmatic hydrothermal | Skarn | Cu-Pb-Zn skarn | Cu, Pb, Zn | In, Sn | Cu, Pb, Zn, In, Sn |  |  | 2019-MOR-039-SPA (slC1)-4 | 2019-MOR-039-SPA (slC1)-4 | underground mine |  |  |  |  | ore material | drill core | underground mining tunnels and drill cores | mineral separate | [5 empty] | mineralisation |  |  |  | sphalerite, chalcopyrite, pyrrhotite, pyrite, arsenopyrite |  |  | Sn-poor Epithermal |  |  |  | galena, bismuthinite, marcasite, iron oxides, pyroxene, actinolite, quartz | thin sections and polished blocks examined using optical microscope, BSE detector, and EDS prior to analysis | EMPA, LA-ICPMS | JEOL JXA-8230 electron probe microanalyzer; RESOlution-LR 193 nm ArF excimer laser ablation system coupled to an Agilent 7700x ICP-MS | Laboratory of Mineral Resources Research Center, Fuzhou University; Adelaide Microscopy, the University of Adelaide | EPMA point analysis: accelerating voltage 15 kV, beam current 20 nA, beam diameter ~5 μm; EPMA mapping: accelerating voltage 20 kV, working current 50 nA, dwell time ~10 ms; BSE imaging: accelerating voltage 20 kV, beam current 10 nA; LA-ICP-MS: energy density 3~3.5 J/cm2, spot sizes 29 to 51 μm, repetition rates 5 Hz (polished thin-section) and 10 Hz (polished blocks), ~30 s background acquisition, ~40 s sample data acquisition | STDGL3 (Danyushevsky et al. 2011) and GSD-1G (USGS) | 5.36 | [19 empty] | 4016.6787 | [5 empty] | 5.5488 | [5 empty] | 556.3937 | [9 empty] | 28075.0948 |  | 43.0297 |  |  |  | 0.19965 | [7 empty] | 485.7297 | [13 empty] | 597.024 | [15 empty] | 0.87907 | [17 empty] | 0.028878 | [9 empty] | 145.1386 | [32 empty] | 2025 |  |  | CHN | Tibet
| Lawu |  | Magmatic hydrothermal | Skarn | Cu-Pb-Zn skarn | Cu, Pb, Zn | In, Sn | Cu, Pb, Zn, In, Sn |  |  | 2019-MOR-039-SPA (slC1)-5 | 2019-MOR-039-SPA (slC1)-5 | underground mine |  |  |  |  | ore material | drill core | underground mining tunnels and drill cores | mineral separate | [5 empty] | mineralisation |  |  |  | sphalerite, chalcopyrite, pyrrhotite, pyrite, arsenopyrite |  |  | Sn-poor Epithermal |  |  |  | galena, bismuthinite, marcasite, iron oxides, pyroxene, actinolite, quartz | thin sections and polished blocks examined using optical microscope, BSE detector, and EDS prior to analysis | EMPA, LA-ICPMS | JEOL JXA-8230 electron probe microanalyzer; RESOlution-LR 193 nm ArF excimer laser ablation system coupled to an Agilent 7700x ICP-MS | Laboratory of Mineral Resources Research Center, Fuzhou University; Adelaide Microscopy, the University of Adelaide | EPMA point analysis: accelerating voltage 15 kV, beam current 20 nA, beam diameter ~5 μm; EPMA mapping: accelerating voltage 20 kV, working current 50 nA, dwell time ~10 ms; BSE imaging: accelerating voltage 20 kV, beam current 10 nA; LA-ICP-MS: energy density 3~3.5 J/cm2, spot sizes 29 to 51 μm, repetition rates 5 Hz (polished thin-section) and 10 Hz (polished blocks), ~30 s background acquisition, ~40 s sample data acquisition | STDGL3 (Danyushevsky et al. 2011) and GSD-1G (USGS) | 6.5329 | [19 empty] | 3832.1972 | [5 empty] | 10.1205 | [5 empty] | 801.1515 | [9 empty] | 26120.2621 |  | 36.4645 |  |  |  | 0.13533 | [7 empty] | 656.7347 | [13 empty] | 1052.1895 | [15 empty] | 0.8041 | [17 empty] | 0.50509 | [9 empty] | 239.2824 | [32 empty] | 2025 |  |  | CHN | Tibet
| Lawu |  | Magmatic hydrothermal | Skarn | Cu-Pb-Zn skarn | Cu, Pb, Zn | In, Sn | Cu, Pb, Zn, In, Sn |  |  | 2019-MOR-039-SPA (slC1)-6 | 2019-MOR-039-SPA (slC1)-6 | underground mine |  |  |  |  | ore material | drill core | underground mining tunnels and drill cores | mineral separate | [5 empty] | mineralisation |  |  |  | sphalerite, chalcopyrite, pyrrhotite, pyrite, arsenopyrite |  |  | Sn-poor Epithermal |  |  |  | galena, bismuthinite, marcasite, iron oxides, pyroxene, actinolite, quartz | thin sections and polished blocks examined using optical microscope, BSE detector, and EDS prior to analysis | EMPA, LA-ICPMS | JEOL JXA-8230 electron probe microanalyzer; RESOlution-LR 193 nm ArF excimer laser ablation system coupled to an Agilent 7700x ICP-MS | Laboratory of Mineral Resources Research Center, Fuzhou University; Adelaide Microscopy, the University of Adelaide | EPMA point analysis: accelerating voltage 15 kV, beam current 20 nA, beam diameter ~5 μm; EPMA mapping: accelerating voltage 20 kV, working current 50 nA, dwell time ~10 ms; BSE imaging: accelerating voltage 20 kV, beam current 10 nA; LA-ICP-MS: energy density 3~3.5 J/cm2, spot sizes 29 to 51 μm, repetition rates 5 Hz (polished thin-section) and 10 Hz (polished blocks), ~30 s background acquisition, ~40 s sample data acquisition | STDGL3 (Danyushevsky et al. 2011) and GSD-1G (USGS) | 4.7947 | [19 empty] | 3724.9722 | [5 empty] | 9.3435 | [5 empty] | 275.1104 | [9 empty] | 24073.6376 |  | 14.7286 |  |  |  | 0.13807 | [7 empty] | 121.6677 | [13 empty] | 1195.7177 | [15 empty] | 21.1769 | [17 empty] | 0.20239 | [9 empty] | 5.3589 | [32 empty] | 2025 |  |  | CHN | Tibet
| Lawu |  | Magmatic hydrothermal | Skarn | Cu-Pb-Zn skarn | Cu, Pb, Zn | In, Sn | Cu, Pb, Zn, In, Sn |  |  | 2019-MOR-039-SPA (slC1)-7 | 2019-MOR-039-SPA (slC1)-7 | underground mine |  |  |  |  | ore material | drill core | underground mining tunnels and drill cores | mineral separate | [5 empty] | mineralisation |  |  |  | sphalerite, chalcopyrite, pyrrhotite, pyrite, arsenopyrite |  |  | Sn-poor Epithermal |  |  |  | galena, bismuthinite, marcasite, iron oxides, pyroxene, actinolite, quartz | thin sections and polished blocks examined using optical microscope, BSE detector, and EDS prior to analysis | EMPA, LA-ICPMS | JEOL JXA-8230 electron probe microanalyzer; RESOlution-LR 193 nm ArF excimer laser ablation system coupled to an Agilent 7700x ICP-MS | Laboratory of Mineral Resources Research Center, Fuzhou University; Adelaide Microscopy, the University of Adelaide | EPMA point analysis: accelerating voltage 15 kV, beam current 20 nA, beam diameter ~5 μm; EPMA mapping: accelerating voltage 20 kV, working current 50 nA, dwell time ~10 ms; BSE imaging: accelerating voltage 20 kV, beam current 10 nA; LA-ICP-MS: energy density 3~3.5 J/cm2, spot sizes 29 to 51 μm, repetition rates 5 Hz (polished thin-section) and 10 Hz (polished blocks), ~30 s background acquisition, ~40 s sample data acquisition | STDGL3 (Danyushevsky et al. 2011) and GSD-1G (USGS) | 5.0482 | [19 empty] | 4534.172 | [5 empty] | 0.33333 | [5 empty] | 255.3479 | [9 empty] | 56941.147 |  | 32.2046 |  |  |  | 0.13384 | [7 empty] | 272.5704 | [13 empty] | 5477.6253 | [15 empty] | 0.014422 | [17 empty] | 0.027797 | [9 empty] | 5.0008 | [32 empty] | 2025 |  |  | CHN | Tibet
| Lawu |  | Magmatic hydrothermal | Skarn | Cu-Pb-Zn skarn | Cu, Pb, Zn | In, Sn | Cu, Pb, Zn, In, Sn |  |  | 2019-MOR-039-SPA (slC1)-8 | 2019-MOR-039-SPA (slC1)-8 | underground mine |  |  |  |  | ore material | drill core | underground mining tunnels and drill cores | mineral separate | [5 empty] | mineralisation |  |  |  | sphalerite, chalcopyrite, pyrrhotite, pyrite, arsenopyrite |  |  | Sn-poor Epithermal |  |  |  | galena, bismuthinite, marcasite, iron oxides, pyroxene, actinolite, quartz | thin sections and polished blocks examined using optical microscope, BSE detector, and EDS prior to analysis | EMPA, LA-ICPMS | JEOL JXA-8230 electron probe microanalyzer; RESOlution-LR 193 nm ArF excimer laser ablation system coupled to an Agilent 7700x ICP-MS | Laboratory of Mineral Resources Research Center, Fuzhou University; Adelaide Microscopy, the University of Adelaide | EPMA point analysis: accelerating voltage 15 kV, beam current 20 nA, beam diameter ~5 μm; EPMA mapping: accelerating voltage 20 kV, working current 50 nA, dwell time ~10 ms; BSE imaging: accelerating voltage 20 kV, beam current 10 nA; LA-ICP-MS: energy density 3~3.5 J/cm2, spot sizes 29 to 51 μm, repetition rates 5 Hz (polished thin-section) and 10 Hz (polished blocks), ~30 s background acquisition, ~40 s sample data acquisition | STDGL3 (Danyushevsky et al. 2011) and GSD-1G (USGS) | 4.5452 | [19 empty] | 4470.3288 | [5 empty] | 0.28205 | [5 empty] | 219.2312 | [9 empty] | 55366.5207 |  | 32.0973 |  |  |  | 0.18819 | [7 empty] | 256.9438 | [13 empty] | 5254.891 | [15 empty] | 0.019875 | [17 empty] | 0.027184 | [9 empty] | 4.4682 | [32 empty] | 2025 |  |  | CHN | Tibet
| Lawu |  | Magmatic hydrothermal | Skarn | Cu-Pb-Zn skarn | Cu, Pb, Zn | In, Sn | Cu, Pb, Zn, In, Sn |  |  | 2019-MOR-039-SPB (slC1)-1 | 2019-MOR-039-SPB (slC1)-1 | underground mine |  |  |  |  | ore material | drill core | underground mining tunnels and drill cores | mineral separate | [5 empty] | mineralisation |  |  |  | sphalerite, chalcopyrite, pyrrhotite, pyrite, arsenopyrite |  |  | Sn-poor Epithermal |  |  |  | galena, bismuthinite, marcasite, iron oxides, pyroxene, actinolite, quartz | thin sections and polished blocks examined using optical microscope, BSE detector, and EDS prior to analysis | EMPA, LA-ICPMS | JEOL JXA-8230 electron probe microanalyzer; RESOlution-LR 193 nm ArF excimer laser ablation system coupled to an Agilent 7700x ICP-MS | Laboratory of Mineral Resources Research Center, Fuzhou University; Adelaide Microscopy, the University of Adelaide | EPMA point analysis: accelerating voltage 15 kV, beam current 20 nA, beam diameter ~5 μm; EPMA mapping: accelerating voltage 20 kV, working current 50 nA, dwell time ~10 ms; BSE imaging: accelerating voltage 20 kV, beam current 10 nA; LA-ICP-MS: energy density 3~3.5 J/cm2, spot sizes 29 to 51 μm, repetition rates 5 Hz (polished thin-section) and 10 Hz (polished blocks), ~30 s background acquisition, ~40 s sample data acquisition | STDGL3 (Danyushevsky et al. 2011) and GSD-1G (USGS) | 5.0361 | [19 empty] | 4531.9264 | [5 empty] | 0.39761 | [5 empty] | 230.1378 | [9 empty] | 56404.0382 |  | 38.2387 |  |  |  | 0.12896 | [7 empty] | 267.5346 | [13 empty] | 5603.2556 | [15 empty] | 0.013845 | [17 empty] | 0.023807 | [9 empty] | 4.3602 | [32 empty] | 2025 |  |  | CHN | Tibet
| Lawu |  | Magmatic hydrothermal | Skarn | Cu-Pb-Zn skarn | Cu, Pb, Zn | In, Sn | Cu, Pb, Zn, In, Sn |  |  | 2019-MOR-039-SPB (slC1)-2 | 2019-MOR-039-SPB (slC1)-2 | underground mine |  |  |  |  | ore material | drill core | underground mining tunnels and drill cores | mineral separate | [5 empty] | mineralisation |  |  |  | sphalerite, chalcopyrite, pyrrhotite, pyrite, arsenopyrite |  |  | Sn-poor Epithermal |  |  |  | galena, bismuthinite, marcasite, iron oxides, pyroxene, actinolite, quartz | thin sections and polished blocks examined using optical microscope, BSE detector, and EDS prior to analysis | EMPA, LA-ICPMS | JEOL JXA-8230 electron probe microanalyzer; RESOlution-LR 193 nm ArF excimer laser ablation system coupled to an Agilent 7700x ICP-MS | Laboratory of Mineral Resources Research Center, Fuzhou University; Adelaide Microscopy, the University of Adelaide | EPMA point analysis: accelerating voltage 15 kV, beam current 20 nA, beam diameter ~5 μm; EPMA mapping: accelerating voltage 20 kV, working current 50 nA, dwell time ~10 ms; BSE imaging: accelerating voltage 20 kV, beam current 10 nA; LA-ICP-MS: energy density 3~3.5 J/cm2, spot sizes 29 to 51 μm, repetition rates 5 Hz (polished thin-section) and 10 Hz (polished blocks), ~30 s background acquisition, ~40 s sample data acquisition | STDGL3 (Danyushevsky et al. 2011) and GSD-1G (USGS) | 4.4305 | [19 empty] | 4461.0727 | [5 empty] | 8.9558 | [5 empty] | 462.5877 | [9 empty] | 19701.6925 |  | 71.3036 |  |  |  | 0.14462 | [7 empty] | 58.5266 | [13 empty] | 444.677 | [15 empty] | 0.46208 | [17 empty] | 0.0545 | [9 empty] | 274.9457 | [32 empty] | 2025 |  |  | CHN | Tibet
| Lawu |  | Magmatic hydrothermal | Skarn | Cu-Pb-Zn skarn | Cu, Pb, Zn | In, Sn | Cu, Pb, Zn, In, Sn |  |  | 2019-MOR-039-SPA (slC1)-9 | 2019-MOR-039-SPA (slC1)-9 | underground mine |  |  |  |  | ore material | drill core | underground mining tunnels and drill cores | mineral separate | [5 empty] | mineralisation |  |  |  | sphalerite, chalcopyrite, pyrrhotite, pyrite, arsenopyrite |  |  | Sn-poor Epithermal |  |  |  | galena, bismuthinite, marcasite, iron oxides, pyroxene, actinolite, quartz | thin sections and polished blocks examined using optical microscope, BSE detector, and EDS prior to analysis | EMPA, LA-ICPMS | JEOL JXA-8230 electron probe microanalyzer; RESOlution-LR 193 nm ArF excimer laser ablation system coupled to an Agilent 7700x ICP-MS | Laboratory of Mineral Resources Research Center, Fuzhou University; Adelaide Microscopy, the University of Adelaide | EPMA point analysis: accelerating voltage 15 kV, beam current 20 nA, beam diameter ~5 μm; EPMA mapping: accelerating voltage 20 kV, working current 50 nA, dwell time ~10 ms; BSE imaging: accelerating voltage 20 kV, beam current 10 nA; LA-ICP-MS: energy density 3~3.5 J/cm2, spot sizes 29 to 51 μm, repetition rates 5 Hz (polished thin-section) and 10 Hz (polished blocks), ~30 s background acquisition, ~40 s sample data acquisition | STDGL3 (Danyushevsky et al. 2011) and GSD-1G (USGS) | 2.8216 | [19 empty] | 4103.3432 | [5 empty] | 2.9401 | [5 empty] | 139.4617 | [9 empty] | 38214.639 |  | 54.2632 |  |  |  | 0.16398 | [7 empty] | 118.2213 | [13 empty] | 685.7565 | [15 empty] | 0.49832 | [17 empty] | 0.060913 | [9 empty] | 23.8481 | [32 empty] | 2025 |  |  | CHN | Tibet
| Lawu |  | Magmatic hydrothermal | Skarn | Cu-Pb-Zn skarn | Cu, Pb, Zn | In, Sn | Cu, Pb, Zn, In, Sn |  |  | 2019-MOR-039-SPA (slC1)-10 | 2019-MOR-039-SPA (slC1)-10 | underground mine |  |  |  |  | ore material | drill core | underground mining tunnels and drill cores | mineral separate | [5 empty] | mineralisation |  |  |  | sphalerite, chalcopyrite, pyrrhotite, pyrite, arsenopyrite |  |  | Sn-poor Epithermal |  |  |  | galena, bismuthinite, marcasite, iron oxides, pyroxene, actinolite, quartz | thin sections and polished blocks examined using optical microscope, BSE detector, and EDS prior to analysis | EMPA, LA-ICPMS | JEOL JXA-8230 electron probe microanalyzer; RESOlution-LR 193 nm ArF excimer laser ablation system coupled to an Agilent 7700x ICP-MS | Laboratory of Mineral Resources Research Center, Fuzhou University; Adelaide Microscopy, the University of Adelaide | EPMA point analysis: accelerating voltage 15 kV, beam current 20 nA, beam diameter ~5 μm; EPMA mapping: accelerating voltage 20 kV, working current 50 nA, dwell time ~10 ms; BSE imaging: accelerating voltage 20 kV, beam current 10 nA; LA-ICP-MS: energy density 3~3.5 J/cm2, spot sizes 29 to 51 μm, repetition rates 5 Hz (polished thin-section) and 10 Hz (polished blocks), ~30 s background acquisition, ~40 s sample data acquisition | STDGL3 (Danyushevsky et al. 2011) and GSD-1G (USGS) | 3.7684 | [19 empty] | 4087.3892 | [5 empty] | 6.5932 | [5 empty] | 87.936 | [9 empty] | 37448.6489 |  | 9.595 |  |  |  | 0.17245 | [7 empty] | 111.4353 | [13 empty] | 646.1313 | [15 empty] | 0.055152 | [17 empty] | 0.015834 | [9 empty] | 13.6131 | [32 empty] | 2025 |  |  | CHN | Tibet
| Lawu |  | Magmatic hydrothermal | Skarn | Cu-Pb-Zn skarn | Cu, Pb, Zn | In, Sn | Cu, Pb, Zn, In, Sn |  |  | 2019-MOR-039-SPA (slC1)-11 | 2019-MOR-039-SPA (slC1)-11 | underground mine |  |  |  |  | ore material | drill core | underground mining tunnels and drill cores | mineral separate | [5 empty] | mineralisation |  |  |  | sphalerite, chalcopyrite, pyrrhotite, pyrite, arsenopyrite |  |  | Sn-poor Epithermal |  |  |  | galena, bismuthinite, marcasite, iron oxides, pyroxene, actinolite, quartz | thin sections and polished blocks examined using optical microscope, BSE detector, and EDS prior to analysis | EMPA, LA-ICPMS | JEOL JXA-8230 electron probe microanalyzer; RESOlution-LR 193 nm ArF excimer laser ablation system coupled to an Agilent 7700x ICP-MS | Laboratory of Mineral Resources Research Center, Fuzhou University; Adelaide Microscopy, the University of Adelaide | EPMA point analysis: accelerating voltage 15 kV, beam current 20 nA, beam diameter ~5 μm; EPMA mapping: accelerating voltage 20 kV, working current 50 nA, dwell time ~10 ms; BSE imaging: accelerating voltage 20 kV, beam current 10 nA; LA-ICP-MS: energy density 3~3.5 J/cm2, spot sizes 29 to 51 μm, repetition rates 5 Hz (polished thin-section) and 10 Hz (polished blocks), ~30 s background acquisition, ~40 s sample data acquisition | STDGL3 (Danyushevsky et al. 2011) and GSD-1G (USGS) | 4.0187 | [19 empty] | 4409.7724 | [5 empty] | 2.3826 | [5 empty] | 494.6708 | [9 empty] | 42073.9551 |  | 40.9066 |  |  |  | 0.28132 | [7 empty] | 334.2403 | [13 empty] | 807.7025 | [15 empty] | 0.68111 | [17 empty] | 0.15203 | [9 empty] | 298.8967 | [32 empty] | 2025 |  |  | CHN | Tibet
| Lawu |  | Magmatic hydrothermal | Skarn | Cu-Pb-Zn skarn | Cu, Pb, Zn | In, Sn | Cu, Pb, Zn, In, Sn |  |  | 2019-MOR-039-SPA (slC1)-12 | 2019-MOR-039-SPA (slC1)-12 | underground mine |  |  |  |  | ore material | drill core | underground mining tunnels and drill cores | mineral separate | [5 empty] | mineralisation |  |  |  | sphalerite, chalcopyrite, pyrrhotite, pyrite, arsenopyrite |  |  | Sn-poor Epithermal |  |  |  | galena, bismuthinite, marcasite, iron oxides, pyroxene, actinolite, quartz | thin sections and polished blocks examined using optical microscope, BSE detector, and EDS prior to analysis | EMPA, LA-ICPMS | JEOL JXA-8230 electron probe microanalyzer; RESOlution-LR 193 nm ArF excimer laser ablation system coupled to an Agilent 7700x ICP-MS | Laboratory of Mineral Resources Research Center, Fuzhou University; Adelaide Microscopy, the University of Adelaide | EPMA point analysis: accelerating voltage 15 kV, beam current 20 nA, beam diameter ~5 μm; EPMA mapping: accelerating voltage 20 kV, working current 50 nA, dwell time ~10 ms; BSE imaging: accelerating voltage 20 kV, beam current 10 nA; LA-ICP-MS: energy density 3~3.5 J/cm2, spot sizes 29 to 51 μm, repetition rates 5 Hz (polished thin-section) and 10 Hz (polished blocks), ~30 s background acquisition, ~40 s sample data acquisition | STDGL3 (Danyushevsky et al. 2011) and GSD-1G (USGS) | 4.1416 | [19 empty] | 4316.3149 | [5 empty] | 2.1699 | [5 empty] | 549.491 | [9 empty] | 43660.4176 |  | 45.7116 |  |  |  | 0.25941 | [7 empty] | 366.3113 | [13 empty] | 822.384 | [15 empty] | 0.26171 | [17 empty] | 0.014359 | [9 empty] | 326.2021 | [32 empty] | 2025 |  |  | CHN | Tibet
| Lawu |  | Magmatic hydrothermal | Skarn | Cu-Pb-Zn skarn | Cu, Pb, Zn | In, Sn | Cu, Pb, Zn, In, Sn |  |  | 2019-MOR-039-SPA (slC1)-13 | 2019-MOR-039-SPA (slC1)-13 | underground mine |  |  |  |  | ore material | drill core | underground mining tunnels and drill cores | mineral separate | [5 empty] | mineralisation |  |  |  | sphalerite, chalcopyrite, pyrrhotite, pyrite, arsenopyrite |  |  | Sn-poor Epithermal |  |  |  | galena, bismuthinite, marcasite, iron oxides, pyroxene, actinolite, quartz | thin sections and polished blocks examined using optical microscope, BSE detector, and EDS prior to analysis | EMPA, LA-ICPMS | JEOL JXA-8230 electron probe microanalyzer; RESOlution-LR 193 nm ArF excimer laser ablation system coupled to an Agilent 7700x ICP-MS | Laboratory of Mineral Resources Research Center, Fuzhou University; Adelaide Microscopy, the University of Adelaide | EPMA point analysis: accelerating voltage 15 kV, beam current 20 nA, beam diameter ~5 μm; EPMA mapping: accelerating voltage 20 kV, working current 50 nA, dwell time ~10 ms; BSE imaging: accelerating voltage 20 kV, beam current 10 nA; LA-ICP-MS: energy density 3~3.5 J/cm2, spot sizes 29 to 51 μm, repetition rates 5 Hz (polished thin-section) and 10 Hz (polished blocks), ~30 s background acquisition, ~40 s sample data acquisition | STDGL3 (Danyushevsky et al. 2011) and GSD-1G (USGS) | 4.2899 | [19 empty] | 4864.4836 | [5 empty] | 0.6997 | [5 empty] | 314.2888 | [9 empty] | 43893.4976 |  | 25.2951 |  |  |  | 0.11409 | [7 empty] | 408.7625 | [13 empty] | 5487.362 | [15 empty] | 2.5131 | [17 empty] | 0.38747 | [9 empty] | 32.5532 | [32 empty] | 2025 |  |  | CHN | Tibet
| Lawu |  | Magmatic hydrothermal | Skarn | Cu-Pb-Zn skarn | Cu, Pb, Zn | In, Sn | Cu, Pb, Zn, In, Sn |  |  | 2019-MOR-039-SPA (slC1)-14 | 2019-MOR-039-SPA (slC1)-14 | underground mine |  |  |  |  | ore material | drill core | underground mining tunnels and drill cores | mineral separate | [5 empty] | mineralisation |  |  |  | sphalerite, chalcopyrite, pyrrhotite, pyrite, arsenopyrite |  |  | Sn-poor Epithermal |  |  |  | galena, bismuthinite, marcasite, iron oxides, pyroxene, actinolite, quartz | thin sections and polished blocks examined using optical microscope, BSE detector, and EDS prior to analysis | EMPA, LA-ICPMS | JEOL JXA-8230 electron probe microanalyzer; RESOlution-LR 193 nm ArF excimer laser ablation system coupled to an Agilent 7700x ICP-MS | Laboratory of Mineral Resources Research Center, Fuzhou University; Adelaide Microscopy, the University of Adelaide | EPMA point analysis: accelerating voltage 15 kV, beam current 20 nA, beam diameter ~5 μm; EPMA mapping: accelerating voltage 20 kV, working current 50 nA, dwell time ~10 ms; BSE imaging: accelerating voltage 20 kV, beam current 10 nA; LA-ICP-MS: energy density 3~3.5 J/cm2, spot sizes 29 to 51 μm, repetition rates 5 Hz (polished thin-section) and 10 Hz (polished blocks), ~30 s background acquisition, ~40 s sample data acquisition | STDGL3 (Danyushevsky et al. 2011) and GSD-1G (USGS) | 7.4881 | [19 empty] | 4914.9727 | [5 empty] | 1.4988 | [5 empty] | 171.2579 | [9 empty] | 43419.0527 |  | 14.2195 |  |  |  | 0.10486 | [7 empty] | 220.5156 | [13 empty] | 3370.3516 | [15 empty] | 8.9789 | [17 empty] | 1.2807 | [9 empty] | 1.4594 | [32 empty] | 2025 |  |  | CHN | Tibet
| Lawu |  | Magmatic hydrothermal | Skarn | Cu-Pb-Zn skarn | Cu, Pb, Zn | In, Sn | Cu, Pb, Zn, In, Sn |  |  | 2019-MOR-039-SPA (slC1)-15 | 2019-MOR-039-SPA (slC1)-15 | underground mine |  |  |  |  | ore material | drill core | underground mining tunnels and drill cores | mineral separate | [5 empty] | mineralisation |  |  |  | sphalerite, chalcopyrite, pyrrhotite, pyrite, arsenopyrite |  |  | Sn-poor Epithermal |  |  |  | galena, bismuthinite, marcasite, iron oxides, pyroxene, actinolite, quartz | thin sections and polished blocks examined using optical microscope, BSE detector, and EDS prior to analysis | EMPA, LA-ICPMS | JEOL JXA-8230 electron probe microanalyzer; RESOlution-LR 193 nm ArF excimer laser ablation system coupled to an Agilent 7700x ICP-MS | Laboratory of Mineral Resources Research Center, Fuzhou University; Adelaide Microscopy, the University of Adelaide | EPMA point analysis: accelerating voltage 15 kV, beam current 20 nA, beam diameter ~5 μm; EPMA mapping: accelerating voltage 20 kV, working current 50 nA, dwell time ~10 ms; BSE imaging: accelerating voltage 20 kV, beam current 10 nA; LA-ICP-MS: energy density 3~3.5 J/cm2, spot sizes 29 to 51 μm, repetition rates 5 Hz (polished thin-section) and 10 Hz (polished blocks), ~30 s background acquisition, ~40 s sample data acquisition | STDGL3 (Danyushevsky et al. 2011) and GSD-1G (USGS) | 2.2307 | [19 empty] | 4688.2354 | [5 empty] | 0.41266 | [5 empty] | 177.0819 | [9 empty] | 46868.2389 |  | 63.2938 |  |  |  | 0.25982 | [7 empty] | 151.703 | [13 empty] | 1152.8399 | [15 empty] | 0.054627 | [17 empty] | 0.014269 | [9 empty] | 27.6827 | [32 empty] | 2025 |  |  | CHN | Tibet
| Lawu |  | Magmatic hydrothermal | Skarn | Cu-Pb-Zn skarn | Cu, Pb, Zn | In, Sn | Cu, Pb, Zn, In, Sn |  |  | 2019-MOR-039-SPA (slC1)-16 | 2019-MOR-039-SPA (slC1)-16 | underground mine |  |  |  |  | ore material | drill core | underground mining tunnels and drill cores | mineral separate | [5 empty] | mineralisation |  |  |  | sphalerite, chalcopyrite, pyrrhotite, pyrite, arsenopyrite |  |  | Sn-poor Epithermal |  |  |  | galena, bismuthinite, marcasite, iron oxides, pyroxene, actinolite, quartz | thin sections and polished blocks examined using optical microscope, BSE detector, and EDS prior to analysis | EMPA, LA-ICPMS | JEOL JXA-8230 electron probe microanalyzer; RESOlution-LR 193 nm ArF excimer laser ablation system coupled to an Agilent 7700x ICP-MS | Laboratory of Mineral Resources Research Center, Fuzhou University; Adelaide Microscopy, the University of Adelaide | EPMA point analysis: accelerating voltage 15 kV, beam current 20 nA, beam diameter ~5 μm; EPMA mapping: accelerating voltage 20 kV, working current 50 nA, dwell time ~10 ms; BSE imaging: accelerating voltage 20 kV, beam current 10 nA; LA-ICP-MS: energy density 3~3.5 J/cm2, spot sizes 29 to 51 μm, repetition rates 5 Hz (polished thin-section) and 10 Hz (polished blocks), ~30 s background acquisition, ~40 s sample data acquisition | STDGL3 (Danyushevsky et al. 2011) and GSD-1G (USGS) | 11.7477 | [19 empty] | 4543.145 | [5 empty] | 0.77912 | [5 empty] | 237.4031 | [9 empty] | 40545.9672 |  | 86.3832 |  |  |  | 0.35618 | [7 empty] | 174.1911 | [13 empty] | 1237.0513 | [15 empty] | 13.9824 | [17 empty] | 3.9379 | [9 empty] | 52.582 | [32 empty] | 2025 |  |  | CHN | Tibet
| Lawu |  | Magmatic hydrothermal | Skarn | Cu-Pb-Zn skarn | Cu, Pb, Zn | In, Sn | Cu, Pb, Zn, In, Sn |  |  | 2019-MOR-039-SPB (slC1)-3 | 2019-MOR-039-SPB (slC1)-3 | underground mine |  |  |  |  | ore material | drill core | underground mining tunnels and drill cores | mineral separate | [5 empty] | mineralisation |  |  |  | sphalerite, chalcopyrite, pyrrhotite, pyrite, arsenopyrite |  |  | Sn-poor Epithermal |  |  |  | galena, bismuthinite, marcasite, iron oxides, pyroxene, actinolite, quartz | thin sections and polished blocks examined using optical microscope, BSE detector, and EDS prior to analysis | EMPA, LA-ICPMS | JEOL JXA-8230 electron probe microanalyzer; RESOlution-LR 193 nm ArF excimer laser ablation system coupled to an Agilent 7700x ICP-MS | Laboratory of Mineral Resources Research Center, Fuzhou University; Adelaide Microscopy, the University of Adelaide | EPMA point analysis: accelerating voltage 15 kV, beam current 20 nA, beam diameter ~5 μm; EPMA mapping: accelerating voltage 20 kV, working current 50 nA, dwell time ~10 ms; BSE imaging: accelerating voltage 20 kV, beam current 10 nA; LA-ICP-MS: energy density 3~3.5 J/cm2, spot sizes 29 to 51 μm, repetition rates 5 Hz (polished thin-section) and 10 Hz (polished blocks), ~30 s background acquisition, ~40 s sample data acquisition | STDGL3 (Danyushevsky et al. 2011) and GSD-1G (USGS) | 5.5829 | [19 empty] | 3646.5759 | [5 empty] | 7.7242 | [5 empty] | 778.5005 | [9 empty] | 26178.0852 |  | 58.3487 |  |  |  | 0.063118 | [7 empty] | 463.0034 | [13 empty] | 440.9548 | [15 empty] | 0.005918 | [17 empty] | 0.013167 | [9 empty] | 320.7896 | [32 empty] | 2025 |  |  | CHN | Tibet
| Lawu |  | Magmatic hydrothermal | Skarn | Cu-Pb-Zn skarn | Cu, Pb, Zn | In, Sn | Cu, Pb, Zn, In, Sn |  |  | 2019-MOR-039-SPB (slC1)-4 | 2019-MOR-039-SPB (slC1)-4 | underground mine |  |  |  |  | ore material | drill core | underground mining tunnels and drill cores | mineral separate | [5 empty] | mineralisation |  |  |  | sphalerite, chalcopyrite, pyrrhotite, pyrite, arsenopyrite |  |  | Sn-poor Epithermal |  |  |  | galena, bismuthinite, marcasite, iron oxides, pyroxene, actinolite, quartz | thin sections and polished blocks examined using optical microscope, BSE detector, and EDS prior to analysis | EMPA, LA-ICPMS | JEOL JXA-8230 electron probe microanalyzer; RESOlution-LR 193 nm ArF excimer laser ablation system coupled to an Agilent 7700x ICP-MS | Laboratory of Mineral Resources Research Center, Fuzhou University; Adelaide Microscopy, the University of Adelaide | EPMA point analysis: accelerating voltage 15 kV, beam current 20 nA, beam diameter ~5 μm; EPMA mapping: accelerating voltage 20 kV, working current 50 nA, dwell time ~10 ms; BSE imaging: accelerating voltage 20 kV, beam current 10 nA; LA-ICP-MS: energy density 3~3.5 J/cm2, spot sizes 29 to 51 μm, repetition rates 5 Hz (polished thin-section) and 10 Hz (polished blocks), ~30 s background acquisition, ~40 s sample data acquisition | STDGL3 (Danyushevsky et al. 2011) and GSD-1G (USGS) | 5.4957 | [19 empty] | 3621.304 | [5 empty] | 9.5583 | [5 empty] | 816.5825 | [9 empty] | 25184.9221 |  | 54.6846 |  |  |  | 0.066407 | [7 empty] | 607.2305 | [13 empty] | 430.9499 | [15 empty] | 0.038435 | [17 empty] | 0.013778 | [9 empty] | 245.7634 | [32 empty] | 2025 |  |  | CHN | Tibet
| Lawu |  | Magmatic hydrothermal | Skarn | Cu-Pb-Zn skarn | Cu, Pb, Zn | In, Sn | Cu, Pb, Zn, In, Sn |  |  | 2019-MOR-039-SPB (slC1)-5 | 2019-MOR-039-SPB (slC1)-5 | underground mine |  |  |  |  | ore material | drill core | underground mining tunnels and drill cores | mineral separate | [5 empty] | mineralisation |  |  |  | sphalerite, chalcopyrite, pyrrhotite, pyrite, arsenopyrite |  |  | Sn-poor Epithermal |  |  |  | galena, bismuthinite, marcasite, iron oxides, pyroxene, actinolite, quartz | thin sections and polished blocks examined using optical microscope, BSE detector, and EDS prior to analysis | EMPA, LA-ICPMS | JEOL JXA-8230 electron probe microanalyzer; RESOlution-LR 193 nm ArF excimer laser ablation system coupled to an Agilent 7700x ICP-MS | Laboratory of Mineral Resources Research Center, Fuzhou University; Adelaide Microscopy, the University of Adelaide | EPMA point analysis: accelerating voltage 15 kV, beam current 20 nA, beam diameter ~5 μm; EPMA mapping: accelerating voltage 20 kV, working current 50 nA, dwell time ~10 ms; BSE imaging: accelerating voltage 20 kV, beam current 10 nA; LA-ICP-MS: energy density 3~3.5 J/cm2, spot sizes 29 to 51 μm, repetition rates 5 Hz (polished thin-section) and 10 Hz (polished blocks), ~30 s background acquisition, ~40 s sample data acquisition | STDGL3 (Danyushevsky et al. 2011) and GSD-1G (USGS) | 4.3096 | [19 empty] | 4574.0715 | [5 empty] | 0.29647 | [5 empty] | 158.931 | [9 empty] | 45160.9249 |  | 26.9704 |  |  |  | 0.064084 | [7 empty] | 177.9662 | [13 empty] | 1357.4689 | [15 empty] | 1.6277 | [17 empty] | 0.078318 | [9 empty] | 4.9598 | [32 empty] | 2025 |  |  | CHN | Tibet
| Lawu |  | Magmatic hydrothermal | Skarn | Cu-Pb-Zn skarn | Cu, Pb, Zn | In, Sn | Cu, Pb, Zn, In, Sn |  |  | 2019-MOR-039-SPB (slC1)-6 | 2019-MOR-039-SPB (slC1)-6 | underground mine |  |  |  |  | ore material | drill core | underground mining tunnels and drill cores | mineral separate | [5 empty] | mineralisation |  |  |  | sphalerite, chalcopyrite, pyrrhotite, pyrite, arsenopyrite |  |  | Sn-poor Epithermal |  |  |  | galena, bismuthinite, marcasite, iron oxides, pyroxene, actinolite, quartz | thin sections and polished blocks examined using optical microscope, BSE detector, and EDS prior to analysis | EMPA, LA-ICPMS | JEOL JXA-8230 electron probe microanalyzer; RESOlution-LR 193 nm ArF excimer laser ablation system coupled to an Agilent 7700x ICP-MS | Laboratory of Mineral Resources Research Center, Fuzhou University; Adelaide Microscopy, the University of Adelaide | EPMA point analysis: accelerating voltage 15 kV, beam current 20 nA, beam diameter ~5 μm; EPMA mapping: accelerating voltage 20 kV, working current 50 nA, dwell time ~10 ms; BSE imaging: accelerating voltage 20 kV, beam current 10 nA; LA-ICP-MS: energy density 3~3.5 J/cm2, spot sizes 29 to 51 μm, repetition rates 5 Hz (polished thin-section) and 10 Hz (polished blocks), ~30 s background acquisition, ~40 s sample data acquisition | STDGL3 (Danyushevsky et al. 2011) and GSD-1G (USGS) | 5.36 | [19 empty] | 4016.6787 | [5 empty] | 5.5488 | [5 empty] | 556.3937 | [9 empty] | 28075.0948 |  | 43.0297 |  |  |  | 0.19965 | [7 empty] | 485.7297 | [13 empty] | 597.024 | [15 empty] | 0.87907 | [17 empty] | 0.028878 | [9 empty] | 145.1386 | [32 empty] | 2025 |  |  | CHN | Tibet
| Lawu |  | Magmatic hydrothermal | Skarn | Cu-Pb-Zn skarn | Cu, Pb, Zn | In, Sn | Cu, Pb, Zn, In, Sn |  |  | 2019-MOR-039-SPB (slC1)-7 | 2019-MOR-039-SPB (slC1)-7 | underground mine |  |  |  |  | ore material | drill core | underground mining tunnels and drill cores | mineral separate | [5 empty] | mineralisation |  |  |  | sphalerite, chalcopyrite, pyrrhotite, pyrite, arsenopyrite |  |  | Sn-poor Epithermal |  |  |  | galena, bismuthinite, marcasite, iron oxides, pyroxene, actinolite, quartz | thin sections and polished blocks examined using optical microscope, BSE detector, and EDS prior to analysis | EMPA, LA-ICPMS | JEOL JXA-8230 electron probe microanalyzer; RESOlution-LR 193 nm ArF excimer laser ablation system coupled to an Agilent 7700x ICP-MS | Laboratory of Mineral Resources Research Center, Fuzhou University; Adelaide Microscopy, the University of Adelaide | EPMA point analysis: accelerating voltage 15 kV, beam current 20 nA, beam diameter ~5 μm; EPMA mapping: accelerating voltage 20 kV, working current 50 nA, dwell time ~10 ms; BSE imaging: accelerating voltage 20 kV, beam current 10 nA; LA-ICP-MS: energy density 3~3.5 J/cm2, spot sizes 29 to 51 μm, repetition rates 5 Hz (polished thin-section) and 10 Hz (polished blocks), ~30 s background acquisition, ~40 s sample data acquisition | STDGL3 (Danyushevsky et al. 2011) and GSD-1G (USGS) | 6.5329 | [19 empty] | 3832.1972 | [5 empty] | 10.1205 | [5 empty] | 801.1515 | [9 empty] | 26120.2621 |  | 36.4645 |  |  |  | 0.067664 | [7 empty] | 656.7347 | [13 empty] | 1052.1895 | [15 empty] | 0.8041 | [17 empty] | 0.50509 | [9 empty] | 239.2824 | [32 empty] | 2025 |  |  | CHN | Tibet
| Lawu |  | Magmatic hydrothermal | Skarn | Cu-Pb-Zn skarn | Cu, Pb, Zn | In, Sn | Cu, Pb, Zn, In, Sn |  |  | 2019-MOR-039-SPB (slC1)-8 | 2019-MOR-039-SPB (slC1)-8 | underground mine |  |  |  |  | ore material | drill core | underground mining tunnels and drill cores | mineral separate | [5 empty] | mineralisation |  |  |  | sphalerite, chalcopyrite, pyrrhotite, pyrite, arsenopyrite |  |  | Sn-poor Epithermal |  |  |  | galena, bismuthinite, marcasite, iron oxides, pyroxene, actinolite, quartz | thin sections and polished blocks examined using optical microscope, BSE detector, and EDS prior to analysis | EMPA, LA-ICPMS | JEOL JXA-8230 electron probe microanalyzer; RESOlution-LR 193 nm ArF excimer laser ablation system coupled to an Agilent 7700x ICP-MS | Laboratory of Mineral Resources Research Center, Fuzhou University; Adelaide Microscopy, the University of Adelaide | EPMA point analysis: accelerating voltage 15 kV, beam current 20 nA, beam diameter ~5 μm; EPMA mapping: accelerating voltage 20 kV, working current 50 nA, dwell time ~10 ms; BSE imaging: accelerating voltage 20 kV, beam current 10 nA; LA-ICP-MS: energy density 3~3.5 J/cm2, spot sizes 29 to 51 μm, repetition rates 5 Hz (polished thin-section) and 10 Hz (polished blocks), ~30 s background acquisition, ~40 s sample data acquisition | STDGL3 (Danyushevsky et al. 2011) and GSD-1G (USGS) | 5.0482 | [19 empty] | 4534.172 | [5 empty] | 0.33333 | [5 empty] | 255.3479 | [9 empty] | 56941.147 |  | 32.2046 |  |  |  | 0.066919 | [7 empty] | 272.5704 | [13 empty] | 5477.6253 | [15 empty] | 0.014422 | [17 empty] | 0.013899 | [9 empty] | 5.0008 | [32 empty] | 2025 |  |  | CHN | Tibet
| Lawu |  | Magmatic hydrothermal | Skarn | Cu-Pb-Zn skarn | Cu, Pb, Zn | In, Sn | Cu, Pb, Zn, In, Sn |  |  | 2019-MOR-039-SPB (slC1)-9 | 2019-MOR-039-SPB (slC1)-9 | underground mine |  |  |  |  | ore material | drill core | underground mining tunnels and drill cores | mineral separate | [5 empty] | mineralisation |  |  |  | sphalerite, chalcopyrite, pyrrhotite, pyrite, arsenopyrite |  |  | Sn-poor Epithermal |  |  |  | galena, bismuthinite, marcasite, iron oxides, pyroxene, actinolite, quartz | thin sections and polished blocks examined using optical microscope, BSE detector, and EDS prior to analysis | EMPA, LA-ICPMS | JEOL JXA-8230 electron probe microanalyzer; RESOlution-LR 193 nm ArF excimer laser ablation system coupled to an Agilent 7700x ICP-MS | Laboratory of Mineral Resources Research Center, Fuzhou University; Adelaide Microscopy, the University of Adelaide | EPMA point analysis: accelerating voltage 15 kV, beam current 20 nA, beam diameter ~5 μm; EPMA mapping: accelerating voltage 20 kV, working current 50 nA, dwell time ~10 ms; BSE imaging: accelerating voltage 20 kV, beam current 10 nA; LA-ICP-MS: energy density 3~3.5 J/cm2, spot sizes 29 to 51 μm, repetition rates 5 Hz (polished thin-section) and 10 Hz (polished blocks), ~30 s background acquisition, ~40 s sample data acquisition | STDGL3 (Danyushevsky et al. 2011) and GSD-1G (USGS) | 4.5452 | [19 empty] | 4470.3288 | [5 empty] | 0.28205 | [5 empty] | 219.2312 | [9 empty] | 55366.5207 |  | 32.0973 |  |  |  | 0.18819 | [7 empty] | 256.9438 | [13 empty] | 5254.891 | [15 empty] | 0.019875 | [17 empty] | 0.013592 | [9 empty] | 4.4682 | [32 empty] | 2025 |  |  | CHN | Tibet
| Lawu |  | Magmatic hydrothermal | Skarn | Cu-Pb-Zn skarn | Cu, Pb, Zn | In, Sn | Cu, Pb, Zn, In, Sn |  |  | 2019-MOR-039-SPB (slC1)-10 | 2019-MOR-039-SPB (slC1)-10 | underground mine |  |  |  |  | ore material | drill core | underground mining tunnels and drill cores | mineral separate | [5 empty] | mineralisation |  |  |  | sphalerite, chalcopyrite, pyrrhotite, pyrite, arsenopyrite |  |  | Sn-poor Epithermal |  |  |  | galena, bismuthinite, marcasite, iron oxides, pyroxene, actinolite, quartz | thin sections and polished blocks examined using optical microscope, BSE detector, and EDS prior to analysis | EMPA, LA-ICPMS | JEOL JXA-8230 electron probe microanalyzer; RESOlution-LR 193 nm ArF excimer laser ablation system coupled to an Agilent 7700x ICP-MS | Laboratory of Mineral Resources Research Center, Fuzhou University; Adelaide Microscopy, the University of Adelaide | EPMA point analysis: accelerating voltage 15 kV, beam current 20 nA, beam diameter ~5 μm; EPMA mapping: accelerating voltage 20 kV, working current 50 nA, dwell time ~10 ms; BSE imaging: accelerating voltage 20 kV, beam current 10 nA; LA-ICP-MS: energy density 3~3.5 J/cm2, spot sizes 29 to 51 μm, repetition rates 5 Hz (polished thin-section) and 10 Hz (polished blocks), ~30 s background acquisition, ~40 s sample data acquisition | STDGL3 (Danyushevsky et al. 2011) and GSD-1G (USGS) | 5.0361 | [19 empty] | 4531.9264 | [5 empty] | 0.39761 | [5 empty] | 230.1378 | [9 empty] | 56404.0382 |  | 38.2387 |  |  |  | 0.064482 | [7 empty] | 267.5346 | [13 empty] | 5603.2556 | [15 empty] | 0.006922 | [17 empty] | 0.011904 | [9 empty] | 4.3602 | [32 empty] | 2025 |  |  | CHN | Tibet
| Lawu |  | Magmatic hydrothermal | Skarn | Cu-Pb-Zn skarn | Cu, Pb, Zn | In, Sn | Cu, Pb, Zn, In, Sn |  |  | 2019-MOR-039-SPB (slC1)-11 | 2019-MOR-039-SPB (slC1)-11 | underground mine |  |  |  |  | ore material | drill core | underground mining tunnels and drill cores | mineral separate | [5 empty] | mineralisation |  |  |  | sphalerite, chalcopyrite, pyrrhotite, pyrite, arsenopyrite |  |  | Sn-poor Epithermal |  |  |  | galena, bismuthinite, marcasite, iron oxides, pyroxene, actinolite, quartz | thin sections and polished blocks examined using optical microscope, BSE detector, and EDS prior to analysis | EMPA, LA-ICPMS | JEOL JXA-8230 electron probe microanalyzer; RESOlution-LR 193 nm ArF excimer laser ablation system coupled to an Agilent 7700x ICP-MS | Laboratory of Mineral Resources Research Center, Fuzhou University; Adelaide Microscopy, the University of Adelaide | EPMA point analysis: accelerating voltage 15 kV, beam current 20 nA, beam diameter ~5 μm; EPMA mapping: accelerating voltage 20 kV, working current 50 nA, dwell time ~10 ms; BSE imaging: accelerating voltage 20 kV, beam current 10 nA; LA-ICP-MS: energy density 3~3.5 J/cm2, spot sizes 29 to 51 μm, repetition rates 5 Hz (polished thin-section) and 10 Hz (polished blocks), ~30 s background acquisition, ~40 s sample data acquisition | STDGL3 (Danyushevsky et al. 2011) and GSD-1G (USGS) | 4.4305 | [19 empty] | 4461.0727 | [5 empty] | 8.9558 | [5 empty] | 462.5877 | [9 empty] | 19701.6925 |  | 71.3036 |  |  |  | 0.14462 | [7 empty] | 58.5266 | [13 empty] | 444.677 | [15 empty] | 0.46208 | [17 empty] | 0.0545 | [9 empty] | 274.9457 | [32 empty] | 2025 |  |  | CHN | Tibet
| Lawu |  | Magmatic hydrothermal | Skarn | Cu-Pb-Zn skarn | Cu, Pb, Zn | In, Sn | Cu, Pb, Zn, In, Sn |  |  | 2019-MOR-039-SPB (slC1)-12 | 2019-MOR-039-SPB (slC1)-12 | underground mine |  |  |  |  | ore material | drill core | underground mining tunnels and drill cores | mineral separate | [5 empty] | mineralisation |  |  |  | sphalerite, chalcopyrite, pyrrhotite, pyrite, arsenopyrite |  |  | Sn-poor Epithermal |  |  |  | galena, bismuthinite, marcasite, iron oxides, pyroxene, actinolite, quartz | thin sections and polished blocks examined using optical microscope, BSE detector, and EDS prior to analysis | EMPA, LA-ICPMS | JEOL JXA-8230 electron probe microanalyzer; RESOlution-LR 193 nm ArF excimer laser ablation system coupled to an Agilent 7700x ICP-MS | Laboratory of Mineral Resources Research Center, Fuzhou University; Adelaide Microscopy, the University of Adelaide | EPMA point analysis: accelerating voltage 15 kV, beam current 20 nA, beam diameter ~5 μm; EPMA mapping: accelerating voltage 20 kV, working current 50 nA, dwell time ~10 ms; BSE imaging: accelerating voltage 20 kV, beam current 10 nA; LA-ICP-MS: energy density 3~3.5 J/cm2, spot sizes 29 to 51 μm, repetition rates 5 Hz (polished thin-section) and 10 Hz (polished blocks), ~30 s background acquisition, ~40 s sample data acquisition | STDGL3 (Danyushevsky et al. 2011) and GSD-1G (USGS) | 4.7947 | [19 empty] | 3724.9722 | [5 empty] | 9.3435 | [5 empty] | 275.1104 | [9 empty] | 24073.6376 |  | 14.7286 |  |  |  | 0.069037 | [7 empty] | 121.6677 | [13 empty] | 1195.7177 | [15 empty] | 21.1769 | [17 empty] | 0.20239 | [9 empty] | 5.3589 | [32 empty] | 2025 |  |  | CHN | Tibet
| Lawu |  | Magmatic hydrothermal | Skarn | Cu-Pb-Zn skarn | Cu, Pb, Zn | In, Sn | Cu, Pb, Zn, In, Sn |  |  | Hanes (1962)-1 | Hanes (1962)-1 | underground mine |  |  |  |  | ore material | drill core | underground mining tunnels and drill cores | mineral separate | [5 empty] | mineralisation |  |  |  | sphalerite, chalcopyrite, pyrrhotite, pyrite, arsenopyrite |  |  | Sn-rich Epithermal |  |  |  | galena, bismuthinite, marcasite, iron oxides, pyroxene, actinolite, quartz | thin sections and polished blocks examined using optical microscope, BSE detector, and EDS prior to analysis | EMPA, LA-ICPMS | JEOL JXA-8230 electron probe microanalyzer; RESOlution-LR 193 nm ArF excimer laser ablation system coupled to an Agilent 7700x ICP-MS | Laboratory of Mineral Resources Research Center, Fuzhou University; Adelaide Microscopy, the University of Adelaide | EPMA point analysis: accelerating voltage 15 kV, beam current 20 nA, beam diameter ~5 μm; EPMA mapping: accelerating voltage 20 kV, working current 50 nA, dwell time ~10 ms; BSE imaging: accelerating voltage 20 kV, beam current 10 nA; LA-ICP-MS: energy density 3~3.5 J/cm2, spot sizes 29 to 51 μm, repetition rates 5 Hz (polished thin-section) and 10 Hz (polished blocks), ~30 s background acquisition, ~40 s sample data acquisition | STDGL3 (Danyushevsky et al. 2011) and GSD-1G (USGS) | 13.6 | [19 empty] | 4094 | [5 empty] | 3.1 | [5 empty] | 683 | [9 empty] | 109931 |  | 4.67 |  |  |  | 1.21 | [7 empty] | 38 | [13 empty] | 3468 | [15 empty] | 0.05 | [17 empty] | 0.05 | [9 empty] | 1.1 | [32 empty] | 2025 |  |  | CHN | Tibet
| Lawu |  | Magmatic hydrothermal | Skarn | Cu-Pb-Zn skarn | Cu, Pb, Zn | In, Sn | Cu, Pb, Zn, In, Sn |  |  | Hanes (1962)-2 | Hanes (1962)-2 | underground mine |  |  |  |  | ore material | drill core | underground mining tunnels and drill cores | mineral separate | [5 empty] | mineralisation |  |  |  | sphalerite, chalcopyrite, pyrrhotite, pyrite, arsenopyrite |  |  | Sn-rich Epithermal |  |  |  | galena, bismuthinite, marcasite, iron oxides, pyroxene, actinolite, quartz | thin sections and polished blocks examined using optical microscope, BSE detector, and EDS prior to analysis | EMPA, LA-ICPMS | JEOL JXA-8230 electron probe microanalyzer; RESOlution-LR 193 nm ArF excimer laser ablation system coupled to an Agilent 7700x ICP-MS | Laboratory of Mineral Resources Research Center, Fuzhou University; Adelaide Microscopy, the University of Adelaide | EPMA point analysis: accelerating voltage 15 kV, beam current 20 nA, beam diameter ~5 μm; EPMA mapping: accelerating voltage 20 kV, working current 50 nA, dwell time ~10 ms; BSE imaging: accelerating voltage 20 kV, beam current 10 nA; LA-ICP-MS: energy density 3~3.5 J/cm2, spot sizes 29 to 51 μm, repetition rates 5 Hz (polished thin-section) and 10 Hz (polished blocks), ~30 s background acquisition, ~40 s sample data acquisition | STDGL3 (Danyushevsky et al. 2011) and GSD-1G (USGS) | 9.61 | [19 empty] | 4338 | [5 empty] | 0.73 | [5 empty] | 168 | [9 empty] | 92516 |  | 1.4 |  |  |  | 1.14 | [7 empty] | 71.2 | [13 empty] | 4615 | [15 empty] | 1.61 | [17 empty] | 1.22 | [9 empty] | 22.7 | [32 empty] | 2025 |  |  | CHN | Tibet
| Lawu |  | Magmatic hydrothermal | Skarn | Cu-Pb-Zn skarn | Cu, Pb, Zn | In, Sn | Cu, Pb, Zn, In, Sn |  |  | Hanes (1962)-3 | Hanes (1962)-3 | underground mine |  |  |  |  | ore material | drill core | underground mining tunnels and drill cores | mineral separate | [5 empty] | mineralisation |  |  |  | sphalerite, chalcopyrite, pyrrhotite, pyrite, arsenopyrite |  |  | Sn-rich Epithermal |  |  |  | galena, bismuthinite, marcasite, iron oxides, pyroxene, actinolite, quartz | thin sections and polished blocks examined using optical microscope, BSE detector, and EDS prior to analysis | EMPA, LA-ICPMS | JEOL JXA-8230 electron probe microanalyzer; RESOlution-LR 193 nm ArF excimer laser ablation system coupled to an Agilent 7700x ICP-MS | Laboratory of Mineral Resources Research Center, Fuzhou University; Adelaide Microscopy, the University of Adelaide | EPMA point analysis: accelerating voltage 15 kV, beam current 20 nA, beam diameter ~5 μm; EPMA mapping: accelerating voltage 20 kV, working current 50 nA, dwell time ~10 ms; BSE imaging: accelerating voltage 20 kV, beam current 10 nA; LA-ICP-MS: energy density 3~3.5 J/cm2, spot sizes 29 to 51 μm, repetition rates 5 Hz (polished thin-section) and 10 Hz (polished blocks), ~30 s background acquisition, ~40 s sample data acquisition | STDGL3 (Danyushevsky et al. 2011) and GSD-1G (USGS) | 3.72 | [19 empty] | 3942 | [5 empty] | 7.82 | [5 empty] | 99 | [9 empty] | 83527 |  | 4.83 |  |  |  | 1.14 | [7 empty] | 86 | [13 empty] | 1747 | [15 empty] | 0.18 | [17 empty] | 0.05 | [9 empty] | 25.4 | [32 empty] | 2025 |  |  | CHN | Tibet
| Lawu |  | Magmatic hydrothermal | Skarn | Cu-Pb-Zn skarn | Cu, Pb, Zn | In, Sn | Cu, Pb, Zn, In, Sn |  |  | Hanes (1962)-4 | Hanes (1962)-4 | underground mine |  |  |  |  | ore material | drill core | underground mining tunnels and drill cores | mineral separate | [5 empty] | mineralisation |  |  |  | sphalerite, chalcopyrite, pyrrhotite, pyrite, arsenopyrite |  |  | Sn-rich Epithermal |  |  |  | galena, bismuthinite, marcasite, iron oxides, pyroxene, actinolite, quartz | thin sections and polished blocks examined using optical microscope, BSE detector, and EDS prior to analysis | EMPA, LA-ICPMS | JEOL JXA-8230 electron probe microanalyzer; RESOlution-LR 193 nm ArF excimer laser ablation system coupled to an Agilent 7700x ICP-MS | Laboratory of Mineral Resources Research Center, Fuzhou University; Adelaide Microscopy, the University of Adelaide | EPMA point analysis: accelerating voltage 15 kV, beam current 20 nA, beam diameter ~5 μm; EPMA mapping: accelerating voltage 20 kV, working current 50 nA, dwell time ~10 ms; BSE imaging: accelerating voltage 20 kV, beam current 10 nA; LA-ICP-MS: energy density 3~3.5 J/cm2, spot sizes 29 to 51 μm, repetition rates 5 Hz (polished thin-section) and 10 Hz (polished blocks), ~30 s background acquisition, ~40 s sample data acquisition | STDGL3 (Danyushevsky et al. 2011) and GSD-1G (USGS) | 38.8 | [19 empty] | 3756 | [5 empty] | 0.56 | [5 empty] | 2829 | [9 empty] | 108355 |  | 4.25 |  |  |  | 1.19 | [7 empty] | 43.4 | [13 empty] | 3615 | [15 empty] | 0.75 | [17 empty] | 0.65 | [9 empty] | 4 | [32 empty] | 2025 |  |  | CHN | Tibet
| Lawu |  | Magmatic hydrothermal | Skarn | Cu-Pb-Zn skarn | Cu, Pb, Zn | In, Sn | Cu, Pb, Zn, In, Sn |  |  | Hanes (1962)-5 | Hanes (1962)-5 | underground mine |  |  |  |  | ore material | drill core | underground mining tunnels and drill cores | mineral separate | [5 empty] | mineralisation |  |  |  | sphalerite, chalcopyrite, pyrrhotite, pyrite, arsenopyrite |  |  | Sn-rich Epithermal |  |  |  | galena, bismuthinite, marcasite, iron oxides, pyroxene, actinolite, quartz | thin sections and polished blocks examined using optical microscope, BSE detector, and EDS prior to analysis | EMPA, LA-ICPMS | JEOL JXA-8230 electron probe microanalyzer; RESOlution-LR 193 nm ArF excimer laser ablation system coupled to an Agilent 7700x ICP-MS | Laboratory of Mineral Resources Research Center, Fuzhou University; Adelaide Microscopy, the University of Adelaide | EPMA point analysis: accelerating voltage 15 kV, beam current 20 nA, beam diameter ~5 μm; EPMA mapping: accelerating voltage 20 kV, working current 50 nA, dwell time ~10 ms; BSE imaging: accelerating voltage 20 kV, beam current 10 nA; LA-ICP-MS: energy density 3~3.5 J/cm2, spot sizes 29 to 51 μm, repetition rates 5 Hz (polished thin-section) and 10 Hz (polished blocks), ~30 s background acquisition, ~40 s sample data acquisition | STDGL3 (Danyushevsky et al. 2011) and GSD-1G (USGS) | 12.3 | [19 empty] | 3910 | [5 empty] | 1.65 | [5 empty] | 335 | [9 empty] | 79417 |  | 3.04 |  |  |  | 1.41 | [7 empty] | 65.7 | [13 empty] | 5941 | [15 empty] | 38.8 | [17 empty] | 4.02 | [9 empty] | 29.2 | [32 empty] | 2025 |  |  | CHN | Tibet
| Lawu |  | Magmatic hydrothermal | Skarn | Cu-Pb-Zn skarn | Cu, Pb, Zn | In, Sn | Cu, Pb, Zn, In, Sn |  |  | Hanes (1962)-6 | Hanes (1962)-6 | underground mine |  |  |  |  | ore material | drill core | underground mining tunnels and drill cores | mineral separate | [5 empty] | mineralisation |  |  |  | sphalerite, chalcopyrite, pyrrhotite, pyrite, arsenopyrite |  |  | Sn-rich Epithermal |  |  |  | galena, bismuthinite, marcasite, iron oxides, pyroxene, actinolite, quartz | thin sections and polished blocks examined using optical microscope, BSE detector, and EDS prior to analysis | EMPA, LA-ICPMS | JEOL JXA-8230 electron probe microanalyzer; RESOlution-LR 193 nm ArF excimer laser ablation system coupled to an Agilent 7700x ICP-MS | Laboratory of Mineral Resources Research Center, Fuzhou University; Adelaide Microscopy, the University of Adelaide | EPMA point analysis: accelerating voltage 15 kV, beam current 20 nA, beam diameter ~5 μm; EPMA mapping: accelerating voltage 20 kV, working current 50 nA, dwell time ~10 ms; BSE imaging: accelerating voltage 20 kV, beam current 10 nA; LA-ICP-MS: energy density 3~3.5 J/cm2, spot sizes 29 to 51 μm, repetition rates 5 Hz (polished thin-section) and 10 Hz (polished blocks), ~30 s background acquisition, ~40 s sample data acquisition | STDGL3 (Danyushevsky et al. 2011) and GSD-1G (USGS) | 6.22 | [19 empty] | 3189 | [5 empty] | 7.43 | [5 empty] | 20 | [9 empty] | 50902 |  | 1.86 |  |  |  | 0.97 | [7 empty] | 17 | [13 empty] | 2192 | [15 empty] | 2.72 | [17 empty] | 1.84 | [9 empty] | 6.2 | [32 empty] | 2025 |  |  | CHN | Tibet
| Lawu |  | Magmatic hydrothermal | Skarn | Cu-Pb-Zn skarn | Cu, Pb, Zn | In, Sn | Cu, Pb, Zn, In, Sn |  |  | Hanes (1962)-7 | Hanes (1962)-7 | underground mine |  |  |  |  | ore material | drill core | underground mining tunnels and drill cores | mineral separate | [5 empty] | mineralisation |  |  |  | sphalerite, chalcopyrite, pyrrhotite, pyrite, arsenopyrite |  |  | Sn-rich Epithermal |  |  |  | galena, bismuthinite, marcasite, iron oxides, pyroxene, actinolite, quartz | thin sections and polished blocks examined using optical microscope, BSE detector, and EDS prior to analysis | EMPA, LA-ICPMS | JEOL JXA-8230 electron probe microanalyzer; RESOlution-LR 193 nm ArF excimer laser ablation system coupled to an Agilent 7700x ICP-MS | Laboratory of Mineral Resources Research Center, Fuzhou University; Adelaide Microscopy, the University of Adelaide | EPMA point analysis: accelerating voltage 15 kV, beam current 20 nA, beam diameter ~5 μm; EPMA mapping: accelerating voltage 20 kV, working current 50 nA, dwell time ~10 ms; BSE imaging: accelerating voltage 20 kV, beam current 10 nA; LA-ICP-MS: energy density 3~3.5 J/cm2, spot sizes 29 to 51 μm, repetition rates 5 Hz (polished thin-section) and 10 Hz (polished blocks), ~30 s background acquisition, ~40 s sample data acquisition | STDGL3 (Danyushevsky et al. 2011) and GSD-1G (USGS) | 6.75 | [19 empty] | 5223 | [5 empty] | 39 | [5 empty] | 1594 | [9 empty] | 108572 |  | 10.4 |  |  |  | 1.3 | [7 empty] | 23.4 | [13 empty] | 782 | [15 empty] | 11.7 | [17 empty] | 0.07 | [9 empty] | 319 | [32 empty] | 2025 |  |  | CHN | Tibet
| Lawu |  | Magmatic hydrothermal | Skarn | Cu-Pb-Zn skarn | Cu, Pb, Zn | In, Sn | Cu, Pb, Zn, In, Sn |  |  | Toyoha (In-1)-1 | Toyoha (In-1)-1 | underground mine |  |  |  |  | ore material | drill core | underground mining tunnels and drill cores | mineral separate | [5 empty] | mineralisation |  |  |  | sphalerite, chalcopyrite, pyrrhotite, pyrite, arsenopyrite |  |  | Sn-rich Epithermal |  |  |  | galena, bismuthinite, marcasite, iron oxides, pyroxene, actinolite, quartz | thin sections and polished blocks examined using optical microscope, BSE detector, and EDS prior to analysis | EMPA, LA-ICPMS | JEOL JXA-8230 electron probe microanalyzer; RESOlution-LR 193 nm ArF excimer laser ablation system coupled to an Agilent 7700x ICP-MS | Laboratory of Mineral Resources Research Center, Fuzhou University; Adelaide Microscopy, the University of Adelaide | EPMA point analysis: accelerating voltage 15 kV, beam current 20 nA, beam diameter ~5 μm; EPMA mapping: accelerating voltage 20 kV, working current 50 nA, dwell time ~10 ms; BSE imaging: accelerating voltage 20 kV, beam current 10 nA; LA-ICP-MS: energy density 3~3.5 J/cm2, spot sizes 29 to 51 μm, repetition rates 5 Hz (polished thin-section) and 10 Hz (polished blocks), ~30 s background acquisition, ~40 s sample data acquisition | STDGL3 (Danyushevsky et al. 2011) and GSD-1G (USGS) | 5959 | [19 empty] | 8501 | [5 empty] | 0.78 | [5 empty] | 32007 | [9 empty] | 34976 |  | 160 |  |  |  | 0.9 | [7 empty] | 18136 | [13 empty] | 74 | [15 empty] | 79.2 | [17 empty] | 12 | [9 empty] | 13408 | [32 empty] | 2025 |  |  | CHN | Tibet
| Lawu |  | Magmatic hydrothermal | Skarn | Cu-Pb-Zn skarn | Cu, Pb, Zn | In, Sn | Cu, Pb, Zn, In, Sn |  |  | Toyoha (In-1)-2 | Toyoha (In-1)-2 | underground mine |  |  |  |  | ore material | drill core | underground mining tunnels and drill cores | mineral separate | [5 empty] | mineralisation |  |  |  | sphalerite, chalcopyrite, pyrrhotite, pyrite, arsenopyrite |  |  | Sn-rich Epithermal |  |  |  | galena, bismuthinite, marcasite, iron oxides, pyroxene, actinolite, quartz | thin sections and polished blocks examined using optical microscope, BSE detector, and EDS prior to analysis | EMPA, LA-ICPMS | JEOL JXA-8230 electron probe microanalyzer; RESOlution-LR 193 nm ArF excimer laser ablation system coupled to an Agilent 7700x ICP-MS | Laboratory of Mineral Resources Research Center, Fuzhou University; Adelaide Microscopy, the University of Adelaide | EPMA point analysis: accelerating voltage 15 kV, beam current 20 nA, beam diameter ~5 μm; EPMA mapping: accelerating voltage 20 kV, working current 50 nA, dwell time ~10 ms; BSE imaging: accelerating voltage 20 kV, beam current 10 nA; LA-ICP-MS: energy density 3~3.5 J/cm2, spot sizes 29 to 51 μm, repetition rates 5 Hz (polished thin-section) and 10 Hz (polished blocks), ~30 s background acquisition, ~40 s sample data acquisition | STDGL3 (Danyushevsky et al. 2011) and GSD-1G (USGS) | 6065 | [19 empty] | 10472 | [5 empty] | 0.85 | [5 empty] | 30667 | [9 empty] | 30993 |  | 201 |  |  |  | 0.8 | [7 empty] | 25692 | [13 empty] | 75 | [15 empty] | 228 | [17 empty] | 22.2 | [9 empty] | 11962 | [32 empty] | 2025 |  |  | CHN | Tibet
| Lawu |  | Magmatic hydrothermal | Skarn | Cu-Pb-Zn skarn | Cu, Pb, Zn | In, Sn | Cu, Pb, Zn, In, Sn |  |  | Toyoha (In-1)-3 | Toyoha (In-1)-3 | underground mine |  |  |  |  | ore material | drill core | underground mining tunnels and drill cores | mineral separate | [5 empty] | mineralisation |  |  |  | sphalerite, chalcopyrite, pyrrhotite, pyrite, arsenopyrite |  |  | Sn-rich Epithermal |  |  |  | galena, bismuthinite, marcasite, iron oxides, pyroxene, actinolite, quartz | thin sections and polished blocks examined using optical microscope, BSE detector, and EDS prior to analysis | EMPA, LA-ICPMS | JEOL JXA-8230 electron probe microanalyzer; RESOlution-LR 193 nm ArF excimer laser ablation system coupled to an Agilent 7700x ICP-MS | Laboratory of Mineral Resources Research Center, Fuzhou University; Adelaide Microscopy, the University of Adelaide | EPMA point analysis: accelerating voltage 15 kV, beam current 20 nA, beam diameter ~5 μm; EPMA mapping: accelerating voltage 20 kV, working current 50 nA, dwell time ~10 ms; BSE imaging: accelerating voltage 20 kV, beam current 10 nA; LA-ICP-MS: energy density 3~3.5 J/cm2, spot sizes 29 to 51 μm, repetition rates 5 Hz (polished thin-section) and 10 Hz (polished blocks), ~30 s background acquisition, ~40 s sample data acquisition | STDGL3 (Danyushevsky et al. 2011) and GSD-1G (USGS) | 6640 | [19 empty] | 7899 | [5 empty] | 1.9 | [5 empty] | 27728 | [9 empty] | 35613 |  | 183 |  |  |  | 1 | [7 empty] | 14884 | [13 empty] | 80 | [15 empty] | 94.8 | [17 empty] | 11.6 | [9 empty] | 16557 | [32 empty] | 2025 |  |  | CHN | Tibet
| Lawu |  | Magmatic hydrothermal | Skarn | Cu-Pb-Zn skarn | Cu, Pb, Zn | In, Sn | Cu, Pb, Zn, In, Sn |  |  | Toyoha (In-1)-4 | Toyoha (In-1)-4 | underground mine |  |  |  |  | ore material | drill core | underground mining tunnels and drill cores | mineral separate | [5 empty] | mineralisation |  |  |  | sphalerite, chalcopyrite, pyrrhotite, pyrite, arsenopyrite |  |  | Sn-rich Epithermal |  |  |  | galena, bismuthinite, marcasite, iron oxides, pyroxene, actinolite, quartz | thin sections and polished blocks examined using optical microscope, BSE detector, and EDS prior to analysis | EMPA, LA-ICPMS | JEOL JXA-8230 electron probe microanalyzer; RESOlution-LR 193 nm ArF excimer laser ablation system coupled to an Agilent 7700x ICP-MS | Laboratory of Mineral Resources Research Center, Fuzhou University; Adelaide Microscopy, the University of Adelaide | EPMA point analysis: accelerating voltage 15 kV, beam current 20 nA, beam diameter ~5 μm; EPMA mapping: accelerating voltage 20 kV, working current 50 nA, dwell time ~10 ms; BSE imaging: accelerating voltage 20 kV, beam current 10 nA; LA-ICP-MS: energy density 3~3.5 J/cm2, spot sizes 29 to 51 μm, repetition rates 5 Hz (polished thin-section) and 10 Hz (polished blocks), ~30 s background acquisition, ~40 s sample data acquisition | STDGL3 (Danyushevsky et al. 2011) and GSD-1G (USGS) | 11313 | [19 empty] | 12141 | [5 empty] | 16.4 | [5 empty] | 34839 | [9 empty] | 60333 |  | 147 |  |  |  | 1.2 | [7 empty] | 2220 | [13 empty] | 158 | [15 empty] | 111 | [17 empty] | 10.7 | [9 empty] | 29962 | [32 empty] | 2025 |  |  | CHN | Tibet
| Lawu |  | Magmatic hydrothermal | Skarn | Cu-Pb-Zn skarn | Cu, Pb, Zn | In, Sn | Cu, Pb, Zn, In, Sn |  |  | Toyoha (In-1)-5 | Toyoha (In-1)-5 | underground mine |  |  |  |  | ore material | drill core | underground mining tunnels and drill cores | mineral separate | [5 empty] | mineralisation |  |  |  | sphalerite, chalcopyrite, pyrrhotite, pyrite, arsenopyrite |  |  | Sn-rich Epithermal |  |  |  | galena, bismuthinite, marcasite, iron oxides, pyroxene, actinolite, quartz | thin sections and polished blocks examined using optical microscope, BSE detector, and EDS prior to analysis | EMPA, LA-ICPMS | JEOL JXA-8230 electron probe microanalyzer; RESOlution-LR 193 nm ArF excimer laser ablation system coupled to an Agilent 7700x ICP-MS | Laboratory of Mineral Resources Research Center, Fuzhou University; Adelaide Microscopy, the University of Adelaide | EPMA point analysis: accelerating voltage 15 kV, beam current 20 nA, beam diameter ~5 μm; EPMA mapping: accelerating voltage 20 kV, working current 50 nA, dwell time ~10 ms; BSE imaging: accelerating voltage 20 kV, beam current 10 nA; LA-ICP-MS: energy density 3~3.5 J/cm2, spot sizes 29 to 51 μm, repetition rates 5 Hz (polished thin-section) and 10 Hz (polished blocks), ~30 s background acquisition, ~40 s sample data acquisition | STDGL3 (Danyushevsky et al. 2011) and GSD-1G (USGS) | 3664 | [19 empty] | 9033 | [5 empty] | 0.01 | [5 empty] | 37738 | [9 empty] | 50537 |  | 197 |  |  |  | 0.9 | [7 empty] | 61598 | [13 empty] | 72 | [15 empty] | 19.5 | [17 empty] | 7.8 | [9 empty] | 1402 | [32 empty] | 2025 |  |  | CHN | Tibet
| Lawu |  | Magmatic hydrothermal | Skarn | Cu-Pb-Zn skarn | Cu, Pb, Zn | In, Sn | Cu, Pb, Zn, In, Sn |  |  | Toyoha (In-1)-6 | Toyoha (In-1)-6 | underground mine |  |  |  |  | ore material | drill core | underground mining tunnels and drill cores | mineral separate | [5 empty] | mineralisation |  |  |  | sphalerite, chalcopyrite, pyrrhotite, pyrite, arsenopyrite |  |  | Sn-rich Epithermal |  |  |  | galena, bismuthinite, marcasite, iron oxides, pyroxene, actinolite, quartz | thin sections and polished blocks examined using optical microscope, BSE detector, and EDS prior to analysis | EMPA, LA-ICPMS | JEOL JXA-8230 electron probe microanalyzer; RESOlution-LR 193 nm ArF excimer laser ablation system coupled to an Agilent 7700x ICP-MS | Laboratory of Mineral Resources Research Center, Fuzhou University; Adelaide Microscopy, the University of Adelaide | EPMA point analysis: accelerating voltage 15 kV, beam current 20 nA, beam diameter ~5 μm; EPMA mapping: accelerating voltage 20 kV, working current 50 nA, dwell time ~10 ms; BSE imaging: accelerating voltage 20 kV, beam current 10 nA; LA-ICP-MS: energy density 3~3.5 J/cm2, spot sizes 29 to 51 μm, repetition rates 5 Hz (polished thin-section) and 10 Hz (polished blocks), ~30 s background acquisition, ~40 s sample data acquisition | STDGL3 (Danyushevsky et al. 2011) and GSD-1G (USGS) | 485 | [19 empty] | 2306 | [5 empty] | 35.5 | [5 empty] | 1941 | [9 empty] | 36510 |  | 85 |  |  |  | 2.4 | [7 empty] | 38 | [13 empty] | 296 | [15 empty] | 103 | [17 empty] | 92.9 | [9 empty] | 1406 | [32 empty] | 2025 |  |  | CHN | Tibet
| Lawu |  | Magmatic hydrothermal | Skarn | Cu-Pb-Zn skarn | Cu, Pb, Zn | In, Sn | Cu, Pb, Zn, In, Sn |  |  | Toyoha (In-1)-7 | Toyoha (In-1)-7 | underground mine |  |  |  |  | ore material | drill core | underground mining tunnels and drill cores | mineral separate | [5 empty] | mineralisation |  |  |  | sphalerite, chalcopyrite, pyrrhotite, pyrite, arsenopyrite |  |  | Sn-rich Epithermal |  |  |  | galena, bismuthinite, marcasite, iron oxides, pyroxene, actinolite, quartz | thin sections and polished blocks examined using optical microscope, BSE detector, and EDS prior to analysis | EMPA, LA-ICPMS | JEOL JXA-8230 electron probe microanalyzer; RESOlution-LR 193 nm ArF excimer laser ablation system coupled to an Agilent 7700x ICP-MS | Laboratory of Mineral Resources Research Center, Fuzhou University; Adelaide Microscopy, the University of Adelaide | EPMA point analysis: accelerating voltage 15 kV, beam current 20 nA, beam diameter ~5 μm; EPMA mapping: accelerating voltage 20 kV, working current 50 nA, dwell time ~10 ms; BSE imaging: accelerating voltage 20 kV, beam current 10 nA; LA-ICP-MS: energy density 3~3.5 J/cm2, spot sizes 29 to 51 μm, repetition rates 5 Hz (polished thin-section) and 10 Hz (polished blocks), ~30 s background acquisition, ~40 s sample data acquisition | STDGL3 (Danyushevsky et al. 2011) and GSD-1G (USGS) | 844 | [19 empty] | 9631 | [5 empty] | 0.3 | [5 empty] | 2366 | [9 empty] | 57889 |  | 500 |  |  |  | 3.8 | [7 empty] | 408 | [13 empty] | 183 | [15 empty] | 158 | [17 empty] | 131 | [9 empty] | 2505 | [32 empty] | 2025 |  |  | CHN | Tibet
| Lawu |  | Magmatic hydrothermal | Skarn | Cu-Pb-Zn skarn | Cu, Pb, Zn | In, Sn | Cu, Pb, Zn, In, Sn |  |  | Toyoha (In-1)-8 | Toyoha (In-1)-8 | underground mine |  |  |  |  | ore material | drill core | underground mining tunnels and drill cores | mineral separate | [5 empty] | mineralisation |  |  |  | sphalerite, chalcopyrite, pyrrhotite, pyrite, arsenopyrite |  |  | Sn-rich Epithermal |  |  |  | galena, bismuthinite, marcasite, iron oxides, pyroxene, actinolite, quartz | thin sections and polished blocks examined using optical microscope, BSE detector, and EDS prior to analysis | EMPA, LA-ICPMS | JEOL JXA-8230 electron probe microanalyzer; RESOlution-LR 193 nm ArF excimer laser ablation system coupled to an Agilent 7700x ICP-MS | Laboratory of Mineral Resources Research Center, Fuzhou University; Adelaide Microscopy, the University of Adelaide | EPMA point analysis: accelerating voltage 15 kV, beam current 20 nA, beam diameter ~5 μm; EPMA mapping: accelerating voltage 20 kV, working current 50 nA, dwell time ~10 ms; BSE imaging: accelerating voltage 20 kV, beam current 10 nA; LA-ICP-MS: energy density 3~3.5 J/cm2, spot sizes 29 to 51 μm, repetition rates 5 Hz (polished thin-section) and 10 Hz (polished blocks), ~30 s background acquisition, ~40 s sample data acquisition | STDGL3 (Danyushevsky et al. 2011) and GSD-1G (USGS) | 763 | [19 empty] | 13081 | [5 empty] | 1.04 | [5 empty] | 2798 | [9 empty] | 57067 |  | 601 |  |  |  | 3.7 | [7 empty] | 1082 | [13 empty] | 180 | [15 empty] | 237 | [17 empty] | 104 | [9 empty] | 2319 | [32 empty] | 2025 |  |  | CHN | Tibet
| Lawu |  | Magmatic hydrothermal | Skarn | Cu-Pb-Zn skarn | Cu, Pb, Zn | In, Sn | Cu, Pb, Zn, In, Sn |  |  | Toyoha (In-1)-9 | Toyoha (In-1)-9 | underground mine |  |  |  |  | ore material | drill core | underground mining tunnels and drill cores | mineral separate | [5 empty] | mineralisation |  |  |  | sphalerite, chalcopyrite, pyrrhotite, pyrite, arsenopyrite |  |  | Sn-rich Epithermal |  |  |  | galena, bismuthinite, marcasite, iron oxides, pyroxene, actinolite, quartz | thin sections and polished blocks examined using optical microscope, BSE detector, and EDS prior to analysis | EMPA, LA-ICPMS | JEOL JXA-8230 electron probe microanalyzer; RESOlution-LR 193 nm ArF excimer laser ablation system coupled to an Agilent 7700x ICP-MS | Laboratory of Mineral Resources Research Center, Fuzhou University; Adelaide Microscopy, the University of Adelaide | EPMA point analysis: accelerating voltage 15 kV, beam current 20 nA, beam diameter ~5 μm; EPMA mapping: accelerating voltage 20 kV, working current 50 nA, dwell time ~10 ms; BSE imaging: accelerating voltage 20 kV, beam current 10 nA; LA-ICP-MS: energy density 3~3.5 J/cm2, spot sizes 29 to 51 μm, repetition rates 5 Hz (polished thin-section) and 10 Hz (polished blocks), ~30 s background acquisition, ~40 s sample data acquisition | STDGL3 (Danyushevsky et al. 2011) and GSD-1G (USGS) | 2931 | [19 empty] | 8212 | [5 empty] | 1.03 | [5 empty] | 39245 | [9 empty] | 45751 |  | 211 |  |  |  | 0.9 | [7 empty] | 61139 | [13 empty] | 70 | [15 empty] | 16.9 | [17 empty] | 1.6 | [9 empty] | 2488 | [32 empty] | 2025 |  |  | CHN | Tibet
| Lawu |  | Magmatic hydrothermal | Skarn | Cu-Pb-Zn skarn | Cu, Pb, Zn | In, Sn | Cu, Pb, Zn, In, Sn |  |  | Toyoha (In-1)-10 | Toyoha (In-1)-10 | underground mine |  |  |  |  | ore material | drill core | underground mining tunnels and drill cores | mineral separate | [5 empty] | mineralisation |  |  |  | sphalerite, chalcopyrite, pyrrhotite, pyrite, arsenopyrite |  |  | Sn-rich Epithermal |  |  |  | galena, bismuthinite, marcasite, iron oxides, pyroxene, actinolite, quartz | thin sections and polished blocks examined using optical microscope, BSE detector, and EDS prior to analysis | EMPA, LA-ICPMS | JEOL JXA-8230 electron probe microanalyzer; RESOlution-LR 193 nm ArF excimer laser ablation system coupled to an Agilent 7700x ICP-MS | Laboratory of Mineral Resources Research Center, Fuzhou University; Adelaide Microscopy, the University of Adelaide | EPMA point analysis: accelerating voltage 15 kV, beam current 20 nA, beam diameter ~5 μm; EPMA mapping: accelerating voltage 20 kV, working current 50 nA, dwell time ~10 ms; BSE imaging: accelerating voltage 20 kV, beam current 10 nA; LA-ICP-MS: energy density 3~3.5 J/cm2, spot sizes 29 to 51 μm, repetition rates 5 Hz (polished thin-section) and 10 Hz (polished blocks), ~30 s background acquisition, ~40 s sample data acquisition | STDGL3 (Danyushevsky et al. 2011) and GSD-1G (USGS) | 2783 | [19 empty] | 8356 | [5 empty] | 0.92 | [5 empty] | 34724 | [9 empty] | 41854 |  | 188 |  |  |  | 0.8 | [7 empty] | 55862 | [13 empty] | 66 | [15 empty] | 57 | [17 empty] | 2.9 | [9 empty] | 2222 | [32 empty] | 2025 |  |  | CHN | Tibet
| Lawu |  | Magmatic hydrothermal | Skarn | Cu-Pb-Zn skarn | Cu, Pb, Zn | In, Sn | Cu, Pb, Zn, In, Sn |  |  | Toyoha (In-1)-11 | Toyoha (In-1)-11 | underground mine |  |  |  |  | ore material | drill core | underground mining tunnels and drill cores | mineral separate | [5 empty] | mineralisation |  |  |  | sphalerite, chalcopyrite, pyrrhotite, pyrite, arsenopyrite |  |  | Sn-rich Epithermal |  |  |  | galena, bismuthinite, marcasite, iron oxides, pyroxene, actinolite, quartz | thin sections and polished blocks examined using optical microscope, BSE detector, and EDS prior to analysis | EMPA, LA-ICPMS | JEOL JXA-8230 electron probe microanalyzer; RESOlution-LR 193 nm ArF excimer laser ablation system coupled to an Agilent 7700x ICP-MS | Laboratory of Mineral Resources Research Center, Fuzhou University; Adelaide Microscopy, the University of Adelaide | EPMA point analysis: accelerating voltage 15 kV, beam current 20 nA, beam diameter ~5 μm; EPMA mapping: accelerating voltage 20 kV, working current 50 nA, dwell time ~10 ms; BSE imaging: accelerating voltage 20 kV, beam current 10 nA; LA-ICP-MS: energy density 3~3.5 J/cm2, spot sizes 29 to 51 μm, repetition rates 5 Hz (polished thin-section) and 10 Hz (polished blocks), ~30 s background acquisition, ~40 s sample data acquisition | STDGL3 (Danyushevsky et al. 2011) and GSD-1G (USGS) | 5061 | [19 empty] | 8063 | [5 empty] | 0.61 | [5 empty] | 12436 | [9 empty] | 54722 |  | 61 |  |  |  | 1.1 | [7 empty] | 15917 | [13 empty] | 114 | [15 empty] | 5240 | [17 empty] | 143 | [9 empty] | 1876 | [32 empty] | 2025 |  |  | CHN | Tibet
| Lawu |  | Magmatic hydrothermal | Skarn | Cu-Pb-Zn skarn | Cu, Pb, Zn | In, Sn | Cu, Pb, Zn, In, Sn |  |  | Toyoha (In-1)-12 | Toyoha (In-1)-12 | underground mine |  |  |  |  | ore material | drill core | underground mining tunnels and drill cores | mineral separate | [5 empty] | mineralisation |  |  |  | sphalerite, chalcopyrite, pyrrhotite, pyrite, arsenopyrite |  |  | Sn-rich Epithermal |  |  |  | galena, bismuthinite, marcasite, iron oxides, pyroxene, actinolite, quartz | thin sections and polished blocks examined using optical microscope, BSE detector, and EDS prior to analysis | EMPA, LA-ICPMS | JEOL JXA-8230 electron probe microanalyzer; RESOlution-LR 193 nm ArF excimer laser ablation system coupled to an Agilent 7700x ICP-MS | Laboratory of Mineral Resources Research Center, Fuzhou University; Adelaide Microscopy, the University of Adelaide | EPMA point analysis: accelerating voltage 15 kV, beam current 20 nA, beam diameter ~5 μm; EPMA mapping: accelerating voltage 20 kV, working current 50 nA, dwell time ~10 ms; BSE imaging: accelerating voltage 20 kV, beam current 10 nA; LA-ICP-MS: energy density 3~3.5 J/cm2, spot sizes 29 to 51 μm, repetition rates 5 Hz (polished thin-section) and 10 Hz (polished blocks), ~30 s background acquisition, ~40 s sample data acquisition | STDGL3 (Danyushevsky et al. 2011) and GSD-1G (USGS) | 758 | [19 empty] | 6970 | [5 empty] | 0.08 | [5 empty] | 7616 | [9 empty] | 37683 |  | 153 |  |  |  | 0.9 | [7 empty] | 9656 | [13 empty] | 53 | [15 empty] | 13.9 | [17 empty] | 5.3 | [9 empty] | 1747 | [32 empty] | 2025 |  |  | CHN | Tibet
| Lawu |  | Magmatic hydrothermal | Skarn | Cu-Pb-Zn skarn | Cu, Pb, Zn | In, Sn | Cu, Pb, Zn, In, Sn |  |  | Toyoha (In-1)-13 | Toyoha (In-1)-13 | underground mine |  |  |  |  | ore material | drill core | underground mining tunnels and drill cores | mineral separate | [5 empty] | mineralisation |  |  |  | sphalerite, chalcopyrite, pyrrhotite, pyrite, arsenopyrite |  |  | Sn-rich Epithermal |  |  |  | galena, bismuthinite, marcasite, iron oxides, pyroxene, actinolite, quartz | thin sections and polished blocks examined using optical microscope, BSE detector, and EDS prior to analysis | EMPA, LA-ICPMS | JEOL JXA-8230 electron probe microanalyzer; RESOlution-LR 193 nm ArF excimer laser ablation system coupled to an Agilent 7700x ICP-MS | Laboratory of Mineral Resources Research Center, Fuzhou University; Adelaide Microscopy, the University of Adelaide | EPMA point analysis: accelerating voltage 15 kV, beam current 20 nA, beam diameter ~5 μm; EPMA mapping: accelerating voltage 20 kV, working current 50 nA, dwell time ~10 ms; BSE imaging: accelerating voltage 20 kV, beam current 10 nA; LA-ICP-MS: energy density 3~3.5 J/cm2, spot sizes 29 to 51 μm, repetition rates 5 Hz (polished thin-section) and 10 Hz (polished blocks), ~30 s background acquisition, ~40 s sample data acquisition | STDGL3 (Danyushevsky et al. 2011) and GSD-1G (USGS) | 3904 | [19 empty] | 9082 | [5 empty] | 117 | [5 empty] | 41504 | [9 empty] | 128588 |  | 191 |  |  |  | 1.2 | [7 empty] | 67341 | [13 empty] | 82 | [15 empty] | 289 | [17 empty] | 46.3 | [9 empty] | 2400 | [32 empty] | 2025 |  |  | CHN | Tibet
| Lawu |  | Magmatic hydrothermal | Skarn | Cu-Pb-Zn skarn | Cu, Pb, Zn | In, Sn | Cu, Pb, Zn, In, Sn |  |  | Toyoha (In-1)-14 | Toyoha (In-1)-14 | underground mine |  |  |  |  | ore material | drill core | underground mining tunnels and drill cores | mineral separate | [5 empty] | mineralisation |  |  |  | sphalerite, chalcopyrite, pyrrhotite, pyrite, arsenopyrite |  |  | Sn-rich Epithermal |  |  |  | galena, bismuthinite, marcasite, iron oxides, pyroxene, actinolite, quartz | thin sections and polished blocks examined using optical microscope, BSE detector, and EDS prior to analysis | EMPA, LA-ICPMS | JEOL JXA-8230 electron probe microanalyzer; RESOlution-LR 193 nm ArF excimer laser ablation system coupled to an Agilent 7700x ICP-MS | Laboratory of Mineral Resources Research Center, Fuzhou University; Adelaide Microscopy, the University of Adelaide | EPMA point analysis: accelerating voltage 15 kV, beam current 20 nA, beam diameter ~5 μm; EPMA mapping: accelerating voltage 20 kV, working current 50 nA, dwell time ~10 ms; BSE imaging: accelerating voltage 20 kV, beam current 10 nA; LA-ICP-MS: energy density 3~3.5 J/cm2, spot sizes 29 to 51 μm, repetition rates 5 Hz (polished thin-section) and 10 Hz (polished blocks), ~30 s background acquisition, ~40 s sample data acquisition | STDGL3 (Danyushevsky et al. 2011) and GSD-1G (USGS) | 3560 | [19 empty] | 8815 | [5 empty] | 0.035 | [5 empty] | 38712 | [9 empty] | 50322 |  | 249 |  |  |  | 0.9 | [7 empty] | 64818 | [13 empty] | 76 | [15 empty] | 142 | [17 empty] | 4.5 | [9 empty] | 1939 | [32 empty] | 2025 |  |  | CHN | Tibet
| Lawu |  | Magmatic hydrothermal | Skarn | Cu-Pb-Zn skarn | Cu, Pb, Zn | In, Sn | Cu, Pb, Zn, In, Sn |  |  | Toyoha (In-1)-15 | Toyoha (In-1)-15 | underground mine |  |  |  |  | ore material | drill core | underground mining tunnels and drill cores | mineral separate | [5 empty] | mineralisation |  |  |  | sphalerite, chalcopyrite, pyrrhotite, pyrite, arsenopyrite |  |  | Sn-rich Epithermal |  |  |  | galena, bismuthinite, marcasite, iron oxides, pyroxene, actinolite, quartz | thin sections and polished blocks examined using optical microscope, BSE detector, and EDS prior to analysis | EMPA, LA-ICPMS | JEOL JXA-8230 electron probe microanalyzer; RESOlution-LR 193 nm ArF excimer laser ablation system coupled to an Agilent 7700x ICP-MS | Laboratory of Mineral Resources Research Center, Fuzhou University; Adelaide Microscopy, the University of Adelaide | EPMA point analysis: accelerating voltage 15 kV, beam current 20 nA, beam diameter ~5 μm; EPMA mapping: accelerating voltage 20 kV, working current 50 nA, dwell time ~10 ms; BSE imaging: accelerating voltage 20 kV, beam current 10 nA; LA-ICP-MS: energy density 3~3.5 J/cm2, spot sizes 29 to 51 μm, repetition rates 5 Hz (polished thin-section) and 10 Hz (polished blocks), ~30 s background acquisition, ~40 s sample data acquisition | STDGL3 (Danyushevsky et al. 2011) and GSD-1G (USGS) | 3177 | [19 empty] | 9572 | [5 empty] | 0.81 | [5 empty] | 40031 | [9 empty] | 38818 |  | 204 |  |  |  | 0.9 | [7 empty] | 64347 | [13 empty] | 65 | [15 empty] | 124 | [17 empty] | 5.9 | [9 empty] | 3630 | [32 empty] | 2025 |  |  | CHN | Tibet
| Lawu |  | Magmatic hydrothermal | Skarn | Cu-Pb-Zn skarn | Cu, Pb, Zn | In, Sn | Cu, Pb, Zn, In, Sn |  |  | Toyoha (In-1)-16 | Toyoha (In-1)-16 | underground mine |  |  |  |  | ore material | drill core | underground mining tunnels and drill cores | mineral separate | [5 empty] | mineralisation |  |  |  | sphalerite, chalcopyrite, pyrrhotite, pyrite, arsenopyrite |  |  | Sn-rich Epithermal |  |  |  | galena, bismuthinite, marcasite, iron oxides, pyroxene, actinolite, quartz | thin sections and polished blocks examined using optical microscope, BSE detector, and EDS prior to analysis | EMPA, LA-ICPMS | JEOL JXA-8230 electron probe microanalyzer; RESOlution-LR 193 nm ArF excimer laser ablation system coupled to an Agilent 7700x ICP-MS | Laboratory of Mineral Resources Research Center, Fuzhou University; Adelaide Microscopy, the University of Adelaide | EPMA point analysis: accelerating voltage 15 kV, beam current 20 nA, beam diameter ~5 μm; EPMA mapping: accelerating voltage 20 kV, working current 50 nA, dwell time ~10 ms; BSE imaging: accelerating voltage 20 kV, beam current 10 nA; LA-ICP-MS: energy density 3~3.5 J/cm2, spot sizes 29 to 51 μm, repetition rates 5 Hz (polished thin-section) and 10 Hz (polished blocks), ~30 s background acquisition, ~40 s sample data acquisition | STDGL3 (Danyushevsky et al. 2011) and GSD-1G (USGS) | 1696 | [19 empty] | 8423 | [5 empty] | 0.05 | [5 empty] | 21641 | [9 empty] | 42276 |  | 223 |  |  |  | 0.9 | [7 empty] | 36160 | [13 empty] | 69 | [15 empty] | 76.6 | [17 empty] | 3.6 | [9 empty] | 1526 | [32 empty] | 2025 |  |  | CHN | Tibet
| Lawu |  | Magmatic hydrothermal | Skarn | Cu-Pb-Zn skarn | Cu, Pb, Zn | In, Sn | Cu, Pb, Zn, In, Sn |  |  | Toyoha (In-1)-17 | Toyoha (In-1)-17 | underground mine |  |  |  |  | ore material | drill core | underground mining tunnels and drill cores | mineral separate | [5 empty] | mineralisation |  |  |  | sphalerite, chalcopyrite, pyrrhotite, pyrite, arsenopyrite |  |  | Sn-rich Epithermal |  |  |  | galena, bismuthinite, marcasite, iron oxides, pyroxene, actinolite, quartz | thin sections and polished blocks examined using optical microscope, BSE detector, and EDS prior to analysis | EMPA, LA-ICPMS | JEOL JXA-8230 electron probe microanalyzer; RESOlution-LR 193 nm ArF excimer laser ablation system coupled to an Agilent 7700x ICP-MS | Laboratory of Mineral Resources Research Center, Fuzhou University; Adelaide Microscopy, the University of Adelaide | EPMA point analysis: accelerating voltage 15 kV, beam current 20 nA, beam diameter ~5 μm; EPMA mapping: accelerating voltage 20 kV, working current 50 nA, dwell time ~10 ms; BSE imaging: accelerating voltage 20 kV, beam current 10 nA; LA-ICP-MS: energy density 3~3.5 J/cm2, spot sizes 29 to 51 μm, repetition rates 5 Hz (polished thin-section) and 10 Hz (polished blocks), ~30 s background acquisition, ~40 s sample data acquisition | STDGL3 (Danyushevsky et al. 2011) and GSD-1G (USGS) | 31901 | [19 empty] | 10858 | [5 empty] | 11 | [5 empty] | 22613 | [9 empty] | 55131 |  | 123 |  |  |  | 1.2 | [7 empty] | 3580 | [13 empty] | 203 | [15 empty] | 1713 | [17 empty] | 34.7 | [9 empty] | 31013 | [32 empty] | 2025 |  |  | CHN | Tibet
| Lawu |  | Magmatic hydrothermal | Skarn | Cu-Pb-Zn skarn | Cu, Pb, Zn | In, Sn | Cu, Pb, Zn, In, Sn |  |  | Toyoha (In-1)-18 | Toyoha (In-1)-18 | underground mine |  |  |  |  | ore material | drill core | underground mining tunnels and drill cores | mineral separate | [5 empty] | mineralisation |  |  |  | sphalerite, chalcopyrite, pyrrhotite, pyrite, arsenopyrite |  |  | Sn-rich Epithermal |  |  |  | galena, bismuthinite, marcasite, iron oxides, pyroxene, actinolite, quartz | thin sections and polished blocks examined using optical microscope, BSE detector, and EDS prior to analysis | EMPA, LA-ICPMS | JEOL JXA-8230 electron probe microanalyzer; RESOlution-LR 193 nm ArF excimer laser ablation system coupled to an Agilent 7700x ICP-MS | Laboratory of Mineral Resources Research Center, Fuzhou University; Adelaide Microscopy, the University of Adelaide | EPMA point analysis: accelerating voltage 15 kV, beam current 20 nA, beam diameter ~5 μm; EPMA mapping: accelerating voltage 20 kV, working current 50 nA, dwell time ~10 ms; BSE imaging: accelerating voltage 20 kV, beam current 10 nA; LA-ICP-MS: energy density 3~3.5 J/cm2, spot sizes 29 to 51 μm, repetition rates 5 Hz (polished thin-section) and 10 Hz (polished blocks), ~30 s background acquisition, ~40 s sample data acquisition | STDGL3 (Danyushevsky et al. 2011) and GSD-1G (USGS) | 22748 | [19 empty] | 12640 | [5 empty] | 13.3 | [5 empty] | 31134 | [9 empty] | 58088 |  | 168 |  |  |  | 1.2 | [7 empty] | 3227 | [13 empty] | 144 | [15 empty] | 197 | [17 empty] | 26.1 | [9 empty] | 33917 | [32 empty] | 2025 |  |  | CHN | Tibet
| Lawu |  | Magmatic hydrothermal | Skarn | Cu-Pb-Zn skarn | Cu, Pb, Zn | In, Sn | Cu, Pb, Zn, In, Sn |  |  | Toyoha (In-2)-1 | Toyoha (In-2)-1 | underground mine |  |  |  |  | ore material | drill core | underground mining tunnels and drill cores | mineral separate | [5 empty] | mineralisation |  |  |  | sphalerite, chalcopyrite, pyrrhotite, pyrite, arsenopyrite |  |  | Sn-rich Epithermal |  |  |  | galena, bismuthinite, marcasite, iron oxides, pyroxene, actinolite, quartz | thin sections and polished blocks examined using optical microscope, BSE detector, and EDS prior to analysis | EMPA, LA-ICPMS | JEOL JXA-8230 electron probe microanalyzer; RESOlution-LR 193 nm ArF excimer laser ablation system coupled to an Agilent 7700x ICP-MS | Laboratory of Mineral Resources Research Center, Fuzhou University; Adelaide Microscopy, the University of Adelaide | EPMA point analysis: accelerating voltage 15 kV, beam current 20 nA, beam diameter ~5 μm; EPMA mapping: accelerating voltage 20 kV, working current 50 nA, dwell time ~10 ms; BSE imaging: accelerating voltage 20 kV, beam current 10 nA; LA-ICP-MS: energy density 3~3.5 J/cm2, spot sizes 29 to 51 μm, repetition rates 5 Hz (polished thin-section) and 10 Hz (polished blocks), ~30 s background acquisition, ~40 s sample data acquisition | STDGL3 (Danyushevsky et al. 2011) and GSD-1G (USGS) | 635 | [19 empty] | 1514 | [5 empty] | 11.2 | [5 empty] | 1259 | [9 empty] | 22893 |  | 110 |  |  |  | 10.4 | [7 empty] | 236 | [13 empty] | 85 | [15 empty] | 6333 | [17 empty] | 468 | [9 empty] | 1095 | [32 empty] | 2025 |  |  | CHN | Tibet
| Lawu |  | Magmatic hydrothermal | Skarn | Cu-Pb-Zn skarn | Cu, Pb, Zn | In, Sn | Cu, Pb, Zn, In, Sn |  |  | Toyoha (In-2)-2 | Toyoha (In-2)-2 | underground mine |  |  |  |  | ore material | drill core | underground mining tunnels and drill cores | mineral separate | [5 empty] | mineralisation |  |  |  | sphalerite, chalcopyrite, pyrrhotite, pyrite, arsenopyrite |  |  | Sn-rich Epithermal |  |  |  | galena, bismuthinite, marcasite, iron oxides, pyroxene, actinolite, quartz | thin sections and polished blocks examined using optical microscope, BSE detector, and EDS prior to analysis | EMPA, LA-ICPMS | JEOL JXA-8230 electron probe microanalyzer; RESOlution-LR 193 nm ArF excimer laser ablation system coupled to an Agilent 7700x ICP-MS | Laboratory of Mineral Resources Research Center, Fuzhou University; Adelaide Microscopy, the University of Adelaide | EPMA point analysis: accelerating voltage 15 kV, beam current 20 nA, beam diameter ~5 μm; EPMA mapping: accelerating voltage 20 kV, working current 50 nA, dwell time ~10 ms; BSE imaging: accelerating voltage 20 kV, beam current 10 nA; LA-ICP-MS: energy density 3~3.5 J/cm2, spot sizes 29 to 51 μm, repetition rates 5 Hz (polished thin-section) and 10 Hz (polished blocks), ~30 s background acquisition, ~40 s sample data acquisition | STDGL3 (Danyushevsky et al. 2011) and GSD-1G (USGS) | 518 | [19 empty] | 1902 | [5 empty] | 123.5 | [5 empty] | 1176 | [9 empty] | 98644 |  | 75.7 |  |  |  | 3.9 | [7 empty] | 495 | [13 empty] | 546 | [15 empty] | 2295 | [17 empty] | 2177 | [9 empty] | 786 | [32 empty] | 2025 |  |  | CHN | Tibet
| Lawu |  | Magmatic hydrothermal | Skarn | Cu-Pb-Zn skarn | Cu, Pb, Zn | In, Sn | Cu, Pb, Zn, In, Sn |  |  | Toyoha (In-2)-3 | Toyoha (In-2)-3 | underground mine |  |  |  |  | ore material | drill core | underground mining tunnels and drill cores | mineral separate | [5 empty] | mineralisation |  |  |  | sphalerite, chalcopyrite, pyrrhotite, pyrite, arsenopyrite |  |  | Sn-rich Epithermal |  |  |  | galena, bismuthinite, marcasite, iron oxides, pyroxene, actinolite, quartz | thin sections and polished blocks examined using optical microscope, BSE detector, and EDS prior to analysis | EMPA, LA-ICPMS | JEOL JXA-8230 electron probe microanalyzer; RESOlution-LR 193 nm ArF excimer laser ablation system coupled to an Agilent 7700x ICP-MS | Laboratory of Mineral Resources Research Center, Fuzhou University; Adelaide Microscopy, the University of Adelaide | EPMA point analysis: accelerating voltage 15 kV, beam current 20 nA, beam diameter ~5 μm; EPMA mapping: accelerating voltage 20 kV, working current 50 nA, dwell time ~10 ms; BSE imaging: accelerating voltage 20 kV, beam current 10 nA; LA-ICP-MS: energy density 3~3.5 J/cm2, spot sizes 29 to 51 μm, repetition rates 5 Hz (polished thin-section) and 10 Hz (polished blocks), ~30 s background acquisition, ~40 s sample data acquisition | STDGL3 (Danyushevsky et al. 2011) and GSD-1G (USGS) | 344 | [19 empty] | 1401 | [5 empty] | 11.3 | [5 empty] | 703 | [9 empty] | 40795 |  | 68.2 |  |  |  | 1.5 | [7 empty] | 297 | [13 empty] | 117 | [15 empty] | 1802 | [17 empty] | 377 | [9 empty] | 794 | [32 empty] | 2025 |  |  | CHN | Tibet
| Lawu |  | Magmatic hydrothermal | Skarn | Cu-Pb-Zn skarn | Cu, Pb, Zn | In, Sn | Cu, Pb, Zn, In, Sn |  |  | Toyoha (In-2)-4 | Toyoha (In-2)-4 | underground mine |  |  |  |  | ore material | drill core | underground mining tunnels and drill cores | mineral separate | [5 empty] | mineralisation |  |  |  | sphalerite, chalcopyrite, pyrrhotite, pyrite, arsenopyrite |  |  | Sn-rich Epithermal |  |  |  | galena, bismuthinite, marcasite, iron oxides, pyroxene, actinolite, quartz | thin sections and polished blocks examined using optical microscope, BSE detector, and EDS prior to analysis | EMPA, LA-ICPMS | JEOL JXA-8230 electron probe microanalyzer; RESOlution-LR 193 nm ArF excimer laser ablation system coupled to an Agilent 7700x ICP-MS | Laboratory of Mineral Resources Research Center, Fuzhou University; Adelaide Microscopy, the University of Adelaide | EPMA point analysis: accelerating voltage 15 kV, beam current 20 nA, beam diameter ~5 μm; EPMA mapping: accelerating voltage 20 kV, working current 50 nA, dwell time ~10 ms; BSE imaging: accelerating voltage 20 kV, beam current 10 nA; LA-ICP-MS: energy density 3~3.5 J/cm2, spot sizes 29 to 51 μm, repetition rates 5 Hz (polished thin-section) and 10 Hz (polished blocks), ~30 s background acquisition, ~40 s sample data acquisition | STDGL3 (Danyushevsky et al. 2011) and GSD-1G (USGS) | 4107 | [19 empty] | 13212 | [5 empty] | 5.7 | [5 empty] | 7323 | [9 empty] | 17363 |  | 855 |  |  |  | 8.4 | [7 empty] | 7254 | [13 empty] | 80 | [15 empty] | 4495 | [17 empty] | 5018 | [9 empty] | 915 | [32 empty] | 2025 |  |  | CHN | Tibet
| Lawu |  | Magmatic hydrothermal | Skarn | Cu-Pb-Zn skarn | Cu, Pb, Zn | In, Sn | Cu, Pb, Zn, In, Sn |  |  | kb730-1 | kb730-1 | underground mine |  |  |  |  | ore material | drill core | underground mining tunnels and drill cores | mineral separate | [5 empty] | mineralisation |  |  |  | sphalerite, chalcopyrite, pyrrhotite, pyrite, arsenopyrite |  |  | Sn-rich Epithermal |  |  |  | galena, bismuthinite, marcasite, iron oxides, pyroxene, actinolite, quartz | thin sections and polished blocks examined using optical microscope, BSE detector, and EDS prior to analysis | EMPA, LA-ICPMS | JEOL JXA-8230 electron probe microanalyzer; RESOlution-LR 193 nm ArF excimer laser ablation system coupled to an Agilent 7700x ICP-MS | Laboratory of Mineral Resources Research Center, Fuzhou University; Adelaide Microscopy, the University of Adelaide | EPMA point analysis: accelerating voltage 15 kV, beam current 20 nA, beam diameter ~5 μm; EPMA mapping: accelerating voltage 20 kV, working current 50 nA, dwell time ~10 ms; BSE imaging: accelerating voltage 20 kV, beam current 10 nA; LA-ICP-MS: energy density 3~3.5 J/cm2, spot sizes 29 to 51 μm, repetition rates 5 Hz (polished thin-section) and 10 Hz (polished blocks), ~30 s background acquisition, ~40 s sample data acquisition | STDGL3 (Danyushevsky et al. 2011) and GSD-1G (USGS) | 10.7776 | [19 empty] | 5387.5795 | [5 empty] | 0.68194 | [5 empty] | 580.2632 | [9 empty] | 92511.9227 |  | 9.45 |  |  |  | 0.32719 | [7 empty] | 271.0543 | [13 empty] | 1615.3206 | [15 empty] | 1.8136 | [17 empty] | 1.431 | [9 empty] | 214.7976 | [32 empty] | 2025 |  |  | CHN | Tibet
| Lawu |  | Magmatic hydrothermal | Skarn | Cu-Pb-Zn skarn | Cu, Pb, Zn | In, Sn | Cu, Pb, Zn, In, Sn |  |  | kb730-2 | kb730-2 | underground mine |  |  |  |  | ore material | drill core | underground mining tunnels and drill cores | mineral separate | [5 empty] | mineralisation |  |  |  | sphalerite, chalcopyrite, pyrrhotite, pyrite, arsenopyrite |  |  | Sn-rich Epithermal |  |  |  | galena, bismuthinite, marcasite, iron oxides, pyroxene, actinolite, quartz | thin sections and polished blocks examined using optical microscope, BSE detector, and EDS prior to analysis | EMPA, LA-ICPMS | JEOL JXA-8230 electron probe microanalyzer; RESOlution-LR 193 nm ArF excimer laser ablation system coupled to an Agilent 7700x ICP-MS | Laboratory of Mineral Resources Research Center, Fuzhou University; Adelaide Microscopy, the University of Adelaide | EPMA point analysis: accelerating voltage 15 kV, beam current 20 nA, beam diameter ~5 μm; EPMA mapping: accelerating voltage 20 kV, working current 50 nA, dwell time ~10 ms; BSE imaging: accelerating voltage 20 kV, beam current 10 nA; LA-ICP-MS: energy density 3~3.5 J/cm2, spot sizes 29 to 51 μm, repetition rates 5 Hz (polished thin-section) and 10 Hz (polished blocks), ~30 s background acquisition, ~40 s sample data acquisition | STDGL3 (Danyushevsky et al. 2011) and GSD-1G (USGS) | 20.97 | [19 empty] | 5654.6154 | [5 empty] | 0.7983 | [5 empty] | 1478.742 | [9 empty] | 92695.6899 |  | 8.4926 |  |  |  | 0.3164 | [7 empty] | 337.7075 | [13 empty] | 1729.2307 | [15 empty] | 1.6775 | [17 empty] | 0.79973 | [9 empty] | 282.5152 | [32 empty] | 2025 |  |  | CHN | Tibet
| Lawu |  | Magmatic hydrothermal | Skarn | Cu-Pb-Zn skarn | Cu, Pb, Zn | In, Sn | Cu, Pb, Zn, In, Sn |  |  | kb730-3 | kb730-3 | underground mine |  |  |  |  | ore material | drill core | underground mining tunnels and drill cores | mineral separate | [5 empty] | mineralisation |  |  |  | sphalerite, chalcopyrite, pyrrhotite, pyrite, arsenopyrite |  |  | Sn-rich Epithermal |  |  |  | galena, bismuthinite, marcasite, iron oxides, pyroxene, actinolite, quartz | thin sections and polished blocks examined using optical microscope, BSE detector, and EDS prior to analysis | EMPA, LA-ICPMS | JEOL JXA-8230 electron probe microanalyzer; RESOlution-LR 193 nm ArF excimer laser ablation system coupled to an Agilent 7700x ICP-MS | Laboratory of Mineral Resources Research Center, Fuzhou University; Adelaide Microscopy, the University of Adelaide | EPMA point analysis: accelerating voltage 15 kV, beam current 20 nA, beam diameter ~5 μm; EPMA mapping: accelerating voltage 20 kV, working current 50 nA, dwell time ~10 ms; BSE imaging: accelerating voltage 20 kV, beam current 10 nA; LA-ICP-MS: energy density 3~3.5 J/cm2, spot sizes 29 to 51 μm, repetition rates 5 Hz (polished thin-section) and 10 Hz (polished blocks), ~30 s background acquisition, ~40 s sample data acquisition | STDGL3 (Danyushevsky et al. 2011) and GSD-1G (USGS) | 8.7 | [19 empty] | 6080.3377 | [5 empty] | 0.67874 | [5 empty] | 711.0879 | [9 empty] | 93744.1079 |  | 7.6846 |  |  |  | 0.29641 | [7 empty] | 205.5123 | [13 empty] | 1725.6363 | [15 empty] | 1.1528 | [17 empty] | 0.42026 | [9 empty] | 94.7323 | [32 empty] | 2025 |  |  | CHN | Tibet
| Lawu |  | Magmatic hydrothermal | Skarn | Cu-Pb-Zn skarn | Cu, Pb, Zn | In, Sn | Cu, Pb, Zn, In, Sn |  |  | kb730-4 | kb730-4 | underground mine |  |  |  |  | ore material | drill core | underground mining tunnels and drill cores | mineral separate | [5 empty] | mineralisation |  |  |  | sphalerite, chalcopyrite, pyrrhotite, pyrite, arsenopyrite |  |  | Sn-rich Epithermal |  |  |  | galena, bismuthinite, marcasite, iron oxides, pyroxene, actinolite, quartz | thin sections and polished blocks examined using optical microscope, BSE detector, and EDS prior to analysis | EMPA, LA-ICPMS | JEOL JXA-8230 electron probe microanalyzer; RESOlution-LR 193 nm ArF excimer laser ablation system coupled to an Agilent 7700x ICP-MS | Laboratory of Mineral Resources Research Center, Fuzhou University; Adelaide Microscopy, the University of Adelaide | EPMA point analysis: accelerating voltage 15 kV, beam current 20 nA, beam diameter ~5 μm; EPMA mapping: accelerating voltage 20 kV, working current 50 nA, dwell time ~10 ms; BSE imaging: accelerating voltage 20 kV, beam current 10 nA; LA-ICP-MS: energy density 3~3.5 J/cm2, spot sizes 29 to 51 μm, repetition rates 5 Hz (polished thin-section) and 10 Hz (polished blocks), ~30 s background acquisition, ~40 s sample data acquisition | STDGL3 (Danyushevsky et al. 2011) and GSD-1G (USGS) | 9.5387 | [19 empty] | 6063.8562 | [5 empty] | 0.69006 | [5 empty] | 610.6943 | [9 empty] | 93800.4828 |  | 8.5422 |  |  |  | 0.084949 | [7 empty] | 224.02 | [13 empty] | 1619.9744 | [15 empty] | 2.4442 | [17 empty] | 0.28 | [9 empty] | 126.8265 | [32 empty] | 2025 |  |  | CHN | Tibet
| Lawu |  | Magmatic hydrothermal | Skarn | Cu-Pb-Zn skarn | Cu, Pb, Zn | In, Sn | Cu, Pb, Zn, In, Sn |  |  | kb730-5 | kb730-5 | underground mine |  |  |  |  | ore material | drill core | underground mining tunnels and drill cores | mineral separate | [5 empty] | mineralisation |  |  |  | sphalerite, chalcopyrite, pyrrhotite, pyrite, arsenopyrite |  |  | Sn-rich Epithermal |  |  |  | galena, bismuthinite, marcasite, iron oxides, pyroxene, actinolite, quartz | thin sections and polished blocks examined using optical microscope, BSE detector, and EDS prior to analysis | EMPA, LA-ICPMS | JEOL JXA-8230 electron probe microanalyzer; RESOlution-LR 193 nm ArF excimer laser ablation system coupled to an Agilent 7700x ICP-MS | Laboratory of Mineral Resources Research Center, Fuzhou University; Adelaide Microscopy, the University of Adelaide | EPMA point analysis: accelerating voltage 15 kV, beam current 20 nA, beam diameter ~5 μm; EPMA mapping: accelerating voltage 20 kV, working current 50 nA, dwell time ~10 ms; BSE imaging: accelerating voltage 20 kV, beam current 10 nA; LA-ICP-MS: energy density 3~3.5 J/cm2, spot sizes 29 to 51 μm, repetition rates 5 Hz (polished thin-section) and 10 Hz (polished blocks), ~30 s background acquisition, ~40 s sample data acquisition | STDGL3 (Danyushevsky et al. 2011) and GSD-1G (USGS) | 21.8407 | [19 empty] | 6600.0047 | [5 empty] | 0.53651 | [5 empty] | 2310.3714 | [9 empty] | 94506.0564 |  | 8.8909 |  |  |  | 0.084949 | [7 empty] | 455.1135 | [13 empty] | 1944.7761 | [15 empty] | 3.4751 | [17 empty] | 1.1976 | [9 empty] | 174.3691 | [32 empty] | 2025 |  |  | CHN | Tibet
| Lawu |  | Magmatic hydrothermal | Skarn | Cu-Pb-Zn skarn | Cu, Pb, Zn | In, Sn | Cu, Pb, Zn, In, Sn |  |  | kb730-6 | kb730-6 | underground mine |  |  |  |  | ore material | drill core | underground mining tunnels and drill cores | mineral separate | [5 empty] | mineralisation |  |  |  | sphalerite, chalcopyrite, pyrrhotite, pyrite, arsenopyrite |  |  | Sn-rich Epithermal |  |  |  | galena, bismuthinite, marcasite, iron oxides, pyroxene, actinolite, quartz | thin sections and polished blocks examined using optical microscope, BSE detector, and EDS prior to analysis | EMPA, LA-ICPMS | JEOL JXA-8230 electron probe microanalyzer; RESOlution-LR 193 nm ArF excimer laser ablation system coupled to an Agilent 7700x ICP-MS | Laboratory of Mineral Resources Research Center, Fuzhou University; Adelaide Microscopy, the University of Adelaide | EPMA point analysis: accelerating voltage 15 kV, beam current 20 nA, beam diameter ~5 μm; EPMA mapping: accelerating voltage 20 kV, working current 50 nA, dwell time ~10 ms; BSE imaging: accelerating voltage 20 kV, beam current 10 nA; LA-ICP-MS: energy density 3~3.5 J/cm2, spot sizes 29 to 51 μm, repetition rates 5 Hz (polished thin-section) and 10 Hz (polished blocks), ~30 s background acquisition, ~40 s sample data acquisition | STDGL3 (Danyushevsky et al. 2011) and GSD-1G (USGS) | 17.8474 | [19 empty] | 6343.2649 | [5 empty] | 0.1794 | [5 empty] | 1390.5747 | [9 empty] | 93165.4503 |  | 12.9065 |  |  |  | 0.30083 | [7 empty] | 270.9688 | [13 empty] | 1371.6673 | [15 empty] | 0.38936 | [17 empty] | 0.1077 | [9 empty] | 885.8778 | [32 empty] | 2025 |  |  | CHN | Tibet
| Lawu |  | Magmatic hydrothermal | Skarn | Cu-Pb-Zn skarn | Cu, Pb, Zn | In, Sn | Cu, Pb, Zn, In, Sn |  |  | kb730-7 | kb730-7 | underground mine |  |  |  |  | ore material | drill core | underground mining tunnels and drill cores | mineral separate | [5 empty] | mineralisation |  |  |  | sphalerite, chalcopyrite, pyrrhotite, pyrite, arsenopyrite |  |  | Sn-rich Epithermal |  |  |  | galena, bismuthinite, marcasite, iron oxides, pyroxene, actinolite, quartz | thin sections and polished blocks examined using optical microscope, BSE detector, and EDS prior to analysis | EMPA, LA-ICPMS | JEOL JXA-8230 electron probe microanalyzer; RESOlution-LR 193 nm ArF excimer laser ablation system coupled to an Agilent 7700x ICP-MS | Laboratory of Mineral Resources Research Center, Fuzhou University; Adelaide Microscopy, the University of Adelaide | EPMA point analysis: accelerating voltage 15 kV, beam current 20 nA, beam diameter ~5 μm; EPMA mapping: accelerating voltage 20 kV, working current 50 nA, dwell time ~10 ms; BSE imaging: accelerating voltage 20 kV, beam current 10 nA; LA-ICP-MS: energy density 3~3.5 J/cm2, spot sizes 29 to 51 μm, repetition rates 5 Hz (polished thin-section) and 10 Hz (polished blocks), ~30 s background acquisition, ~40 s sample data acquisition | STDGL3 (Danyushevsky et al. 2011) and GSD-1G (USGS) | 15.3033 | [19 empty] | 5737.888 | [5 empty] | 1.9499 | [5 empty] | 2378.5144 | [9 empty] | 88099.1677 |  | 8.6589 |  |  |  | 0.084949 | [7 empty] | 129.959 | [13 empty] | 2221.543 | [15 empty] | 4.2055 | [17 empty] | 1.6782 | [9 empty] | 205.5334 | [32 empty] | 2025 |  |  | CHN | Tibet
| Lawu |  | Magmatic hydrothermal | Skarn | Cu-Pb-Zn skarn | Cu, Pb, Zn | In, Sn | Cu, Pb, Zn, In, Sn |  |  | kb730-8 | kb730-8 | underground mine |  |  |  |  | ore material | drill core | underground mining tunnels and drill cores | mineral separate | [5 empty] | mineralisation |  |  |  | sphalerite, chalcopyrite, pyrrhotite, pyrite, arsenopyrite |  |  | Sn-rich Epithermal |  |  |  | galena, bismuthinite, marcasite, iron oxides, pyroxene, actinolite, quartz | thin sections and polished blocks examined using optical microscope, BSE detector, and EDS prior to analysis | EMPA, LA-ICPMS | JEOL JXA-8230 electron probe microanalyzer; RESOlution-LR 193 nm ArF excimer laser ablation system coupled to an Agilent 7700x ICP-MS | Laboratory of Mineral Resources Research Center, Fuzhou University; Adelaide Microscopy, the University of Adelaide | EPMA point analysis: accelerating voltage 15 kV, beam current 20 nA, beam diameter ~5 μm; EPMA mapping: accelerating voltage 20 kV, working current 50 nA, dwell time ~10 ms; BSE imaging: accelerating voltage 20 kV, beam current 10 nA; LA-ICP-MS: energy density 3~3.5 J/cm2, spot sizes 29 to 51 μm, repetition rates 5 Hz (polished thin-section) and 10 Hz (polished blocks), ~30 s background acquisition, ~40 s sample data acquisition | STDGL3 (Danyushevsky et al. 2011) and GSD-1G (USGS) | 10.2913 | [19 empty] | 5730.8485 | [5 empty] | 0.90916 | [5 empty] | 1110.453 | [9 empty] | 90566.9304 |  | 8.9232 |  |  |  | 0.084949 | [7 empty] | 121.5145 | [13 empty] | 2242.9061 | [15 empty] | 3.2774 | [17 empty] | 1.2789 | [9 empty] | 121.7215 | [32 empty] | 2025 |  |  | CHN | Tibet
| Lawu |  | Magmatic hydrothermal | Skarn | Cu-Pb-Zn skarn | Cu, Pb, Zn | In, Sn | Cu, Pb, Zn, In, Sn |  |  | kb730-9 | kb730-9 | underground mine |  |  |  |  | ore material | drill core | underground mining tunnels and drill cores | mineral separate | [5 empty] | mineralisation |  |  |  | sphalerite, chalcopyrite, pyrrhotite, pyrite, arsenopyrite |  |  | Sn-rich Epithermal |  |  |  | galena, bismuthinite, marcasite, iron oxides, pyroxene, actinolite, quartz | thin sections and polished blocks examined using optical microscope, BSE detector, and EDS prior to analysis | EMPA, LA-ICPMS | JEOL JXA-8230 electron probe microanalyzer; RESOlution-LR 193 nm ArF excimer laser ablation system coupled to an Agilent 7700x ICP-MS | Laboratory of Mineral Resources Research Center, Fuzhou University; Adelaide Microscopy, the University of Adelaide | EPMA point analysis: accelerating voltage 15 kV, beam current 20 nA, beam diameter ~5 μm; EPMA mapping: accelerating voltage 20 kV, working current 50 nA, dwell time ~10 ms; BSE imaging: accelerating voltage 20 kV, beam current 10 nA; LA-ICP-MS: energy density 3~3.5 J/cm2, spot sizes 29 to 51 μm, repetition rates 5 Hz (polished thin-section) and 10 Hz (polished blocks), ~30 s background acquisition, ~40 s sample data acquisition | STDGL3 (Danyushevsky et al. 2011) and GSD-1G (USGS) | 102.0891 | [19 empty] | 5601.4902 | [5 empty] | 0.33816 | [5 empty] | 2922.7862 | [9 empty] | 88459.4842 |  | 15.4336 |  |  |  | 0.23605 | [7 empty] | 148.0152 | [13 empty] | 1416.4338 | [15 empty] | 8.6568 | [17 empty] | 0.45506 | [9 empty] | 1828.0738 | [32 empty] | 2025 |  |  | CHN | Tibet
| Lawu |  | Magmatic hydrothermal | Skarn | Cu-Pb-Zn skarn | Cu, Pb, Zn | In, Sn | Cu, Pb, Zn, In, Sn |  |  | kb730-10 | kb730-10 | underground mine |  |  |  |  | ore material | drill core | underground mining tunnels and drill cores | mineral separate | [5 empty] | mineralisation |  |  |  | sphalerite, chalcopyrite, pyrrhotite, pyrite, arsenopyrite |  |  | Sn-rich Epithermal |  |  |  | galena, bismuthinite, marcasite, iron oxides, pyroxene, actinolite, quartz | thin sections and polished blocks examined using optical microscope, BSE detector, and EDS prior to analysis | EMPA, LA-ICPMS | JEOL JXA-8230 electron probe microanalyzer; RESOlution-LR 193 nm ArF excimer laser ablation system coupled to an Agilent 7700x ICP-MS | Laboratory of Mineral Resources Research Center, Fuzhou University; Adelaide Microscopy, the University of Adelaide | EPMA point analysis: accelerating voltage 15 kV, beam current 20 nA, beam diameter ~5 μm; EPMA mapping: accelerating voltage 20 kV, working current 50 nA, dwell time ~10 ms; BSE imaging: accelerating voltage 20 kV, beam current 10 nA; LA-ICP-MS: energy density 3~3.5 J/cm2, spot sizes 29 to 51 μm, repetition rates 5 Hz (polished thin-section) and 10 Hz (polished blocks), ~30 s background acquisition, ~40 s sample data acquisition | STDGL3 (Danyushevsky et al. 2011) and GSD-1G (USGS) | 26.8133 | [19 empty] | 6144.3731 | [5 empty] | 0.54288 | [5 empty] | 1907.162 | [9 empty] | 98171.0642 |  | 12.9321 |  |  |  | 0.084949 | [7 empty] | 706.7085 | [13 empty] | 1292.2831 | [15 empty] | 0.23341 | [17 empty] | 0.02 | [9 empty] | 743.6992 | [32 empty] | 2025 |  |  | CHN | Tibet
| Lawu |  | Magmatic hydrothermal | Skarn | Cu-Pb-Zn skarn | Cu, Pb, Zn | In, Sn | Cu, Pb, Zn, In, Sn |  |  | kb50112-1 | kb50112-1 | underground mine |  |  |  |  | ore material | drill core | underground mining tunnels and drill cores | mineral separate | [5 empty] | mineralisation |  |  |  | sphalerite, chalcopyrite, pyrrhotite, pyrite, arsenopyrite |  |  | Sn-rich Epithermal |  |  |  | galena, bismuthinite, marcasite, iron oxides, pyroxene, actinolite, quartz | thin sections and polished blocks examined using optical microscope, BSE detector, and EDS prior to analysis | EMPA, LA-ICPMS | JEOL JXA-8230 electron probe microanalyzer; RESOlution-LR 193 nm ArF excimer laser ablation system coupled to an Agilent 7700x ICP-MS | Laboratory of Mineral Resources Research Center, Fuzhou University; Adelaide Microscopy, the University of Adelaide | EPMA point analysis: accelerating voltage 15 kV, beam current 20 nA, beam diameter ~5 μm; EPMA mapping: accelerating voltage 20 kV, working current 50 nA, dwell time ~10 ms; BSE imaging: accelerating voltage 20 kV, beam current 10 nA; LA-ICP-MS: energy density 3~3.5 J/cm2, spot sizes 29 to 51 μm, repetition rates 5 Hz (polished thin-section) and 10 Hz (polished blocks), ~30 s background acquisition, ~40 s sample data acquisition | STDGL3 (Danyushevsky et al. 2011) and GSD-1G (USGS) | 52.9675 | [19 empty] | 5548.4671 | [5 empty] | 0.099364 | [5 empty] | 4121.1054 | [9 empty] | 97839.4983 |  | 29.2524 |  |  |  | 0.43849 | [7 empty] | 1841.8629 | [13 empty] | 1944.1517 | [15 empty] | 0.19318 | [17 empty] | 0.048095 | [9 empty] | 1917.3549 | [32 empty] | 2025 |  |  | CHN | Tibet
| Lawu |  | Magmatic hydrothermal | Skarn | Cu-Pb-Zn skarn | Cu, Pb, Zn | In, Sn | Cu, Pb, Zn, In, Sn |  |  | kb50112-2 | kb50112-2 | underground mine |  |  |  |  | ore material | drill core | underground mining tunnels and drill cores | mineral separate | [5 empty] | mineralisation |  |  |  | sphalerite, chalcopyrite, pyrrhotite, pyrite, arsenopyrite |  |  | Sn-rich Epithermal |  |  |  | galena, bismuthinite, marcasite, iron oxides, pyroxene, actinolite, quartz | thin sections and polished blocks examined using optical microscope, BSE detector, and EDS prior to analysis | EMPA, LA-ICPMS | JEOL JXA-8230 electron probe microanalyzer; RESOlution-LR 193 nm ArF excimer laser ablation system coupled to an Agilent 7700x ICP-MS | Laboratory of Mineral Resources Research Center, Fuzhou University; Adelaide Microscopy, the University of Adelaide | EPMA point analysis: accelerating voltage 15 kV, beam current 20 nA, beam diameter ~5 μm; EPMA mapping: accelerating voltage 20 kV, working current 50 nA, dwell time ~10 ms; BSE imaging: accelerating voltage 20 kV, beam current 10 nA; LA-ICP-MS: energy density 3~3.5 J/cm2, spot sizes 29 to 51 μm, repetition rates 5 Hz (polished thin-section) and 10 Hz (polished blocks), ~30 s background acquisition, ~40 s sample data acquisition | STDGL3 (Danyushevsky et al. 2011) and GSD-1G (USGS) | 42.2139 | [19 empty] | 5705.9725 | [5 empty] | 0.083134 | [5 empty] | 3453.9981 | [9 empty] | 100079.0358 |  | 28.6373 |  |  |  | 0.89806 | [7 empty] | 1645.6306 | [13 empty] | 2196.8653 | [15 empty] | 0.35569 | [17 empty] | 0.02 | [9 empty] | 1542.7667 | [32 empty] | 2025 |  |  | CHN | Tibet
| Lawu |  | Magmatic hydrothermal | Skarn | Cu-Pb-Zn skarn | Cu, Pb, Zn | In, Sn | Cu, Pb, Zn, In, Sn |  |  | kb50112-3 | kb50112-3 | underground mine |  |  |  |  | ore material | drill core | underground mining tunnels and drill cores | mineral separate | [5 empty] | mineralisation |  |  |  | sphalerite, chalcopyrite, pyrrhotite, pyrite, arsenopyrite |  |  | Sn-rich Epithermal |  |  |  | galena, bismuthinite, marcasite, iron oxides, pyroxene, actinolite, quartz | thin sections and polished blocks examined using optical microscope, BSE detector, and EDS prior to analysis | EMPA, LA-ICPMS | JEOL JXA-8230 electron probe microanalyzer; RESOlution-LR 193 nm ArF excimer laser ablation system coupled to an Agilent 7700x ICP-MS | Laboratory of Mineral Resources Research Center, Fuzhou University; Adelaide Microscopy, the University of Adelaide | EPMA point analysis: accelerating voltage 15 kV, beam current 20 nA, beam diameter ~5 μm; EPMA mapping: accelerating voltage 20 kV, working current 50 nA, dwell time ~10 ms; BSE imaging: accelerating voltage 20 kV, beam current 10 nA; LA-ICP-MS: energy density 3~3.5 J/cm2, spot sizes 29 to 51 μm, repetition rates 5 Hz (polished thin-section) and 10 Hz (polished blocks), ~30 s background acquisition, ~40 s sample data acquisition | STDGL3 (Danyushevsky et al. 2011) and GSD-1G (USGS) | 21.602 | [19 empty] | 6252.8986 | [5 empty] | 0.10914 | [5 empty] | 2385.8263 | [9 empty] | 98080.7454 |  | 29.6191 |  |  |  | 0.084949 | [7 empty] | 1510.6147 | [13 empty] | 1422.1805 | [15 empty] | 0.20123 | [17 empty] | 0.039453 | [9 empty] | 780.8983 | [32 empty] | 2025 |  |  | CHN | Tibet
| Lawu |  | Magmatic hydrothermal | Skarn | Cu-Pb-Zn skarn | Cu, Pb, Zn | In, Sn | Cu, Pb, Zn, In, Sn |  |  | kb50112-4 | kb50112-4 | underground mine |  |  |  |  | ore material | drill core | underground mining tunnels and drill cores | mineral separate | [5 empty] | mineralisation |  |  |  | sphalerite, chalcopyrite, pyrrhotite, pyrite, arsenopyrite |  |  | Sn-rich Epithermal |  |  |  | galena, bismuthinite, marcasite, iron oxides, pyroxene, actinolite, quartz | thin sections and polished blocks examined using optical microscope, BSE detector, and EDS prior to analysis | EMPA, LA-ICPMS | JEOL JXA-8230 electron probe microanalyzer; RESOlution-LR 193 nm ArF excimer laser ablation system coupled to an Agilent 7700x ICP-MS | Laboratory of Mineral Resources Research Center, Fuzhou University; Adelaide Microscopy, the University of Adelaide | EPMA point analysis: accelerating voltage 15 kV, beam current 20 nA, beam diameter ~5 μm; EPMA mapping: accelerating voltage 20 kV, working current 50 nA, dwell time ~10 ms; BSE imaging: accelerating voltage 20 kV, beam current 10 nA; LA-ICP-MS: energy density 3~3.5 J/cm2, spot sizes 29 to 51 μm, repetition rates 5 Hz (polished thin-section) and 10 Hz (polished blocks), ~30 s background acquisition, ~40 s sample data acquisition | STDGL3 (Danyushevsky et al. 2011) and GSD-1G (USGS) | 15.2273 | [19 empty] | 6109.4904 | [5 empty] | 0.075395 | [5 empty] | 1949.2392 | [9 empty] | 98417.1634 |  | 30.2668 |  |  |  | 0.26374 | [7 empty] | 1145.6774 | [13 empty] | 1169.3495 | [15 empty] | 1.2534 | [17 empty] | 0.17708 | [9 empty] | 303.5311 | [32 empty] | 2025 |  |  | CHN | Tibet
| Lawu |  | Magmatic hydrothermal | Skarn | Cu-Pb-Zn skarn | Cu, Pb, Zn | In, Sn | Cu, Pb, Zn, In, Sn |  |  | kb50112-5 | kb50112-5 | underground mine |  |  |  |  | ore material | drill core | underground mining tunnels and drill cores | mineral separate | [5 empty] | mineralisation |  |  |  | sphalerite, chalcopyrite, pyrrhotite, pyrite, arsenopyrite |  |  | Sn-rich Epithermal |  |  |  | galena, bismuthinite, marcasite, iron oxides, pyroxene, actinolite, quartz | thin sections and polished blocks examined using optical microscope, BSE detector, and EDS prior to analysis | EMPA, LA-ICPMS | JEOL JXA-8230 electron probe microanalyzer; RESOlution-LR 193 nm ArF excimer laser ablation system coupled to an Agilent 7700x ICP-MS | Laboratory of Mineral Resources Research Center, Fuzhou University; Adelaide Microscopy, the University of Adelaide | EPMA point analysis: accelerating voltage 15 kV, beam current 20 nA, beam diameter ~5 μm; EPMA mapping: accelerating voltage 20 kV, working current 50 nA, dwell time ~10 ms; BSE imaging: accelerating voltage 20 kV, beam current 10 nA; LA-ICP-MS: energy density 3~3.5 J/cm2, spot sizes 29 to 51 μm, repetition rates 5 Hz (polished thin-section) and 10 Hz (polished blocks), ~30 s background acquisition, ~40 s sample data acquisition | STDGL3 (Danyushevsky et al. 2011) and GSD-1G (USGS) | 15.8129 | [19 empty] | 5984.479 | [5 empty] | 0.054249 | [5 empty] | 1377.0011 | [9 empty] | 102267.1767 |  | 26.5624 |  |  |  | 0.084949 | [7 empty] | 872.3505 | [13 empty] | 761.9768 | [15 empty] | 0.22772 | [17 empty] | 0.02 | [9 empty] | 145.1293 | [32 empty] | 2025 |  |  | CHN | Tibet
| Lawu |  | Magmatic hydrothermal | Skarn | Cu-Pb-Zn skarn | Cu, Pb, Zn | In, Sn | Cu, Pb, Zn, In, Sn |  |  | kb50112-6 | kb50112-6 | underground mine |  |  |  |  | ore material | drill core | underground mining tunnels and drill cores | mineral separate | [5 empty] | mineralisation |  |  |  | sphalerite, chalcopyrite, pyrrhotite, pyrite, arsenopyrite |  |  | Sn-rich Epithermal |  |  |  | galena, bismuthinite, marcasite, iron oxides, pyroxene, actinolite, quartz | thin sections and polished blocks examined using optical microscope, BSE detector, and EDS prior to analysis | EMPA, LA-ICPMS | JEOL JXA-8230 electron probe microanalyzer; RESOlution-LR 193 nm ArF excimer laser ablation system coupled to an Agilent 7700x ICP-MS | Laboratory of Mineral Resources Research Center, Fuzhou University; Adelaide Microscopy, the University of Adelaide | EPMA point analysis: accelerating voltage 15 kV, beam current 20 nA, beam diameter ~5 μm; EPMA mapping: accelerating voltage 20 kV, working current 50 nA, dwell time ~10 ms; BSE imaging: accelerating voltage 20 kV, beam current 10 nA; LA-ICP-MS: energy density 3~3.5 J/cm2, spot sizes 29 to 51 μm, repetition rates 5 Hz (polished thin-section) and 10 Hz (polished blocks), ~30 s background acquisition, ~40 s sample data acquisition | STDGL3 (Danyushevsky et al. 2011) and GSD-1G (USGS) | 25.0775 | [19 empty] | 5896.0883 | [5 empty] | 0.068611 | [5 empty] | 2139.2987 | [9 empty] | 100406.5196 |  | 22.8217 |  |  |  | 0.084949 | [7 empty] | 1472.3038 | [13 empty] | 957.9179 | [15 empty] | 1.4353 | [17 empty] | 0.29075 | [9 empty] | 755.7706 | [32 empty] | 2025 |  |  | CHN | Tibet
| Lawu |  | Magmatic hydrothermal | Skarn | Cu-Pb-Zn skarn | Cu, Pb, Zn | In, Sn | Cu, Pb, Zn, In, Sn |  |  | kb50112-7 | kb50112-7 | underground mine |  |  |  |  | ore material | drill core | underground mining tunnels and drill cores | mineral separate | [5 empty] | mineralisation |  |  |  | sphalerite, chalcopyrite, pyrrhotite, pyrite, arsenopyrite |  |  | Sn-rich Epithermal |  |  |  | galena, bismuthinite, marcasite, iron oxides, pyroxene, actinolite, quartz | thin sections and polished blocks examined using optical microscope, BSE detector, and EDS prior to analysis | EMPA, LA-ICPMS | JEOL JXA-8230 electron probe microanalyzer; RESOlution-LR 193 nm ArF excimer laser ablation system coupled to an Agilent 7700x ICP-MS | Laboratory of Mineral Resources Research Center, Fuzhou University; Adelaide Microscopy, the University of Adelaide | EPMA point analysis: accelerating voltage 15 kV, beam current 20 nA, beam diameter ~5 μm; EPMA mapping: accelerating voltage 20 kV, working current 50 nA, dwell time ~10 ms; BSE imaging: accelerating voltage 20 kV, beam current 10 nA; LA-ICP-MS: energy density 3~3.5 J/cm2, spot sizes 29 to 51 μm, repetition rates 5 Hz (polished thin-section) and 10 Hz (polished blocks), ~30 s background acquisition, ~40 s sample data acquisition | STDGL3 (Danyushevsky et al. 2011) and GSD-1G (USGS) | 24.5221 | [19 empty] | 6577.3259 | [5 empty] | 0.056427 | [5 empty] | 2280.1364 | [9 empty] | 100650.2346 |  | 26.8634 |  |  |  | 0.27453 | [7 empty] | 1265.2011 | [13 empty] | 739.8387 | [15 empty] | 2.775 | [17 empty] | 0.47032 | [9 empty] | 890.2438 | [32 empty] | 2025 |  |  | CHN | Tibet
| Lawu |  | Magmatic hydrothermal | Skarn | Cu-Pb-Zn skarn | Cu, Pb, Zn | In, Sn | Cu, Pb, Zn, In, Sn |  |  | kb50112-8 | kb50112-8 | underground mine |  |  |  |  | ore material | drill core | underground mining tunnels and drill cores | mineral separate | [5 empty] | mineralisation |  |  |  | sphalerite, chalcopyrite, pyrrhotite, pyrite, arsenopyrite |  |  | Sn-rich Epithermal |  |  |  | galena, bismuthinite, marcasite, iron oxides, pyroxene, actinolite, quartz | thin sections and polished blocks examined using optical microscope, BSE detector, and EDS prior to analysis | EMPA, LA-ICPMS | JEOL JXA-8230 electron probe microanalyzer; RESOlution-LR 193 nm ArF excimer laser ablation system coupled to an Agilent 7700x ICP-MS | Laboratory of Mineral Resources Research Center, Fuzhou University; Adelaide Microscopy, the University of Adelaide | EPMA point analysis: accelerating voltage 15 kV, beam current 20 nA, beam diameter ~5 μm; EPMA mapping: accelerating voltage 20 kV, working current 50 nA, dwell time ~10 ms; BSE imaging: accelerating voltage 20 kV, beam current 10 nA; LA-ICP-MS: energy density 3~3.5 J/cm2, spot sizes 29 to 51 μm, repetition rates 5 Hz (polished thin-section) and 10 Hz (polished blocks), ~30 s background acquisition, ~40 s sample data acquisition | STDGL3 (Danyushevsky et al. 2011) and GSD-1G (USGS) | 22.998 | [19 empty] | 6120.8948 | [5 empty] | 0.1219 | [5 empty] | 2306.3319 | [9 empty] | 98495.1322 |  | 33.6822 |  |  |  | 0.084949 | [7 empty] | 1291.259 | [13 empty] | 2384.0017 | [15 empty] | 2.3856 | [17 empty] | 0.35412 | [9 empty] | 525.6417 | [32 empty] | 2025 |  |  | CHN | Tibet
| Lawu |  | Magmatic hydrothermal | Skarn | Cu-Pb-Zn skarn | Cu, Pb, Zn | In, Sn | Cu, Pb, Zn, In, Sn |  |  | kb50112-9 | kb50112-9 | underground mine |  |  |  |  | ore material | drill core | underground mining tunnels and drill cores | mineral separate | [5 empty] | mineralisation |  |  |  | sphalerite, chalcopyrite, pyrrhotite, pyrite, arsenopyrite |  |  | Sn-rich Epithermal |  |  |  | galena, bismuthinite, marcasite, iron oxides, pyroxene, actinolite, quartz | thin sections and polished blocks examined using optical microscope, BSE detector, and EDS prior to analysis | EMPA, LA-ICPMS | JEOL JXA-8230 electron probe microanalyzer; RESOlution-LR 193 nm ArF excimer laser ablation system coupled to an Agilent 7700x ICP-MS | Laboratory of Mineral Resources Research Center, Fuzhou University; Adelaide Microscopy, the University of Adelaide | EPMA point analysis: accelerating voltage 15 kV, beam current 20 nA, beam diameter ~5 μm; EPMA mapping: accelerating voltage 20 kV, working current 50 nA, dwell time ~10 ms; BSE imaging: accelerating voltage 20 kV, beam current 10 nA; LA-ICP-MS: energy density 3~3.5 J/cm2, spot sizes 29 to 51 μm, repetition rates 5 Hz (polished thin-section) and 10 Hz (polished blocks), ~30 s background acquisition, ~40 s sample data acquisition | STDGL3 (Danyushevsky et al. 2011) and GSD-1G (USGS) | 22.9711 | [19 empty] | 5141.4618 | [5 empty] | 0.061534 | [5 empty] | 2013.463 | [9 empty] | 86289.3057 |  | 27.4167 |  |  |  | 0.23525 | [7 empty] | 1548.6229 | [13 empty] | 801.8515 | [15 empty] | 0.33559 | [17 empty] | 0.02 | [9 empty] | 676.3532 | [32 empty] | 2025 |  |  | CHN | Tibet
| Lawu |  | Magmatic hydrothermal | Skarn | Cu-Pb-Zn skarn | Cu, Pb, Zn | In, Sn | Cu, Pb, Zn, In, Sn |  |  | kb50112-10 | kb50112-10 | underground mine |  |  |  |  | ore material | drill core | underground mining tunnels and drill cores | mineral separate | [5 empty] | mineralisation |  |  |  | sphalerite, chalcopyrite, pyrrhotite, pyrite, arsenopyrite |  |  | Sn-rich Epithermal |  |  |  | galena, bismuthinite, marcasite, iron oxides, pyroxene, actinolite, quartz | thin sections and polished blocks examined using optical microscope, BSE detector, and EDS prior to analysis | EMPA, LA-ICPMS | JEOL JXA-8230 electron probe microanalyzer; RESOlution-LR 193 nm ArF excimer laser ablation system coupled to an Agilent 7700x ICP-MS | Laboratory of Mineral Resources Research Center, Fuzhou University; Adelaide Microscopy, the University of Adelaide | EPMA point analysis: accelerating voltage 15 kV, beam current 20 nA, beam diameter ~5 μm; EPMA mapping: accelerating voltage 20 kV, working current 50 nA, dwell time ~10 ms; BSE imaging: accelerating voltage 20 kV, beam current 10 nA; LA-ICP-MS: energy density 3~3.5 J/cm2, spot sizes 29 to 51 μm, repetition rates 5 Hz (polished thin-section) and 10 Hz (polished blocks), ~30 s background acquisition, ~40 s sample data acquisition | STDGL3 (Danyushevsky et al. 2011) and GSD-1G (USGS) | 22.5602 | [19 empty] | 6600.0471 | [5 empty] | 0.085988 | [5 empty] | 2108.5467 | [9 empty] | 100385.1258 |  | 30.7948 |  |  |  | 0.084949 | [7 empty] | 1598.353 | [13 empty] | 930.2803 | [15 empty] | 0.59298 | [17 empty] | 0.082663 | [9 empty] | 691.0342 | [32 empty] | 2025 |  |  | CHN | Tibet
| Lawu |  | Magmatic hydrothermal | Skarn | Cu-Pb-Zn skarn | Cu, Pb, Zn | In, Sn | Cu, Pb, Zn, In, Sn |  |  | kb50112-11 | kb50112-11 | underground mine |  |  |  |  | ore material | drill core | underground mining tunnels and drill cores | mineral separate | [5 empty] | mineralisation |  |  |  | sphalerite, chalcopyrite, pyrrhotite, pyrite, arsenopyrite |  |  | Sn-rich Epithermal |  |  |  | galena, bismuthinite, marcasite, iron oxides, pyroxene, actinolite, quartz | thin sections and polished blocks examined using optical microscope, BSE detector, and EDS prior to analysis | EMPA, LA-ICPMS | JEOL JXA-8230 electron probe microanalyzer; RESOlution-LR 193 nm ArF excimer laser ablation system coupled to an Agilent 7700x ICP-MS | Laboratory of Mineral Resources Research Center, Fuzhou University; Adelaide Microscopy, the University of Adelaide | EPMA point analysis: accelerating voltage 15 kV, beam current 20 nA, beam diameter ~5 μm; EPMA mapping: accelerating voltage 20 kV, working current 50 nA, dwell time ~10 ms; BSE imaging: accelerating voltage 20 kV, beam current 10 nA; LA-ICP-MS: energy density 3~3.5 J/cm2, spot sizes 29 to 51 μm, repetition rates 5 Hz (polished thin-section) and 10 Hz (polished blocks), ~30 s background acquisition, ~40 s sample data acquisition | STDGL3 (Danyushevsky et al. 2011) and GSD-1G (USGS) | 13.1634 | [19 empty] | 6640.5661 | [5 empty] | 0.1168 | [5 empty] | 1804.908 | [9 empty] | 102488.2928 |  | 24.7796 |  |  |  | 0.084949 | [7 empty] | 1129.5743 | [13 empty] | 961.5573 | [15 empty] | 0.45002 | [17 empty] | 0.11654 | [9 empty] | 240.8672 | [32 empty] | 2025 |  |  | CHN | Tibet
| Lawu |  | Magmatic hydrothermal | Skarn | Cu-Pb-Zn skarn | Cu, Pb, Zn | In, Sn | Cu, Pb, Zn, In, Sn |  |  | kb50112-12 | kb50112-12 | underground mine |  |  |  |  | ore material | drill core | underground mining tunnels and drill cores | mineral separate | [5 empty] | mineralisation |  |  |  | sphalerite, chalcopyrite, pyrrhotite, pyrite, arsenopyrite |  |  | Sn-rich Epithermal |  |  |  | galena, bismuthinite, marcasite, iron oxides, pyroxene, actinolite, quartz | thin sections and polished blocks examined using optical microscope, BSE detector, and EDS prior to analysis | EMPA, LA-ICPMS | JEOL JXA-8230 electron probe microanalyzer; RESOlution-LR 193 nm ArF excimer laser ablation system coupled to an Agilent 7700x ICP-MS | Laboratory of Mineral Resources Research Center, Fuzhou University; Adelaide Microscopy, the University of Adelaide | EPMA point analysis: accelerating voltage 15 kV, beam current 20 nA, beam diameter ~5 μm; EPMA mapping: accelerating voltage 20 kV, working current 50 nA, dwell time ~10 ms; BSE imaging: accelerating voltage 20 kV, beam current 10 nA; LA-ICP-MS: energy density 3~3.5 J/cm2, spot sizes 29 to 51 μm, repetition rates 5 Hz (polished thin-section) and 10 Hz (polished blocks), ~30 s background acquisition, ~40 s sample data acquisition | STDGL3 (Danyushevsky et al. 2011) and GSD-1G (USGS) | 15.2483 | [19 empty] | 6201.5352 | [5 empty] | 0.062692 | [5 empty] | 1698.0689 | [9 empty] | 101530.6482 |  | 34.7599 |  |  |  | 0.33974 | [7 empty] | 677.2859 | [13 empty] | 891.8694 | [15 empty] | 3.8205 | [17 empty] | 0.39438 | [9 empty] | 160.974 | [32 empty] | 2025 |  |  | CHN | Tibet
| Lawu |  | Magmatic hydrothermal | Skarn | Cu-Pb-Zn skarn | Cu, Pb, Zn | In, Sn | Cu, Pb, Zn, In, Sn |  |  | kb50112-13 | kb50112-13 | underground mine |  |  |  |  | ore material | drill core | underground mining tunnels and drill cores | mineral separate | [5 empty] | mineralisation |  |  |  | sphalerite, chalcopyrite, pyrrhotite, pyrite, arsenopyrite |  |  | Sn-rich Epithermal |  |  |  | galena, bismuthinite, marcasite, iron oxides, pyroxene, actinolite, quartz | thin sections and polished blocks examined using optical microscope, BSE detector, and EDS prior to analysis | EMPA, LA-ICPMS | JEOL JXA-8230 electron probe microanalyzer; RESOlution-LR 193 nm ArF excimer laser ablation system coupled to an Agilent 7700x ICP-MS | Laboratory of Mineral Resources Research Center, Fuzhou University; Adelaide Microscopy, the University of Adelaide | EPMA point analysis: accelerating voltage 15 kV, beam current 20 nA, beam diameter ~5 μm; EPMA mapping: accelerating voltage 20 kV, working current 50 nA, dwell time ~10 ms; BSE imaging: accelerating voltage 20 kV, beam current 10 nA; LA-ICP-MS: energy density 3~3.5 J/cm2, spot sizes 29 to 51 μm, repetition rates 5 Hz (polished thin-section) and 10 Hz (polished blocks), ~30 s background acquisition, ~40 s sample data acquisition | STDGL3 (Danyushevsky et al. 2011) and GSD-1G (USGS) | 12.8958 | [19 empty] | 6063.0084 | [5 empty] | 0.064518 | [5 empty] | 1754.1809 | [9 empty] | 102935.1714 |  | 26.4321 |  |  |  | 0.26778 | [7 empty] | 696.514 | [13 empty] | 865.6749 | [15 empty] | 0.67155 | [17 empty] | 0.11099 | [9 empty] | 798.1408 | [32 empty] | 2025 |  |  | CHN | Tibet
| Lawu |  | Magmatic hydrothermal | Skarn | Cu-Pb-Zn skarn | Cu, Pb, Zn | In, Sn | Cu, Pb, Zn, In, Sn |  |  | kb50024-1 | kb50024-1 | underground mine |  |  |  |  | ore material | drill core | underground mining tunnels and drill cores | mineral separate | [5 empty] | mineralisation |  |  |  | sphalerite, chalcopyrite, pyrrhotite, pyrite, arsenopyrite |  |  | Sn-rich Epithermal |  |  |  | galena, bismuthinite, marcasite, iron oxides, pyroxene, actinolite, quartz | thin sections and polished blocks examined using optical microscope, BSE detector, and EDS prior to analysis | EMPA, LA-ICPMS | JEOL JXA-8230 electron probe microanalyzer; RESOlution-LR 193 nm ArF excimer laser ablation system coupled to an Agilent 7700x ICP-MS | Laboratory of Mineral Resources Research Center, Fuzhou University; Adelaide Microscopy, the University of Adelaide | EPMA point analysis: accelerating voltage 15 kV, beam current 20 nA, beam diameter ~5 μm; EPMA mapping: accelerating voltage 20 kV, working current 50 nA, dwell time ~10 ms; BSE imaging: accelerating voltage 20 kV, beam current 10 nA; LA-ICP-MS: energy density 3~3.5 J/cm2, spot sizes 29 to 51 μm, repetition rates 5 Hz (polished thin-section) and 10 Hz (polished blocks), ~30 s background acquisition, ~40 s sample data acquisition | STDGL3 (Danyushevsky et al. 2011) and GSD-1G (USGS) | 3.7699 | [19 empty] | 5478.0514 | [5 empty] | 39.9036 | [5 empty] | 1144.0486 | [9 empty] | 89046.539 |  | 116.2447 |  |  |  | 0.084949 | [7 empty] | 309.4593 | [13 empty] | 269.5362 | [15 empty] | 2.1769 | [17 empty] | 0.58736 | [9 empty] | 98.1305 | [32 empty] | 2025 |  |  | CHN | Tibet
| Lawu |  | Magmatic hydrothermal | Skarn | Cu-Pb-Zn skarn | Cu, Pb, Zn | In, Sn | Cu, Pb, Zn, In, Sn |  |  | kb50024-2 | kb50024-2 | underground mine |  |  |  |  | ore material | drill core | underground mining tunnels and drill cores | mineral separate | [5 empty] | mineralisation |  |  |  | sphalerite, chalcopyrite, pyrrhotite, pyrite, arsenopyrite |  |  | Sn-rich Epithermal |  |  |  | galena, bismuthinite, marcasite, iron oxides, pyroxene, actinolite, quartz | thin sections and polished blocks examined using optical microscope, BSE detector, and EDS prior to analysis | EMPA, LA-ICPMS | JEOL JXA-8230 electron probe microanalyzer; RESOlution-LR 193 nm ArF excimer laser ablation system coupled to an Agilent 7700x ICP-MS | Laboratory of Mineral Resources Research Center, Fuzhou University; Adelaide Microscopy, the University of Adelaide | EPMA point analysis: accelerating voltage 15 kV, beam current 20 nA, beam diameter ~5 μm; EPMA mapping: accelerating voltage 20 kV, working current 50 nA, dwell time ~10 ms; BSE imaging: accelerating voltage 20 kV, beam current 10 nA; LA-ICP-MS: energy density 3~3.5 J/cm2, spot sizes 29 to 51 μm, repetition rates 5 Hz (polished thin-section) and 10 Hz (polished blocks), ~30 s background acquisition, ~40 s sample data acquisition | STDGL3 (Danyushevsky et al. 2011) and GSD-1G (USGS) | 3.8374 | [19 empty] | 5959.5817 | [5 empty] | 38.4345 | [5 empty] | 676.4176 | [9 empty] | 87833.9797 |  | 84.1042 |  |  |  | 0.24345 | [7 empty] | 285.5671 | [13 empty] | 311.8526 | [15 empty] | 0.13294 | [17 empty] | 0.02 | [9 empty] | 203.3953 | [32 empty] | 2025 |  |  | CHN | Tibet
| Lawu |  | Magmatic hydrothermal | Skarn | Cu-Pb-Zn skarn | Cu, Pb, Zn | In, Sn | Cu, Pb, Zn, In, Sn |  |  | kb50024-3 | kb50024-3 | underground mine |  |  |  |  | ore material | drill core | underground mining tunnels and drill cores | mineral separate | [5 empty] | mineralisation |  |  |  | sphalerite, chalcopyrite, pyrrhotite, pyrite, arsenopyrite |  |  | Sn-rich Epithermal |  |  |  | galena, bismuthinite, marcasite, iron oxides, pyroxene, actinolite, quartz | thin sections and polished blocks examined using optical microscope, BSE detector, and EDS prior to analysis | EMPA, LA-ICPMS | JEOL JXA-8230 electron probe microanalyzer; RESOlution-LR 193 nm ArF excimer laser ablation system coupled to an Agilent 7700x ICP-MS | Laboratory of Mineral Resources Research Center, Fuzhou University; Adelaide Microscopy, the University of Adelaide | EPMA point analysis: accelerating voltage 15 kV, beam current 20 nA, beam diameter ~5 μm; EPMA mapping: accelerating voltage 20 kV, working current 50 nA, dwell time ~10 ms; BSE imaging: accelerating voltage 20 kV, beam current 10 nA; LA-ICP-MS: energy density 3~3.5 J/cm2, spot sizes 29 to 51 μm, repetition rates 5 Hz (polished thin-section) and 10 Hz (polished blocks), ~30 s background acquisition, ~40 s sample data acquisition | STDGL3 (Danyushevsky et al. 2011) and GSD-1G (USGS) | 26.9154 | [19 empty] | 5417.1021 | [5 empty] | 34.6692 | [5 empty] | 1784.2717 | [9 empty] | 76457.9769 |  | 83.175 |  |  |  | 0.69612 | [7 empty] | 165.1624 | [13 empty] | 567.377 | [15 empty] | 19.1502 | [17 empty] | 1.4231 | [9 empty] | 604.6292 | [32 empty] | 2025 |  |  | CHN | Tibet
| Lawu |  | Magmatic hydrothermal | Skarn | Cu-Pb-Zn skarn | Cu, Pb, Zn | In, Sn | Cu, Pb, Zn, In, Sn |  |  | kb50024-4 | kb50024-4 | underground mine |  |  |  |  | ore material | drill core | underground mining tunnels and drill cores | mineral separate | [5 empty] | mineralisation |  |  |  | sphalerite, chalcopyrite, pyrrhotite, pyrite, arsenopyrite |  |  | Sn-rich Epithermal |  |  |  | galena, bismuthinite, marcasite, iron oxides, pyroxene, actinolite, quartz | thin sections and polished blocks examined using optical microscope, BSE detector, and EDS prior to analysis | EMPA, LA-ICPMS | JEOL JXA-8230 electron probe microanalyzer; RESOlution-LR 193 nm ArF excimer laser ablation system coupled to an Agilent 7700x ICP-MS | Laboratory of Mineral Resources Research Center, Fuzhou University; Adelaide Microscopy, the University of Adelaide | EPMA point analysis: accelerating voltage 15 kV, beam current 20 nA, beam diameter ~5 μm; EPMA mapping: accelerating voltage 20 kV, working current 50 nA, dwell time ~10 ms; BSE imaging: accelerating voltage 20 kV, beam current 10 nA; LA-ICP-MS: energy density 3~3.5 J/cm2, spot sizes 29 to 51 μm, repetition rates 5 Hz (polished thin-section) and 10 Hz (polished blocks), ~30 s background acquisition, ~40 s sample data acquisition | STDGL3 (Danyushevsky et al. 2011) and GSD-1G (USGS) | 40.503 | [19 empty] | 5764.2162 | [5 empty] | 42.4699 | [5 empty] | 1562.3751 | [9 empty] | 91477.5854 |  | 113.3128 |  |  |  | 1.4721 | [7 empty] | 223.3367 | [13 empty] | 665.5159 | [15 empty] | 18.4561 | [17 empty] | 0.10971 | [9 empty] | 389.7676 | [32 empty] | 2025 |  |  | CHN | Tibet
| Lawu |  | Magmatic hydrothermal | Skarn | Cu-Pb-Zn skarn | Cu, Pb, Zn | In, Sn | Cu, Pb, Zn, In, Sn |  |  | kb50024-5 | kb50024-5 | underground mine |  |  |  |  | ore material | drill core | underground mining tunnels and drill cores | mineral separate | [5 empty] | mineralisation |  |  |  | sphalerite, chalcopyrite, pyrrhotite, pyrite, arsenopyrite |  |  | Sn-rich Epithermal |  |  |  | galena, bismuthinite, marcasite, iron oxides, pyroxene, actinolite, quartz | thin sections and polished blocks examined using optical microscope, BSE detector, and EDS prior to analysis | EMPA, LA-ICPMS | JEOL JXA-8230 electron probe microanalyzer; RESOlution-LR 193 nm ArF excimer laser ablation system coupled to an Agilent 7700x ICP-MS | Laboratory of Mineral Resources Research Center, Fuzhou University; Adelaide Microscopy, the University of Adelaide | EPMA point analysis: accelerating voltage 15 kV, beam current 20 nA, beam diameter ~5 μm; EPMA mapping: accelerating voltage 20 kV, working current 50 nA, dwell time ~10 ms; BSE imaging: accelerating voltage 20 kV, beam current 10 nA; LA-ICP-MS: energy density 3~3.5 J/cm2, spot sizes 29 to 51 μm, repetition rates 5 Hz (polished thin-section) and 10 Hz (polished blocks), ~30 s background acquisition, ~40 s sample data acquisition | STDGL3 (Danyushevsky et al. 2011) and GSD-1G (USGS) | 9.7658 | [19 empty] | 6722.7818 | [5 empty] | 38.3642 | [5 empty] | 1111.6418 | [9 empty] | 88581.5125 |  | 179.7612 |  |  |  | 0.56567 | [7 empty] | 303.5668 | [13 empty] | 220.1639 | [15 empty] | 0.41823 | [17 empty] | 0.045716 | [9 empty] | 378.665 | [32 empty] | 2025 |  |  | CHN | Tibet
| Lawu |  | Magmatic hydrothermal | Skarn | Cu-Pb-Zn skarn | Cu, Pb, Zn | In, Sn | Cu, Pb, Zn, In, Sn |  |  | kb50024-6 | kb50024-6 | underground mine |  |  |  |  | ore material | drill core | underground mining tunnels and drill cores | mineral separate | [5 empty] | mineralisation |  |  |  | sphalerite, chalcopyrite, pyrrhotite, pyrite, arsenopyrite |  |  | Sn-rich Epithermal |  |  |  | galena, bismuthinite, marcasite, iron oxides, pyroxene, actinolite, quartz | thin sections and polished blocks examined using optical microscope, BSE detector, and EDS prior to analysis | EMPA, LA-ICPMS | JEOL JXA-8230 electron probe microanalyzer; RESOlution-LR 193 nm ArF excimer laser ablation system coupled to an Agilent 7700x ICP-MS | Laboratory of Mineral Resources Research Center, Fuzhou University; Adelaide Microscopy, the University of Adelaide | EPMA point analysis: accelerating voltage 15 kV, beam current 20 nA, beam diameter ~5 μm; EPMA mapping: accelerating voltage 20 kV, working current 50 nA, dwell time ~10 ms; BSE imaging: accelerating voltage 20 kV, beam current 10 nA; LA-ICP-MS: energy density 3~3.5 J/cm2, spot sizes 29 to 51 μm, repetition rates 5 Hz (polished thin-section) and 10 Hz (polished blocks), ~30 s background acquisition, ~40 s sample data acquisition | STDGL3 (Danyushevsky et al. 2011) and GSD-1G (USGS) | 8.2808 | [19 empty] | 5949.6972 | [5 empty] | 36.0392 | [5 empty] | 798.1704 | [9 empty] | 90311.7044 |  | 36.7038 |  |  |  | 0.084949 | [7 empty] | 339.3287 | [13 empty] | 993.4988 | [15 empty] | 0.99514 | [17 empty] | 0.0629 | [9 empty] | 245.5513 | [32 empty] | 2025 |  |  | CHN | Tibet
| Lawu |  | Magmatic hydrothermal | Skarn | Cu-Pb-Zn skarn | Cu, Pb, Zn | In, Sn | Cu, Pb, Zn, In, Sn |  |  | kb50024-7 | kb50024-7 | underground mine |  |  |  |  | ore material | drill core | underground mining tunnels and drill cores | mineral separate | [5 empty] | mineralisation |  |  |  | sphalerite, chalcopyrite, pyrrhotite, pyrite, arsenopyrite |  |  | Sn-rich Epithermal |  |  |  | galena, bismuthinite, marcasite, iron oxides, pyroxene, actinolite, quartz | thin sections and polished blocks examined using optical microscope, BSE detector, and EDS prior to analysis | EMPA, LA-ICPMS | JEOL JXA-8230 electron probe microanalyzer; RESOlution-LR 193 nm ArF excimer laser ablation system coupled to an Agilent 7700x ICP-MS | Laboratory of Mineral Resources Research Center, Fuzhou University; Adelaide Microscopy, the University of Adelaide | EPMA point analysis: accelerating voltage 15 kV, beam current 20 nA, beam diameter ~5 μm; EPMA mapping: accelerating voltage 20 kV, working current 50 nA, dwell time ~10 ms; BSE imaging: accelerating voltage 20 kV, beam current 10 nA; LA-ICP-MS: energy density 3~3.5 J/cm2, spot sizes 29 to 51 μm, repetition rates 5 Hz (polished thin-section) and 10 Hz (polished blocks), ~30 s background acquisition, ~40 s sample data acquisition | STDGL3 (Danyushevsky et al. 2011) and GSD-1G (USGS) | 5.7623 | [19 empty] | 7066.932 | [5 empty] | 36.0593 | [5 empty] | 1209.9744 | [9 empty] | 89854.6429 |  | 33.4831 |  |  |  | 0.37518 | [7 empty] | 424.183 | [13 empty] | 1044.626 | [15 empty] | 0.11588 | [17 empty] | 0.056137 | [9 empty] | 112.9829 | [32 empty] | 2025 |  |  | CHN | Tibet
| Lawu |  | Magmatic hydrothermal | Skarn | Cu-Pb-Zn skarn | Cu, Pb, Zn | In, Sn | Cu, Pb, Zn, In, Sn |  |  | kb50024-8 | kb50024-8 | underground mine |  |  |  |  | ore material | drill core | underground mining tunnels and drill cores | mineral separate | [5 empty] | mineralisation |  |  |  | sphalerite, chalcopyrite, pyrrhotite, pyrite, arsenopyrite |  |  | Sn-rich Epithermal |  |  |  | galena, bismuthinite, marcasite, iron oxides, pyroxene, actinolite, quartz | thin sections and polished blocks examined using optical microscope, BSE detector, and EDS prior to analysis | EMPA, LA-ICPMS | JEOL JXA-8230 electron probe microanalyzer; RESOlution-LR 193 nm ArF excimer laser ablation system coupled to an Agilent 7700x ICP-MS | Laboratory of Mineral Resources Research Center, Fuzhou University; Adelaide Microscopy, the University of Adelaide | EPMA point analysis: accelerating voltage 15 kV, beam current 20 nA, beam diameter ~5 μm; EPMA mapping: accelerating voltage 20 kV, working current 50 nA, dwell time ~10 ms; BSE imaging: accelerating voltage 20 kV, beam current 10 nA; LA-ICP-MS: energy density 3~3.5 J/cm2, spot sizes 29 to 51 μm, repetition rates 5 Hz (polished thin-section) and 10 Hz (polished blocks), ~30 s background acquisition, ~40 s sample data acquisition | STDGL3 (Danyushevsky et al. 2011) and GSD-1G (USGS) | 5.0939 | [19 empty] | 7836.0597 | [5 empty] | 38.158 | [5 empty] | 652.372 | [9 empty] | 89830.9052 |  | 166.8273 |  |  |  | 0.25093 | [7 empty] | 197.7978 | [13 empty] | 218.9734 | [15 empty] | 0.10442 | [17 empty] | 0.02 | [9 empty] | 211.2116 | [32 empty] | 2025 |  |  | CHN | Tibet
| Lawu |  | Magmatic hydrothermal | Skarn | Cu-Pb-Zn skarn | Cu, Pb, Zn | In, Sn | Cu, Pb, Zn, In, Sn |  |  | kb50024-9 | kb50024-9 | underground mine |  |  |  |  | ore material | drill core | underground mining tunnels and drill cores | mineral separate | [5 empty] | mineralisation |  |  |  | sphalerite, chalcopyrite, pyrrhotite, pyrite, arsenopyrite |  |  | Sn-rich Epithermal |  |  |  | galena, bismuthinite, marcasite, iron oxides, pyroxene, actinolite, quartz | thin sections and polished blocks examined using optical microscope, BSE detector, and EDS prior to analysis | EMPA, LA-ICPMS | JEOL JXA-8230 electron probe microanalyzer; RESOlution-LR 193 nm ArF excimer laser ablation system coupled to an Agilent 7700x ICP-MS | Laboratory of Mineral Resources Research Center, Fuzhou University; Adelaide Microscopy, the University of Adelaide | EPMA point analysis: accelerating voltage 15 kV, beam current 20 nA, beam diameter ~5 μm; EPMA mapping: accelerating voltage 20 kV, working current 50 nA, dwell time ~10 ms; BSE imaging: accelerating voltage 20 kV, beam current 10 nA; LA-ICP-MS: energy density 3~3.5 J/cm2, spot sizes 29 to 51 μm, repetition rates 5 Hz (polished thin-section) and 10 Hz (polished blocks), ~30 s background acquisition, ~40 s sample data acquisition | STDGL3 (Danyushevsky et al. 2011) and GSD-1G (USGS) | 8.1679 | [19 empty] | 5675.5696 | [5 empty] | 36.2809 | [5 empty] | 740.4997 | [9 empty] | 86418.7844 |  | 101.4058 |  |  |  | 0.25831 | [7 empty] | 166.368 | [13 empty] | 263.2304 | [15 empty] | 0.85365 | [17 empty] | 0.54673 | [9 empty] | 230.9772 | [32 empty] | 2025 |  |  | CHN | Tibet
| Lawu |  | Magmatic hydrothermal | Skarn | Cu-Pb-Zn skarn | Cu, Pb, Zn | In, Sn | Cu, Pb, Zn, In, Sn |  |  | kbSohle13-1 | kbSohle13-1 | underground mine |  |  |  |  | ore material | drill core | underground mining tunnels and drill cores | mineral separate | [5 empty] | mineralisation |  |  |  | sphalerite, chalcopyrite, pyrrhotite, pyrite, arsenopyrite |  |  | Sn-rich Epithermal |  |  |  | galena, bismuthinite, marcasite, iron oxides, pyroxene, actinolite, quartz | thin sections and polished blocks examined using optical microscope, BSE detector, and EDS prior to analysis | EMPA, LA-ICPMS | JEOL JXA-8230 electron probe microanalyzer; RESOlution-LR 193 nm ArF excimer laser ablation system coupled to an Agilent 7700x ICP-MS | Laboratory of Mineral Resources Research Center, Fuzhou University; Adelaide Microscopy, the University of Adelaide | EPMA point analysis: accelerating voltage 15 kV, beam current 20 nA, beam diameter ~5 μm; EPMA mapping: accelerating voltage 20 kV, working current 50 nA, dwell time ~10 ms; BSE imaging: accelerating voltage 20 kV, beam current 10 nA; LA-ICP-MS: energy density 3~3.5 J/cm2, spot sizes 29 to 51 μm, repetition rates 5 Hz (polished thin-section) and 10 Hz (polished blocks), ~30 s background acquisition, ~40 s sample data acquisition | STDGL3 (Danyushevsky et al. 2011) and GSD-1G (USGS) | 5.415 | [19 empty] | 5779.6064 | [5 empty] | 1.2913 | [5 empty] | 660.0053 | [9 empty] | 84151.7101 |  | 7.0252 |  |  |  | 0.084949 | [7 empty] | 487.6187 | [13 empty] | 2987.3984 | [15 empty] | 0.12942 | [17 empty] | 0.02 | [9 empty] | 23.2728 | [32 empty] | 2025 |  |  | CHN | Tibet
| Lawu |  | Magmatic hydrothermal | Skarn | Cu-Pb-Zn skarn | Cu, Pb, Zn | In, Sn | Cu, Pb, Zn, In, Sn |  |  | kbSohle13-2 | kbSohle13-2 | underground mine |  |  |  |  | ore material | drill core | underground mining tunnels and drill cores | mineral separate | [5 empty] | mineralisation |  |  |  | sphalerite, chalcopyrite, pyrrhotite, pyrite, arsenopyrite |  |  | Sn-rich Epithermal |  |  |  | galena, bismuthinite, marcasite, iron oxides, pyroxene, actinolite, quartz | thin sections and polished blocks examined using optical microscope, BSE detector, and EDS prior to analysis | EMPA, LA-ICPMS | JEOL JXA-8230 electron probe microanalyzer; RESOlution-LR 193 nm ArF excimer laser ablation system coupled to an Agilent 7700x ICP-MS | Laboratory of Mineral Resources Research Center, Fuzhou University; Adelaide Microscopy, the University of Adelaide | EPMA point analysis: accelerating voltage 15 kV, beam current 20 nA, beam diameter ~5 μm; EPMA mapping: accelerating voltage 20 kV, working current 50 nA, dwell time ~10 ms; BSE imaging: accelerating voltage 20 kV, beam current 10 nA; LA-ICP-MS: energy density 3~3.5 J/cm2, spot sizes 29 to 51 μm, repetition rates 5 Hz (polished thin-section) and 10 Hz (polished blocks), ~30 s background acquisition, ~40 s sample data acquisition | STDGL3 (Danyushevsky et al. 2011) and GSD-1G (USGS) | 33.4101 | [19 empty] | 7109.1229 | [5 empty] | 16.9736 | [5 empty] | 2262.8708 | [9 empty] | 105419.8329 |  | 4.2275 |  |  |  | 0.31331 | [7 empty] | 2406.4002 | [13 empty] | 1053.4072 | [15 empty] | 0.10758 | [17 empty] | 0.02 | [9 empty] | 144.2838 | [32 empty] | 2025 |  |  | CHN | Tibet
| Lawu |  | Magmatic hydrothermal | Skarn | Cu-Pb-Zn skarn | Cu, Pb, Zn | In, Sn | Cu, Pb, Zn, In, Sn |  |  | kbSohle13-3 | kbSohle13-3 | underground mine |  |  |  |  | ore material | drill core | underground mining tunnels and drill cores | mineral separate | [5 empty] | mineralisation |  |  |  | sphalerite, chalcopyrite, pyrrhotite, pyrite, arsenopyrite |  |  | Sn-rich Epithermal |  |  |  | galena, bismuthinite, marcasite, iron oxides, pyroxene, actinolite, quartz | thin sections and polished blocks examined using optical microscope, BSE detector, and EDS prior to analysis | EMPA, LA-ICPMS | JEOL JXA-8230 electron probe microanalyzer; RESOlution-LR 193 nm ArF excimer laser ablation system coupled to an Agilent 7700x ICP-MS | Laboratory of Mineral Resources Research Center, Fuzhou University; Adelaide Microscopy, the University of Adelaide | EPMA point analysis: accelerating voltage 15 kV, beam current 20 nA, beam diameter ~5 μm; EPMA mapping: accelerating voltage 20 kV, working current 50 nA, dwell time ~10 ms; BSE imaging: accelerating voltage 20 kV, beam current 10 nA; LA-ICP-MS: energy density 3~3.5 J/cm2, spot sizes 29 to 51 μm, repetition rates 5 Hz (polished thin-section) and 10 Hz (polished blocks), ~30 s background acquisition, ~40 s sample data acquisition | STDGL3 (Danyushevsky et al. 2011) and GSD-1G (USGS) | 10.1309 | [19 empty] | 6591.0079 | [5 empty] | 2.0511 | [5 empty] | 1074.1417 | [9 empty] | 104081.5635 |  | 4.2725 |  |  |  | 0.084949 | [7 empty] | 823.202 | [13 empty] | 4725.9889 | [15 empty] | 0.19968 | [17 empty] | 0.02 | [9 empty] | 18.0859 | [32 empty] | 2025 |  |  | CHN | Tibet
| Lawu |  | Magmatic hydrothermal | Skarn | Cu-Pb-Zn skarn | Cu, Pb, Zn | In, Sn | Cu, Pb, Zn, In, Sn |  |  | kbSohle13-4 | kbSohle13-4 | underground mine |  |  |  |  | ore material | drill core | underground mining tunnels and drill cores | mineral separate | [5 empty] | mineralisation |  |  |  | sphalerite, chalcopyrite, pyrrhotite, pyrite, arsenopyrite |  |  | Sn-rich Epithermal |  |  |  | galena, bismuthinite, marcasite, iron oxides, pyroxene, actinolite, quartz | thin sections and polished blocks examined using optical microscope, BSE detector, and EDS prior to analysis | EMPA, LA-ICPMS | JEOL JXA-8230 electron probe microanalyzer; RESOlution-LR 193 nm ArF excimer laser ablation system coupled to an Agilent 7700x ICP-MS | Laboratory of Mineral Resources Research Center, Fuzhou University; Adelaide Microscopy, the University of Adelaide | EPMA point analysis: accelerating voltage 15 kV, beam current 20 nA, beam diameter ~5 μm; EPMA mapping: accelerating voltage 20 kV, working current 50 nA, dwell time ~10 ms; BSE imaging: accelerating voltage 20 kV, beam current 10 nA; LA-ICP-MS: energy density 3~3.5 J/cm2, spot sizes 29 to 51 μm, repetition rates 5 Hz (polished thin-section) and 10 Hz (polished blocks), ~30 s background acquisition, ~40 s sample data acquisition | STDGL3 (Danyushevsky et al. 2011) and GSD-1G (USGS) | 7.8574 | [19 empty] | 5882.7396 | [5 empty] | 17.1374 | [5 empty] | 1824.8579 | [9 empty] | 99349.0773 |  | 1.8199 |  |  |  | 0.3168 | [7 empty] | 491.1865 | [13 empty] | 4169.6072 | [15 empty] | 1.4075 | [17 empty] | 0.2323 | [9 empty] | 6.8786 | [32 empty] | 2025 |  |  | CHN | Tibet
| Lawu |  | Magmatic hydrothermal | Skarn | Cu-Pb-Zn skarn | Cu, Pb, Zn | In, Sn | Cu, Pb, Zn, In, Sn |  |  | kbSohle13-5 | kbSohle13-5 | underground mine |  |  |  |  | ore material | drill core | underground mining tunnels and drill cores | mineral separate | [5 empty] | mineralisation |  |  |  | sphalerite, chalcopyrite, pyrrhotite, pyrite, arsenopyrite |  |  | Sn-rich Epithermal |  |  |  | galena, bismuthinite, marcasite, iron oxides, pyroxene, actinolite, quartz | thin sections and polished blocks examined using optical microscope, BSE detector, and EDS prior to analysis | EMPA, LA-ICPMS | JEOL JXA-8230 electron probe microanalyzer; RESOlution-LR 193 nm ArF excimer laser ablation system coupled to an Agilent 7700x ICP-MS | Laboratory of Mineral Resources Research Center, Fuzhou University; Adelaide Microscopy, the University of Adelaide | EPMA point analysis: accelerating voltage 15 kV, beam current 20 nA, beam diameter ~5 μm; EPMA mapping: accelerating voltage 20 kV, working current 50 nA, dwell time ~10 ms; BSE imaging: accelerating voltage 20 kV, beam current 10 nA; LA-ICP-MS: energy density 3~3.5 J/cm2, spot sizes 29 to 51 μm, repetition rates 5 Hz (polished thin-section) and 10 Hz (polished blocks), ~30 s background acquisition, ~40 s sample data acquisition | STDGL3 (Danyushevsky et al. 2011) and GSD-1G (USGS) | 15.0367 | [19 empty] | 6832.7214 | [5 empty] | 17.1516 | [5 empty] | 12081.9215 | [9 empty] | 106951.6342 |  | 1.6447 |  |  |  | 0.084949 | [7 empty] | 440.5662 | [13 empty] | 4108.5978 | [15 empty] | 5.7509 | [17 empty] | 1.3393 | [9 empty] | 157.3184 | [32 empty] | 2025 |  |  | CHN | Tibet
| Lawu |  | Magmatic hydrothermal | Skarn | Cu-Pb-Zn skarn | Cu, Pb, Zn | In, Sn | Cu, Pb, Zn, In, Sn |  |  | kbSohle13-6 | kbSohle13-6 | underground mine |  |  |  |  | ore material | drill core | underground mining tunnels and drill cores | mineral separate | [5 empty] | mineralisation |  |  |  | sphalerite, chalcopyrite, pyrrhotite, pyrite, arsenopyrite |  |  | Sn-rich Epithermal |  |  |  | galena, bismuthinite, marcasite, iron oxides, pyroxene, actinolite, quartz | thin sections and polished blocks examined using optical microscope, BSE detector, and EDS prior to analysis | EMPA, LA-ICPMS | JEOL JXA-8230 electron probe microanalyzer; RESOlution-LR 193 nm ArF excimer laser ablation system coupled to an Agilent 7700x ICP-MS | Laboratory of Mineral Resources Research Center, Fuzhou University; Adelaide Microscopy, the University of Adelaide | EPMA point analysis: accelerating voltage 15 kV, beam current 20 nA, beam diameter ~5 μm; EPMA mapping: accelerating voltage 20 kV, working current 50 nA, dwell time ~10 ms; BSE imaging: accelerating voltage 20 kV, beam current 10 nA; LA-ICP-MS: energy density 3~3.5 J/cm2, spot sizes 29 to 51 μm, repetition rates 5 Hz (polished thin-section) and 10 Hz (polished blocks), ~30 s background acquisition, ~40 s sample data acquisition | STDGL3 (Danyushevsky et al. 2011) and GSD-1G (USGS) | 18.9113 | [19 empty] | 5634.9558 | [5 empty] | 3.8386 | [5 empty] | 2149.6837 | [9 empty] | 105445.2679 |  | 6.313 |  |  |  | 0.084949 | [7 empty] | 1584.0611 | [13 empty] | 3321.8076 | [15 empty] | 0.15083 | [17 empty] | 0.02 | [9 empty] | 16.8039 | [32 empty] | 2025 |  |  | CHN | Tibet
| Lawu |  | Magmatic hydrothermal | Skarn | Cu-Pb-Zn skarn | Cu, Pb, Zn | In, Sn | Cu, Pb, Zn, In, Sn |  |  | kbSohle13-7 | kbSohle13-7 | underground mine |  |  |  |  | ore material | drill core | underground mining tunnels and drill cores | mineral separate | [5 empty] | mineralisation |  |  |  | sphalerite, chalcopyrite, pyrrhotite, pyrite, arsenopyrite |  |  | Sn-rich Epithermal |  |  |  | galena, bismuthinite, marcasite, iron oxides, pyroxene, actinolite, quartz | thin sections and polished blocks examined using optical microscope, BSE detector, and EDS prior to analysis | EMPA, LA-ICPMS | JEOL JXA-8230 electron probe microanalyzer; RESOlution-LR 193 nm ArF excimer laser ablation system coupled to an Agilent 7700x ICP-MS | Laboratory of Mineral Resources Research Center, Fuzhou University; Adelaide Microscopy, the University of Adelaide | EPMA point analysis: accelerating voltage 15 kV, beam current 20 nA, beam diameter ~5 μm; EPMA mapping: accelerating voltage 20 kV, working current 50 nA, dwell time ~10 ms; BSE imaging: accelerating voltage 20 kV, beam current 10 nA; LA-ICP-MS: energy density 3~3.5 J/cm2, spot sizes 29 to 51 μm, repetition rates 5 Hz (polished thin-section) and 10 Hz (polished blocks), ~30 s background acquisition, ~40 s sample data acquisition | STDGL3 (Danyushevsky et al. 2011) and GSD-1G (USGS) | 23.9406 | [19 empty] | 6548.7272 | [5 empty] | 6.8662 | [5 empty] | 6285.4954 | [9 empty] | 101148.9534 |  | 4.0922 |  |  |  | 0.30289 | [7 empty] | 820.2696 | [13 empty] | 5567.3211 | [15 empty] | 4.7337 | [17 empty] | 4.5925 | [9 empty] | 71.2464 | [32 empty] | 2025 |  |  | CHN | Tibet
| Lawu |  | Magmatic hydrothermal | Skarn | Cu-Pb-Zn skarn | Cu, Pb, Zn | In, Sn | Cu, Pb, Zn, In, Sn |  |  | kb01-1 | kb01-1 | underground mine |  |  |  |  | ore material | drill core | underground mining tunnels and drill cores | mineral separate | [5 empty] | mineralisation |  |  |  | sphalerite, chalcopyrite, pyrrhotite, pyrite, arsenopyrite |  |  | Sn-rich Epithermal |  |  |  | galena, bismuthinite, marcasite, iron oxides, pyroxene, actinolite, quartz | thin sections and polished blocks examined using optical microscope, BSE detector, and EDS prior to analysis | EMPA, LA-ICPMS | JEOL JXA-8230 electron probe microanalyzer; RESOlution-LR 193 nm ArF excimer laser ablation system coupled to an Agilent 7700x ICP-MS | Laboratory of Mineral Resources Research Center, Fuzhou University; Adelaide Microscopy, the University of Adelaide | EPMA point analysis: accelerating voltage 15 kV, beam current 20 nA, beam diameter ~5 μm; EPMA mapping: accelerating voltage 20 kV, working current 50 nA, dwell time ~10 ms; BSE imaging: accelerating voltage 20 kV, beam current 10 nA; LA-ICP-MS: energy density 3~3.5 J/cm2, spot sizes 29 to 51 μm, repetition rates 5 Hz (polished thin-section) and 10 Hz (polished blocks), ~30 s background acquisition, ~40 s sample data acquisition | STDGL3 (Danyushevsky et al. 2011) and GSD-1G (USGS) | 11.4216 | [19 empty] | 4024.5532 | [5 empty] | 5.987 | [5 empty] | 437.794 | [9 empty] | 95062.1842 |  | 5.5164 |  |  |  | 0.084949 | [7 empty] | 239.9896 | [13 empty] | 4767.7872 | [15 empty] | 0.22574 | [17 empty] | 0.088438 | [9 empty] | 146.2258 | [32 empty] | 2025 |  |  | CHN | Tibet
| Lawu |  | Magmatic hydrothermal | Skarn | Cu-Pb-Zn skarn | Cu, Pb, Zn | In, Sn | Cu, Pb, Zn, In, Sn |  |  | kb01-2 | kb01-2 | underground mine |  |  |  |  | ore material | drill core | underground mining tunnels and drill cores | mineral separate | [5 empty] | mineralisation |  |  |  | sphalerite, chalcopyrite, pyrrhotite, pyrite, arsenopyrite |  |  | Sn-rich Epithermal |  |  |  | galena, bismuthinite, marcasite, iron oxides, pyroxene, actinolite, quartz | thin sections and polished blocks examined using optical microscope, BSE detector, and EDS prior to analysis | EMPA, LA-ICPMS | JEOL JXA-8230 electron probe microanalyzer; RESOlution-LR 193 nm ArF excimer laser ablation system coupled to an Agilent 7700x ICP-MS | Laboratory of Mineral Resources Research Center, Fuzhou University; Adelaide Microscopy, the University of Adelaide | EPMA point analysis: accelerating voltage 15 kV, beam current 20 nA, beam diameter ~5 μm; EPMA mapping: accelerating voltage 20 kV, working current 50 nA, dwell time ~10 ms; BSE imaging: accelerating voltage 20 kV, beam current 10 nA; LA-ICP-MS: energy density 3~3.5 J/cm2, spot sizes 29 to 51 μm, repetition rates 5 Hz (polished thin-section) and 10 Hz (polished blocks), ~30 s background acquisition, ~40 s sample data acquisition | STDGL3 (Danyushevsky et al. 2011) and GSD-1G (USGS) | 1.9156 | [19 empty] | 3803.5122 | [5 empty] | 4.5497 | [5 empty] | 88.0716 | [9 empty] | 93494.6699 |  | 2.7828 |  |  |  | 0.084949 | [7 empty] | 73.0438 | [13 empty] | 19599.2757 | [15 empty] | 0.18067 | [17 empty] | 0.044026 | [9 empty] | 9.1246 | [32 empty] | 2025 |  |  | CHN | Tibet
| Lawu |  | Magmatic hydrothermal | Skarn | Cu-Pb-Zn skarn | Cu, Pb, Zn | In, Sn | Cu, Pb, Zn, In, Sn |  |  | kb01-3 | kb01-3 | underground mine |  |  |  |  | ore material | drill core | underground mining tunnels and drill cores | mineral separate | [5 empty] | mineralisation |  |  |  | sphalerite, chalcopyrite, pyrrhotite, pyrite, arsenopyrite |  |  | Sn-rich Epithermal |  |  |  | galena, bismuthinite, marcasite, iron oxides, pyroxene, actinolite, quartz | thin sections and polished blocks examined using optical microscope, BSE detector, and EDS prior to analysis | EMPA, LA-ICPMS | JEOL JXA-8230 electron probe microanalyzer; RESOlution-LR 193 nm ArF excimer laser ablation system coupled to an Agilent 7700x ICP-MS | Laboratory of Mineral Resources Research Center, Fuzhou University; Adelaide Microscopy, the University of Adelaide | EPMA point analysis: accelerating voltage 15 kV, beam current 20 nA, beam diameter ~5 μm; EPMA mapping: accelerating voltage 20 kV, working current 50 nA, dwell time ~10 ms; BSE imaging: accelerating voltage 20 kV, beam current 10 nA; LA-ICP-MS: energy density 3~3.5 J/cm2, spot sizes 29 to 51 μm, repetition rates 5 Hz (polished thin-section) and 10 Hz (polished blocks), ~30 s background acquisition, ~40 s sample data acquisition | STDGL3 (Danyushevsky et al. 2011) and GSD-1G (USGS) | 1.3069 | [19 empty] | 3806.7223 | [5 empty] | 4.7734 | [5 empty] | 89.0708 | [9 empty] | 94284.0626 |  | 2.9425 |  |  |  | 0.084949 | [7 empty] | 68.0925 | [13 empty] | 18737.9315 | [15 empty] | 0.20271 | [17 empty] | 0.04527 | [9 empty] | 14.622 | [32 empty] | 2025 |  |  | CHN | Tibet
| Lawu |  | Magmatic hydrothermal | Skarn | Cu-Pb-Zn skarn | Cu, Pb, Zn | In, Sn | Cu, Pb, Zn, In, Sn |  |  | kb01-4 | kb01-4 | underground mine |  |  |  |  | ore material | drill core | underground mining tunnels and drill cores | mineral separate | [5 empty] | mineralisation |  |  |  | sphalerite, chalcopyrite, pyrrhotite, pyrite, arsenopyrite |  |  | Sn-rich Epithermal |  |  |  | galena, bismuthinite, marcasite, iron oxides, pyroxene, actinolite, quartz | thin sections and polished blocks examined using optical microscope, BSE detector, and EDS prior to analysis | EMPA, LA-ICPMS | JEOL JXA-8230 electron probe microanalyzer; RESOlution-LR 193 nm ArF excimer laser ablation system coupled to an Agilent 7700x ICP-MS | Laboratory of Mineral Resources Research Center, Fuzhou University; Adelaide Microscopy, the University of Adelaide | EPMA point analysis: accelerating voltage 15 kV, beam current 20 nA, beam diameter ~5 μm; EPMA mapping: accelerating voltage 20 kV, working current 50 nA, dwell time ~10 ms; BSE imaging: accelerating voltage 20 kV, beam current 10 nA; LA-ICP-MS: energy density 3~3.5 J/cm2, spot sizes 29 to 51 μm, repetition rates 5 Hz (polished thin-section) and 10 Hz (polished blocks), ~30 s background acquisition, ~40 s sample data acquisition | STDGL3 (Danyushevsky et al. 2011) and GSD-1G (USGS) | 7.2398 | [19 empty] | 3674.4767 | [5 empty] | 5.5047 | [5 empty] | 655.895 | [9 empty] | 90920.1598 |  | 6.0504 |  |  |  | 0.084949 | [7 empty] | 178.8687 | [13 empty] | 6588.7877 | [15 empty] | 0.48106 | [17 empty] | 0.23446 | [9 empty] | 369.9318 | [32 empty] | 2025 |  |  | CHN | Tibet
| Lawu |  | Magmatic hydrothermal | Skarn | Cu-Pb-Zn skarn | Cu, Pb, Zn | In, Sn | Cu, Pb, Zn, In, Sn |  |  | kb01-5 | kb01-5 | underground mine |  |  |  |  | ore material | drill core | underground mining tunnels and drill cores | mineral separate | [5 empty] | mineralisation |  |  |  | sphalerite, chalcopyrite, pyrrhotite, pyrite, arsenopyrite |  |  | Sn-rich Epithermal |  |  |  | galena, bismuthinite, marcasite, iron oxides, pyroxene, actinolite, quartz | thin sections and polished blocks examined using optical microscope, BSE detector, and EDS prior to analysis | EMPA, LA-ICPMS | JEOL JXA-8230 electron probe microanalyzer; RESOlution-LR 193 nm ArF excimer laser ablation system coupled to an Agilent 7700x ICP-MS | Laboratory of Mineral Resources Research Center, Fuzhou University; Adelaide Microscopy, the University of Adelaide | EPMA point analysis: accelerating voltage 15 kV, beam current 20 nA, beam diameter ~5 μm; EPMA mapping: accelerating voltage 20 kV, working current 50 nA, dwell time ~10 ms; BSE imaging: accelerating voltage 20 kV, beam current 10 nA; LA-ICP-MS: energy density 3~3.5 J/cm2, spot sizes 29 to 51 μm, repetition rates 5 Hz (polished thin-section) and 10 Hz (polished blocks), ~30 s background acquisition, ~40 s sample data acquisition | STDGL3 (Danyushevsky et al. 2011) and GSD-1G (USGS) | 27.3823 | [19 empty] | 3689.1863 | [5 empty] | 5.5773 | [5 empty] | 1080.3436 | [9 empty] | 88774.7384 |  | 6.381 |  |  |  | 0.084949 | [7 empty] | 219.1053 | [13 empty] | 6446.1879 | [15 empty] | 0.32587 | [17 empty] | 0.07195 | [9 empty] | 734.2778 | [32 empty] | 2025 |  |  | CHN | Tibet
| Lawu |  | Magmatic hydrothermal | Skarn | Cu-Pb-Zn skarn | Cu, Pb, Zn | In, Sn | Cu, Pb, Zn, In, Sn |  |  | kb01-6 | kb01-6 | underground mine |  |  |  |  | ore material | drill core | underground mining tunnels and drill cores | mineral separate | [5 empty] | mineralisation |  |  |  | sphalerite, chalcopyrite, pyrrhotite, pyrite, arsenopyrite |  |  | Sn-rich Epithermal |  |  |  | galena, bismuthinite, marcasite, iron oxides, pyroxene, actinolite, quartz | thin sections and polished blocks examined using optical microscope, BSE detector, and EDS prior to analysis | EMPA, LA-ICPMS | JEOL JXA-8230 electron probe microanalyzer; RESOlution-LR 193 nm ArF excimer laser ablation system coupled to an Agilent 7700x ICP-MS | Laboratory of Mineral Resources Research Center, Fuzhou University; Adelaide Microscopy, the University of Adelaide | EPMA point analysis: accelerating voltage 15 kV, beam current 20 nA, beam diameter ~5 μm; EPMA mapping: accelerating voltage 20 kV, working current 50 nA, dwell time ~10 ms; BSE imaging: accelerating voltage 20 kV, beam current 10 nA; LA-ICP-MS: energy density 3~3.5 J/cm2, spot sizes 29 to 51 μm, repetition rates 5 Hz (polished thin-section) and 10 Hz (polished blocks), ~30 s background acquisition, ~40 s sample data acquisition | STDGL3 (Danyushevsky et al. 2011) and GSD-1G (USGS) | 22.4345 | [19 empty] | 3951.0736 | [5 empty] | 6.12 | [5 empty] | 7905.986 | [9 empty] | 96544.1518 |  | 5.3855 |  |  |  | 0.40449 | [7 empty] | 225.0163 | [13 empty] | 5708.2448 | [15 empty] | 0.4654 | [17 empty] | 0.18338 | [9 empty] | 7643.08 | [32 empty] | 2025 |  |  | CHN | Tibet
| Lawu |  | Magmatic hydrothermal | Skarn | Cu-Pb-Zn skarn | Cu, Pb, Zn | In, Sn | Cu, Pb, Zn, In, Sn |  |  | kb01-7 | kb01-7 | underground mine |  |  |  |  | ore material | drill core | underground mining tunnels and drill cores | mineral separate | [5 empty] | mineralisation |  |  |  | sphalerite, chalcopyrite, pyrrhotite, pyrite, arsenopyrite |  |  | Sn-rich Epithermal |  |  |  | galena, bismuthinite, marcasite, iron oxides, pyroxene, actinolite, quartz | thin sections and polished blocks examined using optical microscope, BSE detector, and EDS prior to analysis | EMPA, LA-ICPMS | JEOL JXA-8230 electron probe microanalyzer; RESOlution-LR 193 nm ArF excimer laser ablation system coupled to an Agilent 7700x ICP-MS | Laboratory of Mineral Resources Research Center, Fuzhou University; Adelaide Microscopy, the University of Adelaide | EPMA point analysis: accelerating voltage 15 kV, beam current 20 nA, beam diameter ~5 μm; EPMA mapping: accelerating voltage 20 kV, working current 50 nA, dwell time ~10 ms; BSE imaging: accelerating voltage 20 kV, beam current 10 nA; LA-ICP-MS: energy density 3~3.5 J/cm2, spot sizes 29 to 51 μm, repetition rates 5 Hz (polished thin-section) and 10 Hz (polished blocks), ~30 s background acquisition, ~40 s sample data acquisition | STDGL3 (Danyushevsky et al. 2011) and GSD-1G (USGS) | 3.2229 | [19 empty] | 3709.7779 | [5 empty] | 4.2206 | [5 empty] | 322.4589 | [9 empty] | 97717.2921 |  | 3.5928 |  |  |  | 0.084949 | [7 empty] | 78.334 | [13 empty] | 16696.1568 | [15 empty] | 0.29981 | [17 empty] | 0.02 | [9 empty] | 163.3869 | [32 empty] | 2025 |  |  | CHN | Tibet
| Lawu |  | Magmatic hydrothermal | Skarn | Cu-Pb-Zn skarn | Cu, Pb, Zn | In, Sn | Cu, Pb, Zn, In, Sn |  |  | kb01-8 | kb01-8 | underground mine |  |  |  |  | ore material | drill core | underground mining tunnels and drill cores | mineral separate | [5 empty] | mineralisation |  |  |  | sphalerite, chalcopyrite, pyrrhotite, pyrite, arsenopyrite |  |  | Sn-rich Epithermal |  |  |  | galena, bismuthinite, marcasite, iron oxides, pyroxene, actinolite, quartz | thin sections and polished blocks examined using optical microscope, BSE detector, and EDS prior to analysis | EMPA, LA-ICPMS | JEOL JXA-8230 electron probe microanalyzer; RESOlution-LR 193 nm ArF excimer laser ablation system coupled to an Agilent 7700x ICP-MS | Laboratory of Mineral Resources Research Center, Fuzhou University; Adelaide Microscopy, the University of Adelaide | EPMA point analysis: accelerating voltage 15 kV, beam current 20 nA, beam diameter ~5 μm; EPMA mapping: accelerating voltage 20 kV, working current 50 nA, dwell time ~10 ms; BSE imaging: accelerating voltage 20 kV, beam current 10 nA; LA-ICP-MS: energy density 3~3.5 J/cm2, spot sizes 29 to 51 μm, repetition rates 5 Hz (polished thin-section) and 10 Hz (polished blocks), ~30 s background acquisition, ~40 s sample data acquisition | STDGL3 (Danyushevsky et al. 2011) and GSD-1G (USGS) | 9.4748 | [19 empty] | 4156.8547 | [5 empty] | 3.5622 | [5 empty] | 5028.751 | [9 empty] | 94079.4668 |  | 2.2143 |  |  |  | 0.084949 | [7 empty] | 114.8175 | [13 empty] | 19107.9176 | [15 empty] | 8.2891 | [17 empty] | 7.8737 | [9 empty] | 74.7754 | [32 empty] | 2025 |  |  | CHN | Tibet
| Lawu |  | Magmatic hydrothermal | Skarn | Cu-Pb-Zn skarn | Cu, Pb, Zn | In, Sn | Cu, Pb, Zn, In, Sn |  |  | kb04-1 | kb04-1 | underground mine |  |  |  |  | ore material | drill core | underground mining tunnels and drill cores | mineral separate | [5 empty] | mineralisation |  |  |  | sphalerite, chalcopyrite, pyrrhotite, pyrite, arsenopyrite |  |  | Sn-rich Epithermal |  |  |  | galena, bismuthinite, marcasite, iron oxides, pyroxene, actinolite, quartz | thin sections and polished blocks examined using optical microscope, BSE detector, and EDS prior to analysis | EMPA, LA-ICPMS | JEOL JXA-8230 electron probe microanalyzer; RESOlution-LR 193 nm ArF excimer laser ablation system coupled to an Agilent 7700x ICP-MS | Laboratory of Mineral Resources Research Center, Fuzhou University; Adelaide Microscopy, the University of Adelaide | EPMA point analysis: accelerating voltage 15 kV, beam current 20 nA, beam diameter ~5 μm; EPMA mapping: accelerating voltage 20 kV, working current 50 nA, dwell time ~10 ms; BSE imaging: accelerating voltage 20 kV, beam current 10 nA; LA-ICP-MS: energy density 3~3.5 J/cm2, spot sizes 29 to 51 μm, repetition rates 5 Hz (polished thin-section) and 10 Hz (polished blocks), ~30 s background acquisition, ~40 s sample data acquisition | STDGL3 (Danyushevsky et al. 2011) and GSD-1G (USGS) | 1.48 | [19 empty] | 3685.6453 | [5 empty] | 26.8361 | [5 empty] | 80.6711 | [9 empty] | 106280.2022 |  | 5.8225 |  |  |  | 0.25816 | [7 empty] | 65.4162 | [13 empty] | 3494.8725 | [15 empty] | 3.2003 | [17 empty] | 0.02 | [9 empty] | 4.1838 | [32 empty] | 2025 |  |  | CHN | Tibet
| Lawu |  | Magmatic hydrothermal | Skarn | Cu-Pb-Zn skarn | Cu, Pb, Zn | In, Sn | Cu, Pb, Zn, In, Sn |  |  | kb04-2 | kb04-2 | underground mine |  |  |  |  | ore material | drill core | underground mining tunnels and drill cores | mineral separate | [5 empty] | mineralisation |  |  |  | sphalerite, chalcopyrite, pyrrhotite, pyrite, arsenopyrite |  |  | Sn-rich Epithermal |  |  |  | galena, bismuthinite, marcasite, iron oxides, pyroxene, actinolite, quartz | thin sections and polished blocks examined using optical microscope, BSE detector, and EDS prior to analysis | EMPA, LA-ICPMS | JEOL JXA-8230 electron probe microanalyzer; RESOlution-LR 193 nm ArF excimer laser ablation system coupled to an Agilent 7700x ICP-MS | Laboratory of Mineral Resources Research Center, Fuzhou University; Adelaide Microscopy, the University of Adelaide | EPMA point analysis: accelerating voltage 15 kV, beam current 20 nA, beam diameter ~5 μm; EPMA mapping: accelerating voltage 20 kV, working current 50 nA, dwell time ~10 ms; BSE imaging: accelerating voltage 20 kV, beam current 10 nA; LA-ICP-MS: energy density 3~3.5 J/cm2, spot sizes 29 to 51 μm, repetition rates 5 Hz (polished thin-section) and 10 Hz (polished blocks), ~30 s background acquisition, ~40 s sample data acquisition | STDGL3 (Danyushevsky et al. 2011) and GSD-1G (USGS) | 3.9596 | [19 empty] | 3695.0382 | [5 empty] | 25.8619 | [5 empty] | 258.8541 | [9 empty] | 104305.9746 |  | 3.6999 |  |  |  | 0.084949 | [7 empty] | 71.354 | [13 empty] | 3368.0126 | [15 empty] | 13.4162 | [17 empty] | 0.46447 | [9 empty] | 7.1288 | [32 empty] | 2025 |  |  | CHN | Tibet
| Lawu |  | Magmatic hydrothermal | Skarn | Cu-Pb-Zn skarn | Cu, Pb, Zn | In, Sn | Cu, Pb, Zn, In, Sn |  |  | kb04-3 | kb04-3 | underground mine |  |  |  |  | ore material | drill core | underground mining tunnels and drill cores | mineral separate | [5 empty] | mineralisation |  |  |  | sphalerite, chalcopyrite, pyrrhotite, pyrite, arsenopyrite |  |  | Sn-rich Epithermal |  |  |  | galena, bismuthinite, marcasite, iron oxides, pyroxene, actinolite, quartz | thin sections and polished blocks examined using optical microscope, BSE detector, and EDS prior to analysis | EMPA, LA-ICPMS | JEOL JXA-8230 electron probe microanalyzer; RESOlution-LR 193 nm ArF excimer laser ablation system coupled to an Agilent 7700x ICP-MS | Laboratory of Mineral Resources Research Center, Fuzhou University; Adelaide Microscopy, the University of Adelaide | EPMA point analysis: accelerating voltage 15 kV, beam current 20 nA, beam diameter ~5 μm; EPMA mapping: accelerating voltage 20 kV, working current 50 nA, dwell time ~10 ms; BSE imaging: accelerating voltage 20 kV, beam current 10 nA; LA-ICP-MS: energy density 3~3.5 J/cm2, spot sizes 29 to 51 μm, repetition rates 5 Hz (polished thin-section) and 10 Hz (polished blocks), ~30 s background acquisition, ~40 s sample data acquisition | STDGL3 (Danyushevsky et al. 2011) and GSD-1G (USGS) | 10.1455 | [19 empty] | 4446.2311 | [5 empty] | 17.8319 | [5 empty] | 623.0959 | [9 empty] | 94400.0654 |  | 4.4623 |  |  |  | 0.28891 | [7 empty] | 64.4213 | [13 empty] | 4783.8323 | [15 empty] | 3.8494 | [17 empty] | 2.6202 | [9 empty] | 12.109 | [32 empty] | 2025 |  |  | CHN | Tibet
| Lawu |  | Magmatic hydrothermal | Skarn | Cu-Pb-Zn skarn | Cu, Pb, Zn | In, Sn | Cu, Pb, Zn, In, Sn |  |  | kb04-4 | kb04-4 | underground mine |  |  |  |  | ore material | drill core | underground mining tunnels and drill cores | mineral separate | [5 empty] | mineralisation |  |  |  | sphalerite, chalcopyrite, pyrrhotite, pyrite, arsenopyrite |  |  | Sn-rich Epithermal |  |  |  | galena, bismuthinite, marcasite, iron oxides, pyroxene, actinolite, quartz | thin sections and polished blocks examined using optical microscope, BSE detector, and EDS prior to analysis | EMPA, LA-ICPMS | JEOL JXA-8230 electron probe microanalyzer; RESOlution-LR 193 nm ArF excimer laser ablation system coupled to an Agilent 7700x ICP-MS | Laboratory of Mineral Resources Research Center, Fuzhou University; Adelaide Microscopy, the University of Adelaide | EPMA point analysis: accelerating voltage 15 kV, beam current 20 nA, beam diameter ~5 μm; EPMA mapping: accelerating voltage 20 kV, working current 50 nA, dwell time ~10 ms; BSE imaging: accelerating voltage 20 kV, beam current 10 nA; LA-ICP-MS: energy density 3~3.5 J/cm2, spot sizes 29 to 51 μm, repetition rates 5 Hz (polished thin-section) and 10 Hz (polished blocks), ~30 s background acquisition, ~40 s sample data acquisition | STDGL3 (Danyushevsky et al. 2011) and GSD-1G (USGS) | 17.7199 | [19 empty] | 4379.3536 | [5 empty] | 18.1734 | [5 empty] | 1383.1176 | [9 empty] | 93831.1106 |  | 5.7145 |  |  |  | 0.084949 | [7 empty] | 63.8777 | [13 empty] | 4421.0502 | [15 empty] | 8.0486 | [17 empty] | 4.6107 | [9 empty] | 95.5199 | [32 empty] | 2025 |  |  | CHN | Tibet
| Lawu |  | Magmatic hydrothermal | Skarn | Cu-Pb-Zn skarn | Cu, Pb, Zn | In, Sn | Cu, Pb, Zn, In, Sn |  |  | kb04-5 | kb04-5 | underground mine |  |  |  |  | ore material | drill core | underground mining tunnels and drill cores | mineral separate | [5 empty] | mineralisation |  |  |  | sphalerite, chalcopyrite, pyrrhotite, pyrite, arsenopyrite |  |  | Sn-rich Epithermal |  |  |  | galena, bismuthinite, marcasite, iron oxides, pyroxene, actinolite, quartz | thin sections and polished blocks examined using optical microscope, BSE detector, and EDS prior to analysis | EMPA, LA-ICPMS | JEOL JXA-8230 electron probe microanalyzer; RESOlution-LR 193 nm ArF excimer laser ablation system coupled to an Agilent 7700x ICP-MS | Laboratory of Mineral Resources Research Center, Fuzhou University; Adelaide Microscopy, the University of Adelaide | EPMA point analysis: accelerating voltage 15 kV, beam current 20 nA, beam diameter ~5 μm; EPMA mapping: accelerating voltage 20 kV, working current 50 nA, dwell time ~10 ms; BSE imaging: accelerating voltage 20 kV, beam current 10 nA; LA-ICP-MS: energy density 3~3.5 J/cm2, spot sizes 29 to 51 μm, repetition rates 5 Hz (polished thin-section) and 10 Hz (polished blocks), ~30 s background acquisition, ~40 s sample data acquisition | STDGL3 (Danyushevsky et al. 2011) and GSD-1G (USGS) | 3.8953 | [19 empty] | 4425.8286 | [5 empty] | 16.9021 | [5 empty] | 253.1596 | [9 empty] | 97901.6374 |  | 5.2322 |  |  |  | 0.084949 | [7 empty] | 53.9751 | [13 empty] | 4550.9226 | [15 empty] | 0.87275 | [17 empty] | 0.12145 | [9 empty] | 147.6122 | [32 empty] | 2025 |  |  | CHN | Tibet
| Lawu |  | Magmatic hydrothermal | Skarn | Cu-Pb-Zn skarn | Cu, Pb, Zn | In, Sn | Cu, Pb, Zn, In, Sn |  |  | kb04-6 | kb04-6 | underground mine |  |  |  |  | ore material | drill core | underground mining tunnels and drill cores | mineral separate | [5 empty] | mineralisation |  |  |  | sphalerite, chalcopyrite, pyrrhotite, pyrite, arsenopyrite |  |  | Sn-rich Epithermal |  |  |  | galena, bismuthinite, marcasite, iron oxides, pyroxene, actinolite, quartz | thin sections and polished blocks examined using optical microscope, BSE detector, and EDS prior to analysis | EMPA, LA-ICPMS | JEOL JXA-8230 electron probe microanalyzer; RESOlution-LR 193 nm ArF excimer laser ablation system coupled to an Agilent 7700x ICP-MS | Laboratory of Mineral Resources Research Center, Fuzhou University; Adelaide Microscopy, the University of Adelaide | EPMA point analysis: accelerating voltage 15 kV, beam current 20 nA, beam diameter ~5 μm; EPMA mapping: accelerating voltage 20 kV, working current 50 nA, dwell time ~10 ms; BSE imaging: accelerating voltage 20 kV, beam current 10 nA; LA-ICP-MS: energy density 3~3.5 J/cm2, spot sizes 29 to 51 μm, repetition rates 5 Hz (polished thin-section) and 10 Hz (polished blocks), ~30 s background acquisition, ~40 s sample data acquisition | STDGL3 (Danyushevsky et al. 2011) and GSD-1G (USGS) | 6.6846 | [19 empty] | 4409.9907 | [5 empty] | 18.9785 | [5 empty] | 349.7699 | [9 empty] | 98521.7911 |  | 5.7497 |  |  |  | 0.30436 | [7 empty] | 58.6207 | [13 empty] | 3655.7807 | [15 empty] | 9.8222 | [17 empty] | 2.6238 | [9 empty] | 165.5872 | [32 empty] | 2025 |  |  | CHN | Tibet
| Lawu |  | Magmatic hydrothermal | Skarn | Cu-Pb-Zn skarn | Cu, Pb, Zn | In, Sn | Cu, Pb, Zn, In, Sn |  |  | kb04-7 | kb04-7 | underground mine |  |  |  |  | ore material | drill core | underground mining tunnels and drill cores | mineral separate | [5 empty] | mineralisation |  |  |  | sphalerite, chalcopyrite, pyrrhotite, pyrite, arsenopyrite |  |  | Sn-rich Epithermal |  |  |  | galena, bismuthinite, marcasite, iron oxides, pyroxene, actinolite, quartz | thin sections and polished blocks examined using optical microscope, BSE detector, and EDS prior to analysis | EMPA, LA-ICPMS | JEOL JXA-8230 electron probe microanalyzer; RESOlution-LR 193 nm ArF excimer laser ablation system coupled to an Agilent 7700x ICP-MS | Laboratory of Mineral Resources Research Center, Fuzhou University; Adelaide Microscopy, the University of Adelaide | EPMA point analysis: accelerating voltage 15 kV, beam current 20 nA, beam diameter ~5 μm; EPMA mapping: accelerating voltage 20 kV, working current 50 nA, dwell time ~10 ms; BSE imaging: accelerating voltage 20 kV, beam current 10 nA; LA-ICP-MS: energy density 3~3.5 J/cm2, spot sizes 29 to 51 μm, repetition rates 5 Hz (polished thin-section) and 10 Hz (polished blocks), ~30 s background acquisition, ~40 s sample data acquisition | STDGL3 (Danyushevsky et al. 2011) and GSD-1G (USGS) | 11.9422 | [19 empty] | 4435.2631 | [5 empty] | 19.2008 | [5 empty] | 1066.7834 | [9 empty] | 97320.754 |  | 6.9077 |  |  |  | 0.084949 | [7 empty] | 49.2486 | [13 empty] | 3205.5733 | [15 empty] | 2.6972 | [17 empty] | 1.061 | [9 empty] | 512.4854 | [32 empty] | 2025 |  |  | CHN | Tibet
| Lawu |  | Magmatic hydrothermal | Skarn | Cu-Pb-Zn skarn | Cu, Pb, Zn | In, Sn | Cu, Pb, Zn, In, Sn |  |  | kb03-1 | kb03-1 | underground mine |  |  |  |  | ore material | drill core | underground mining tunnels and drill cores | mineral separate | [5 empty] | mineralisation |  |  |  | sphalerite, chalcopyrite, pyrrhotite, pyrite, arsenopyrite |  |  | Sn-rich Epithermal |  |  |  | galena, bismuthinite, marcasite, iron oxides, pyroxene, actinolite, quartz | thin sections and polished blocks examined using optical microscope, BSE detector, and EDS prior to analysis | EMPA, LA-ICPMS | JEOL JXA-8230 electron probe microanalyzer; RESOlution-LR 193 nm ArF excimer laser ablation system coupled to an Agilent 7700x ICP-MS | Laboratory of Mineral Resources Research Center, Fuzhou University; Adelaide Microscopy, the University of Adelaide | EPMA point analysis: accelerating voltage 15 kV, beam current 20 nA, beam diameter ~5 μm; EPMA mapping: accelerating voltage 20 kV, working current 50 nA, dwell time ~10 ms; BSE imaging: accelerating voltage 20 kV, beam current 10 nA; LA-ICP-MS: energy density 3~3.5 J/cm2, spot sizes 29 to 51 μm, repetition rates 5 Hz (polished thin-section) and 10 Hz (polished blocks), ~30 s background acquisition, ~40 s sample data acquisition | STDGL3 (Danyushevsky et al. 2011) and GSD-1G (USGS) | 13.6614 | [19 empty] | 3270.315 | [5 empty] | 0.009775 | [5 empty] | 1916.3195 | [9 empty] | 99301.2992 |  | 11.8433 |  |  |  | 0.25533 | [7 empty] | 13.8918 | [13 empty] | 10181.6036 | [15 empty] | 1.1423 | [17 empty] | 0.39851 | [9 empty] | 1358.0977 | [32 empty] | 2025 |  |  | CHN | Tibet
| Lawu |  | Magmatic hydrothermal | Skarn | Cu-Pb-Zn skarn | Cu, Pb, Zn | In, Sn | Cu, Pb, Zn, In, Sn |  |  | kb03-2 | kb03-2 | underground mine |  |  |  |  | ore material | drill core | underground mining tunnels and drill cores | mineral separate | [5 empty] | mineralisation |  |  |  | sphalerite, chalcopyrite, pyrrhotite, pyrite, arsenopyrite |  |  | Sn-rich Epithermal |  |  |  | galena, bismuthinite, marcasite, iron oxides, pyroxene, actinolite, quartz | thin sections and polished blocks examined using optical microscope, BSE detector, and EDS prior to analysis | EMPA, LA-ICPMS | JEOL JXA-8230 electron probe microanalyzer; RESOlution-LR 193 nm ArF excimer laser ablation system coupled to an Agilent 7700x ICP-MS | Laboratory of Mineral Resources Research Center, Fuzhou University; Adelaide Microscopy, the University of Adelaide | EPMA point analysis: accelerating voltage 15 kV, beam current 20 nA, beam diameter ~5 μm; EPMA mapping: accelerating voltage 20 kV, working current 50 nA, dwell time ~10 ms; BSE imaging: accelerating voltage 20 kV, beam current 10 nA; LA-ICP-MS: energy density 3~3.5 J/cm2, spot sizes 29 to 51 μm, repetition rates 5 Hz (polished thin-section) and 10 Hz (polished blocks), ~30 s background acquisition, ~40 s sample data acquisition | STDGL3 (Danyushevsky et al. 2011) and GSD-1G (USGS) | 4.3027 | [19 empty] | 3296.4679 | [5 empty] | 0.026378 | [5 empty] | 362.121 | [9 empty] | 98001.5899 |  | 8.5365 |  |  |  | 0.084949 | [7 empty] | 12.2053 | [13 empty] | 10145.6384 | [15 empty] | 0.76728 | [17 empty] | 0.20467 | [9 empty] | 201.6284 | [32 empty] | 2025 |  |  | CHN | Tibet
| Lawu |  | Magmatic hydrothermal | Skarn | Cu-Pb-Zn skarn | Cu, Pb, Zn | In, Sn | Cu, Pb, Zn, In, Sn |  |  | kb03-3 | kb03-3 | underground mine |  |  |  |  | ore material | drill core | underground mining tunnels and drill cores | mineral separate | [5 empty] | mineralisation |  |  |  | sphalerite, chalcopyrite, pyrrhotite, pyrite, arsenopyrite |  |  | Sn-rich Epithermal |  |  |  | galena, bismuthinite, marcasite, iron oxides, pyroxene, actinolite, quartz | thin sections and polished blocks examined using optical microscope, BSE detector, and EDS prior to analysis | EMPA, LA-ICPMS | JEOL JXA-8230 electron probe microanalyzer; RESOlution-LR 193 nm ArF excimer laser ablation system coupled to an Agilent 7700x ICP-MS | Laboratory of Mineral Resources Research Center, Fuzhou University; Adelaide Microscopy, the University of Adelaide | EPMA point analysis: accelerating voltage 15 kV, beam current 20 nA, beam diameter ~5 μm; EPMA mapping: accelerating voltage 20 kV, working current 50 nA, dwell time ~10 ms; BSE imaging: accelerating voltage 20 kV, beam current 10 nA; LA-ICP-MS: energy density 3~3.5 J/cm2, spot sizes 29 to 51 μm, repetition rates 5 Hz (polished thin-section) and 10 Hz (polished blocks), ~30 s background acquisition, ~40 s sample data acquisition | STDGL3 (Danyushevsky et al. 2011) and GSD-1G (USGS) | 5.8254 | [19 empty] | 3810.9233 | [5 empty] | 0.12793 | [5 empty] | 230.2125 | [9 empty] | 98003.5413 |  | 6.5996 |  |  |  | 0.084949 | [7 empty] | 10.8863 | [13 empty] | 10227.0089 | [15 empty] | 0.16473 | [17 empty] | 0.02 | [9 empty] | 153.724 | [32 empty] | 2025 |  |  | CHN | Tibet
| Lawu |  | Magmatic hydrothermal | Skarn | Cu-Pb-Zn skarn | Cu, Pb, Zn | In, Sn | Cu, Pb, Zn, In, Sn |  |  | kb03-4 | kb03-4 | underground mine |  |  |  |  | ore material | drill core | underground mining tunnels and drill cores | mineral separate | [5 empty] | mineralisation |  |  |  | sphalerite, chalcopyrite, pyrrhotite, pyrite, arsenopyrite |  |  | Sn-rich Epithermal |  |  |  | galena, bismuthinite, marcasite, iron oxides, pyroxene, actinolite, quartz | thin sections and polished blocks examined using optical microscope, BSE detector, and EDS prior to analysis | EMPA, LA-ICPMS | JEOL JXA-8230 electron probe microanalyzer; RESOlution-LR 193 nm ArF excimer laser ablation system coupled to an Agilent 7700x ICP-MS | Laboratory of Mineral Resources Research Center, Fuzhou University; Adelaide Microscopy, the University of Adelaide | EPMA point analysis: accelerating voltage 15 kV, beam current 20 nA, beam diameter ~5 μm; EPMA mapping: accelerating voltage 20 kV, working current 50 nA, dwell time ~10 ms; BSE imaging: accelerating voltage 20 kV, beam current 10 nA; LA-ICP-MS: energy density 3~3.5 J/cm2, spot sizes 29 to 51 μm, repetition rates 5 Hz (polished thin-section) and 10 Hz (polished blocks), ~30 s background acquisition, ~40 s sample data acquisition | STDGL3 (Danyushevsky et al. 2011) and GSD-1G (USGS) | 19.2484 | [19 empty] | 3841.1461 | [5 empty] | 0.15054 | [5 empty] | 9741.8231 | [9 empty] | 116835.3743 |  | 8.3027 |  |  |  | 0.084949 | [7 empty] | 12.9103 | [13 empty] | 9881.5536 | [15 empty] | 2.9574 | [17 empty] | 0.24066 | [9 empty] | 806.072 | [32 empty] | 2025 |  |  | CHN | Tibet
| Lawu |  | Magmatic hydrothermal | Skarn | Cu-Pb-Zn skarn | Cu, Pb, Zn | In, Sn | Cu, Pb, Zn, In, Sn |  |  | kb03-5 | kb03-5 | underground mine |  |  |  |  | ore material | drill core | underground mining tunnels and drill cores | mineral separate | [5 empty] | mineralisation |  |  |  | sphalerite, chalcopyrite, pyrrhotite, pyrite, arsenopyrite |  |  | Sn-rich Epithermal |  |  |  | galena, bismuthinite, marcasite, iron oxides, pyroxene, actinolite, quartz | thin sections and polished blocks examined using optical microscope, BSE detector, and EDS prior to analysis | EMPA, LA-ICPMS | JEOL JXA-8230 electron probe microanalyzer; RESOlution-LR 193 nm ArF excimer laser ablation system coupled to an Agilent 7700x ICP-MS | Laboratory of Mineral Resources Research Center, Fuzhou University; Adelaide Microscopy, the University of Adelaide | EPMA point analysis: accelerating voltage 15 kV, beam current 20 nA, beam diameter ~5 μm; EPMA mapping: accelerating voltage 20 kV, working current 50 nA, dwell time ~10 ms; BSE imaging: accelerating voltage 20 kV, beam current 10 nA; LA-ICP-MS: energy density 3~3.5 J/cm2, spot sizes 29 to 51 μm, repetition rates 5 Hz (polished thin-section) and 10 Hz (polished blocks), ~30 s background acquisition, ~40 s sample data acquisition | STDGL3 (Danyushevsky et al. 2011) and GSD-1G (USGS) | 6.9768 | [19 empty] | 3716.7922 | [5 empty] | 0.11438 | [5 empty] | 214.7781 | [9 empty] | 99652.5527 |  | 8.9437 |  |  |  | 0.084949 | [7 empty] | 13.8766 | [13 empty] | 9990.1201 | [15 empty] | 0.24187 | [17 empty] | 0.02 | [9 empty] | 137.383 | [32 empty] | 2025 |  |  | CHN | Tibet
| Lawu |  | Magmatic hydrothermal | Skarn | Cu-Pb-Zn skarn | Cu, Pb, Zn | In, Sn | Cu, Pb, Zn, In, Sn |  |  | kb03-6 | kb03-6 | underground mine |  |  |  |  | ore material | drill core | underground mining tunnels and drill cores | mineral separate | [5 empty] | mineralisation |  |  |  | sphalerite, chalcopyrite, pyrrhotite, pyrite, arsenopyrite |  |  | Sn-rich Epithermal |  |  |  | galena, bismuthinite, marcasite, iron oxides, pyroxene, actinolite, quartz | thin sections and polished blocks examined using optical microscope, BSE detector, and EDS prior to analysis | EMPA, LA-ICPMS | JEOL JXA-8230 electron probe microanalyzer; RESOlution-LR 193 nm ArF excimer laser ablation system coupled to an Agilent 7700x ICP-MS | Laboratory of Mineral Resources Research Center, Fuzhou University; Adelaide Microscopy, the University of Adelaide | EPMA point analysis: accelerating voltage 15 kV, beam current 20 nA, beam diameter ~5 μm; EPMA mapping: accelerating voltage 20 kV, working current 50 nA, dwell time ~10 ms; BSE imaging: accelerating voltage 20 kV, beam current 10 nA; LA-ICP-MS: energy density 3~3.5 J/cm2, spot sizes 29 to 51 μm, repetition rates 5 Hz (polished thin-section) and 10 Hz (polished blocks), ~30 s background acquisition, ~40 s sample data acquisition | STDGL3 (Danyushevsky et al. 2011) and GSD-1G (USGS) | 20.9803 | [19 empty] | 4525.7452 | [5 empty] | 0.009775 | [5 empty] | 2035.2674 | [9 empty] | 101033.0281 |  | 10.2571 |  |  |  | 0.084949 | [7 empty] | 36.1696 | [13 empty] | 4610.8966 | [15 empty] | 3.0955 | [17 empty] | 4.8943 | [9 empty] | 788.8724 | [32 empty] | 2025 |  |  | CHN | Tibet
| Lawu |  | Magmatic hydrothermal | Skarn | Cu-Pb-Zn skarn | Cu, Pb, Zn | In, Sn | Cu, Pb, Zn, In, Sn |  |  | kb03-7 | kb03-7 | underground mine |  |  |  |  | ore material | drill core | underground mining tunnels and drill cores | mineral separate | [5 empty] | mineralisation |  |  |  | sphalerite, chalcopyrite, pyrrhotite, pyrite, arsenopyrite |  |  | Sn-rich Epithermal |  |  |  | galena, bismuthinite, marcasite, iron oxides, pyroxene, actinolite, quartz | thin sections and polished blocks examined using optical microscope, BSE detector, and EDS prior to analysis | EMPA, LA-ICPMS | JEOL JXA-8230 electron probe microanalyzer; RESOlution-LR 193 nm ArF excimer laser ablation system coupled to an Agilent 7700x ICP-MS | Laboratory of Mineral Resources Research Center, Fuzhou University; Adelaide Microscopy, the University of Adelaide | EPMA point analysis: accelerating voltage 15 kV, beam current 20 nA, beam diameter ~5 μm; EPMA mapping: accelerating voltage 20 kV, working current 50 nA, dwell time ~10 ms; BSE imaging: accelerating voltage 20 kV, beam current 10 nA; LA-ICP-MS: energy density 3~3.5 J/cm2, spot sizes 29 to 51 μm, repetition rates 5 Hz (polished thin-section) and 10 Hz (polished blocks), ~30 s background acquisition, ~40 s sample data acquisition | STDGL3 (Danyushevsky et al. 2011) and GSD-1G (USGS) | 7.753 | [19 empty] | 4379.9657 | [5 empty] | 0.022556 | [5 empty] | 726.3789 | [9 empty] | 100977.6008 |  | 12.0735 |  |  |  | 0.26166 | [7 empty] | 24.6483 | [13 empty] | 6035.8886 | [15 empty] | 0.39254 | [17 empty] | 0.02 | [9 empty] | 663.7284 | [32 empty] | 2025 |  |  | CHN | Tibet
| Lawu |  | Magmatic hydrothermal | Skarn | Cu-Pb-Zn skarn | Cu, Pb, Zn | In, Sn | Cu, Pb, Zn, In, Sn |  |  | kb06-1 | kb06-1 | underground mine |  |  |  |  | ore material | drill core | underground mining tunnels and drill cores | mineral separate | [5 empty] | mineralisation |  |  |  | sphalerite, chalcopyrite, pyrrhotite, pyrite, arsenopyrite |  |  | Sn-rich Epithermal |  |  |  | galena, bismuthinite, marcasite, iron oxides, pyroxene, actinolite, quartz | thin sections and polished blocks examined using optical microscope, BSE detector, and EDS prior to analysis | EMPA, LA-ICPMS | JEOL JXA-8230 electron probe microanalyzer; RESOlution-LR 193 nm ArF excimer laser ablation system coupled to an Agilent 7700x ICP-MS | Laboratory of Mineral Resources Research Center, Fuzhou University; Adelaide Microscopy, the University of Adelaide | EPMA point analysis: accelerating voltage 15 kV, beam current 20 nA, beam diameter ~5 μm; EPMA mapping: accelerating voltage 20 kV, working current 50 nA, dwell time ~10 ms; BSE imaging: accelerating voltage 20 kV, beam current 10 nA; LA-ICP-MS: energy density 3~3.5 J/cm2, spot sizes 29 to 51 μm, repetition rates 5 Hz (polished thin-section) and 10 Hz (polished blocks), ~30 s background acquisition, ~40 s sample data acquisition | STDGL3 (Danyushevsky et al. 2011) and GSD-1G (USGS) | 10.8462 | [19 empty] | 5959.1904 | [5 empty] | 54.078 | [5 empty] | 948.954 | [9 empty] | 92242.5153 |  | 3.5998 |  |  |  | 0.26886 | [7 empty] | 407.8482 | [13 empty] | 1179.8371 | [15 empty] | 0.58595 | [17 empty] | 0.02 | [9 empty] | 49.3597 | [32 empty] | 2025 |  |  | CHN | Tibet
| Lawu |  | Magmatic hydrothermal | Skarn | Cu-Pb-Zn skarn | Cu, Pb, Zn | In, Sn | Cu, Pb, Zn, In, Sn |  |  | kb06-2 | kb06-2 | underground mine |  |  |  |  | ore material | drill core | underground mining tunnels and drill cores | mineral separate | [5 empty] | mineralisation |  |  |  | sphalerite, chalcopyrite, pyrrhotite, pyrite, arsenopyrite |  |  | Sn-rich Epithermal |  |  |  | galena, bismuthinite, marcasite, iron oxides, pyroxene, actinolite, quartz | thin sections and polished blocks examined using optical microscope, BSE detector, and EDS prior to analysis | EMPA, LA-ICPMS | JEOL JXA-8230 electron probe microanalyzer; RESOlution-LR 193 nm ArF excimer laser ablation system coupled to an Agilent 7700x ICP-MS | Laboratory of Mineral Resources Research Center, Fuzhou University; Adelaide Microscopy, the University of Adelaide | EPMA point analysis: accelerating voltage 15 kV, beam current 20 nA, beam diameter ~5 μm; EPMA mapping: accelerating voltage 20 kV, working current 50 nA, dwell time ~10 ms; BSE imaging: accelerating voltage 20 kV, beam current 10 nA; LA-ICP-MS: energy density 3~3.5 J/cm2, spot sizes 29 to 51 μm, repetition rates 5 Hz (polished thin-section) and 10 Hz (polished blocks), ~30 s background acquisition, ~40 s sample data acquisition | STDGL3 (Danyushevsky et al. 2011) and GSD-1G (USGS) | 10.5448 | [19 empty] | 5775.2335 | [5 empty] | 79.8383 | [5 empty] | 1400.6595 | [9 empty] | 84354.0466 |  | 3.6555 |  |  |  | 0.084949 | [7 empty] | 826.7116 | [13 empty] | 1935.7665 | [15 empty] | 3.4581 | [17 empty] | 0.21893 | [9 empty] | 3.0806 | [32 empty] | 2025 |  |  | CHN | Tibet
| Lawu |  | Magmatic hydrothermal | Skarn | Cu-Pb-Zn skarn | Cu, Pb, Zn | In, Sn | Cu, Pb, Zn, In, Sn |  |  | kb06-3 | kb06-3 | underground mine |  |  |  |  | ore material | drill core | underground mining tunnels and drill cores | mineral separate | [5 empty] | mineralisation |  |  |  | sphalerite, chalcopyrite, pyrrhotite, pyrite, arsenopyrite |  |  | Sn-rich Epithermal |  |  |  | galena, bismuthinite, marcasite, iron oxides, pyroxene, actinolite, quartz | thin sections and polished blocks examined using optical microscope, BSE detector, and EDS prior to analysis | EMPA, LA-ICPMS | JEOL JXA-8230 electron probe microanalyzer; RESOlution-LR 193 nm ArF excimer laser ablation system coupled to an Agilent 7700x ICP-MS | Laboratory of Mineral Resources Research Center, Fuzhou University; Adelaide Microscopy, the University of Adelaide | EPMA point analysis: accelerating voltage 15 kV, beam current 20 nA, beam diameter ~5 μm; EPMA mapping: accelerating voltage 20 kV, working current 50 nA, dwell time ~10 ms; BSE imaging: accelerating voltage 20 kV, beam current 10 nA; LA-ICP-MS: energy density 3~3.5 J/cm2, spot sizes 29 to 51 μm, repetition rates 5 Hz (polished thin-section) and 10 Hz (polished blocks), ~30 s background acquisition, ~40 s sample data acquisition | STDGL3 (Danyushevsky et al. 2011) and GSD-1G (USGS) | 9.9535 | [19 empty] | 5824.8226 | [5 empty] | 95.0063 | [5 empty] | 1606.013 | [9 empty] | 84424.6176 |  | 0.6812 |  |  |  | 0.084949 | [7 empty] | 539.3618 | [13 empty] | 2488.8141 | [15 empty] | 6.1898 | [17 empty] | 1.1648 | [9 empty] | 3.6434 | [32 empty] | 2025 |  |  | CHN | Tibet
| Lawu |  | Magmatic hydrothermal | Skarn | Cu-Pb-Zn skarn | Cu, Pb, Zn | In, Sn | Cu, Pb, Zn, In, Sn |  |  | kb06-4 | kb06-4 | underground mine |  |  |  |  | ore material | drill core | underground mining tunnels and drill cores | mineral separate | [5 empty] | mineralisation |  |  |  | sphalerite, chalcopyrite, pyrrhotite, pyrite, arsenopyrite |  |  | Sn-rich Epithermal |  |  |  | galena, bismuthinite, marcasite, iron oxides, pyroxene, actinolite, quartz | thin sections and polished blocks examined using optical microscope, BSE detector, and EDS prior to analysis | EMPA, LA-ICPMS | JEOL JXA-8230 electron probe microanalyzer; RESOlution-LR 193 nm ArF excimer laser ablation system coupled to an Agilent 7700x ICP-MS | Laboratory of Mineral Resources Research Center, Fuzhou University; Adelaide Microscopy, the University of Adelaide | EPMA point analysis: accelerating voltage 15 kV, beam current 20 nA, beam diameter ~5 μm; EPMA mapping: accelerating voltage 20 kV, working current 50 nA, dwell time ~10 ms; BSE imaging: accelerating voltage 20 kV, beam current 10 nA; LA-ICP-MS: energy density 3~3.5 J/cm2, spot sizes 29 to 51 μm, repetition rates 5 Hz (polished thin-section) and 10 Hz (polished blocks), ~30 s background acquisition, ~40 s sample data acquisition | STDGL3 (Danyushevsky et al. 2011) and GSD-1G (USGS) | 17.3484 | [19 empty] | 5734.0541 | [5 empty] | 84.9802 | [5 empty] | 995.4444 | [9 empty] | 87941.7075 |  | 1.7815 |  |  |  | 0.084949 | [7 empty] | 771.1758 | [13 empty] | 977.7509 | [15 empty] | 0.18489 | [17 empty] | 0.050702 | [9 empty] | 3.8135 | [32 empty] | 2025 |  |  | CHN | Tibet
| Lawu |  | Magmatic hydrothermal | Skarn | Cu-Pb-Zn skarn | Cu, Pb, Zn | In, Sn | Cu, Pb, Zn, In, Sn |  |  | kb06-5 | kb06-5 | underground mine |  |  |  |  | ore material | drill core | underground mining tunnels and drill cores | mineral separate | [5 empty] | mineralisation |  |  |  | sphalerite, chalcopyrite, pyrrhotite, pyrite, arsenopyrite |  |  | Sn-rich Epithermal |  |  |  | galena, bismuthinite, marcasite, iron oxides, pyroxene, actinolite, quartz | thin sections and polished blocks examined using optical microscope, BSE detector, and EDS prior to analysis | EMPA, LA-ICPMS | JEOL JXA-8230 electron probe microanalyzer; RESOlution-LR 193 nm ArF excimer laser ablation system coupled to an Agilent 7700x ICP-MS | Laboratory of Mineral Resources Research Center, Fuzhou University; Adelaide Microscopy, the University of Adelaide | EPMA point analysis: accelerating voltage 15 kV, beam current 20 nA, beam diameter ~5 μm; EPMA mapping: accelerating voltage 20 kV, working current 50 nA, dwell time ~10 ms; BSE imaging: accelerating voltage 20 kV, beam current 10 nA; LA-ICP-MS: energy density 3~3.5 J/cm2, spot sizes 29 to 51 μm, repetition rates 5 Hz (polished thin-section) and 10 Hz (polished blocks), ~30 s background acquisition, ~40 s sample data acquisition | STDGL3 (Danyushevsky et al. 2011) and GSD-1G (USGS) | 16.4032 | [19 empty] | 5470.7147 | [5 empty] | 82.5289 | [5 empty] | 1322.8069 | [9 empty] | 89378.1776 |  | 3.1602 |  |  |  | 0.084949 | [7 empty] | 1013.1098 | [13 empty] | 2364.8323 | [15 empty] | 0.21643 | [17 empty] | 0.042012 | [9 empty] | 2.714 | [32 empty] | 2025 |  |  | CHN | Tibet
| Lawu |  | Magmatic hydrothermal | Skarn | Cu-Pb-Zn skarn | Cu, Pb, Zn | In, Sn | Cu, Pb, Zn, In, Sn |  |  | kb06-6 | kb06-6 | underground mine |  |  |  |  | ore material | drill core | underground mining tunnels and drill cores | mineral separate | [5 empty] | mineralisation |  |  |  | sphalerite, chalcopyrite, pyrrhotite, pyrite, arsenopyrite |  |  | Sn-rich Epithermal |  |  |  | galena, bismuthinite, marcasite, iron oxides, pyroxene, actinolite, quartz | thin sections and polished blocks examined using optical microscope, BSE detector, and EDS prior to analysis | EMPA, LA-ICPMS | JEOL JXA-8230 electron probe microanalyzer; RESOlution-LR 193 nm ArF excimer laser ablation system coupled to an Agilent 7700x ICP-MS | Laboratory of Mineral Resources Research Center, Fuzhou University; Adelaide Microscopy, the University of Adelaide | EPMA point analysis: accelerating voltage 15 kV, beam current 20 nA, beam diameter ~5 μm; EPMA mapping: accelerating voltage 20 kV, working current 50 nA, dwell time ~10 ms; BSE imaging: accelerating voltage 20 kV, beam current 10 nA; LA-ICP-MS: energy density 3~3.5 J/cm2, spot sizes 29 to 51 μm, repetition rates 5 Hz (polished thin-section) and 10 Hz (polished blocks), ~30 s background acquisition, ~40 s sample data acquisition | STDGL3 (Danyushevsky et al. 2011) and GSD-1G (USGS) | 10.9676 | [19 empty] | 6981.8783 | [5 empty] | 84.2613 | [5 empty] | 822.7938 | [9 empty] | 88137.3908 |  | 1.0452 |  |  |  | 0.084949 | [7 empty] | 633.1782 | [13 empty] | 1308.9113 | [15 empty] | 1.2152 | [17 empty] | 2.2311 | [9 empty] | 2.8219 | [32 empty] | 2025 |  |  | CHN | Tibet
| Lawu |  | Magmatic hydrothermal | Skarn | Cu-Pb-Zn skarn | Cu, Pb, Zn | In, Sn | Cu, Pb, Zn, In, Sn |  |  | kb06-7 | kb06-7 | underground mine |  |  |  |  | ore material | drill core | underground mining tunnels and drill cores | mineral separate | [5 empty] | mineralisation |  |  |  | sphalerite, chalcopyrite, pyrrhotite, pyrite, arsenopyrite |  |  | Sn-rich Epithermal |  |  |  | galena, bismuthinite, marcasite, iron oxides, pyroxene, actinolite, quartz | thin sections and polished blocks examined using optical microscope, BSE detector, and EDS prior to analysis | EMPA, LA-ICPMS | JEOL JXA-8230 electron probe microanalyzer; RESOlution-LR 193 nm ArF excimer laser ablation system coupled to an Agilent 7700x ICP-MS | Laboratory of Mineral Resources Research Center, Fuzhou University; Adelaide Microscopy, the University of Adelaide | EPMA point analysis: accelerating voltage 15 kV, beam current 20 nA, beam diameter ~5 μm; EPMA mapping: accelerating voltage 20 kV, working current 50 nA, dwell time ~10 ms; BSE imaging: accelerating voltage 20 kV, beam current 10 nA; LA-ICP-MS: energy density 3~3.5 J/cm2, spot sizes 29 to 51 μm, repetition rates 5 Hz (polished thin-section) and 10 Hz (polished blocks), ~30 s background acquisition, ~40 s sample data acquisition | STDGL3 (Danyushevsky et al. 2011) and GSD-1G (USGS) | 19.1886 | [19 empty] | 5907.9733 | [5 empty] | 75.1633 | [5 empty] | 1260.5363 | [9 empty] | 87893.1918 |  | 4.9123 |  |  |  | 0.084949 | [7 empty] | 954.0493 | [13 empty] | 825.3454 | [15 empty] | 0.14505 | [17 empty] | 0.02 | [9 empty] | 3.0724 | [32 empty] | 2025 |  |  | CHN | Tibet
| Lawu |  | Magmatic hydrothermal | Skarn | Cu-Pb-Zn skarn | Cu, Pb, Zn | In, Sn | Cu, Pb, Zn, In, Sn |  |  | kb06-8 | kb06-8 | underground mine |  |  |  |  | ore material | drill core | underground mining tunnels and drill cores | mineral separate | [5 empty] | mineralisation |  |  |  | sphalerite, chalcopyrite, pyrrhotite, pyrite, arsenopyrite |  |  | Sn-rich Epithermal |  |  |  | galena, bismuthinite, marcasite, iron oxides, pyroxene, actinolite, quartz | thin sections and polished blocks examined using optical microscope, BSE detector, and EDS prior to analysis | EMPA, LA-ICPMS | JEOL JXA-8230 electron probe microanalyzer; RESOlution-LR 193 nm ArF excimer laser ablation system coupled to an Agilent 7700x ICP-MS | Laboratory of Mineral Resources Research Center, Fuzhou University; Adelaide Microscopy, the University of Adelaide | EPMA point analysis: accelerating voltage 15 kV, beam current 20 nA, beam diameter ~5 μm; EPMA mapping: accelerating voltage 20 kV, working current 50 nA, dwell time ~10 ms; BSE imaging: accelerating voltage 20 kV, beam current 10 nA; LA-ICP-MS: energy density 3~3.5 J/cm2, spot sizes 29 to 51 μm, repetition rates 5 Hz (polished thin-section) and 10 Hz (polished blocks), ~30 s background acquisition, ~40 s sample data acquisition | STDGL3 (Danyushevsky et al. 2011) and GSD-1G (USGS) | 12.8837 | [19 empty] | 5727.4023 | [5 empty] | 77.2843 | [5 empty] | 863.6387 | [9 empty] | 87503.0845 |  | 3.6512 |  |  |  | 0.23435 | [7 empty] | 683.1438 | [13 empty] | 971.9285 | [15 empty] | 0.13313 | [17 empty] | 0.02 | [9 empty] | 2.2024 | [32 empty] | 2025 |  |  | CHN | Tibet
| Lawu |  | Magmatic hydrothermal | Skarn | Cu-Pb-Zn skarn | Cu, Pb, Zn | In, Sn | Cu, Pb, Zn, In, Sn |  |  | kbH6-1 | kbH6-1 | underground mine |  |  |  |  | ore material | drill core | underground mining tunnels and drill cores | mineral separate | [5 empty] | mineralisation |  |  |  | sphalerite, chalcopyrite, pyrrhotite, pyrite, arsenopyrite |  |  | Sn-rich Epithermal |  |  |  | galena, bismuthinite, marcasite, iron oxides, pyroxene, actinolite, quartz | thin sections and polished blocks examined using optical microscope, BSE detector, and EDS prior to analysis | EMPA, LA-ICPMS | JEOL JXA-8230 electron probe microanalyzer; RESOlution-LR 193 nm ArF excimer laser ablation system coupled to an Agilent 7700x ICP-MS | Laboratory of Mineral Resources Research Center, Fuzhou University; Adelaide Microscopy, the University of Adelaide | EPMA point analysis: accelerating voltage 15 kV, beam current 20 nA, beam diameter ~5 μm; EPMA mapping: accelerating voltage 20 kV, working current 50 nA, dwell time ~10 ms; BSE imaging: accelerating voltage 20 kV, beam current 10 nA; LA-ICP-MS: energy density 3~3.5 J/cm2, spot sizes 29 to 51 μm, repetition rates 5 Hz (polished thin-section) and 10 Hz (polished blocks), ~30 s background acquisition, ~40 s sample data acquisition | STDGL3 (Danyushevsky et al. 2011) and GSD-1G (USGS) | 271.8424 | [19 empty] | 6911.066 | [5 empty] | 52.3427 | [5 empty] | 41935.9995 | [9 empty] | 60621.9038 |  | 11.9828 |  |  |  | 0.084949 | [7 empty] | 117.3236 | [13 empty] | 621.5002 | [15 empty] | 28.6835 | [17 empty] | 1.5229 | [9 empty] | 25.1928 | [32 empty] | 2025 |  |  | CHN | Tibet
| Lawu |  | Magmatic hydrothermal | Skarn | Cu-Pb-Zn skarn | Cu, Pb, Zn | In, Sn | Cu, Pb, Zn, In, Sn |  |  | kbH6-2 | kbH6-2 | underground mine |  |  |  |  | ore material | drill core | underground mining tunnels and drill cores | mineral separate | [5 empty] | mineralisation |  |  |  | sphalerite, chalcopyrite, pyrrhotite, pyrite, arsenopyrite |  |  | Sn-rich Epithermal |  |  |  | galena, bismuthinite, marcasite, iron oxides, pyroxene, actinolite, quartz | thin sections and polished blocks examined using optical microscope, BSE detector, and EDS prior to analysis | EMPA, LA-ICPMS | JEOL JXA-8230 electron probe microanalyzer; RESOlution-LR 193 nm ArF excimer laser ablation system coupled to an Agilent 7700x ICP-MS | Laboratory of Mineral Resources Research Center, Fuzhou University; Adelaide Microscopy, the University of Adelaide | EPMA point analysis: accelerating voltage 15 kV, beam current 20 nA, beam diameter ~5 μm; EPMA mapping: accelerating voltage 20 kV, working current 50 nA, dwell time ~10 ms; BSE imaging: accelerating voltage 20 kV, beam current 10 nA; LA-ICP-MS: energy density 3~3.5 J/cm2, spot sizes 29 to 51 μm, repetition rates 5 Hz (polished thin-section) and 10 Hz (polished blocks), ~30 s background acquisition, ~40 s sample data acquisition | STDGL3 (Danyushevsky et al. 2011) and GSD-1G (USGS) | 2.274 | [19 empty] | 5792.3619 | [5 empty] | 99.8187 | [5 empty] | 150.9844 | [9 empty] | 102611.9799 |  | 12.1792 |  |  |  | 0.084949 | [7 empty] | 119.4346 | [13 empty] | 851.0459 | [15 empty] | 9.5691 | [17 empty] | 0.02 | [9 empty] | 6.5093 | [32 empty] | 2025 |  |  | CHN | Tibet
| Lawu |  | Magmatic hydrothermal | Skarn | Cu-Pb-Zn skarn | Cu, Pb, Zn | In, Sn | Cu, Pb, Zn, In, Sn |  |  | kbH6-3 | kbH6-3 | underground mine |  |  |  |  | ore material | drill core | underground mining tunnels and drill cores | mineral separate | [5 empty] | mineralisation |  |  |  | sphalerite, chalcopyrite, pyrrhotite, pyrite, arsenopyrite |  |  | Sn-rich Epithermal |  |  |  | galena, bismuthinite, marcasite, iron oxides, pyroxene, actinolite, quartz | thin sections and polished blocks examined using optical microscope, BSE detector, and EDS prior to analysis | EMPA, LA-ICPMS | JEOL JXA-8230 electron probe microanalyzer; RESOlution-LR 193 nm ArF excimer laser ablation system coupled to an Agilent 7700x ICP-MS | Laboratory of Mineral Resources Research Center, Fuzhou University; Adelaide Microscopy, the University of Adelaide | EPMA point analysis: accelerating voltage 15 kV, beam current 20 nA, beam diameter ~5 μm; EPMA mapping: accelerating voltage 20 kV, working current 50 nA, dwell time ~10 ms; BSE imaging: accelerating voltage 20 kV, beam current 10 nA; LA-ICP-MS: energy density 3~3.5 J/cm2, spot sizes 29 to 51 μm, repetition rates 5 Hz (polished thin-section) and 10 Hz (polished blocks), ~30 s background acquisition, ~40 s sample data acquisition | STDGL3 (Danyushevsky et al. 2011) and GSD-1G (USGS) | 2.9659 | [19 empty] | 5301.1024 | [5 empty] | 99.0078 | [5 empty] | 379.3046 | [9 empty] | 99590.2422 |  | 3.233 |  |  |  | 0.084949 | [7 empty] | 128.993 | [13 empty] | 806.3389 | [15 empty] | 0.38014 | [17 empty] | 0.02 | [9 empty] | 26.8434 | [32 empty] | 2025 |  |  | CHN | Tibet
| Lawu |  | Magmatic hydrothermal | Skarn | Cu-Pb-Zn skarn | Cu, Pb, Zn | In, Sn | Cu, Pb, Zn, In, Sn |  |  | kbH6-4 | kbH6-4 | underground mine |  |  |  |  | ore material | drill core | underground mining tunnels and drill cores | mineral separate | [5 empty] | mineralisation |  |  |  | sphalerite, chalcopyrite, pyrrhotite, pyrite, arsenopyrite |  |  | Sn-rich Epithermal |  |  |  | galena, bismuthinite, marcasite, iron oxides, pyroxene, actinolite, quartz | thin sections and polished blocks examined using optical microscope, BSE detector, and EDS prior to analysis | EMPA, LA-ICPMS | JEOL JXA-8230 electron probe microanalyzer; RESOlution-LR 193 nm ArF excimer laser ablation system coupled to an Agilent 7700x ICP-MS | Laboratory of Mineral Resources Research Center, Fuzhou University; Adelaide Microscopy, the University of Adelaide | EPMA point analysis: accelerating voltage 15 kV, beam current 20 nA, beam diameter ~5 μm; EPMA mapping: accelerating voltage 20 kV, working current 50 nA, dwell time ~10 ms; BSE imaging: accelerating voltage 20 kV, beam current 10 nA; LA-ICP-MS: energy density 3~3.5 J/cm2, spot sizes 29 to 51 μm, repetition rates 5 Hz (polished thin-section) and 10 Hz (polished blocks), ~30 s background acquisition, ~40 s sample data acquisition | STDGL3 (Danyushevsky et al. 2011) and GSD-1G (USGS) | 236.0833 | [19 empty] | 6057.952 | [5 empty] | 68.7872 | [5 empty] | 29348.7585 | [9 empty] | 67073.9462 |  | 6.572 |  |  |  | 0.20881 | [7 empty] | 106.1171 | [13 empty] | 653.0943 | [15 empty] | 49.5685 | [17 empty] | 3.5949 | [9 empty] | 69.0274 | [32 empty] | 2025 |  |  | CHN | Tibet
| Lawu |  | Magmatic hydrothermal | Skarn | Cu-Pb-Zn skarn | Cu, Pb, Zn | In, Sn | Cu, Pb, Zn, In, Sn |  |  | kbH6-5 | kbH6-5 | underground mine |  |  |  |  | ore material | drill core | underground mining tunnels and drill cores | mineral separate | [5 empty] | mineralisation |  |  |  | sphalerite, chalcopyrite, pyrrhotite, pyrite, arsenopyrite |  |  | Sn-rich Epithermal |  |  |  | galena, bismuthinite, marcasite, iron oxides, pyroxene, actinolite, quartz | thin sections and polished blocks examined using optical microscope, BSE detector, and EDS prior to analysis | EMPA, LA-ICPMS | JEOL JXA-8230 electron probe microanalyzer; RESOlution-LR 193 nm ArF excimer laser ablation system coupled to an Agilent 7700x ICP-MS | Laboratory of Mineral Resources Research Center, Fuzhou University; Adelaide Microscopy, the University of Adelaide | EPMA point analysis: accelerating voltage 15 kV, beam current 20 nA, beam diameter ~5 μm; EPMA mapping: accelerating voltage 20 kV, working current 50 nA, dwell time ~10 ms; BSE imaging: accelerating voltage 20 kV, beam current 10 nA; LA-ICP-MS: energy density 3~3.5 J/cm2, spot sizes 29 to 51 μm, repetition rates 5 Hz (polished thin-section) and 10 Hz (polished blocks), ~30 s background acquisition, ~40 s sample data acquisition | STDGL3 (Danyushevsky et al. 2011) and GSD-1G (USGS) | 22.8916 | [19 empty] | 5677.3069 | [5 empty] | 95.7592 | [5 empty] | 4057.5239 | [9 empty] | 92791.4993 |  | 5.6997 |  |  |  | 0.084949 | [7 empty] | 212.9266 | [13 empty] | 745.9959 | [15 empty] | 5.4986 | [17 empty] | 0.34504 | [9 empty] | 59.8847 | [32 empty] | 2025 |  |  | CHN | Tibet
| Lawu |  | Magmatic hydrothermal | Skarn | Cu-Pb-Zn skarn | Cu, Pb, Zn | In, Sn | Cu, Pb, Zn, In, Sn |  |  | kbH6-6 | kbH6-6 | underground mine |  |  |  |  | ore material | drill core | underground mining tunnels and drill cores | mineral separate | [5 empty] | mineralisation |  |  |  | sphalerite, chalcopyrite, pyrrhotite, pyrite, arsenopyrite |  |  | Sn-rich Epithermal |  |  |  | galena, bismuthinite, marcasite, iron oxides, pyroxene, actinolite, quartz | thin sections and polished blocks examined using optical microscope, BSE detector, and EDS prior to analysis | EMPA, LA-ICPMS | JEOL JXA-8230 electron probe microanalyzer; RESOlution-LR 193 nm ArF excimer laser ablation system coupled to an Agilent 7700x ICP-MS | Laboratory of Mineral Resources Research Center, Fuzhou University; Adelaide Microscopy, the University of Adelaide | EPMA point analysis: accelerating voltage 15 kV, beam current 20 nA, beam diameter ~5 μm; EPMA mapping: accelerating voltage 20 kV, working current 50 nA, dwell time ~10 ms; BSE imaging: accelerating voltage 20 kV, beam current 10 nA; LA-ICP-MS: energy density 3~3.5 J/cm2, spot sizes 29 to 51 μm, repetition rates 5 Hz (polished thin-section) and 10 Hz (polished blocks), ~30 s background acquisition, ~40 s sample data acquisition | STDGL3 (Danyushevsky et al. 2011) and GSD-1G (USGS) | 1.7068 | [19 empty] | 5595.8108 | [5 empty] | 100.7753 | [5 empty] | 172.2002 | [9 empty] | 103909.902 |  | 9.774 |  |  |  | 0.084949 | [7 empty] | 128.29 | [13 empty] | 799.3791 | [15 empty] | 5.3688 | [17 empty] | 0.02 | [9 empty] | 18.4885 | [32 empty] | 2025 |  |  | CHN | Tibet
| Lawu |  | Magmatic hydrothermal | Skarn | Cu-Pb-Zn skarn | Cu, Pb, Zn | In, Sn | Cu, Pb, Zn, In, Sn |  |  | kbH6-7 | kbH6-7 | underground mine |  |  |  |  | ore material | drill core | underground mining tunnels and drill cores | mineral separate | [5 empty] | mineralisation |  |  |  | sphalerite, chalcopyrite, pyrrhotite, pyrite, arsenopyrite |  |  | Sn-rich Epithermal |  |  |  | galena, bismuthinite, marcasite, iron oxides, pyroxene, actinolite, quartz | thin sections and polished blocks examined using optical microscope, BSE detector, and EDS prior to analysis | EMPA, LA-ICPMS | JEOL JXA-8230 electron probe microanalyzer; RESOlution-LR 193 nm ArF excimer laser ablation system coupled to an Agilent 7700x ICP-MS | Laboratory of Mineral Resources Research Center, Fuzhou University; Adelaide Microscopy, the University of Adelaide | EPMA point analysis: accelerating voltage 15 kV, beam current 20 nA, beam diameter ~5 μm; EPMA mapping: accelerating voltage 20 kV, working current 50 nA, dwell time ~10 ms; BSE imaging: accelerating voltage 20 kV, beam current 10 nA; LA-ICP-MS: energy density 3~3.5 J/cm2, spot sizes 29 to 51 μm, repetition rates 5 Hz (polished thin-section) and 10 Hz (polished blocks), ~30 s background acquisition, ~40 s sample data acquisition | STDGL3 (Danyushevsky et al. 2011) and GSD-1G (USGS) | 260.1186 | [19 empty] | 7628.6287 | [5 empty] | 19.5511 | [5 empty] | 40018.2693 | [9 empty] | 45032.7499 |  | 4.12 |  |  |  | 0.084949 | [7 empty] | 73.5963 | [13 empty] | 355.1939 | [15 empty] | 48.6993 | [17 empty] | 5.8201 | [9 empty] | 96.8358 | [32 empty] | 2025 |  |  | CHN | Tibet
| Lawu |  | Magmatic hydrothermal | Skarn | Cu-Pb-Zn skarn | Cu, Pb, Zn | In, Sn | Cu, Pb, Zn, In, Sn |  |  | kbH6-8 | kbH6-8 | underground mine |  |  |  |  | ore material | drill core | underground mining tunnels and drill cores | mineral separate | [5 empty] | mineralisation |  |  |  | sphalerite, chalcopyrite, pyrrhotite, pyrite, arsenopyrite |  |  | Sn-rich Epithermal |  |  |  | galena, bismuthinite, marcasite, iron oxides, pyroxene, actinolite, quartz | thin sections and polished blocks examined using optical microscope, BSE detector, and EDS prior to analysis | EMPA, LA-ICPMS | JEOL JXA-8230 electron probe microanalyzer; RESOlution-LR 193 nm ArF excimer laser ablation system coupled to an Agilent 7700x ICP-MS | Laboratory of Mineral Resources Research Center, Fuzhou University; Adelaide Microscopy, the University of Adelaide | EPMA point analysis: accelerating voltage 15 kV, beam current 20 nA, beam diameter ~5 μm; EPMA mapping: accelerating voltage 20 kV, working current 50 nA, dwell time ~10 ms; BSE imaging: accelerating voltage 20 kV, beam current 10 nA; LA-ICP-MS: energy density 3~3.5 J/cm2, spot sizes 29 to 51 μm, repetition rates 5 Hz (polished thin-section) and 10 Hz (polished blocks), ~30 s background acquisition, ~40 s sample data acquisition | STDGL3 (Danyushevsky et al. 2011) and GSD-1G (USGS) | 3.1823 | [19 empty] | 5721.0793 | [5 empty] | 96.5042 | [5 empty] | 308.3667 | [9 empty] | 98382.2821 |  | 5.7754 |  |  |  | 0.084949 | [7 empty] | 125.0058 | [13 empty] | 770.833 | [15 empty] | 0.14277 | [17 empty] | 0.02 | [9 empty] | 102.9805 | [32 empty] | 2025 |  |  | CHN | Tibet
| Lawu |  | Magmatic hydrothermal | Skarn | Cu-Pb-Zn skarn | Cu, Pb, Zn | In, Sn | Cu, Pb, Zn, In, Sn |  |  | kbFRS19-1 | kbFRS19-1 | underground mine |  |  |  |  | ore material | drill core | underground mining tunnels and drill cores | mineral separate | [5 empty] | mineralisation |  |  |  | sphalerite, chalcopyrite, pyrrhotite, pyrite, arsenopyrite |  |  | Sn-rich Epithermal |  |  |  | galena, bismuthinite, marcasite, iron oxides, pyroxene, actinolite, quartz | thin sections and polished blocks examined using optical microscope, BSE detector, and EDS prior to analysis | EMPA, LA-ICPMS | JEOL JXA-8230 electron probe microanalyzer; RESOlution-LR 193 nm ArF excimer laser ablation system coupled to an Agilent 7700x ICP-MS | Laboratory of Mineral Resources Research Center, Fuzhou University; Adelaide Microscopy, the University of Adelaide | EPMA point analysis: accelerating voltage 15 kV, beam current 20 nA, beam diameter ~5 μm; EPMA mapping: accelerating voltage 20 kV, working current 50 nA, dwell time ~10 ms; BSE imaging: accelerating voltage 20 kV, beam current 10 nA; LA-ICP-MS: energy density 3~3.5 J/cm2, spot sizes 29 to 51 μm, repetition rates 5 Hz (polished thin-section) and 10 Hz (polished blocks), ~30 s background acquisition, ~40 s sample data acquisition | STDGL3 (Danyushevsky et al. 2011) and GSD-1G (USGS) | 19.216 | [19 empty] | 5819.9782 | [5 empty] | 0.4885 | [5 empty] | 7027.4328 | [9 empty] | 105181.3776 |  | 20.8667 |  |  |  | 0.084949 | [7 empty] | 775.1447 | [13 empty] | 2049.4385 | [15 empty] | 4.329 | [17 empty] | 1.32 | [9 empty] | 382.8559 | [32 empty] | 2025 |  |  | CHN | Tibet
| Lawu |  | Magmatic hydrothermal | Skarn | Cu-Pb-Zn skarn | Cu, Pb, Zn | In, Sn | Cu, Pb, Zn, In, Sn |  |  | kbFRS19-2 | kbFRS19-2 | underground mine |  |  |  |  | ore material | drill core | underground mining tunnels and drill cores | mineral separate | [5 empty] | mineralisation |  |  |  | sphalerite, chalcopyrite, pyrrhotite, pyrite, arsenopyrite |  |  | Sn-rich Epithermal |  |  |  | galena, bismuthinite, marcasite, iron oxides, pyroxene, actinolite, quartz | thin sections and polished blocks examined using optical microscope, BSE detector, and EDS prior to analysis | EMPA, LA-ICPMS | JEOL JXA-8230 electron probe microanalyzer; RESOlution-LR 193 nm ArF excimer laser ablation system coupled to an Agilent 7700x ICP-MS | Laboratory of Mineral Resources Research Center, Fuzhou University; Adelaide Microscopy, the University of Adelaide | EPMA point analysis: accelerating voltage 15 kV, beam current 20 nA, beam diameter ~5 μm; EPMA mapping: accelerating voltage 20 kV, working current 50 nA, dwell time ~10 ms; BSE imaging: accelerating voltage 20 kV, beam current 10 nA; LA-ICP-MS: energy density 3~3.5 J/cm2, spot sizes 29 to 51 μm, repetition rates 5 Hz (polished thin-section) and 10 Hz (polished blocks), ~30 s background acquisition, ~40 s sample data acquisition | STDGL3 (Danyushevsky et al. 2011) and GSD-1G (USGS) | 7.8284 | [19 empty] | 5865.7706 | [5 empty] | 0.42431 | [5 empty] | 1171.7731 | [9 empty] | 96514.3228 |  | 18.9208 |  |  |  | 0.50016 | [7 empty] | 714.4798 | [13 empty] | 2085.7228 | [15 empty] | 0.98974 | [17 empty] | 0.26184 | [9 empty] | 76.9379 | [32 empty] | 2025 |  |  | CHN | Tibet
| Lawu |  | Magmatic hydrothermal | Skarn | Cu-Pb-Zn skarn | Cu, Pb, Zn | In, Sn | Cu, Pb, Zn, In, Sn |  |  | kbFRS19-3 | kbFRS19-3 | underground mine |  |  |  |  | ore material | drill core | underground mining tunnels and drill cores | mineral separate | [5 empty] | mineralisation |  |  |  | sphalerite, chalcopyrite, pyrrhotite, pyrite, arsenopyrite |  |  | Sn-rich Epithermal |  |  |  | galena, bismuthinite, marcasite, iron oxides, pyroxene, actinolite, quartz | thin sections and polished blocks examined using optical microscope, BSE detector, and EDS prior to analysis | EMPA, LA-ICPMS | JEOL JXA-8230 electron probe microanalyzer; RESOlution-LR 193 nm ArF excimer laser ablation system coupled to an Agilent 7700x ICP-MS | Laboratory of Mineral Resources Research Center, Fuzhou University; Adelaide Microscopy, the University of Adelaide | EPMA point analysis: accelerating voltage 15 kV, beam current 20 nA, beam diameter ~5 μm; EPMA mapping: accelerating voltage 20 kV, working current 50 nA, dwell time ~10 ms; BSE imaging: accelerating voltage 20 kV, beam current 10 nA; LA-ICP-MS: energy density 3~3.5 J/cm2, spot sizes 29 to 51 μm, repetition rates 5 Hz (polished thin-section) and 10 Hz (polished blocks), ~30 s background acquisition, ~40 s sample data acquisition | STDGL3 (Danyushevsky et al. 2011) and GSD-1G (USGS) | 9.0887 | [19 empty] | 5917.0656 | [5 empty] | 13.5574 | [5 empty] | 956.0441 | [9 empty] | 93803.3169 |  | 15.7353 |  |  |  | 0.084949 | [7 empty] | 564.0281 | [13 empty] | 9119.0848 | [15 empty] | 2.0059 | [17 empty] | 0.42954 | [9 empty] | 4.248 | [32 empty] | 2025 |  |  | CHN | Tibet
| Lawu |  | Magmatic hydrothermal | Skarn | Cu-Pb-Zn skarn | Cu, Pb, Zn | In, Sn | Cu, Pb, Zn, In, Sn |  |  | kbFRS19-4 | kbFRS19-4 | underground mine |  |  |  |  | ore material | drill core | underground mining tunnels and drill cores | mineral separate | [5 empty] | mineralisation |  |  |  | sphalerite, chalcopyrite, pyrrhotite, pyrite, arsenopyrite |  |  | Sn-rich Epithermal |  |  |  | galena, bismuthinite, marcasite, iron oxides, pyroxene, actinolite, quartz | thin sections and polished blocks examined using optical microscope, BSE detector, and EDS prior to analysis | EMPA, LA-ICPMS | JEOL JXA-8230 electron probe microanalyzer; RESOlution-LR 193 nm ArF excimer laser ablation system coupled to an Agilent 7700x ICP-MS | Laboratory of Mineral Resources Research Center, Fuzhou University; Adelaide Microscopy, the University of Adelaide | EPMA point analysis: accelerating voltage 15 kV, beam current 20 nA, beam diameter ~5 μm; EPMA mapping: accelerating voltage 20 kV, working current 50 nA, dwell time ~10 ms; BSE imaging: accelerating voltage 20 kV, beam current 10 nA; LA-ICP-MS: energy density 3~3.5 J/cm2, spot sizes 29 to 51 μm, repetition rates 5 Hz (polished thin-section) and 10 Hz (polished blocks), ~30 s background acquisition, ~40 s sample data acquisition | STDGL3 (Danyushevsky et al. 2011) and GSD-1G (USGS) | 31.5067 | [19 empty] | 6202.6752 | [5 empty] | 13.8378 | [5 empty] | 2128.1936 | [9 empty] | 94166.9997 |  | 15.2433 |  |  |  | 0.29195 | [7 empty] | 582.9288 | [13 empty] | 9276.8488 | [15 empty] | 5.4268 | [17 empty] | 3.8949 | [9 empty] | 22.0322 | [32 empty] | 2025 |  |  | CHN | Tibet
| Lawu |  | Magmatic hydrothermal | Skarn | Cu-Pb-Zn skarn | Cu, Pb, Zn | In, Sn | Cu, Pb, Zn, In, Sn |  |  | kbFRS19-5 | kbFRS19-5 | underground mine |  |  |  |  | ore material | drill core | underground mining tunnels and drill cores | mineral separate | [5 empty] | mineralisation |  |  |  | sphalerite, chalcopyrite, pyrrhotite, pyrite, arsenopyrite |  |  | Sn-rich Epithermal |  |  |  | galena, bismuthinite, marcasite, iron oxides, pyroxene, actinolite, quartz | thin sections and polished blocks examined using optical microscope, BSE detector, and EDS prior to analysis | EMPA, LA-ICPMS | JEOL JXA-8230 electron probe microanalyzer; RESOlution-LR 193 nm ArF excimer laser ablation system coupled to an Agilent 7700x ICP-MS | Laboratory of Mineral Resources Research Center, Fuzhou University; Adelaide Microscopy, the University of Adelaide | EPMA point analysis: accelerating voltage 15 kV, beam current 20 nA, beam diameter ~5 μm; EPMA mapping: accelerating voltage 20 kV, working current 50 nA, dwell time ~10 ms; BSE imaging: accelerating voltage 20 kV, beam current 10 nA; LA-ICP-MS: energy density 3~3.5 J/cm2, spot sizes 29 to 51 μm, repetition rates 5 Hz (polished thin-section) and 10 Hz (polished blocks), ~30 s background acquisition, ~40 s sample data acquisition | STDGL3 (Danyushevsky et al. 2011) and GSD-1G (USGS) | 20.7032 | [19 empty] | 6137.9439 | [5 empty] | 6.6876 | [5 empty] | 1669.5631 | [9 empty] | 95459.7756 |  | 9.8058 |  |  |  | 0.2769 | [7 empty] | 1213.6891 | [13 empty] | 6973.4448 | [15 empty] | 0.23436 | [17 empty] | 0.02 | [9 empty] | 6.6262 | [32 empty] | 2025 |  |  | CHN | Tibet
| Lawu |  | Magmatic hydrothermal | Skarn | Cu-Pb-Zn skarn | Cu, Pb, Zn | In, Sn | Cu, Pb, Zn, In, Sn |  |  | kbFRS19-6 | kbFRS19-6 | underground mine |  |  |  |  | ore material | drill core | underground mining tunnels and drill cores | mineral separate | [5 empty] | mineralisation |  |  |  | sphalerite, chalcopyrite, pyrrhotite, pyrite, arsenopyrite |  |  | Sn-rich Epithermal |  |  |  | galena, bismuthinite, marcasite, iron oxides, pyroxene, actinolite, quartz | thin sections and polished blocks examined using optical microscope, BSE detector, and EDS prior to analysis | EMPA, LA-ICPMS | JEOL JXA-8230 electron probe microanalyzer; RESOlution-LR 193 nm ArF excimer laser ablation system coupled to an Agilent 7700x ICP-MS | Laboratory of Mineral Resources Research Center, Fuzhou University; Adelaide Microscopy, the University of Adelaide | EPMA point analysis: accelerating voltage 15 kV, beam current 20 nA, beam diameter ~5 μm; EPMA mapping: accelerating voltage 20 kV, working current 50 nA, dwell time ~10 ms; BSE imaging: accelerating voltage 20 kV, beam current 10 nA; LA-ICP-MS: energy density 3~3.5 J/cm2, spot sizes 29 to 51 μm, repetition rates 5 Hz (polished thin-section) and 10 Hz (polished blocks), ~30 s background acquisition, ~40 s sample data acquisition | STDGL3 (Danyushevsky et al. 2011) and GSD-1G (USGS) | 17.1585 | [19 empty] | 6207.6722 | [5 empty] | 8.5044 | [5 empty] | 1435.1091 | [9 empty] | 95381.4566 |  | 12.0439 |  |  |  | 0.084949 | [7 empty] | 1039.6903 | [13 empty] | 7322.5161 | [15 empty] | 0.10419 | [17 empty] | 0.02 | [9 empty] | 7.8697 | [32 empty] | 2025 |  |  | CHN | Tibet
| Lawu |  | Magmatic hydrothermal | Skarn | Cu-Pb-Zn skarn | Cu, Pb, Zn | In, Sn | Cu, Pb, Zn, In, Sn |  |  | kbFRS19-7 | kbFRS19-7 | underground mine |  |  |  |  | ore material | drill core | underground mining tunnels and drill cores | mineral separate | [5 empty] | mineralisation |  |  |  | sphalerite, chalcopyrite, pyrrhotite, pyrite, arsenopyrite |  |  | Sn-rich Epithermal |  |  |  | galena, bismuthinite, marcasite, iron oxides, pyroxene, actinolite, quartz | thin sections and polished blocks examined using optical microscope, BSE detector, and EDS prior to analysis | EMPA, LA-ICPMS | JEOL JXA-8230 electron probe microanalyzer; RESOlution-LR 193 nm ArF excimer laser ablation system coupled to an Agilent 7700x ICP-MS | Laboratory of Mineral Resources Research Center, Fuzhou University; Adelaide Microscopy, the University of Adelaide | EPMA point analysis: accelerating voltage 15 kV, beam current 20 nA, beam diameter ~5 μm; EPMA mapping: accelerating voltage 20 kV, working current 50 nA, dwell time ~10 ms; BSE imaging: accelerating voltage 20 kV, beam current 10 nA; LA-ICP-MS: energy density 3~3.5 J/cm2, spot sizes 29 to 51 μm, repetition rates 5 Hz (polished thin-section) and 10 Hz (polished blocks), ~30 s background acquisition, ~40 s sample data acquisition | STDGL3 (Danyushevsky et al. 2011) and GSD-1G (USGS) | 16.0181 | [19 empty] | 5863.8091 | [5 empty] | 1.1746 | [5 empty] | 1929.2579 | [9 empty] | 93733.0873 |  | 17.393 |  |  |  | 0.084949 | [7 empty] | 543.5719 | [13 empty] | 3013.988 | [15 empty] | 2.0588 | [17 empty] | 0.16791 | [9 empty] | 834.173 | [32 empty] | 2025 |  |  | CHN | Tibet
| Lawu |  | Magmatic hydrothermal | Skarn | Cu-Pb-Zn skarn | Cu, Pb, Zn | In, Sn | Cu, Pb, Zn, In, Sn |  |  | kbFRS19-8 | kbFRS19-8 | underground mine |  |  |  |  | ore material | drill core | underground mining tunnels and drill cores | mineral separate | [5 empty] | mineralisation |  |  |  | sphalerite, chalcopyrite, pyrrhotite, pyrite, arsenopyrite |  |  | Sn-rich Epithermal |  |  |  | galena, bismuthinite, marcasite, iron oxides, pyroxene, actinolite, quartz | thin sections and polished blocks examined using optical microscope, BSE detector, and EDS prior to analysis | EMPA, LA-ICPMS | JEOL JXA-8230 electron probe microanalyzer; RESOlution-LR 193 nm ArF excimer laser ablation system coupled to an Agilent 7700x ICP-MS | Laboratory of Mineral Resources Research Center, Fuzhou University; Adelaide Microscopy, the University of Adelaide | EPMA point analysis: accelerating voltage 15 kV, beam current 20 nA, beam diameter ~5 μm; EPMA mapping: accelerating voltage 20 kV, working current 50 nA, dwell time ~10 ms; BSE imaging: accelerating voltage 20 kV, beam current 10 nA; LA-ICP-MS: energy density 3~3.5 J/cm2, spot sizes 29 to 51 μm, repetition rates 5 Hz (polished thin-section) and 10 Hz (polished blocks), ~30 s background acquisition, ~40 s sample data acquisition | STDGL3 (Danyushevsky et al. 2011) and GSD-1G (USGS) | 12.7345 | [19 empty] | 5733.963 | [5 empty] | 1.1139 | [5 empty] | 1507.6072 | [9 empty] | 92768.8265 |  | 17.1627 |  |  |  | 0.084949 | [7 empty] | 432.2993 | [13 empty] | 2925.1913 | [15 empty] | 6.8178 | [17 empty] | 0.042174 | [9 empty] | 608.6589 | [32 empty] | 2025 |  |  | CHN | Tibet
| Lawu |  | Magmatic hydrothermal | Skarn | Cu-Pb-Zn skarn | Cu, Pb, Zn | In, Sn | Cu, Pb, Zn, In, Sn |  |  | kbFRS19-9 | kbFRS19-9 | underground mine |  |  |  |  | ore material | drill core | underground mining tunnels and drill cores | mineral separate | [5 empty] | mineralisation |  |  |  | sphalerite, chalcopyrite, pyrrhotite, pyrite, arsenopyrite |  |  | Sn-rich Epithermal |  |  |  | galena, bismuthinite, marcasite, iron oxides, pyroxene, actinolite, quartz | thin sections and polished blocks examined using optical microscope, BSE detector, and EDS prior to analysis | EMPA, LA-ICPMS | JEOL JXA-8230 electron probe microanalyzer; RESOlution-LR 193 nm ArF excimer laser ablation system coupled to an Agilent 7700x ICP-MS | Laboratory of Mineral Resources Research Center, Fuzhou University; Adelaide Microscopy, the University of Adelaide | EPMA point analysis: accelerating voltage 15 kV, beam current 20 nA, beam diameter ~5 μm; EPMA mapping: accelerating voltage 20 kV, working current 50 nA, dwell time ~10 ms; BSE imaging: accelerating voltage 20 kV, beam current 10 nA; LA-ICP-MS: energy density 3~3.5 J/cm2, spot sizes 29 to 51 μm, repetition rates 5 Hz (polished thin-section) and 10 Hz (polished blocks), ~30 s background acquisition, ~40 s sample data acquisition | STDGL3 (Danyushevsky et al. 2011) and GSD-1G (USGS) | 7.2811 | [19 empty] | 5626.1192 | [5 empty] | 10.7391 | [5 empty] | 674.9039 | [9 empty] | 91581.1 |  | 1.1018 |  |  |  | 0.084949 | [7 empty] | 441.503 | [13 empty] | 10166.9553 | [15 empty] | 1.2354 | [17 empty] | 0.24714 | [9 empty] | 3.5309 | [32 empty] | 2025 |  |  | CHN | Tibet
| Lawu |  | Magmatic hydrothermal | Skarn | Cu-Pb-Zn skarn | Cu, Pb, Zn | In, Sn | Cu, Pb, Zn, In, Sn |  |  | kbFRS19-10 | kbFRS19-10 | underground mine |  |  |  |  | ore material | drill core | underground mining tunnels and drill cores | mineral separate | [5 empty] | mineralisation |  |  |  | sphalerite, chalcopyrite, pyrrhotite, pyrite, arsenopyrite |  |  | Sn-rich Epithermal |  |  |  | galena, bismuthinite, marcasite, iron oxides, pyroxene, actinolite, quartz | thin sections and polished blocks examined using optical microscope, BSE detector, and EDS prior to analysis | EMPA, LA-ICPMS | JEOL JXA-8230 electron probe microanalyzer; RESOlution-LR 193 nm ArF excimer laser ablation system coupled to an Agilent 7700x ICP-MS | Laboratory of Mineral Resources Research Center, Fuzhou University; Adelaide Microscopy, the University of Adelaide | EPMA point analysis: accelerating voltage 15 kV, beam current 20 nA, beam diameter ~5 μm; EPMA mapping: accelerating voltage 20 kV, working current 50 nA, dwell time ~10 ms; BSE imaging: accelerating voltage 20 kV, beam current 10 nA; LA-ICP-MS: energy density 3~3.5 J/cm2, spot sizes 29 to 51 μm, repetition rates 5 Hz (polished thin-section) and 10 Hz (polished blocks), ~30 s background acquisition, ~40 s sample data acquisition | STDGL3 (Danyushevsky et al. 2011) and GSD-1G (USGS) | 6.6806 | [19 empty] | 5732.9415 | [5 empty] | 13.5677 | [5 empty] | 573.9302 | [9 empty] | 94368.5509 |  | 0.29439 |  |  |  | 0.27541 | [7 empty] | 408.4417 | [13 empty] | 10014.1871 | [15 empty] | 1.2019 | [17 empty] | 0.094605 | [9 empty] | 3.2456 | [32 empty] | 2025 |  |  | CHN | Tibet
| Lawu |  | Magmatic hydrothermal | Skarn | Cu-Pb-Zn skarn | Cu, Pb, Zn | In, Sn | Cu, Pb, Zn, In, Sn |  |  | kb59-1 | kb59-1 | underground mine |  |  |  |  | ore material | drill core | underground mining tunnels and drill cores | mineral separate | [5 empty] | mineralisation |  |  |  | sphalerite, chalcopyrite, pyrrhotite, pyrite, arsenopyrite |  |  | Sn-rich Epithermal |  |  |  | galena, bismuthinite, marcasite, iron oxides, pyroxene, actinolite, quartz | thin sections and polished blocks examined using optical microscope, BSE detector, and EDS prior to analysis | EMPA, LA-ICPMS | JEOL JXA-8230 electron probe microanalyzer; RESOlution-LR 193 nm ArF excimer laser ablation system coupled to an Agilent 7700x ICP-MS | Laboratory of Mineral Resources Research Center, Fuzhou University; Adelaide Microscopy, the University of Adelaide | EPMA point analysis: accelerating voltage 15 kV, beam current 20 nA, beam diameter ~5 μm; EPMA mapping: accelerating voltage 20 kV, working current 50 nA, dwell time ~10 ms; BSE imaging: accelerating voltage 20 kV, beam current 10 nA; LA-ICP-MS: energy density 3~3.5 J/cm2, spot sizes 29 to 51 μm, repetition rates 5 Hz (polished thin-section) and 10 Hz (polished blocks), ~30 s background acquisition, ~40 s sample data acquisition | STDGL3 (Danyushevsky et al. 2011) and GSD-1G (USGS) | 18.8871 | [19 empty] | 7280.7144 | [5 empty] | 43.6118 | [5 empty] | 494.942 | [9 empty] | 44251.6782 |  | 0.7121 |  |  |  | 3.0093 | [7 empty] | 88.2013 | [13 empty] | 851.5414 | [15 empty] | 71.6626 | [17 empty] | 6.3336 | [9 empty] | 36.3966 | [32 empty] | 2025 |  |  | CHN | Tibet
| Lawu |  | Magmatic hydrothermal | Skarn | Cu-Pb-Zn skarn | Cu, Pb, Zn | In, Sn | Cu, Pb, Zn, In, Sn |  |  | kb59-2 | kb59-2 | underground mine |  |  |  |  | ore material | drill core | underground mining tunnels and drill cores | mineral separate | [5 empty] | mineralisation |  |  |  | sphalerite, chalcopyrite, pyrrhotite, pyrite, arsenopyrite |  |  | Sn-rich Epithermal |  |  |  | galena, bismuthinite, marcasite, iron oxides, pyroxene, actinolite, quartz | thin sections and polished blocks examined using optical microscope, BSE detector, and EDS prior to analysis | EMPA, LA-ICPMS | JEOL JXA-8230 electron probe microanalyzer; RESOlution-LR 193 nm ArF excimer laser ablation system coupled to an Agilent 7700x ICP-MS | Laboratory of Mineral Resources Research Center, Fuzhou University; Adelaide Microscopy, the University of Adelaide | EPMA point analysis: accelerating voltage 15 kV, beam current 20 nA, beam diameter ~5 μm; EPMA mapping: accelerating voltage 20 kV, working current 50 nA, dwell time ~10 ms; BSE imaging: accelerating voltage 20 kV, beam current 10 nA; LA-ICP-MS: energy density 3~3.5 J/cm2, spot sizes 29 to 51 μm, repetition rates 5 Hz (polished thin-section) and 10 Hz (polished blocks), ~30 s background acquisition, ~40 s sample data acquisition | STDGL3 (Danyushevsky et al. 2011) and GSD-1G (USGS) | 18.0308 | [19 empty] | 6554.687 | [5 empty] | 161.3204 | [5 empty] | 290.3392 | [9 empty] | 70448.6983 |  | 1.1947 |  |  |  | 0.27857 | [7 empty] | 189.6763 | [13 empty] | 1568.0088 | [15 empty] | 0.93868 | [17 empty] | 0.063031 | [9 empty] | 9.8226 | [32 empty] | 2025 |  |  | CHN | Tibet
| Lawu |  | Magmatic hydrothermal | Skarn | Cu-Pb-Zn skarn | Cu, Pb, Zn | In, Sn | Cu, Pb, Zn, In, Sn |  |  | kb59-3 | kb59-3 | underground mine |  |  |  |  | ore material | drill core | underground mining tunnels and drill cores | mineral separate | [5 empty] | mineralisation |  |  |  | sphalerite, chalcopyrite, pyrrhotite, pyrite, arsenopyrite |  |  | Sn-rich Epithermal |  |  |  | galena, bismuthinite, marcasite, iron oxides, pyroxene, actinolite, quartz | thin sections and polished blocks examined using optical microscope, BSE detector, and EDS prior to analysis | EMPA, LA-ICPMS | JEOL JXA-8230 electron probe microanalyzer; RESOlution-LR 193 nm ArF excimer laser ablation system coupled to an Agilent 7700x ICP-MS | Laboratory of Mineral Resources Research Center, Fuzhou University; Adelaide Microscopy, the University of Adelaide | EPMA point analysis: accelerating voltage 15 kV, beam current 20 nA, beam diameter ~5 μm; EPMA mapping: accelerating voltage 20 kV, working current 50 nA, dwell time ~10 ms; BSE imaging: accelerating voltage 20 kV, beam current 10 nA; LA-ICP-MS: energy density 3~3.5 J/cm2, spot sizes 29 to 51 μm, repetition rates 5 Hz (polished thin-section) and 10 Hz (polished blocks), ~30 s background acquisition, ~40 s sample data acquisition | STDGL3 (Danyushevsky et al. 2011) and GSD-1G (USGS) | 6.9332 | [19 empty] | 6285.9544 | [5 empty] | 80.0546 | [5 empty] | 580.385 | [9 empty] | 86373.2506 |  | 0.95012 |  |  |  | 0.084949 | [7 empty] | 285.6636 | [13 empty] | 925.8708 | [15 empty] | 4.4917 | [17 empty] | 0.096652 | [9 empty] | 1.4415 | [32 empty] | 2025 |  |  | CHN | Tibet
| Lawu |  | Magmatic hydrothermal | Skarn | Cu-Pb-Zn skarn | Cu, Pb, Zn | In, Sn | Cu, Pb, Zn, In, Sn |  |  | kb59-4 | kb59-4 | underground mine |  |  |  |  | ore material | drill core | underground mining tunnels and drill cores | mineral separate | [5 empty] | mineralisation |  |  |  | sphalerite, chalcopyrite, pyrrhotite, pyrite, arsenopyrite |  |  | Sn-rich Epithermal |  |  |  | galena, bismuthinite, marcasite, iron oxides, pyroxene, actinolite, quartz | thin sections and polished blocks examined using optical microscope, BSE detector, and EDS prior to analysis | EMPA, LA-ICPMS | JEOL JXA-8230 electron probe microanalyzer; RESOlution-LR 193 nm ArF excimer laser ablation system coupled to an Agilent 7700x ICP-MS | Laboratory of Mineral Resources Research Center, Fuzhou University; Adelaide Microscopy, the University of Adelaide | EPMA point analysis: accelerating voltage 15 kV, beam current 20 nA, beam diameter ~5 μm; EPMA mapping: accelerating voltage 20 kV, working current 50 nA, dwell time ~10 ms; BSE imaging: accelerating voltage 20 kV, beam current 10 nA; LA-ICP-MS: energy density 3~3.5 J/cm2, spot sizes 29 to 51 μm, repetition rates 5 Hz (polished thin-section) and 10 Hz (polished blocks), ~30 s background acquisition, ~40 s sample data acquisition | STDGL3 (Danyushevsky et al. 2011) and GSD-1G (USGS) | 5.96 | [19 empty] | 6725.4603 | [5 empty] | 218.6984 | [5 empty] | 612.3163 | [9 empty] | 98751.6993 |  | 0.1712 |  |  |  | 0.084949 | [7 empty] | 447.2659 | [13 empty] | 6792.5923 | [15 empty] | 0.10884 | [17 empty] | 0.02 | [9 empty] | 1.4952 | [32 empty] | 2025 |  |  | CHN | Tibet
| Lawu |  | Magmatic hydrothermal | Skarn | Cu-Pb-Zn skarn | Cu, Pb, Zn | In, Sn | Cu, Pb, Zn, In, Sn |  |  | kb59-5 | kb59-5 | underground mine |  |  |  |  | ore material | drill core | underground mining tunnels and drill cores | mineral separate | [5 empty] | mineralisation |  |  |  | sphalerite, chalcopyrite, pyrrhotite, pyrite, arsenopyrite |  |  | Sn-rich Epithermal |  |  |  | galena, bismuthinite, marcasite, iron oxides, pyroxene, actinolite, quartz | thin sections and polished blocks examined using optical microscope, BSE detector, and EDS prior to analysis | EMPA, LA-ICPMS | JEOL JXA-8230 electron probe microanalyzer; RESOlution-LR 193 nm ArF excimer laser ablation system coupled to an Agilent 7700x ICP-MS | Laboratory of Mineral Resources Research Center, Fuzhou University; Adelaide Microscopy, the University of Adelaide | EPMA point analysis: accelerating voltage 15 kV, beam current 20 nA, beam diameter ~5 μm; EPMA mapping: accelerating voltage 20 kV, working current 50 nA, dwell time ~10 ms; BSE imaging: accelerating voltage 20 kV, beam current 10 nA; LA-ICP-MS: energy density 3~3.5 J/cm2, spot sizes 29 to 51 μm, repetition rates 5 Hz (polished thin-section) and 10 Hz (polished blocks), ~30 s background acquisition, ~40 s sample data acquisition | STDGL3 (Danyushevsky et al. 2011) and GSD-1G (USGS) | 10.897 | [19 empty] | 5969.4467 | [5 empty] | 201.8076 | [5 empty] | 511.1237 | [9 empty] | 82429.0248 |  | 0.39249 |  |  |  | 0.28899 | [7 empty] | 360.7922 | [13 empty] | 2463.7915 | [15 empty] | 0.25536 | [17 empty] | 0.02 | [9 empty] | 1.3572 | [32 empty] | 2025 |  |  | CHN | Tibet
| Lawu |  | Magmatic hydrothermal | Skarn | Cu-Pb-Zn skarn | Cu, Pb, Zn | In, Sn | Cu, Pb, Zn, In, Sn |  |  | kb59-6 | kb59-6 | underground mine |  |  |  |  | ore material | drill core | underground mining tunnels and drill cores | mineral separate | [5 empty] | mineralisation |  |  |  | sphalerite, chalcopyrite, pyrrhotite, pyrite, arsenopyrite |  |  | Sn-rich Epithermal |  |  |  | galena, bismuthinite, marcasite, iron oxides, pyroxene, actinolite, quartz | thin sections and polished blocks examined using optical microscope, BSE detector, and EDS prior to analysis | EMPA, LA-ICPMS | JEOL JXA-8230 electron probe microanalyzer; RESOlution-LR 193 nm ArF excimer laser ablation system coupled to an Agilent 7700x ICP-MS | Laboratory of Mineral Resources Research Center, Fuzhou University; Adelaide Microscopy, the University of Adelaide | EPMA point analysis: accelerating voltage 15 kV, beam current 20 nA, beam diameter ~5 μm; EPMA mapping: accelerating voltage 20 kV, working current 50 nA, dwell time ~10 ms; BSE imaging: accelerating voltage 20 kV, beam current 10 nA; LA-ICP-MS: energy density 3~3.5 J/cm2, spot sizes 29 to 51 μm, repetition rates 5 Hz (polished thin-section) and 10 Hz (polished blocks), ~30 s background acquisition, ~40 s sample data acquisition | STDGL3 (Danyushevsky et al. 2011) and GSD-1G (USGS) | 9.9853 | [19 empty] | 5966.1952 | [5 empty] | 208.6237 | [5 empty] | 599.2034 | [9 empty] | 84815.5373 |  | 0.55232 |  |  |  | 0.084949 | [7 empty] | 402.8547 | [13 empty] | 2379.8586 | [15 empty] | 1.8546 | [17 empty] | 0.33865 | [9 empty] | 5.7578 | [32 empty] | 2025 |  |  | CHN | Tibet
| Lawu |  | Magmatic hydrothermal | Skarn | Cu-Pb-Zn skarn | Cu, Pb, Zn | In, Sn | Cu, Pb, Zn, In, Sn |  |  | kb59-7 | kb59-7 | underground mine |  |  |  |  | ore material | drill core | underground mining tunnels and drill cores | mineral separate | [5 empty] | mineralisation |  |  |  | sphalerite, chalcopyrite, pyrrhotite, pyrite, arsenopyrite |  |  | Sn-rich Epithermal |  |  |  | galena, bismuthinite, marcasite, iron oxides, pyroxene, actinolite, quartz | thin sections and polished blocks examined using optical microscope, BSE detector, and EDS prior to analysis | EMPA, LA-ICPMS | JEOL JXA-8230 electron probe microanalyzer; RESOlution-LR 193 nm ArF excimer laser ablation system coupled to an Agilent 7700x ICP-MS | Laboratory of Mineral Resources Research Center, Fuzhou University; Adelaide Microscopy, the University of Adelaide | EPMA point analysis: accelerating voltage 15 kV, beam current 20 nA, beam diameter ~5 μm; EPMA mapping: accelerating voltage 20 kV, working current 50 nA, dwell time ~10 ms; BSE imaging: accelerating voltage 20 kV, beam current 10 nA; LA-ICP-MS: energy density 3~3.5 J/cm2, spot sizes 29 to 51 μm, repetition rates 5 Hz (polished thin-section) and 10 Hz (polished blocks), ~30 s background acquisition, ~40 s sample data acquisition | STDGL3 (Danyushevsky et al. 2011) and GSD-1G (USGS) | 2.8848 | [19 empty] | 6531.5891 | [5 empty] | 186.8603 | [5 empty] | 295.1173 | [9 empty] | 74352.4235 |  | 0.83254 |  |  |  | 0.084949 | [7 empty] | 287.8929 | [13 empty] | 1708.5202 | [15 empty] | 0.17085 | [17 empty] | 0.02 | [9 empty] | 1.9883 | [32 empty] | 2025 |  |  | CHN | Tibet
| Lawu |  | Magmatic hydrothermal | Skarn | Cu-Pb-Zn skarn | Cu, Pb, Zn | In, Sn | Cu, Pb, Zn, In, Sn |  |  | kb59-8 | kb59-8 | underground mine |  |  |  |  | ore material | drill core | underground mining tunnels and drill cores | mineral separate | [5 empty] | mineralisation |  |  |  | sphalerite, chalcopyrite, pyrrhotite, pyrite, arsenopyrite |  |  | Sn-rich Epithermal |  |  |  | galena, bismuthinite, marcasite, iron oxides, pyroxene, actinolite, quartz | thin sections and polished blocks examined using optical microscope, BSE detector, and EDS prior to analysis | EMPA, LA-ICPMS | JEOL JXA-8230 electron probe microanalyzer; RESOlution-LR 193 nm ArF excimer laser ablation system coupled to an Agilent 7700x ICP-MS | Laboratory of Mineral Resources Research Center, Fuzhou University; Adelaide Microscopy, the University of Adelaide | EPMA point analysis: accelerating voltage 15 kV, beam current 20 nA, beam diameter ~5 μm; EPMA mapping: accelerating voltage 20 kV, working current 50 nA, dwell time ~10 ms; BSE imaging: accelerating voltage 20 kV, beam current 10 nA; LA-ICP-MS: energy density 3~3.5 J/cm2, spot sizes 29 to 51 μm, repetition rates 5 Hz (polished thin-section) and 10 Hz (polished blocks), ~30 s background acquisition, ~40 s sample data acquisition | STDGL3 (Danyushevsky et al. 2011) and GSD-1G (USGS) | 2.9982 | [19 empty] | 6344.1796 | [5 empty] | 164.471 | [5 empty] | 368.6539 | [9 empty] | 72389.5278 |  | 0.71477 |  |  |  | 0.30449 | [7 empty] | 309.6892 | [13 empty] | 1658.0918 | [15 empty] | 2.4327 | [17 empty] | 0.26695 | [9 empty] | 2.0111 | [32 empty] | 2025 |  |  | CHN | Tibet
| Lawu |  | Magmatic hydrothermal | Skarn | Cu-Pb-Zn skarn | Cu, Pb, Zn | In, Sn | Cu, Pb, Zn, In, Sn |  |  | kb59-9 | kb59-9 | underground mine |  |  |  |  | ore material | drill core | underground mining tunnels and drill cores | mineral separate | [5 empty] | mineralisation |  |  |  | sphalerite, chalcopyrite, pyrrhotite, pyrite, arsenopyrite |  |  | Sn-rich Epithermal |  |  |  | galena, bismuthinite, marcasite, iron oxides, pyroxene, actinolite, quartz | thin sections and polished blocks examined using optical microscope, BSE detector, and EDS prior to analysis | EMPA, LA-ICPMS | JEOL JXA-8230 electron probe microanalyzer; RESOlution-LR 193 nm ArF excimer laser ablation system coupled to an Agilent 7700x ICP-MS | Laboratory of Mineral Resources Research Center, Fuzhou University; Adelaide Microscopy, the University of Adelaide | EPMA point analysis: accelerating voltage 15 kV, beam current 20 nA, beam diameter ~5 μm; EPMA mapping: accelerating voltage 20 kV, working current 50 nA, dwell time ~10 ms; BSE imaging: accelerating voltage 20 kV, beam current 10 nA; LA-ICP-MS: energy density 3~3.5 J/cm2, spot sizes 29 to 51 μm, repetition rates 5 Hz (polished thin-section) and 10 Hz (polished blocks), ~30 s background acquisition, ~40 s sample data acquisition | STDGL3 (Danyushevsky et al. 2011) and GSD-1G (USGS) | 2.1476 | [19 empty] | 7581.5181 | [5 empty] | 78.8288 | [5 empty] | 253.987 | [9 empty] | 48092.6805 |  | 0.618 |  |  |  | 0.084949 | [7 empty] | 321.1789 | [13 empty] | 1124.5991 | [15 empty] | 0.01 | [17 empty] | 0.02 | [9 empty] | 2.2356 | [32 empty] | 2025 |  |  | CHN | Tibet
| Lawu |  | Magmatic hydrothermal | Skarn | Cu-Pb-Zn skarn | Cu, Pb, Zn | In, Sn | Cu, Pb, Zn, In, Sn |  |  | kb189-1 | kb189-1 | underground mine |  |  |  |  | ore material | drill core | underground mining tunnels and drill cores | mineral separate | [5 empty] | mineralisation |  |  |  | sphalerite, chalcopyrite, pyrrhotite, pyrite, arsenopyrite |  |  | Sn-rich Epithermal |  |  |  | galena, bismuthinite, marcasite, iron oxides, pyroxene, actinolite, quartz | thin sections and polished blocks examined using optical microscope, BSE detector, and EDS prior to analysis | EMPA, LA-ICPMS | JEOL JXA-8230 electron probe microanalyzer; RESOlution-LR 193 nm ArF excimer laser ablation system coupled to an Agilent 7700x ICP-MS | Laboratory of Mineral Resources Research Center, Fuzhou University; Adelaide Microscopy, the University of Adelaide | EPMA point analysis: accelerating voltage 15 kV, beam current 20 nA, beam diameter ~5 μm; EPMA mapping: accelerating voltage 20 kV, working current 50 nA, dwell time ~10 ms; BSE imaging: accelerating voltage 20 kV, beam current 10 nA; LA-ICP-MS: energy density 3~3.5 J/cm2, spot sizes 29 to 51 μm, repetition rates 5 Hz (polished thin-section) and 10 Hz (polished blocks), ~30 s background acquisition, ~40 s sample data acquisition | STDGL3 (Danyushevsky et al. 2011) and GSD-1G (USGS) | 3.5097 | [19 empty] | 3870.7884 | [5 empty] | 37.5348 | [5 empty] | 1692.0636 | [9 empty] | 101741.481 |  | 0.84095 |  |  |  | 0.32605 | [7 empty] | 77.1555 | [13 empty] | 4930.4619 | [15 empty] | 6.0578 | [17 empty] | 0.12784 | [9 empty] | 9.8016 | [32 empty] | 2025 |  |  | CHN | Tibet
| Lawu |  | Magmatic hydrothermal | Skarn | Cu-Pb-Zn skarn | Cu, Pb, Zn | In, Sn | Cu, Pb, Zn, In, Sn |  |  | kb189-2 | kb189-2 | underground mine |  |  |  |  | ore material | drill core | underground mining tunnels and drill cores | mineral separate | [5 empty] | mineralisation |  |  |  | sphalerite, chalcopyrite, pyrrhotite, pyrite, arsenopyrite |  |  | Sn-rich Epithermal |  |  |  | galena, bismuthinite, marcasite, iron oxides, pyroxene, actinolite, quartz | thin sections and polished blocks examined using optical microscope, BSE detector, and EDS prior to analysis | EMPA, LA-ICPMS | JEOL JXA-8230 electron probe microanalyzer; RESOlution-LR 193 nm ArF excimer laser ablation system coupled to an Agilent 7700x ICP-MS | Laboratory of Mineral Resources Research Center, Fuzhou University; Adelaide Microscopy, the University of Adelaide | EPMA point analysis: accelerating voltage 15 kV, beam current 20 nA, beam diameter ~5 μm; EPMA mapping: accelerating voltage 20 kV, working current 50 nA, dwell time ~10 ms; BSE imaging: accelerating voltage 20 kV, beam current 10 nA; LA-ICP-MS: energy density 3~3.5 J/cm2, spot sizes 29 to 51 μm, repetition rates 5 Hz (polished thin-section) and 10 Hz (polished blocks), ~30 s background acquisition, ~40 s sample data acquisition | STDGL3 (Danyushevsky et al. 2011) and GSD-1G (USGS) | 9.5187 | [19 empty] | 4467.1765 | [5 empty] | 20.7472 | [5 empty] | 2115.4896 | [9 empty] | 100398.7565 |  | 0.65114 |  |  |  | 0.084949 | [7 empty] | 73.805 | [13 empty] | 3183.021 | [15 empty] | 1.0845 | [17 empty] | 0.14489 | [9 empty] | 3.8184 | [32 empty] | 2025 |  |  | CHN | Tibet
| Lawu |  | Magmatic hydrothermal | Skarn | Cu-Pb-Zn skarn | Cu, Pb, Zn | In, Sn | Cu, Pb, Zn, In, Sn |  |  | kb189-3 | kb189-3 | underground mine |  |  |  |  | ore material | drill core | underground mining tunnels and drill cores | mineral separate | [5 empty] | mineralisation |  |  |  | sphalerite, chalcopyrite, pyrrhotite, pyrite, arsenopyrite |  |  | Sn-rich Epithermal |  |  |  | galena, bismuthinite, marcasite, iron oxides, pyroxene, actinolite, quartz | thin sections and polished blocks examined using optical microscope, BSE detector, and EDS prior to analysis | EMPA, LA-ICPMS | JEOL JXA-8230 electron probe microanalyzer; RESOlution-LR 193 nm ArF excimer laser ablation system coupled to an Agilent 7700x ICP-MS | Laboratory of Mineral Resources Research Center, Fuzhou University; Adelaide Microscopy, the University of Adelaide | EPMA point analysis: accelerating voltage 15 kV, beam current 20 nA, beam diameter ~5 μm; EPMA mapping: accelerating voltage 20 kV, working current 50 nA, dwell time ~10 ms; BSE imaging: accelerating voltage 20 kV, beam current 10 nA; LA-ICP-MS: energy density 3~3.5 J/cm2, spot sizes 29 to 51 μm, repetition rates 5 Hz (polished thin-section) and 10 Hz (polished blocks), ~30 s background acquisition, ~40 s sample data acquisition | STDGL3 (Danyushevsky et al. 2011) and GSD-1G (USGS) | 30.5455 | [19 empty] | 3384.1401 | [5 empty] | 29.5199 | [5 empty] | 3887.9222 | [9 empty] | 126842.8691 |  | 1.3253 |  |  |  | 0.084949 | [7 empty] | 310.7348 | [13 empty] | 1717.5881 | [15 empty] | 4.2274 | [17 empty] | 0.02 | [9 empty] | 13.242 | [32 empty] | 2025 |  |  | CHN | Tibet
| Lawu |  | Magmatic hydrothermal | Skarn | Cu-Pb-Zn skarn | Cu, Pb, Zn | In, Sn | Cu, Pb, Zn, In, Sn |  |  | kb189-4 | kb189-4 | underground mine |  |  |  |  | ore material | drill core | underground mining tunnels and drill cores | mineral separate | [5 empty] | mineralisation |  |  |  | sphalerite, chalcopyrite, pyrrhotite, pyrite, arsenopyrite |  |  | Sn-rich Epithermal |  |  |  | galena, bismuthinite, marcasite, iron oxides, pyroxene, actinolite, quartz | thin sections and polished blocks examined using optical microscope, BSE detector, and EDS prior to analysis | EMPA, LA-ICPMS | JEOL JXA-8230 electron probe microanalyzer; RESOlution-LR 193 nm ArF excimer laser ablation system coupled to an Agilent 7700x ICP-MS | Laboratory of Mineral Resources Research Center, Fuzhou University; Adelaide Microscopy, the University of Adelaide | EPMA point analysis: accelerating voltage 15 kV, beam current 20 nA, beam diameter ~5 μm; EPMA mapping: accelerating voltage 20 kV, working current 50 nA, dwell time ~10 ms; BSE imaging: accelerating voltage 20 kV, beam current 10 nA; LA-ICP-MS: energy density 3~3.5 J/cm2, spot sizes 29 to 51 μm, repetition rates 5 Hz (polished thin-section) and 10 Hz (polished blocks), ~30 s background acquisition, ~40 s sample data acquisition | STDGL3 (Danyushevsky et al. 2011) and GSD-1G (USGS) | 4.7987 | [19 empty] | 5769.05 | [5 empty] | 53.1517 | [5 empty] | 339.9152 | [9 empty] | 108931.7 |  | 0.38283 |  |  |  | 0.54562 | [7 empty] | 280.2994 | [13 empty] | 1918.9257 | [15 empty] | 0.16713 | [17 empty] | 0.052853 | [9 empty] | 1.4128 | [32 empty] | 2025 |  |  | CHN | Tibet
| Lawu |  | Magmatic hydrothermal | Skarn | Cu-Pb-Zn skarn | Cu, Pb, Zn | In, Sn | Cu, Pb, Zn, In, Sn |  |  | kb189-5 | kb189-5 | underground mine |  |  |  |  | ore material | drill core | underground mining tunnels and drill cores | mineral separate | [5 empty] | mineralisation |  |  |  | sphalerite, chalcopyrite, pyrrhotite, pyrite, arsenopyrite |  |  | Sn-rich Epithermal |  |  |  | galena, bismuthinite, marcasite, iron oxides, pyroxene, actinolite, quartz | thin sections and polished blocks examined using optical microscope, BSE detector, and EDS prior to analysis | EMPA, LA-ICPMS | JEOL JXA-8230 electron probe microanalyzer; RESOlution-LR 193 nm ArF excimer laser ablation system coupled to an Agilent 7700x ICP-MS | Laboratory of Mineral Resources Research Center, Fuzhou University; Adelaide Microscopy, the University of Adelaide | EPMA point analysis: accelerating voltage 15 kV, beam current 20 nA, beam diameter ~5 μm; EPMA mapping: accelerating voltage 20 kV, working current 50 nA, dwell time ~10 ms; BSE imaging: accelerating voltage 20 kV, beam current 10 nA; LA-ICP-MS: energy density 3~3.5 J/cm2, spot sizes 29 to 51 μm, repetition rates 5 Hz (polished thin-section) and 10 Hz (polished blocks), ~30 s background acquisition, ~40 s sample data acquisition | STDGL3 (Danyushevsky et al. 2011) and GSD-1G (USGS) | 14.6732 | [19 empty] | 4054.5266 | [5 empty] | 23.7289 | [5 empty] | 1104.2121 | [9 empty] | 114958.6375 |  | 0.52846 |  |  |  | 0.084949 | [7 empty] | 85.8738 | [13 empty] | 3516.0832 | [15 empty] | 27.2913 | [17 empty] | 0.16791 | [9 empty] | 5.1829 | [32 empty] | 2025 |  |  | CHN | Tibet
| Lawu |  | Magmatic hydrothermal | Skarn | Cu-Pb-Zn skarn | Cu, Pb, Zn | In, Sn | Cu, Pb, Zn, In, Sn |  |  | kb199-1 | kb199-1 | underground mine |  |  |  |  | ore material | drill core | underground mining tunnels and drill cores | mineral separate | [5 empty] | mineralisation |  |  |  | sphalerite, chalcopyrite, pyrrhotite, pyrite, arsenopyrite |  |  | Sn-rich Epithermal |  |  |  | galena, bismuthinite, marcasite, iron oxides, pyroxene, actinolite, quartz | thin sections and polished blocks examined using optical microscope, BSE detector, and EDS prior to analysis | EMPA, LA-ICPMS | JEOL JXA-8230 electron probe microanalyzer; RESOlution-LR 193 nm ArF excimer laser ablation system coupled to an Agilent 7700x ICP-MS | Laboratory of Mineral Resources Research Center, Fuzhou University; Adelaide Microscopy, the University of Adelaide | EPMA point analysis: accelerating voltage 15 kV, beam current 20 nA, beam diameter ~5 μm; EPMA mapping: accelerating voltage 20 kV, working current 50 nA, dwell time ~10 ms; BSE imaging: accelerating voltage 20 kV, beam current 10 nA; LA-ICP-MS: energy density 3~3.5 J/cm2, spot sizes 29 to 51 μm, repetition rates 5 Hz (polished thin-section) and 10 Hz (polished blocks), ~30 s background acquisition, ~40 s sample data acquisition | STDGL3 (Danyushevsky et al. 2011) and GSD-1G (USGS) | 20.9379 | [19 empty] | 7154.9605 | [5 empty] | 5.437 | [5 empty] | 1396.9084 | [9 empty] | 107811.5489 |  | 1.9397 |  |  |  | 0.084949 | [7 empty] | 1034.3191 | [13 empty] | 1420.467 | [15 empty] | 0.16318 | [17 empty] | 0.02 | [9 empty] | 9.5983 | [32 empty] | 2025 |  |  | CHN | Tibet
| Lawu |  | Magmatic hydrothermal | Skarn | Cu-Pb-Zn skarn | Cu, Pb, Zn | In, Sn | Cu, Pb, Zn, In, Sn |  |  | kb199-2 | kb199-2 | underground mine |  |  |  |  | ore material | drill core | underground mining tunnels and drill cores | mineral separate | [5 empty] | mineralisation |  |  |  | sphalerite, chalcopyrite, pyrrhotite, pyrite, arsenopyrite |  |  | Sn-rich Epithermal |  |  |  | galena, bismuthinite, marcasite, iron oxides, pyroxene, actinolite, quartz | thin sections and polished blocks examined using optical microscope, BSE detector, and EDS prior to analysis | EMPA, LA-ICPMS | JEOL JXA-8230 electron probe microanalyzer; RESOlution-LR 193 nm ArF excimer laser ablation system coupled to an Agilent 7700x ICP-MS | Laboratory of Mineral Resources Research Center, Fuzhou University; Adelaide Microscopy, the University of Adelaide | EPMA point analysis: accelerating voltage 15 kV, beam current 20 nA, beam diameter ~5 μm; EPMA mapping: accelerating voltage 20 kV, working current 50 nA, dwell time ~10 ms; BSE imaging: accelerating voltage 20 kV, beam current 10 nA; LA-ICP-MS: energy density 3~3.5 J/cm2, spot sizes 29 to 51 μm, repetition rates 5 Hz (polished thin-section) and 10 Hz (polished blocks), ~30 s background acquisition, ~40 s sample data acquisition | STDGL3 (Danyushevsky et al. 2011) and GSD-1G (USGS) | 10.6962 | [19 empty] | 6777.9174 | [5 empty] | 6.7474 | [5 empty] | 837.2991 | [9 empty] | 107593.3798 |  | 1.3485 |  |  |  | 0.084949 | [7 empty] | 494.5807 | [13 empty] | 1548.3007 | [15 empty] | 0.42681 | [17 empty] | 0.04997 | [9 empty] | 5.9281 | [32 empty] | 2025 |  |  | CHN | Tibet
| Lawu |  | Magmatic hydrothermal | Skarn | Cu-Pb-Zn skarn | Cu, Pb, Zn | In, Sn | Cu, Pb, Zn, In, Sn |  |  | kb199-3 | kb199-3 | underground mine |  |  |  |  | ore material | drill core | underground mining tunnels and drill cores | mineral separate | [5 empty] | mineralisation |  |  |  | sphalerite, chalcopyrite, pyrrhotite, pyrite, arsenopyrite |  |  | Sn-rich Epithermal |  |  |  | galena, bismuthinite, marcasite, iron oxides, pyroxene, actinolite, quartz | thin sections and polished blocks examined using optical microscope, BSE detector, and EDS prior to analysis | EMPA, LA-ICPMS | JEOL JXA-8230 electron probe microanalyzer; RESOlution-LR 193 nm ArF excimer laser ablation system coupled to an Agilent 7700x ICP-MS | Laboratory of Mineral Resources Research Center, Fuzhou University; Adelaide Microscopy, the University of Adelaide | EPMA point analysis: accelerating voltage 15 kV, beam current 20 nA, beam diameter ~5 μm; EPMA mapping: accelerating voltage 20 kV, working current 50 nA, dwell time ~10 ms; BSE imaging: accelerating voltage 20 kV, beam current 10 nA; LA-ICP-MS: energy density 3~3.5 J/cm2, spot sizes 29 to 51 μm, repetition rates 5 Hz (polished thin-section) and 10 Hz (polished blocks), ~30 s background acquisition, ~40 s sample data acquisition | STDGL3 (Danyushevsky et al. 2011) and GSD-1G (USGS) | 30.9461 | [19 empty] | 6462.6306 | [5 empty] | 22.936 | [5 empty] | 1575.8645 | [9 empty] | 104251.5439 |  | 7.437 |  |  |  | 0.084949 | [7 empty] | 617.7902 | [13 empty] | 2479.6907 | [15 empty] | 0.15769 | [17 empty] | 0.02 | [9 empty] | 561.1423 | [32 empty] | 2025 |  |  | CHN | Tibet
| Lawu |  | Magmatic hydrothermal | Skarn | Cu-Pb-Zn skarn | Cu, Pb, Zn | In, Sn | Cu, Pb, Zn, In, Sn |  |  | kb199-4 | kb199-4 | underground mine |  |  |  |  | ore material | drill core | underground mining tunnels and drill cores | mineral separate | [5 empty] | mineralisation |  |  |  | sphalerite, chalcopyrite, pyrrhotite, pyrite, arsenopyrite |  |  | Sn-rich Epithermal |  |  |  | galena, bismuthinite, marcasite, iron oxides, pyroxene, actinolite, quartz | thin sections and polished blocks examined using optical microscope, BSE detector, and EDS prior to analysis | EMPA, LA-ICPMS | JEOL JXA-8230 electron probe microanalyzer; RESOlution-LR 193 nm ArF excimer laser ablation system coupled to an Agilent 7700x ICP-MS | Laboratory of Mineral Resources Research Center, Fuzhou University; Adelaide Microscopy, the University of Adelaide | EPMA point analysis: accelerating voltage 15 kV, beam current 20 nA, beam diameter ~5 μm; EPMA mapping: accelerating voltage 20 kV, working current 50 nA, dwell time ~10 ms; BSE imaging: accelerating voltage 20 kV, beam current 10 nA; LA-ICP-MS: energy density 3~3.5 J/cm2, spot sizes 29 to 51 μm, repetition rates 5 Hz (polished thin-section) and 10 Hz (polished blocks), ~30 s background acquisition, ~40 s sample data acquisition | STDGL3 (Danyushevsky et al. 2011) and GSD-1G (USGS) | 41.7795 | [19 empty] | 6464.7665 | [5 empty] | 2.3914 | [5 empty] | 863.2152 | [9 empty] | 101719.952 |  | 4.6844 |  |  |  | 0.27207 | [7 empty] | 487.11 | [13 empty] | 2482.3299 | [15 empty] | 2.9012 | [17 empty] | 0.02 | [9 empty] | 77.3854 | [32 empty] | 2025 |  |  | CHN | Tibet
| Lawu |  | Magmatic hydrothermal | Skarn | Cu-Pb-Zn skarn | Cu, Pb, Zn | In, Sn | Cu, Pb, Zn, In, Sn |  |  | kb199-5 | kb199-5 | underground mine |  |  |  |  | ore material | drill core | underground mining tunnels and drill cores | mineral separate | [5 empty] | mineralisation |  |  |  | sphalerite, chalcopyrite, pyrrhotite, pyrite, arsenopyrite |  |  | Sn-rich Epithermal |  |  |  | galena, bismuthinite, marcasite, iron oxides, pyroxene, actinolite, quartz | thin sections and polished blocks examined using optical microscope, BSE detector, and EDS prior to analysis | EMPA, LA-ICPMS | JEOL JXA-8230 electron probe microanalyzer; RESOlution-LR 193 nm ArF excimer laser ablation system coupled to an Agilent 7700x ICP-MS | Laboratory of Mineral Resources Research Center, Fuzhou University; Adelaide Microscopy, the University of Adelaide | EPMA point analysis: accelerating voltage 15 kV, beam current 20 nA, beam diameter ~5 μm; EPMA mapping: accelerating voltage 20 kV, working current 50 nA, dwell time ~10 ms; BSE imaging: accelerating voltage 20 kV, beam current 10 nA; LA-ICP-MS: energy density 3~3.5 J/cm2, spot sizes 29 to 51 μm, repetition rates 5 Hz (polished thin-section) and 10 Hz (polished blocks), ~30 s background acquisition, ~40 s sample data acquisition | STDGL3 (Danyushevsky et al. 2011) and GSD-1G (USGS) | 27.9714 | [19 empty] | 6376.1214 | [5 empty] | 1.9528 | [5 empty] | 2440.8223 | [9 empty] | 101317.4607 |  | 6.1869 |  |  |  | 0.084949 | [7 empty] | 569.6333 | [13 empty] | 2374.8856 | [15 empty] | 4.7713 | [17 empty] | 0.4241 | [9 empty] | 22.4218 | [32 empty] | 2025 |  |  | CHN | Tibet
| Lawu |  | Magmatic hydrothermal | Skarn | Cu-Pb-Zn skarn | Cu, Pb, Zn | In, Sn | Cu, Pb, Zn, In, Sn |  |  | kb199-6 | kb199-6 | underground mine |  |  |  |  | ore material | drill core | underground mining tunnels and drill cores | mineral separate | [5 empty] | mineralisation |  |  |  | sphalerite, chalcopyrite, pyrrhotite, pyrite, arsenopyrite |  |  | Sn-rich Epithermal |  |  |  | galena, bismuthinite, marcasite, iron oxides, pyroxene, actinolite, quartz | thin sections and polished blocks examined using optical microscope, BSE detector, and EDS prior to analysis | EMPA, LA-ICPMS | JEOL JXA-8230 electron probe microanalyzer; RESOlution-LR 193 nm ArF excimer laser ablation system coupled to an Agilent 7700x ICP-MS | Laboratory of Mineral Resources Research Center, Fuzhou University; Adelaide Microscopy, the University of Adelaide | EPMA point analysis: accelerating voltage 15 kV, beam current 20 nA, beam diameter ~5 μm; EPMA mapping: accelerating voltage 20 kV, working current 50 nA, dwell time ~10 ms; BSE imaging: accelerating voltage 20 kV, beam current 10 nA; LA-ICP-MS: energy density 3~3.5 J/cm2, spot sizes 29 to 51 μm, repetition rates 5 Hz (polished thin-section) and 10 Hz (polished blocks), ~30 s background acquisition, ~40 s sample data acquisition | STDGL3 (Danyushevsky et al. 2011) and GSD-1G (USGS) | 11.8759 | [19 empty] | 7030.6573 | [5 empty] | 62.4716 | [5 empty] | 647.4107 | [9 empty] | 107897.1809 |  | 0.58242 |  |  |  | 0.73311 | [7 empty] | 450.5813 | [13 empty] | 2511.6828 | [15 empty] | 0.24964 | [17 empty] | 0.02 | [9 empty] | 3.7767 | [32 empty] | 2025 |  |  | CHN | Tibet
| Lawu |  | Magmatic hydrothermal | Skarn | Cu-Pb-Zn skarn | Cu, Pb, Zn | In, Sn | Cu, Pb, Zn, In, Sn |  |  | kb199-7 | kb199-7 | underground mine |  |  |  |  | ore material | drill core | underground mining tunnels and drill cores | mineral separate | [5 empty] | mineralisation |  |  |  | sphalerite, chalcopyrite, pyrrhotite, pyrite, arsenopyrite |  |  | Sn-rich Epithermal |  |  |  | galena, bismuthinite, marcasite, iron oxides, pyroxene, actinolite, quartz | thin sections and polished blocks examined using optical microscope, BSE detector, and EDS prior to analysis | EMPA, LA-ICPMS | JEOL JXA-8230 electron probe microanalyzer; RESOlution-LR 193 nm ArF excimer laser ablation system coupled to an Agilent 7700x ICP-MS | Laboratory of Mineral Resources Research Center, Fuzhou University; Adelaide Microscopy, the University of Adelaide | EPMA point analysis: accelerating voltage 15 kV, beam current 20 nA, beam diameter ~5 μm; EPMA mapping: accelerating voltage 20 kV, working current 50 nA, dwell time ~10 ms; BSE imaging: accelerating voltage 20 kV, beam current 10 nA; LA-ICP-MS: energy density 3~3.5 J/cm2, spot sizes 29 to 51 μm, repetition rates 5 Hz (polished thin-section) and 10 Hz (polished blocks), ~30 s background acquisition, ~40 s sample data acquisition | STDGL3 (Danyushevsky et al. 2011) and GSD-1G (USGS) | 7.2296 | [19 empty] | 6052.6277 | [5 empty] | 1.5444 | [5 empty] | 455.4267 | [9 empty] | 96570.8823 |  | 6.1532 |  |  |  | 0.084949 | [7 empty] | 295.3986 | [13 empty] | 2618.0016 | [15 empty] | 0.46634 | [17 empty] | 0.02 | [9 empty] | 104.6445 | [32 empty] | 2025 |  |  | CHN | Tibet
| Lawu |  | Magmatic hydrothermal | Skarn | Cu-Pb-Zn skarn | Cu, Pb, Zn | In, Sn | Cu, Pb, Zn, In, Sn |  |  | kb199-8 | kb199-8 | underground mine |  |  |  |  | ore material | drill core | underground mining tunnels and drill cores | mineral separate | [5 empty] | mineralisation |  |  |  | sphalerite, chalcopyrite, pyrrhotite, pyrite, arsenopyrite |  |  | Sn-rich Epithermal |  |  |  | galena, bismuthinite, marcasite, iron oxides, pyroxene, actinolite, quartz | thin sections and polished blocks examined using optical microscope, BSE detector, and EDS prior to analysis | EMPA, LA-ICPMS | JEOL JXA-8230 electron probe microanalyzer; RESOlution-LR 193 nm ArF excimer laser ablation system coupled to an Agilent 7700x ICP-MS | Laboratory of Mineral Resources Research Center, Fuzhou University; Adelaide Microscopy, the University of Adelaide | EPMA point analysis: accelerating voltage 15 kV, beam current 20 nA, beam diameter ~5 μm; EPMA mapping: accelerating voltage 20 kV, working current 50 nA, dwell time ~10 ms; BSE imaging: accelerating voltage 20 kV, beam current 10 nA; LA-ICP-MS: energy density 3~3.5 J/cm2, spot sizes 29 to 51 μm, repetition rates 5 Hz (polished thin-section) and 10 Hz (polished blocks), ~30 s background acquisition, ~40 s sample data acquisition | STDGL3 (Danyushevsky et al. 2011) and GSD-1G (USGS) | 12.5578 | [19 empty] | 6426.9744 | [5 empty] | 93.1875 | [5 empty] | 607.4583 | [9 empty] | 103829.7717 |  | 0.66136 |  |  |  | 0.26445 | [7 empty] | 423.9406 | [13 empty] | 1656.2865 | [15 empty] | 0.23494 | [17 empty] | 0.062594 | [9 empty] | 3.8344 | [32 empty] | 2025 |  |  | CHN | Tibet
| Lawu |  | Magmatic hydrothermal | Skarn | Cu-Pb-Zn skarn | Cu, Pb, Zn | In, Sn | Cu, Pb, Zn, In, Sn |  |  | kb216-1 | kb216-1 | underground mine |  |  |  |  | ore material | drill core | underground mining tunnels and drill cores | mineral separate | [5 empty] | mineralisation |  |  |  | sphalerite, chalcopyrite, pyrrhotite, pyrite, arsenopyrite |  |  | Sn-rich Epithermal |  |  |  | galena, bismuthinite, marcasite, iron oxides, pyroxene, actinolite, quartz | thin sections and polished blocks examined using optical microscope, BSE detector, and EDS prior to analysis | EMPA, LA-ICPMS | JEOL JXA-8230 electron probe microanalyzer; RESOlution-LR 193 nm ArF excimer laser ablation system coupled to an Agilent 7700x ICP-MS | Laboratory of Mineral Resources Research Center, Fuzhou University; Adelaide Microscopy, the University of Adelaide | EPMA point analysis: accelerating voltage 15 kV, beam current 20 nA, beam diameter ~5 μm; EPMA mapping: accelerating voltage 20 kV, working current 50 nA, dwell time ~10 ms; BSE imaging: accelerating voltage 20 kV, beam current 10 nA; LA-ICP-MS: energy density 3~3.5 J/cm2, spot sizes 29 to 51 μm, repetition rates 5 Hz (polished thin-section) and 10 Hz (polished blocks), ~30 s background acquisition, ~40 s sample data acquisition | STDGL3 (Danyushevsky et al. 2011) and GSD-1G (USGS) | 7.3733 | [19 empty] | 7596.9032 | [5 empty] | 100.3071 | [5 empty] | 2514.2729 | [9 empty] | 115005.4451 |  | 1.7988 |  |  |  | 0.084949 | [7 empty] | 1637.7418 | [13 empty] | 1340.1995 | [15 empty] | 0.078099 | [17 empty] | 0.053903 | [9 empty] | 31.1959 | [32 empty] | 2025 |  |  | CHN | Tibet
| Lawu |  | Magmatic hydrothermal | Skarn | Cu-Pb-Zn skarn | Cu, Pb, Zn | In, Sn | Cu, Pb, Zn, In, Sn |  |  | kb216-2 | kb216-2 | underground mine |  |  |  |  | ore material | drill core | underground mining tunnels and drill cores | mineral separate | [5 empty] | mineralisation |  |  |  | sphalerite, chalcopyrite, pyrrhotite, pyrite, arsenopyrite |  |  | Sn-rich Epithermal |  |  |  | galena, bismuthinite, marcasite, iron oxides, pyroxene, actinolite, quartz | thin sections and polished blocks examined using optical microscope, BSE detector, and EDS prior to analysis | EMPA, LA-ICPMS | JEOL JXA-8230 electron probe microanalyzer; RESOlution-LR 193 nm ArF excimer laser ablation system coupled to an Agilent 7700x ICP-MS | Laboratory of Mineral Resources Research Center, Fuzhou University; Adelaide Microscopy, the University of Adelaide | EPMA point analysis: accelerating voltage 15 kV, beam current 20 nA, beam diameter ~5 μm; EPMA mapping: accelerating voltage 20 kV, working current 50 nA, dwell time ~10 ms; BSE imaging: accelerating voltage 20 kV, beam current 10 nA; LA-ICP-MS: energy density 3~3.5 J/cm2, spot sizes 29 to 51 μm, repetition rates 5 Hz (polished thin-section) and 10 Hz (polished blocks), ~30 s background acquisition, ~40 s sample data acquisition | STDGL3 (Danyushevsky et al. 2011) and GSD-1G (USGS) | 11.3048 | [19 empty] | 7220.1426 | [5 empty] | 98.7632 | [5 empty] | 1569.9531 | [9 empty] | 107296.6029 |  | 1.0803 |  |  |  | 0.084949 | [7 empty] | 1146.2741 | [13 empty] | 1638.5229 | [15 empty] | 0.080607 | [17 empty] | 0.047832 | [9 empty] | 8.4391 | [32 empty] | 2025 |  |  | CHN | Tibet
| Lawu |  | Magmatic hydrothermal | Skarn | Cu-Pb-Zn skarn | Cu, Pb, Zn | In, Sn | Cu, Pb, Zn, In, Sn |  |  | kb216-3 | kb216-3 | underground mine |  |  |  |  | ore material | drill core | underground mining tunnels and drill cores | mineral separate | [5 empty] | mineralisation |  |  |  | sphalerite, chalcopyrite, pyrrhotite, pyrite, arsenopyrite |  |  | Sn-rich Epithermal |  |  |  | galena, bismuthinite, marcasite, iron oxides, pyroxene, actinolite, quartz | thin sections and polished blocks examined using optical microscope, BSE detector, and EDS prior to analysis | EMPA, LA-ICPMS | JEOL JXA-8230 electron probe microanalyzer; RESOlution-LR 193 nm ArF excimer laser ablation system coupled to an Agilent 7700x ICP-MS | Laboratory of Mineral Resources Research Center, Fuzhou University; Adelaide Microscopy, the University of Adelaide | EPMA point analysis: accelerating voltage 15 kV, beam current 20 nA, beam diameter ~5 μm; EPMA mapping: accelerating voltage 20 kV, working current 50 nA, dwell time ~10 ms; BSE imaging: accelerating voltage 20 kV, beam current 10 nA; LA-ICP-MS: energy density 3~3.5 J/cm2, spot sizes 29 to 51 μm, repetition rates 5 Hz (polished thin-section) and 10 Hz (polished blocks), ~30 s background acquisition, ~40 s sample data acquisition | STDGL3 (Danyushevsky et al. 2011) and GSD-1G (USGS) | 4.6023 | [19 empty] | 6429.2063 | [5 empty] | 105.9078 | [5 empty] | 662.1378 | [9 empty] | 101584.9504 |  | 0.59969 |  |  |  | 0.2726 | [7 empty] | 440.6085 | [13 empty] | 1850.4131 | [15 empty] | 0.10565 | [17 empty] | 0.044163 | [9 empty] | 5.7646 | [32 empty] | 2025 |  |  | CHN | Tibet
| Lawu |  | Magmatic hydrothermal | Skarn | Cu-Pb-Zn skarn | Cu, Pb, Zn | In, Sn | Cu, Pb, Zn, In, Sn |  |  | kb216-4 | kb216-4 | underground mine |  |  |  |  | ore material | drill core | underground mining tunnels and drill cores | mineral separate | [5 empty] | mineralisation |  |  |  | sphalerite, chalcopyrite, pyrrhotite, pyrite, arsenopyrite |  |  | Sn-rich Epithermal |  |  |  | galena, bismuthinite, marcasite, iron oxides, pyroxene, actinolite, quartz | thin sections and polished blocks examined using optical microscope, BSE detector, and EDS prior to analysis | EMPA, LA-ICPMS | JEOL JXA-8230 electron probe microanalyzer; RESOlution-LR 193 nm ArF excimer laser ablation system coupled to an Agilent 7700x ICP-MS | Laboratory of Mineral Resources Research Center, Fuzhou University; Adelaide Microscopy, the University of Adelaide | EPMA point analysis: accelerating voltage 15 kV, beam current 20 nA, beam diameter ~5 μm; EPMA mapping: accelerating voltage 20 kV, working current 50 nA, dwell time ~10 ms; BSE imaging: accelerating voltage 20 kV, beam current 10 nA; LA-ICP-MS: energy density 3~3.5 J/cm2, spot sizes 29 to 51 μm, repetition rates 5 Hz (polished thin-section) and 10 Hz (polished blocks), ~30 s background acquisition, ~40 s sample data acquisition | STDGL3 (Danyushevsky et al. 2011) and GSD-1G (USGS) | 4.8277 | [19 empty] | 6777.2798 | [5 empty] | 115.3404 | [5 empty] | 1147.0623 | [9 empty] | 107326.3656 |  | 3.168 |  |  |  | 0.084949 | [7 empty] | 809.5462 | [13 empty] | 1440.041 | [15 empty] | 0.10867 | [17 empty] | 0.02 | [9 empty] | 9.7724 | [32 empty] | 2025 |  |  | CHN | Tibet
| Lawu |  | Magmatic hydrothermal | Skarn | Cu-Pb-Zn skarn | Cu, Pb, Zn | In, Sn | Cu, Pb, Zn, In, Sn |  |  | kb216-5 | kb216-5 | underground mine |  |  |  |  | ore material | drill core | underground mining tunnels and drill cores | mineral separate | [5 empty] | mineralisation |  |  |  | sphalerite, chalcopyrite, pyrrhotite, pyrite, arsenopyrite |  |  | Sn-rich Epithermal |  |  |  | galena, bismuthinite, marcasite, iron oxides, pyroxene, actinolite, quartz | thin sections and polished blocks examined using optical microscope, BSE detector, and EDS prior to analysis | EMPA, LA-ICPMS | JEOL JXA-8230 electron probe microanalyzer; RESOlution-LR 193 nm ArF excimer laser ablation system coupled to an Agilent 7700x ICP-MS | Laboratory of Mineral Resources Research Center, Fuzhou University; Adelaide Microscopy, the University of Adelaide | EPMA point analysis: accelerating voltage 15 kV, beam current 20 nA, beam diameter ~5 μm; EPMA mapping: accelerating voltage 20 kV, working current 50 nA, dwell time ~10 ms; BSE imaging: accelerating voltage 20 kV, beam current 10 nA; LA-ICP-MS: energy density 3~3.5 J/cm2, spot sizes 29 to 51 μm, repetition rates 5 Hz (polished thin-section) and 10 Hz (polished blocks), ~30 s background acquisition, ~40 s sample data acquisition | STDGL3 (Danyushevsky et al. 2011) and GSD-1G (USGS) | 16.3834 | [19 empty] | 6058.0629 | [5 empty] | 97.2288 | [5 empty] | 1575.7677 | [9 empty] | 108721.9759 |  | 1.2787 |  |  |  | 0.084949 | [7 empty] | 1148.543 | [13 empty] | 1284.3474 | [15 empty] | 0.055225 | [17 empty] | 0.02 | [9 empty] | 9.9003 | [32 empty] | 2025 |  |  | CHN | Tibet
| Lawu |  | Magmatic hydrothermal | Skarn | Cu-Pb-Zn skarn | Cu, Pb, Zn | In, Sn | Cu, Pb, Zn, In, Sn |  |  | kb216-6 | kb216-6 | underground mine |  |  |  |  | ore material | drill core | underground mining tunnels and drill cores | mineral separate | [5 empty] | mineralisation |  |  |  | sphalerite, chalcopyrite, pyrrhotite, pyrite, arsenopyrite |  |  | Sn-rich Epithermal |  |  |  | galena, bismuthinite, marcasite, iron oxides, pyroxene, actinolite, quartz | thin sections and polished blocks examined using optical microscope, BSE detector, and EDS prior to analysis | EMPA, LA-ICPMS | JEOL JXA-8230 electron probe microanalyzer; RESOlution-LR 193 nm ArF excimer laser ablation system coupled to an Agilent 7700x ICP-MS | Laboratory of Mineral Resources Research Center, Fuzhou University; Adelaide Microscopy, the University of Adelaide | EPMA point analysis: accelerating voltage 15 kV, beam current 20 nA, beam diameter ~5 μm; EPMA mapping: accelerating voltage 20 kV, working current 50 nA, dwell time ~10 ms; BSE imaging: accelerating voltage 20 kV, beam current 10 nA; LA-ICP-MS: energy density 3~3.5 J/cm2, spot sizes 29 to 51 μm, repetition rates 5 Hz (polished thin-section) and 10 Hz (polished blocks), ~30 s background acquisition, ~40 s sample data acquisition | STDGL3 (Danyushevsky et al. 2011) and GSD-1G (USGS) | 8.7247 | [19 empty] | 7408.2418 | [5 empty] | 105.3313 | [5 empty] | 1049.9607 | [9 empty] | 106820.2592 |  | 2.4424 |  |  |  | 0.084949 | [7 empty] | 676.1153 | [13 empty] | 1731.3314 | [15 empty] | 0.22962 | [17 empty] | 0.045826 | [9 empty] | 13.4202 | [32 empty] | 2025 |  |  | CHN | Tibet
| Lawu |  | Magmatic hydrothermal | Skarn | Cu-Pb-Zn skarn | Cu, Pb, Zn | In, Sn | Cu, Pb, Zn, In, Sn |  |  | kb216-7 | kb216-7 | underground mine |  |  |  |  | ore material | drill core | underground mining tunnels and drill cores | mineral separate | [5 empty] | mineralisation |  |  |  | sphalerite, chalcopyrite, pyrrhotite, pyrite, arsenopyrite |  |  | Sn-rich Epithermal |  |  |  | galena, bismuthinite, marcasite, iron oxides, pyroxene, actinolite, quartz | thin sections and polished blocks examined using optical microscope, BSE detector, and EDS prior to analysis | EMPA, LA-ICPMS | JEOL JXA-8230 electron probe microanalyzer; RESOlution-LR 193 nm ArF excimer laser ablation system coupled to an Agilent 7700x ICP-MS | Laboratory of Mineral Resources Research Center, Fuzhou University; Adelaide Microscopy, the University of Adelaide | EPMA point analysis: accelerating voltage 15 kV, beam current 20 nA, beam diameter ~5 μm; EPMA mapping: accelerating voltage 20 kV, working current 50 nA, dwell time ~10 ms; BSE imaging: accelerating voltage 20 kV, beam current 10 nA; LA-ICP-MS: energy density 3~3.5 J/cm2, spot sizes 29 to 51 μm, repetition rates 5 Hz (polished thin-section) and 10 Hz (polished blocks), ~30 s background acquisition, ~40 s sample data acquisition | STDGL3 (Danyushevsky et al. 2011) and GSD-1G (USGS) | 2.6085 | [19 empty] | 6779.492 | [5 empty] | 105.6656 | [5 empty] | 432.7715 | [9 empty] | 101767.0052 |  | 1.2956 |  |  |  | 0.2888 | [7 empty] | 288.6495 | [13 empty] | 1776.0414 | [15 empty] | 0.13226 | [17 empty] | 0.048622 | [9 empty] | 3.9491 | [32 empty] | 2025 |  |  | CHN | Tibet
| Lawu |  | Magmatic hydrothermal | Skarn | Cu-Pb-Zn skarn | Cu, Pb, Zn | In, Sn | Cu, Pb, Zn, In, Sn |  |  | kb216-8 | kb216-8 | underground mine |  |  |  |  | ore material | drill core | underground mining tunnels and drill cores | mineral separate | [5 empty] | mineralisation |  |  |  | sphalerite, chalcopyrite, pyrrhotite, pyrite, arsenopyrite |  |  | Sn-rich Epithermal |  |  |  | galena, bismuthinite, marcasite, iron oxides, pyroxene, actinolite, quartz | thin sections and polished blocks examined using optical microscope, BSE detector, and EDS prior to analysis | EMPA, LA-ICPMS | JEOL JXA-8230 electron probe microanalyzer; RESOlution-LR 193 nm ArF excimer laser ablation system coupled to an Agilent 7700x ICP-MS | Laboratory of Mineral Resources Research Center, Fuzhou University; Adelaide Microscopy, the University of Adelaide | EPMA point analysis: accelerating voltage 15 kV, beam current 20 nA, beam diameter ~5 μm; EPMA mapping: accelerating voltage 20 kV, working current 50 nA, dwell time ~10 ms; BSE imaging: accelerating voltage 20 kV, beam current 10 nA; LA-ICP-MS: energy density 3~3.5 J/cm2, spot sizes 29 to 51 μm, repetition rates 5 Hz (polished thin-section) and 10 Hz (polished blocks), ~30 s background acquisition, ~40 s sample data acquisition | STDGL3 (Danyushevsky et al. 2011) and GSD-1G (USGS) | 4.5719 | [19 empty] | 6817.1202 | [5 empty] | 103.3972 | [5 empty] | 607.4547 | [9 empty] | 101213.1252 |  | 0.50463 |  |  |  | 0.084949 | [7 empty] | 354.2301 | [13 empty] | 1759.1357 | [15 empty] | 0.26035 | [17 empty] | 0.049842 | [9 empty] | 3.2401 | [32 empty] | 2025 |  |  | CHN | Tibet
| Lawu |  | Magmatic hydrothermal | Skarn | Cu-Pb-Zn skarn | Cu, Pb, Zn | In, Sn | Cu, Pb, Zn, In, Sn |  |  | kb216-9 | kb216-9 | underground mine |  |  |  |  | ore material | drill core | underground mining tunnels and drill cores | mineral separate | [5 empty] | mineralisation |  |  |  | sphalerite, chalcopyrite, pyrrhotite, pyrite, arsenopyrite |  |  | Sn-rich Epithermal |  |  |  | galena, bismuthinite, marcasite, iron oxides, pyroxene, actinolite, quartz | thin sections and polished blocks examined using optical microscope, BSE detector, and EDS prior to analysis | EMPA, LA-ICPMS | JEOL JXA-8230 electron probe microanalyzer; RESOlution-LR 193 nm ArF excimer laser ablation system coupled to an Agilent 7700x ICP-MS | Laboratory of Mineral Resources Research Center, Fuzhou University; Adelaide Microscopy, the University of Adelaide | EPMA point analysis: accelerating voltage 15 kV, beam current 20 nA, beam diameter ~5 μm; EPMA mapping: accelerating voltage 20 kV, working current 50 nA, dwell time ~10 ms; BSE imaging: accelerating voltage 20 kV, beam current 10 nA; LA-ICP-MS: energy density 3~3.5 J/cm2, spot sizes 29 to 51 μm, repetition rates 5 Hz (polished thin-section) and 10 Hz (polished blocks), ~30 s background acquisition, ~40 s sample data acquisition | STDGL3 (Danyushevsky et al. 2011) and GSD-1G (USGS) | 9.8106 | [19 empty] | 6516.2141 | [5 empty] | 96.8278 | [5 empty] | 1486.1851 | [9 empty] | 105011.2722 |  | 1.1962 |  |  |  | 0.28981 | [7 empty] | 1060.3067 | [13 empty] | 1286.9209 | [15 empty] | 0.15479 | [17 empty] | 0.047053 | [9 empty] | 6.2498 | [32 empty] | 2025 |  |  | CHN | Tibet
| Lawu |  | Magmatic hydrothermal | Skarn | Cu-Pb-Zn skarn | Cu, Pb, Zn | In, Sn | Cu, Pb, Zn, In, Sn |  |  | kb223-1 | kb223-1 | underground mine |  |  |  |  | ore material | drill core | underground mining tunnels and drill cores | mineral separate | [5 empty] | mineralisation |  |  |  | sphalerite, chalcopyrite, pyrrhotite, pyrite, arsenopyrite |  |  | Sn-rich Epithermal |  |  |  | galena, bismuthinite, marcasite, iron oxides, pyroxene, actinolite, quartz | thin sections and polished blocks examined using optical microscope, BSE detector, and EDS prior to analysis | EMPA, LA-ICPMS | JEOL JXA-8230 electron probe microanalyzer; RESOlution-LR 193 nm ArF excimer laser ablation system coupled to an Agilent 7700x ICP-MS | Laboratory of Mineral Resources Research Center, Fuzhou University; Adelaide Microscopy, the University of Adelaide | EPMA point analysis: accelerating voltage 15 kV, beam current 20 nA, beam diameter ~5 μm; EPMA mapping: accelerating voltage 20 kV, working current 50 nA, dwell time ~10 ms; BSE imaging: accelerating voltage 20 kV, beam current 10 nA; LA-ICP-MS: energy density 3~3.5 J/cm2, spot sizes 29 to 51 μm, repetition rates 5 Hz (polished thin-section) and 10 Hz (polished blocks), ~30 s background acquisition, ~40 s sample data acquisition | STDGL3 (Danyushevsky et al. 2011) and GSD-1G (USGS) | 28.3625 | [19 empty] | 7318.4606 | [5 empty] | 0.65601 | [5 empty] | 2637.7008 | [9 empty] | 97153.8271 |  | 7.6374 |  |  |  | 0.084949 | [7 empty] | 1550.3628 | [13 empty] | 10892.2409 | [15 empty] | 2.5959 | [17 empty] | 0.54101 | [9 empty] | 19.1926 | [32 empty] | 2025 |  |  | CHN | Tibet
| Lawu |  | Magmatic hydrothermal | Skarn | Cu-Pb-Zn skarn | Cu, Pb, Zn | In, Sn | Cu, Pb, Zn, In, Sn |  |  | kb223-2 | kb223-2 | underground mine |  |  |  |  | ore material | drill core | underground mining tunnels and drill cores | mineral separate | [5 empty] | mineralisation |  |  |  | sphalerite, chalcopyrite, pyrrhotite, pyrite, arsenopyrite |  |  | Sn-rich Epithermal |  |  |  | galena, bismuthinite, marcasite, iron oxides, pyroxene, actinolite, quartz | thin sections and polished blocks examined using optical microscope, BSE detector, and EDS prior to analysis | EMPA, LA-ICPMS | JEOL JXA-8230 electron probe microanalyzer; RESOlution-LR 193 nm ArF excimer laser ablation system coupled to an Agilent 7700x ICP-MS | Laboratory of Mineral Resources Research Center, Fuzhou University; Adelaide Microscopy, the University of Adelaide | EPMA point analysis: accelerating voltage 15 kV, beam current 20 nA, beam diameter ~5 μm; EPMA mapping: accelerating voltage 20 kV, working current 50 nA, dwell time ~10 ms; BSE imaging: accelerating voltage 20 kV, beam current 10 nA; LA-ICP-MS: energy density 3~3.5 J/cm2, spot sizes 29 to 51 μm, repetition rates 5 Hz (polished thin-section) and 10 Hz (polished blocks), ~30 s background acquisition, ~40 s sample data acquisition | STDGL3 (Danyushevsky et al. 2011) and GSD-1G (USGS) | 15.4934 | [19 empty] | 7245.048 | [5 empty] | 1.6545 | [5 empty] | 2480.2763 | [9 empty] | 100319.348 |  | 6.7071 |  |  |  | 0.28665 | [7 empty] | 1793.8323 | [13 empty] | 8880.6014 | [15 empty] | 0.37847 | [17 empty] | 0.02 | [9 empty] | 25.8666 | [32 empty] | 2025 |  |  | CHN | Tibet
| Lawu |  | Magmatic hydrothermal | Skarn | Cu-Pb-Zn skarn | Cu, Pb, Zn | In, Sn | Cu, Pb, Zn, In, Sn |  |  | kb223-3 | kb223-3 | underground mine |  |  |  |  | ore material | drill core | underground mining tunnels and drill cores | mineral separate | [5 empty] | mineralisation |  |  |  | sphalerite, chalcopyrite, pyrrhotite, pyrite, arsenopyrite |  |  | Sn-rich Epithermal |  |  |  | galena, bismuthinite, marcasite, iron oxides, pyroxene, actinolite, quartz | thin sections and polished blocks examined using optical microscope, BSE detector, and EDS prior to analysis | EMPA, LA-ICPMS | JEOL JXA-8230 electron probe microanalyzer; RESOlution-LR 193 nm ArF excimer laser ablation system coupled to an Agilent 7700x ICP-MS | Laboratory of Mineral Resources Research Center, Fuzhou University; Adelaide Microscopy, the University of Adelaide | EPMA point analysis: accelerating voltage 15 kV, beam current 20 nA, beam diameter ~5 μm; EPMA mapping: accelerating voltage 20 kV, working current 50 nA, dwell time ~10 ms; BSE imaging: accelerating voltage 20 kV, beam current 10 nA; LA-ICP-MS: energy density 3~3.5 J/cm2, spot sizes 29 to 51 μm, repetition rates 5 Hz (polished thin-section) and 10 Hz (polished blocks), ~30 s background acquisition, ~40 s sample data acquisition | STDGL3 (Danyushevsky et al. 2011) and GSD-1G (USGS) | 64.2776 | [19 empty] | 6438.565 | [5 empty] | 0.7637 | [5 empty] | 5917.5149 | [9 empty] | 89740.8137 |  | 6.079 |  |  |  | 0.084949 | [7 empty] | 1901.0664 | [13 empty] | 10663.926 | [15 empty] | 3.7927 | [17 empty] | 1.2232 | [9 empty] | 18.1195 | [32 empty] | 2025 |  |  | CHN | Tibet
| Lawu |  | Magmatic hydrothermal | Skarn | Cu-Pb-Zn skarn | Cu, Pb, Zn | In, Sn | Cu, Pb, Zn, In, Sn |  |  | kb223-4 | kb223-4 | underground mine |  |  |  |  | ore material | drill core | underground mining tunnels and drill cores | mineral separate | [5 empty] | mineralisation |  |  |  | sphalerite, chalcopyrite, pyrrhotite, pyrite, arsenopyrite |  |  | Sn-rich Epithermal |  |  |  | galena, bismuthinite, marcasite, iron oxides, pyroxene, actinolite, quartz | thin sections and polished blocks examined using optical microscope, BSE detector, and EDS prior to analysis | EMPA, LA-ICPMS | JEOL JXA-8230 electron probe microanalyzer; RESOlution-LR 193 nm ArF excimer laser ablation system coupled to an Agilent 7700x ICP-MS | Laboratory of Mineral Resources Research Center, Fuzhou University; Adelaide Microscopy, the University of Adelaide | EPMA point analysis: accelerating voltage 15 kV, beam current 20 nA, beam diameter ~5 μm; EPMA mapping: accelerating voltage 20 kV, working current 50 nA, dwell time ~10 ms; BSE imaging: accelerating voltage 20 kV, beam current 10 nA; LA-ICP-MS: energy density 3~3.5 J/cm2, spot sizes 29 to 51 μm, repetition rates 5 Hz (polished thin-section) and 10 Hz (polished blocks), ~30 s background acquisition, ~40 s sample data acquisition | STDGL3 (Danyushevsky et al. 2011) and GSD-1G (USGS) | 8.3748 | [19 empty] | 6869.5055 | [5 empty] | 6.0396 | [5 empty] | 800.5344 | [9 empty] | 98425.2609 |  | 2.8439 |  |  |  | 0.084949 | [7 empty] | 563.655 | [13 empty] | 4228.3143 | [15 empty] | 0.29804 | [17 empty] | 0.050819 | [9 empty] | 13.1975 | [32 empty] | 2025 |  |  | CHN | Tibet
| Lawu |  | Magmatic hydrothermal | Skarn | Cu-Pb-Zn skarn | Cu, Pb, Zn | In, Sn | Cu, Pb, Zn, In, Sn |  |  | kb223-5 | kb223-5 | underground mine |  |  |  |  | ore material | drill core | underground mining tunnels and drill cores | mineral separate | [5 empty] | mineralisation |  |  |  | sphalerite, chalcopyrite, pyrrhotite, pyrite, arsenopyrite |  |  | Sn-rich Epithermal |  |  |  | galena, bismuthinite, marcasite, iron oxides, pyroxene, actinolite, quartz | thin sections and polished blocks examined using optical microscope, BSE detector, and EDS prior to analysis | EMPA, LA-ICPMS | JEOL JXA-8230 electron probe microanalyzer; RESOlution-LR 193 nm ArF excimer laser ablation system coupled to an Agilent 7700x ICP-MS | Laboratory of Mineral Resources Research Center, Fuzhou University; Adelaide Microscopy, the University of Adelaide | EPMA point analysis: accelerating voltage 15 kV, beam current 20 nA, beam diameter ~5 μm; EPMA mapping: accelerating voltage 20 kV, working current 50 nA, dwell time ~10 ms; BSE imaging: accelerating voltage 20 kV, beam current 10 nA; LA-ICP-MS: energy density 3~3.5 J/cm2, spot sizes 29 to 51 μm, repetition rates 5 Hz (polished thin-section) and 10 Hz (polished blocks), ~30 s background acquisition, ~40 s sample data acquisition | STDGL3 (Danyushevsky et al. 2011) and GSD-1G (USGS) | 17.8012 | [19 empty] | 6432.5868 | [5 empty] | 1.3152 | [5 empty] | 2208.4832 | [9 empty] | 93078.7907 |  | 5.728 |  |  |  | 0.084949 | [7 empty] | 1556.4633 | [13 empty] | 10123.3556 | [15 empty] | 3.1066 | [17 empty] | 0.51771 | [9 empty] | 12.1141 | [32 empty] | 2025 |  |  | CHN | Tibet
| Lawu |  | Magmatic hydrothermal | Skarn | Cu-Pb-Zn skarn | Cu, Pb, Zn | In, Sn | Cu, Pb, Zn, In, Sn |  |  | kb223-6 | kb223-6 | underground mine |  |  |  |  | ore material | drill core | underground mining tunnels and drill cores | mineral separate | [5 empty] | mineralisation |  |  |  | sphalerite, chalcopyrite, pyrrhotite, pyrite, arsenopyrite |  |  | Sn-rich Epithermal |  |  |  | galena, bismuthinite, marcasite, iron oxides, pyroxene, actinolite, quartz | thin sections and polished blocks examined using optical microscope, BSE detector, and EDS prior to analysis | EMPA, LA-ICPMS | JEOL JXA-8230 electron probe microanalyzer; RESOlution-LR 193 nm ArF excimer laser ablation system coupled to an Agilent 7700x ICP-MS | Laboratory of Mineral Resources Research Center, Fuzhou University; Adelaide Microscopy, the University of Adelaide | EPMA point analysis: accelerating voltage 15 kV, beam current 20 nA, beam diameter ~5 μm; EPMA mapping: accelerating voltage 20 kV, working current 50 nA, dwell time ~10 ms; BSE imaging: accelerating voltage 20 kV, beam current 10 nA; LA-ICP-MS: energy density 3~3.5 J/cm2, spot sizes 29 to 51 μm, repetition rates 5 Hz (polished thin-section) and 10 Hz (polished blocks), ~30 s background acquisition, ~40 s sample data acquisition | STDGL3 (Danyushevsky et al. 2011) and GSD-1G (USGS) | 18.2203 | [19 empty] | 6863.0152 | [5 empty] | 1.2684 | [5 empty] | 2233.5768 | [9 empty] | 90407.8393 |  | 5.5917 |  |  |  | 0.43074 | [7 empty] | 1616.3302 | [13 empty] | 9463.5607 | [15 empty] | 18.4686 | [17 empty] | 0.28274 | [9 empty] | 12.9778 | [32 empty] | 2025 |  |  | CHN | Tibet
| Lawu |  | Magmatic hydrothermal | Skarn | Cu-Pb-Zn skarn | Cu, Pb, Zn | In, Sn | Cu, Pb, Zn, In, Sn |  |  | kb223-7 | kb223-7 | underground mine |  |  |  |  | ore material | drill core | underground mining tunnels and drill cores | mineral separate | [5 empty] | mineralisation |  |  |  | sphalerite, chalcopyrite, pyrrhotite, pyrite, arsenopyrite |  |  | Sn-rich Epithermal |  |  |  | galena, bismuthinite, marcasite, iron oxides, pyroxene, actinolite, quartz | thin sections and polished blocks examined using optical microscope, BSE detector, and EDS prior to analysis | EMPA, LA-ICPMS | JEOL JXA-8230 electron probe microanalyzer; RESOlution-LR 193 nm ArF excimer laser ablation system coupled to an Agilent 7700x ICP-MS | Laboratory of Mineral Resources Research Center, Fuzhou University; Adelaide Microscopy, the University of Adelaide | EPMA point analysis: accelerating voltage 15 kV, beam current 20 nA, beam diameter ~5 μm; EPMA mapping: accelerating voltage 20 kV, working current 50 nA, dwell time ~10 ms; BSE imaging: accelerating voltage 20 kV, beam current 10 nA; LA-ICP-MS: energy density 3~3.5 J/cm2, spot sizes 29 to 51 μm, repetition rates 5 Hz (polished thin-section) and 10 Hz (polished blocks), ~30 s background acquisition, ~40 s sample data acquisition | STDGL3 (Danyushevsky et al. 2011) and GSD-1G (USGS) | 12.0669 | [19 empty] | 6787.9144 | [5 empty] | 4.0799 | [5 empty] | 897.2001 | [9 empty] | 94124.8856 |  | 0.41313 |  |  |  | 0.084949 | [7 empty] | 645.6817 | [13 empty] | 6261.3034 | [15 empty] | 10.5923 | [17 empty] | 0.02 | [9 empty] | 5.2965 | [32 empty] | 2025 |  |  | CHN | Tibet
| Lawu |  | Magmatic hydrothermal | Skarn | Cu-Pb-Zn skarn | Cu, Pb, Zn | In, Sn | Cu, Pb, Zn, In, Sn |  |  | kb230-8 | kb230-8 | underground mine |  |  |  |  | ore material | drill core | underground mining tunnels and drill cores | mineral separate | [5 empty] | mineralisation |  |  |  | sphalerite, chalcopyrite, pyrrhotite, pyrite, arsenopyrite |  |  | Sn-rich Epithermal |  |  |  | galena, bismuthinite, marcasite, iron oxides, pyroxene, actinolite, quartz | thin sections and polished blocks examined using optical microscope, BSE detector, and EDS prior to analysis | EMPA, LA-ICPMS | JEOL JXA-8230 electron probe microanalyzer; RESOlution-LR 193 nm ArF excimer laser ablation system coupled to an Agilent 7700x ICP-MS | Laboratory of Mineral Resources Research Center, Fuzhou University; Adelaide Microscopy, the University of Adelaide | EPMA point analysis: accelerating voltage 15 kV, beam current 20 nA, beam diameter ~5 μm; EPMA mapping: accelerating voltage 20 kV, working current 50 nA, dwell time ~10 ms; BSE imaging: accelerating voltage 20 kV, beam current 10 nA; LA-ICP-MS: energy density 3~3.5 J/cm2, spot sizes 29 to 51 μm, repetition rates 5 Hz (polished thin-section) and 10 Hz (polished blocks), ~30 s background acquisition, ~40 s sample data acquisition | STDGL3 (Danyushevsky et al. 2011) and GSD-1G (USGS) | 6.1412 | [19 empty] | 5489.5146 | [5 empty] | 0.67927 | [5 empty] | 599.766 | [9 empty] | 94870.427 |  | 18.6232 |  |  |  | 0.084949 | [7 empty] | 143.1471 | [13 empty] | 2005.4247 | [15 empty] | 0.66546 | [17 empty] | 0.099393 | [9 empty] | 333.8607 | [32 empty] | 2025 |  |  | CHN | Tibet
| Lawu |  | Magmatic hydrothermal | Skarn | Cu-Pb-Zn skarn | Cu, Pb, Zn | In, Sn | Cu, Pb, Zn, In, Sn |  |  | kb230-9 | kb230-9 | underground mine |  |  |  |  | ore material | drill core | underground mining tunnels and drill cores | mineral separate | [5 empty] | mineralisation |  |  |  | sphalerite, chalcopyrite, pyrrhotite, pyrite, arsenopyrite |  |  | Sn-rich Epithermal |  |  |  | galena, bismuthinite, marcasite, iron oxides, pyroxene, actinolite, quartz | thin sections and polished blocks examined using optical microscope, BSE detector, and EDS prior to analysis | EMPA, LA-ICPMS | JEOL JXA-8230 electron probe microanalyzer; RESOlution-LR 193 nm ArF excimer laser ablation system coupled to an Agilent 7700x ICP-MS | Laboratory of Mineral Resources Research Center, Fuzhou University; Adelaide Microscopy, the University of Adelaide | EPMA point analysis: accelerating voltage 15 kV, beam current 20 nA, beam diameter ~5 μm; EPMA mapping: accelerating voltage 20 kV, working current 50 nA, dwell time ~10 ms; BSE imaging: accelerating voltage 20 kV, beam current 10 nA; LA-ICP-MS: energy density 3~3.5 J/cm2, spot sizes 29 to 51 μm, repetition rates 5 Hz (polished thin-section) and 10 Hz (polished blocks), ~30 s background acquisition, ~40 s sample data acquisition | STDGL3 (Danyushevsky et al. 2011) and GSD-1G (USGS) | 6.8559 | [19 empty] | 5699.6587 | [5 empty] | 1.0965 | [5 empty] | 670.3349 | [9 empty] | 92290.4944 |  | 17.6065 |  |  |  | 0.35754 | [7 empty] | 228.426 | [13 empty] | 2166.7552 | [15 empty] | 1.3654 | [17 empty] | 0.065039 | [9 empty] | 304.6204 | [32 empty] | 2025 |  |  | CHN | Tibet
| Lawu |  | Magmatic hydrothermal | Skarn | Cu-Pb-Zn skarn | Cu, Pb, Zn | In, Sn | Cu, Pb, Zn, In, Sn |  |  | kb230-10 | kb230-10 | underground mine |  |  |  |  | ore material | drill core | underground mining tunnels and drill cores | mineral separate | [5 empty] | mineralisation |  |  |  | sphalerite, chalcopyrite, pyrrhotite, pyrite, arsenopyrite |  |  | Sn-rich Epithermal |  |  |  | galena, bismuthinite, marcasite, iron oxides, pyroxene, actinolite, quartz | thin sections and polished blocks examined using optical microscope, BSE detector, and EDS prior to analysis | EMPA, LA-ICPMS | JEOL JXA-8230 electron probe microanalyzer; RESOlution-LR 193 nm ArF excimer laser ablation system coupled to an Agilent 7700x ICP-MS | Laboratory of Mineral Resources Research Center, Fuzhou University; Adelaide Microscopy, the University of Adelaide | EPMA point analysis: accelerating voltage 15 kV, beam current 20 nA, beam diameter ~5 μm; EPMA mapping: accelerating voltage 20 kV, working current 50 nA, dwell time ~10 ms; BSE imaging: accelerating voltage 20 kV, beam current 10 nA; LA-ICP-MS: energy density 3~3.5 J/cm2, spot sizes 29 to 51 μm, repetition rates 5 Hz (polished thin-section) and 10 Hz (polished blocks), ~30 s background acquisition, ~40 s sample data acquisition | STDGL3 (Danyushevsky et al. 2011) and GSD-1G (USGS) | 22.3931 | [19 empty] | 5402.028 | [5 empty] | 0.14074 | [5 empty] | 1797.9625 | [9 empty] | 96373.1957 |  | 19.7075 |  |  |  | 0.3241 | [7 empty] | 32.8526 | [13 empty] | 1915.2786 | [15 empty] | 0.21442 | [17 empty] | 0.02 | [9 empty] | 1456.177 | [32 empty] | 2025 |  |  | CHN | Tibet
| Lawu |  | Magmatic hydrothermal | Skarn | Cu-Pb-Zn skarn | Cu, Pb, Zn | In, Sn | Cu, Pb, Zn, In, Sn |  |  | kb230-11 | kb230-11 | underground mine |  |  |  |  | ore material | drill core | underground mining tunnels and drill cores | mineral separate | [5 empty] | mineralisation |  |  |  | sphalerite, chalcopyrite, pyrrhotite, pyrite, arsenopyrite |  |  | Sn-rich Epithermal |  |  |  | galena, bismuthinite, marcasite, iron oxides, pyroxene, actinolite, quartz | thin sections and polished blocks examined using optical microscope, BSE detector, and EDS prior to analysis | EMPA, LA-ICPMS | JEOL JXA-8230 electron probe microanalyzer; RESOlution-LR 193 nm ArF excimer laser ablation system coupled to an Agilent 7700x ICP-MS | Laboratory of Mineral Resources Research Center, Fuzhou University; Adelaide Microscopy, the University of Adelaide | EPMA point analysis: accelerating voltage 15 kV, beam current 20 nA, beam diameter ~5 μm; EPMA mapping: accelerating voltage 20 kV, working current 50 nA, dwell time ~10 ms; BSE imaging: accelerating voltage 20 kV, beam current 10 nA; LA-ICP-MS: energy density 3~3.5 J/cm2, spot sizes 29 to 51 μm, repetition rates 5 Hz (polished thin-section) and 10 Hz (polished blocks), ~30 s background acquisition, ~40 s sample data acquisition | STDGL3 (Danyushevsky et al. 2011) and GSD-1G (USGS) | 58.6002 | [19 empty] | 5340.0599 | [5 empty] | 2.5189 | [5 empty] | 2536.9389 | [9 empty] | 96955.9324 |  | 16.9622 |  |  |  | 0.31366 | [7 empty] | 75.8947 | [13 empty] | 2270.989 | [15 empty] | 0.15104 | [17 empty] | 0.051789 | [9 empty] | 1444.428 | [32 empty] | 2025 |  |  | CHN | Tibet
| Lawu |  | Magmatic hydrothermal | Skarn | Cu-Pb-Zn skarn | Cu, Pb, Zn | In, Sn | Cu, Pb, Zn, In, Sn |  |  | kb230-12 | kb230-12 | underground mine |  |  |  |  | ore material | drill core | underground mining tunnels and drill cores | mineral separate | [5 empty] | mineralisation |  |  |  | sphalerite, chalcopyrite, pyrrhotite, pyrite, arsenopyrite |  |  | Sn-rich Epithermal |  |  |  | galena, bismuthinite, marcasite, iron oxides, pyroxene, actinolite, quartz | thin sections and polished blocks examined using optical microscope, BSE detector, and EDS prior to analysis | EMPA, LA-ICPMS | JEOL JXA-8230 electron probe microanalyzer; RESOlution-LR 193 nm ArF excimer laser ablation system coupled to an Agilent 7700x ICP-MS | Laboratory of Mineral Resources Research Center, Fuzhou University; Adelaide Microscopy, the University of Adelaide | EPMA point analysis: accelerating voltage 15 kV, beam current 20 nA, beam diameter ~5 μm; EPMA mapping: accelerating voltage 20 kV, working current 50 nA, dwell time ~10 ms; BSE imaging: accelerating voltage 20 kV, beam current 10 nA; LA-ICP-MS: energy density 3~3.5 J/cm2, spot sizes 29 to 51 μm, repetition rates 5 Hz (polished thin-section) and 10 Hz (polished blocks), ~30 s background acquisition, ~40 s sample data acquisition | STDGL3 (Danyushevsky et al. 2011) and GSD-1G (USGS) | 38.0158 | [19 empty] | 5327.8891 | [5 empty] | 0.20203 | [5 empty] | 2411.3815 | [9 empty] | 96994.5091 |  | 18.2146 |  |  |  | 0.26599 | [7 empty] | 20.2334 | [13 empty] | 1682.5635 | [15 empty] | 0.20795 | [17 empty] | 0.048529 | [9 empty] | 1462.0902 | [32 empty] | 2025 |  |  | CHN | Tibet
| Lawu |  | Magmatic hydrothermal | Skarn | Cu-Pb-Zn skarn | Cu, Pb, Zn | In, Sn | Cu, Pb, Zn, In, Sn |  |  | kb230-13 | kb230-13 | underground mine |  |  |  |  | ore material | drill core | underground mining tunnels and drill cores | mineral separate | [5 empty] | mineralisation |  |  |  | sphalerite, chalcopyrite, pyrrhotite, pyrite, arsenopyrite |  |  | Sn-rich Epithermal |  |  |  | galena, bismuthinite, marcasite, iron oxides, pyroxene, actinolite, quartz | thin sections and polished blocks examined using optical microscope, BSE detector, and EDS prior to analysis | EMPA, LA-ICPMS | JEOL JXA-8230 electron probe microanalyzer; RESOlution-LR 193 nm ArF excimer laser ablation system coupled to an Agilent 7700x ICP-MS | Laboratory of Mineral Resources Research Center, Fuzhou University; Adelaide Microscopy, the University of Adelaide | EPMA point analysis: accelerating voltage 15 kV, beam current 20 nA, beam diameter ~5 μm; EPMA mapping: accelerating voltage 20 kV, working current 50 nA, dwell time ~10 ms; BSE imaging: accelerating voltage 20 kV, beam current 10 nA; LA-ICP-MS: energy density 3~3.5 J/cm2, spot sizes 29 to 51 μm, repetition rates 5 Hz (polished thin-section) and 10 Hz (polished blocks), ~30 s background acquisition, ~40 s sample data acquisition | STDGL3 (Danyushevsky et al. 2011) and GSD-1G (USGS) | 3.0893 | [19 empty] | 4920.7431 | [5 empty] | 0.55913 | [5 empty] | 336.7387 | [9 empty] | 99429.8799 |  | 17.604 |  |  |  | 0.084949 | [7 empty] | 83.1057 | [13 empty] | 1929.7927 | [15 empty] | 0.10739 | [17 empty] | 0.048084 | [9 empty] | 187.6239 | [32 empty] | 2025 |  |  | CHN | Tibet
| Lawu |  | Magmatic hydrothermal | Skarn | Cu-Pb-Zn skarn | Cu, Pb, Zn | In, Sn | Cu, Pb, Zn, In, Sn |  |  | kb230-14 | kb230-14 | underground mine |  |  |  |  | ore material | drill core | underground mining tunnels and drill cores | mineral separate | [5 empty] | mineralisation |  |  |  | sphalerite, chalcopyrite, pyrrhotite, pyrite, arsenopyrite |  |  | Sn-rich Epithermal |  |  |  | galena, bismuthinite, marcasite, iron oxides, pyroxene, actinolite, quartz | thin sections and polished blocks examined using optical microscope, BSE detector, and EDS prior to analysis | EMPA, LA-ICPMS | JEOL JXA-8230 electron probe microanalyzer; RESOlution-LR 193 nm ArF excimer laser ablation system coupled to an Agilent 7700x ICP-MS | Laboratory of Mineral Resources Research Center, Fuzhou University; Adelaide Microscopy, the University of Adelaide | EPMA point analysis: accelerating voltage 15 kV, beam current 20 nA, beam diameter ~5 μm; EPMA mapping: accelerating voltage 20 kV, working current 50 nA, dwell time ~10 ms; BSE imaging: accelerating voltage 20 kV, beam current 10 nA; LA-ICP-MS: energy density 3~3.5 J/cm2, spot sizes 29 to 51 μm, repetition rates 5 Hz (polished thin-section) and 10 Hz (polished blocks), ~30 s background acquisition, ~40 s sample data acquisition | STDGL3 (Danyushevsky et al. 2011) and GSD-1G (USGS) | 54.2219 | [19 empty] | 5272.9376 | [5 empty] | 0.17674 | [5 empty] | 3068.7116 | [9 empty] | 91659.8801 |  | 19.31 |  |  |  | 0.084949 | [7 empty] | 86.7324 | [13 empty] | 1218.2027 | [15 empty] | 0.38387 | [17 empty] | 3.8122 | [9 empty] | 2433.1926 | [32 empty] | 2025 |  |  | CHN | Tibet
| Lawu |  | Magmatic hydrothermal | Skarn | Cu-Pb-Zn skarn | Cu, Pb, Zn | In, Sn | Cu, Pb, Zn, In, Sn |  |  | kb244-1 | kb244-1 | underground mine |  |  |  |  | ore material | drill core | underground mining tunnels and drill cores | mineral separate | [5 empty] | mineralisation |  |  |  | sphalerite, chalcopyrite, pyrrhotite, pyrite, arsenopyrite |  |  | Sn-rich Epithermal |  |  |  | galena, bismuthinite, marcasite, iron oxides, pyroxene, actinolite, quartz | thin sections and polished blocks examined using optical microscope, BSE detector, and EDS prior to analysis | EMPA, LA-ICPMS | JEOL JXA-8230 electron probe microanalyzer; RESOlution-LR 193 nm ArF excimer laser ablation system coupled to an Agilent 7700x ICP-MS | Laboratory of Mineral Resources Research Center, Fuzhou University; Adelaide Microscopy, the University of Adelaide | EPMA point analysis: accelerating voltage 15 kV, beam current 20 nA, beam diameter ~5 μm; EPMA mapping: accelerating voltage 20 kV, working current 50 nA, dwell time ~10 ms; BSE imaging: accelerating voltage 20 kV, beam current 10 nA; LA-ICP-MS: energy density 3~3.5 J/cm2, spot sizes 29 to 51 μm, repetition rates 5 Hz (polished thin-section) and 10 Hz (polished blocks), ~30 s background acquisition, ~40 s sample data acquisition | STDGL3 (Danyushevsky et al. 2011) and GSD-1G (USGS) | 5.0422 | [19 empty] | 6605.2578 | [5 empty] | 7.1768 | [5 empty] | 420.1832 | [9 empty] | 101280.5768 |  | 5.9564 |  |  |  | 0.084949 | [7 empty] | 341.487 | [13 empty] | 2050.5501 | [15 empty] | 1.0319 | [17 empty] | 0.10441 | [9 empty] | 2.1574 | [32 empty] | 2025 |  |  | CHN | Tibet
| Lawu |  | Magmatic hydrothermal | Skarn | Cu-Pb-Zn skarn | Cu, Pb, Zn | In, Sn | Cu, Pb, Zn, In, Sn |  |  | kb244-2 | kb244-2 | underground mine |  |  |  |  | ore material | drill core | underground mining tunnels and drill cores | mineral separate | [5 empty] | mineralisation |  |  |  | sphalerite, chalcopyrite, pyrrhotite, pyrite, arsenopyrite |  |  | Sn-rich Epithermal |  |  |  | galena, bismuthinite, marcasite, iron oxides, pyroxene, actinolite, quartz | thin sections and polished blocks examined using optical microscope, BSE detector, and EDS prior to analysis | EMPA, LA-ICPMS | JEOL JXA-8230 electron probe microanalyzer; RESOlution-LR 193 nm ArF excimer laser ablation system coupled to an Agilent 7700x ICP-MS | Laboratory of Mineral Resources Research Center, Fuzhou University; Adelaide Microscopy, the University of Adelaide | EPMA point analysis: accelerating voltage 15 kV, beam current 20 nA, beam diameter ~5 μm; EPMA mapping: accelerating voltage 20 kV, working current 50 nA, dwell time ~10 ms; BSE imaging: accelerating voltage 20 kV, beam current 10 nA; LA-ICP-MS: energy density 3~3.5 J/cm2, spot sizes 29 to 51 μm, repetition rates 5 Hz (polished thin-section) and 10 Hz (polished blocks), ~30 s background acquisition, ~40 s sample data acquisition | STDGL3 (Danyushevsky et al. 2011) and GSD-1G (USGS) | 15.943 | [19 empty] | 6071.8801 | [5 empty] | 17.2138 | [5 empty] | 6958.5912 | [9 empty] | 108261.9453 |  | 0.95135 |  |  |  | 0.084949 | [7 empty] | 242.9003 | [13 empty] | 2932.9635 | [15 empty] | 4.3184 | [17 empty] | 0.71688 | [9 empty] | 44.2699 | [32 empty] | 2025 |  |  | CHN | Tibet
| Lawu |  | Magmatic hydrothermal | Skarn | Cu-Pb-Zn skarn | Cu, Pb, Zn | In, Sn | Cu, Pb, Zn, In, Sn |  |  | kb244-3 | kb244-3 | underground mine |  |  |  |  | ore material | drill core | underground mining tunnels and drill cores | mineral separate | [5 empty] | mineralisation |  |  |  | sphalerite, chalcopyrite, pyrrhotite, pyrite, arsenopyrite |  |  | Sn-rich Epithermal |  |  |  | galena, bismuthinite, marcasite, iron oxides, pyroxene, actinolite, quartz | thin sections and polished blocks examined using optical microscope, BSE detector, and EDS prior to analysis | EMPA, LA-ICPMS | JEOL JXA-8230 electron probe microanalyzer; RESOlution-LR 193 nm ArF excimer laser ablation system coupled to an Agilent 7700x ICP-MS | Laboratory of Mineral Resources Research Center, Fuzhou University; Adelaide Microscopy, the University of Adelaide | EPMA point analysis: accelerating voltage 15 kV, beam current 20 nA, beam diameter ~5 μm; EPMA mapping: accelerating voltage 20 kV, working current 50 nA, dwell time ~10 ms; BSE imaging: accelerating voltage 20 kV, beam current 10 nA; LA-ICP-MS: energy density 3~3.5 J/cm2, spot sizes 29 to 51 μm, repetition rates 5 Hz (polished thin-section) and 10 Hz (polished blocks), ~30 s background acquisition, ~40 s sample data acquisition | STDGL3 (Danyushevsky et al. 2011) and GSD-1G (USGS) | 23.4304 | [19 empty] | 6758.1053 | [5 empty] | 10.3051 | [5 empty] | 776.7835 | [9 empty] | 99360.4688 |  | 4.1841 |  |  |  | 0.084949 | [7 empty] | 367.6443 | [13 empty] | 2091.2025 | [15 empty] | 5.6854 | [17 empty] | 0.20185 | [9 empty] | 2.2435 | [32 empty] | 2025 |  |  | CHN | Tibet
| Lawu |  | Magmatic hydrothermal | Skarn | Cu-Pb-Zn skarn | Cu, Pb, Zn | In, Sn | Cu, Pb, Zn, In, Sn |  |  | kb244-4 | kb244-4 | underground mine |  |  |  |  | ore material | drill core | underground mining tunnels and drill cores | mineral separate | [5 empty] | mineralisation |  |  |  | sphalerite, chalcopyrite, pyrrhotite, pyrite, arsenopyrite |  |  | Sn-rich Epithermal |  |  |  | galena, bismuthinite, marcasite, iron oxides, pyroxene, actinolite, quartz | thin sections and polished blocks examined using optical microscope, BSE detector, and EDS prior to analysis | EMPA, LA-ICPMS | JEOL JXA-8230 electron probe microanalyzer; RESOlution-LR 193 nm ArF excimer laser ablation system coupled to an Agilent 7700x ICP-MS | Laboratory of Mineral Resources Research Center, Fuzhou University; Adelaide Microscopy, the University of Adelaide | EPMA point analysis: accelerating voltage 15 kV, beam current 20 nA, beam diameter ~5 μm; EPMA mapping: accelerating voltage 20 kV, working current 50 nA, dwell time ~10 ms; BSE imaging: accelerating voltage 20 kV, beam current 10 nA; LA-ICP-MS: energy density 3~3.5 J/cm2, spot sizes 29 to 51 μm, repetition rates 5 Hz (polished thin-section) and 10 Hz (polished blocks), ~30 s background acquisition, ~40 s sample data acquisition | STDGL3 (Danyushevsky et al. 2011) and GSD-1G (USGS) | 30.724 | [19 empty] | 6684.5853 | [5 empty] | 10.7344 | [5 empty] | 1185.7325 | [9 empty] | 95063.1414 |  | 4.8064 |  |  |  | 0.084949 | [7 empty] | 325.7019 | [13 empty] | 2162.0396 | [15 empty] | 9.4724 | [17 empty] | 2.9333 | [9 empty] | 24.4544 | [32 empty] | 2025 |  |  | CHN | Tibet
| Lawu |  | Magmatic hydrothermal | Skarn | Cu-Pb-Zn skarn | Cu, Pb, Zn | In, Sn | Cu, Pb, Zn, In, Sn |  |  | kb244-5 | kb244-5 | underground mine |  |  |  |  | ore material | drill core | underground mining tunnels and drill cores | mineral separate | [5 empty] | mineralisation |  |  |  | sphalerite, chalcopyrite, pyrrhotite, pyrite, arsenopyrite |  |  | Sn-rich Epithermal |  |  |  | galena, bismuthinite, marcasite, iron oxides, pyroxene, actinolite, quartz | thin sections and polished blocks examined using optical microscope, BSE detector, and EDS prior to analysis | EMPA, LA-ICPMS | JEOL JXA-8230 electron probe microanalyzer; RESOlution-LR 193 nm ArF excimer laser ablation system coupled to an Agilent 7700x ICP-MS | Laboratory of Mineral Resources Research Center, Fuzhou University; Adelaide Microscopy, the University of Adelaide | EPMA point analysis: accelerating voltage 15 kV, beam current 20 nA, beam diameter ~5 μm; EPMA mapping: accelerating voltage 20 kV, working current 50 nA, dwell time ~10 ms; BSE imaging: accelerating voltage 20 kV, beam current 10 nA; LA-ICP-MS: energy density 3~3.5 J/cm2, spot sizes 29 to 51 μm, repetition rates 5 Hz (polished thin-section) and 10 Hz (polished blocks), ~30 s background acquisition, ~40 s sample data acquisition | STDGL3 (Danyushevsky et al. 2011) and GSD-1G (USGS) | 4.3642 | [19 empty] | 1291.5134 | [5 empty] | 0.084229 | [5 empty] | 123.7087 | [9 empty] | 46082.531 |  | 86.2134 |  |  |  | 26.1218 | [7 empty] | 12.6305 | [13 empty] | 272.628 | [15 empty] | 9.0473 | [17 empty] | 0.53036 | [9 empty] | 33.7697 | [32 empty] | 2025 |  |  | CHN | Tibet
| Lawu |  | Magmatic hydrothermal | Skarn | Cu-Pb-Zn skarn | Cu, Pb, Zn | In, Sn | Cu, Pb, Zn, In, Sn |  |  | kb244-6 | kb244-6 | underground mine |  |  |  |  | ore material | drill core | underground mining tunnels and drill cores | mineral separate | [5 empty] | mineralisation |  |  |  | sphalerite, chalcopyrite, pyrrhotite, pyrite, arsenopyrite |  |  | Sn-rich Epithermal |  |  |  | galena, bismuthinite, marcasite, iron oxides, pyroxene, actinolite, quartz | thin sections and polished blocks examined using optical microscope, BSE detector, and EDS prior to analysis | EMPA, LA-ICPMS | JEOL JXA-8230 electron probe microanalyzer; RESOlution-LR 193 nm ArF excimer laser ablation system coupled to an Agilent 7700x ICP-MS | Laboratory of Mineral Resources Research Center, Fuzhou University; Adelaide Microscopy, the University of Adelaide | EPMA point analysis: accelerating voltage 15 kV, beam current 20 nA, beam diameter ~5 μm; EPMA mapping: accelerating voltage 20 kV, working current 50 nA, dwell time ~10 ms; BSE imaging: accelerating voltage 20 kV, beam current 10 nA; LA-ICP-MS: energy density 3~3.5 J/cm2, spot sizes 29 to 51 μm, repetition rates 5 Hz (polished thin-section) and 10 Hz (polished blocks), ~30 s background acquisition, ~40 s sample data acquisition | STDGL3 (Danyushevsky et al. 2011) and GSD-1G (USGS) | 25.1178 | [19 empty] | 6459.7393 | [5 empty] | 22.1858 | [5 empty] | 1257.3051 | [9 empty] | 100240.6558 |  | 3.637 |  |  |  | 0.084949 | [7 empty] | 583.1075 | [13 empty] | 1723.2096 | [15 empty] | 4.5095 | [17 empty] | 1.2042 | [9 empty] | 42.7094 | [32 empty] | 2025 |  |  | CHN | Tibet
| Lawu |  | Magmatic hydrothermal | Skarn | Cu-Pb-Zn skarn | Cu, Pb, Zn | In, Sn | Cu, Pb, Zn, In, Sn |  |  | kb244-7 | kb244-7 | underground mine |  |  |  |  | ore material | drill core | underground mining tunnels and drill cores | mineral separate | [5 empty] | mineralisation |  |  |  | sphalerite, chalcopyrite, pyrrhotite, pyrite, arsenopyrite |  |  | Sn-rich Epithermal |  |  |  | galena, bismuthinite, marcasite, iron oxides, pyroxene, actinolite, quartz | thin sections and polished blocks examined using optical microscope, BSE detector, and EDS prior to analysis | EMPA, LA-ICPMS | JEOL JXA-8230 electron probe microanalyzer; RESOlution-LR 193 nm ArF excimer laser ablation system coupled to an Agilent 7700x ICP-MS | Laboratory of Mineral Resources Research Center, Fuzhou University; Adelaide Microscopy, the University of Adelaide | EPMA point analysis: accelerating voltage 15 kV, beam current 20 nA, beam diameter ~5 μm; EPMA mapping: accelerating voltage 20 kV, working current 50 nA, dwell time ~10 ms; BSE imaging: accelerating voltage 20 kV, beam current 10 nA; LA-ICP-MS: energy density 3~3.5 J/cm2, spot sizes 29 to 51 μm, repetition rates 5 Hz (polished thin-section) and 10 Hz (polished blocks), ~30 s background acquisition, ~40 s sample data acquisition | STDGL3 (Danyushevsky et al. 2011) and GSD-1G (USGS) | 57.0189 | [19 empty] | 6311.0822 | [5 empty] | 20.775 | [5 empty] | 2129.5586 | [9 empty] | 97775.7988 |  | 2.5954 |  |  |  | 0.084949 | [7 empty] | 631.9597 | [13 empty] | 1684.9171 | [15 empty] | 15.193 | [17 empty] | 3.3524 | [9 empty] | 28.0436 | [32 empty] | 2025 |  |  | CHN | Tibet
| Lawu |  | Magmatic hydrothermal | Skarn | Cu-Pb-Zn skarn | Cu, Pb, Zn | In, Sn | Cu, Pb, Zn, In, Sn |  |  | kb244-8 | kb244-8 | underground mine |  |  |  |  | ore material | drill core | underground mining tunnels and drill cores | mineral separate | [5 empty] | mineralisation |  |  |  | sphalerite, chalcopyrite, pyrrhotite, pyrite, arsenopyrite |  |  | Sn-rich Epithermal |  |  |  | galena, bismuthinite, marcasite, iron oxides, pyroxene, actinolite, quartz | thin sections and polished blocks examined using optical microscope, BSE detector, and EDS prior to analysis | EMPA, LA-ICPMS | JEOL JXA-8230 electron probe microanalyzer; RESOlution-LR 193 nm ArF excimer laser ablation system coupled to an Agilent 7700x ICP-MS | Laboratory of Mineral Resources Research Center, Fuzhou University; Adelaide Microscopy, the University of Adelaide | EPMA point analysis: accelerating voltage 15 kV, beam current 20 nA, beam diameter ~5 μm; EPMA mapping: accelerating voltage 20 kV, working current 50 nA, dwell time ~10 ms; BSE imaging: accelerating voltage 20 kV, beam current 10 nA; LA-ICP-MS: energy density 3~3.5 J/cm2, spot sizes 29 to 51 μm, repetition rates 5 Hz (polished thin-section) and 10 Hz (polished blocks), ~30 s background acquisition, ~40 s sample data acquisition | STDGL3 (Danyushevsky et al. 2011) and GSD-1G (USGS) | 5.3624 | [19 empty] | 6790.468 | [5 empty] | 11.5623 | [5 empty] | 418.8467 | [9 empty] | 104149.266 |  | 4.3465 |  |  |  | 0.084949 | [7 empty] | 365.4091 | [13 empty] | 1331.3021 | [15 empty] | 0.14306 | [17 empty] | 0.050366 | [9 empty] | 11.3472 | [32 empty] | 2025 |  |  | CHN | Tibet
| Lawu |  | Magmatic hydrothermal | Skarn | Cu-Pb-Zn skarn | Cu, Pb, Zn | In, Sn | Cu, Pb, Zn, In, Sn |  |  | kb271-1 | kb271-1 | underground mine |  |  |  |  | ore material | drill core | underground mining tunnels and drill cores | mineral separate | [5 empty] | mineralisation |  |  |  | sphalerite, chalcopyrite, pyrrhotite, pyrite, arsenopyrite |  |  | Sn-rich Epithermal |  |  |  | galena, bismuthinite, marcasite, iron oxides, pyroxene, actinolite, quartz | thin sections and polished blocks examined using optical microscope, BSE detector, and EDS prior to analysis | EMPA, LA-ICPMS | JEOL JXA-8230 electron probe microanalyzer; RESOlution-LR 193 nm ArF excimer laser ablation system coupled to an Agilent 7700x ICP-MS | Laboratory of Mineral Resources Research Center, Fuzhou University; Adelaide Microscopy, the University of Adelaide | EPMA point analysis: accelerating voltage 15 kV, beam current 20 nA, beam diameter ~5 μm; EPMA mapping: accelerating voltage 20 kV, working current 50 nA, dwell time ~10 ms; BSE imaging: accelerating voltage 20 kV, beam current 10 nA; LA-ICP-MS: energy density 3~3.5 J/cm2, spot sizes 29 to 51 μm, repetition rates 5 Hz (polished thin-section) and 10 Hz (polished blocks), ~30 s background acquisition, ~40 s sample data acquisition | STDGL3 (Danyushevsky et al. 2011) and GSD-1G (USGS) | 18.1711 | [19 empty] | 5633.6342 | [5 empty] | 0.009775 | [5 empty] | 1258.0362 | [9 empty] | 90476.6324 |  | 24.8065 |  |  |  | 0.084949 | [7 empty] | 59.2321 | [13 empty] | 2372.7766 | [15 empty] | 3.0626 | [17 empty] | 0.92592 | [9 empty] | 987.1361 | [32 empty] | 2025 |  |  | CHN | Tibet
| Lawu |  | Magmatic hydrothermal | Skarn | Cu-Pb-Zn skarn | Cu, Pb, Zn | In, Sn | Cu, Pb, Zn, In, Sn |  |  | kb271-2 | kb271-2 | underground mine |  |  |  |  | ore material | drill core | underground mining tunnels and drill cores | mineral separate | [5 empty] | mineralisation |  |  |  | sphalerite, chalcopyrite, pyrrhotite, pyrite, arsenopyrite |  |  | Sn-rich Epithermal |  |  |  | galena, bismuthinite, marcasite, iron oxides, pyroxene, actinolite, quartz | thin sections and polished blocks examined using optical microscope, BSE detector, and EDS prior to analysis | EMPA, LA-ICPMS | JEOL JXA-8230 electron probe microanalyzer; RESOlution-LR 193 nm ArF excimer laser ablation system coupled to an Agilent 7700x ICP-MS | Laboratory of Mineral Resources Research Center, Fuzhou University; Adelaide Microscopy, the University of Adelaide | EPMA point analysis: accelerating voltage 15 kV, beam current 20 nA, beam diameter ~5 μm; EPMA mapping: accelerating voltage 20 kV, working current 50 nA, dwell time ~10 ms; BSE imaging: accelerating voltage 20 kV, beam current 10 nA; LA-ICP-MS: energy density 3~3.5 J/cm2, spot sizes 29 to 51 μm, repetition rates 5 Hz (polished thin-section) and 10 Hz (polished blocks), ~30 s background acquisition, ~40 s sample data acquisition | STDGL3 (Danyushevsky et al. 2011) and GSD-1G (USGS) | 59.9158 | [19 empty] | 6617.2164 | [5 empty] | 0.14003 | [5 empty] | 2793.8431 | [9 empty] | 98299.9579 |  | 24.2205 |  |  |  | 0.32882 | [7 empty] | 1171.4122 | [13 empty] | 1206.0533 | [15 empty] | 0.14281 | [17 empty] | 0.02 | [9 empty] | 1520.4341 | [32 empty] | 2025 |  |  | CHN | Tibet
| Lawu |  | Magmatic hydrothermal | Skarn | Cu-Pb-Zn skarn | Cu, Pb, Zn | In, Sn | Cu, Pb, Zn, In, Sn |  |  | kb271-3 | kb271-3 | underground mine |  |  |  |  | ore material | drill core | underground mining tunnels and drill cores | mineral separate | [5 empty] | mineralisation |  |  |  | sphalerite, chalcopyrite, pyrrhotite, pyrite, arsenopyrite |  |  | Sn-rich Epithermal |  |  |  | galena, bismuthinite, marcasite, iron oxides, pyroxene, actinolite, quartz | thin sections and polished blocks examined using optical microscope, BSE detector, and EDS prior to analysis | EMPA, LA-ICPMS | JEOL JXA-8230 electron probe microanalyzer; RESOlution-LR 193 nm ArF excimer laser ablation system coupled to an Agilent 7700x ICP-MS | Laboratory of Mineral Resources Research Center, Fuzhou University; Adelaide Microscopy, the University of Adelaide | EPMA point analysis: accelerating voltage 15 kV, beam current 20 nA, beam diameter ~5 μm; EPMA mapping: accelerating voltage 20 kV, working current 50 nA, dwell time ~10 ms; BSE imaging: accelerating voltage 20 kV, beam current 10 nA; LA-ICP-MS: energy density 3~3.5 J/cm2, spot sizes 29 to 51 μm, repetition rates 5 Hz (polished thin-section) and 10 Hz (polished blocks), ~30 s background acquisition, ~40 s sample data acquisition | STDGL3 (Danyushevsky et al. 2011) and GSD-1G (USGS) | 37.2064 | [19 empty] | 5913.7442 | [5 empty] | 0.058435 | [5 empty] | 2358.8136 | [9 empty] | 96580.0285 |  | 31.0976 |  |  |  | 0.32367 | [7 empty] | 92.4355 | [13 empty] | 1151.3644 | [15 empty] | 0.43106 | [17 empty] | 0.18352 | [9 empty] | 1430.5403 | [32 empty] | 2025 |  |  | CHN | Tibet
| Lawu |  | Magmatic hydrothermal | Skarn | Cu-Pb-Zn skarn | Cu, Pb, Zn | In, Sn | Cu, Pb, Zn, In, Sn |  |  | kb329-1 | kb329-1 | underground mine |  |  |  |  | ore material | drill core | underground mining tunnels and drill cores | mineral separate | [5 empty] | mineralisation |  |  |  | sphalerite, chalcopyrite, pyrrhotite, pyrite, arsenopyrite |  |  | Sn-rich Epithermal |  |  |  | galena, bismuthinite, marcasite, iron oxides, pyroxene, actinolite, quartz | thin sections and polished blocks examined using optical microscope, BSE detector, and EDS prior to analysis | EMPA, LA-ICPMS | JEOL JXA-8230 electron probe microanalyzer; RESOlution-LR 193 nm ArF excimer laser ablation system coupled to an Agilent 7700x ICP-MS | Laboratory of Mineral Resources Research Center, Fuzhou University; Adelaide Microscopy, the University of Adelaide | EPMA point analysis: accelerating voltage 15 kV, beam current 20 nA, beam diameter ~5 μm; EPMA mapping: accelerating voltage 20 kV, working current 50 nA, dwell time ~10 ms; BSE imaging: accelerating voltage 20 kV, beam current 10 nA; LA-ICP-MS: energy density 3~3.5 J/cm2, spot sizes 29 to 51 μm, repetition rates 5 Hz (polished thin-section) and 10 Hz (polished blocks), ~30 s background acquisition, ~40 s sample data acquisition | STDGL3 (Danyushevsky et al. 2011) and GSD-1G (USGS) | 15.8928 | [19 empty] | 5673.8871 | [5 empty] | 0.25247 | [5 empty] | 1795.9654 | [9 empty] | 96929.3537 |  | 18.0267 |  |  |  | 0.084949 | [7 empty] | 843.161 | [13 empty] | 1516.3846 | [15 empty] | 14.1959 | [17 empty] | 0.44649 | [9 empty] | 192.2866 | [32 empty] | 2025 |  |  | CHN | Tibet
| Lawu |  | Magmatic hydrothermal | Skarn | Cu-Pb-Zn skarn | Cu, Pb, Zn | In, Sn | Cu, Pb, Zn, In, Sn |  |  | kb329-2 | kb329-2 | underground mine |  |  |  |  | ore material | drill core | underground mining tunnels and drill cores | mineral separate | [5 empty] | mineralisation |  |  |  | sphalerite, chalcopyrite, pyrrhotite, pyrite, arsenopyrite |  |  | Sn-rich Epithermal |  |  |  | galena, bismuthinite, marcasite, iron oxides, pyroxene, actinolite, quartz | thin sections and polished blocks examined using optical microscope, BSE detector, and EDS prior to analysis | EMPA, LA-ICPMS | JEOL JXA-8230 electron probe microanalyzer; RESOlution-LR 193 nm ArF excimer laser ablation system coupled to an Agilent 7700x ICP-MS | Laboratory of Mineral Resources Research Center, Fuzhou University; Adelaide Microscopy, the University of Adelaide | EPMA point analysis: accelerating voltage 15 kV, beam current 20 nA, beam diameter ~5 μm; EPMA mapping: accelerating voltage 20 kV, working current 50 nA, dwell time ~10 ms; BSE imaging: accelerating voltage 20 kV, beam current 10 nA; LA-ICP-MS: energy density 3~3.5 J/cm2, spot sizes 29 to 51 μm, repetition rates 5 Hz (polished thin-section) and 10 Hz (polished blocks), ~30 s background acquisition, ~40 s sample data acquisition | STDGL3 (Danyushevsky et al. 2011) and GSD-1G (USGS) | 15.4404 | [19 empty] | 6802.113 | [5 empty] | 0.80182 | [5 empty] | 1567.9987 | [9 empty] | 98375.651 |  | 14.4191 |  |  |  | 0.084949 | [7 empty] | 1000.989 | [13 empty] | 2021.6795 | [15 empty] | 1.4148 | [17 empty] | 0.15385 | [9 empty] | 96.9188 | [32 empty] | 2025 |  |  | CHN | Tibet
| Lawu |  | Magmatic hydrothermal | Skarn | Cu-Pb-Zn skarn | Cu, Pb, Zn | In, Sn | Cu, Pb, Zn, In, Sn |  |  | kb329-3 | kb329-3 | underground mine |  |  |  |  | ore material | drill core | underground mining tunnels and drill cores | mineral separate | [5 empty] | mineralisation |  |  |  | sphalerite, chalcopyrite, pyrrhotite, pyrite, arsenopyrite |  |  | Sn-rich Epithermal |  |  |  | galena, bismuthinite, marcasite, iron oxides, pyroxene, actinolite, quartz | thin sections and polished blocks examined using optical microscope, BSE detector, and EDS prior to analysis | EMPA, LA-ICPMS | JEOL JXA-8230 electron probe microanalyzer; RESOlution-LR 193 nm ArF excimer laser ablation system coupled to an Agilent 7700x ICP-MS | Laboratory of Mineral Resources Research Center, Fuzhou University; Adelaide Microscopy, the University of Adelaide | EPMA point analysis: accelerating voltage 15 kV, beam current 20 nA, beam diameter ~5 μm; EPMA mapping: accelerating voltage 20 kV, working current 50 nA, dwell time ~10 ms; BSE imaging: accelerating voltage 20 kV, beam current 10 nA; LA-ICP-MS: energy density 3~3.5 J/cm2, spot sizes 29 to 51 μm, repetition rates 5 Hz (polished thin-section) and 10 Hz (polished blocks), ~30 s background acquisition, ~40 s sample data acquisition | STDGL3 (Danyushevsky et al. 2011) and GSD-1G (USGS) | 14.045 | [19 empty] | 6360.1179 | [5 empty] | 0.064574 | [5 empty] | 1419.379 | [9 empty] | 96703.8609 |  | 10.4281 |  |  |  | 0.28772 | [7 empty] | 932.3126 | [13 empty] | 1990.9034 | [15 empty] | 1.0279 | [17 empty] | 0.12631 | [9 empty] | 92.0423 | [32 empty] | 2025 |  |  | CHN | Tibet
| Lawu |  | Magmatic hydrothermal | Skarn | Cu-Pb-Zn skarn | Cu, Pb, Zn | In, Sn | Cu, Pb, Zn, In, Sn |  |  | kb329-4 | kb329-4 | underground mine |  |  |  |  | ore material | drill core | underground mining tunnels and drill cores | mineral separate | [5 empty] | mineralisation |  |  |  | sphalerite, chalcopyrite, pyrrhotite, pyrite, arsenopyrite |  |  | Sn-rich Epithermal |  |  |  | galena, bismuthinite, marcasite, iron oxides, pyroxene, actinolite, quartz | thin sections and polished blocks examined using optical microscope, BSE detector, and EDS prior to analysis | EMPA, LA-ICPMS | JEOL JXA-8230 electron probe microanalyzer; RESOlution-LR 193 nm ArF excimer laser ablation system coupled to an Agilent 7700x ICP-MS | Laboratory of Mineral Resources Research Center, Fuzhou University; Adelaide Microscopy, the University of Adelaide | EPMA point analysis: accelerating voltage 15 kV, beam current 20 nA, beam diameter ~5 μm; EPMA mapping: accelerating voltage 20 kV, working current 50 nA, dwell time ~10 ms; BSE imaging: accelerating voltage 20 kV, beam current 10 nA; LA-ICP-MS: energy density 3~3.5 J/cm2, spot sizes 29 to 51 μm, repetition rates 5 Hz (polished thin-section) and 10 Hz (polished blocks), ~30 s background acquisition, ~40 s sample data acquisition | STDGL3 (Danyushevsky et al. 2011) and GSD-1G (USGS) | 11.311 | [19 empty] | 6321.8285 | [5 empty] | 0.47655 | [5 empty] | 1195.1524 | [9 empty] | 96280.3933 |  | 13.9134 |  |  |  | 0.33885 | [7 empty] | 541.2112 | [13 empty] | 3323.2999 | [15 empty] | 0.72211 | [17 empty] | 0.10981 | [9 empty] | 311.4078 | [32 empty] | 2025 |  |  | CHN | Tibet
| Lawu |  | Magmatic hydrothermal | Skarn | Cu-Pb-Zn skarn | Cu, Pb, Zn | In, Sn | Cu, Pb, Zn, In, Sn |  |  | kb329-5 | kb329-5 | underground mine |  |  |  |  | ore material | drill core | underground mining tunnels and drill cores | mineral separate | [5 empty] | mineralisation |  |  |  | sphalerite, chalcopyrite, pyrrhotite, pyrite, arsenopyrite |  |  | Sn-rich Epithermal |  |  |  | galena, bismuthinite, marcasite, iron oxides, pyroxene, actinolite, quartz | thin sections and polished blocks examined using optical microscope, BSE detector, and EDS prior to analysis | EMPA, LA-ICPMS | JEOL JXA-8230 electron probe microanalyzer; RESOlution-LR 193 nm ArF excimer laser ablation system coupled to an Agilent 7700x ICP-MS | Laboratory of Mineral Resources Research Center, Fuzhou University; Adelaide Microscopy, the University of Adelaide | EPMA point analysis: accelerating voltage 15 kV, beam current 20 nA, beam diameter ~5 μm; EPMA mapping: accelerating voltage 20 kV, working current 50 nA, dwell time ~10 ms; BSE imaging: accelerating voltage 20 kV, beam current 10 nA; LA-ICP-MS: energy density 3~3.5 J/cm2, spot sizes 29 to 51 μm, repetition rates 5 Hz (polished thin-section) and 10 Hz (polished blocks), ~30 s background acquisition, ~40 s sample data acquisition | STDGL3 (Danyushevsky et al. 2011) and GSD-1G (USGS) | 14.0889 | [19 empty] | 6881.733 | [5 empty] | 1.3454 | [5 empty] | 1641.5712 | [9 empty] | 96133.1964 |  | 10.7358 |  |  |  | 0.084949 | [7 empty] | 991.6653 | [13 empty] | 6214.659 | [15 empty] | 1.393 | [17 empty] | 0.56876 | [9 empty] | 146.2054 | [32 empty] | 2025 |  |  | CHN | Tibet
| Lawu |  | Magmatic hydrothermal | Skarn | Cu-Pb-Zn skarn | Cu, Pb, Zn | In, Sn | Cu, Pb, Zn, In, Sn |  |  | kb329-6 | kb329-6 | underground mine |  |  |  |  | ore material | drill core | underground mining tunnels and drill cores | mineral separate | [5 empty] | mineralisation |  |  |  | sphalerite, chalcopyrite, pyrrhotite, pyrite, arsenopyrite |  |  | Sn-rich Epithermal |  |  |  | galena, bismuthinite, marcasite, iron oxides, pyroxene, actinolite, quartz | thin sections and polished blocks examined using optical microscope, BSE detector, and EDS prior to analysis | EMPA, LA-ICPMS | JEOL JXA-8230 electron probe microanalyzer; RESOlution-LR 193 nm ArF excimer laser ablation system coupled to an Agilent 7700x ICP-MS | Laboratory of Mineral Resources Research Center, Fuzhou University; Adelaide Microscopy, the University of Adelaide | EPMA point analysis: accelerating voltage 15 kV, beam current 20 nA, beam diameter ~5 μm; EPMA mapping: accelerating voltage 20 kV, working current 50 nA, dwell time ~10 ms; BSE imaging: accelerating voltage 20 kV, beam current 10 nA; LA-ICP-MS: energy density 3~3.5 J/cm2, spot sizes 29 to 51 μm, repetition rates 5 Hz (polished thin-section) and 10 Hz (polished blocks), ~30 s background acquisition, ~40 s sample data acquisition | STDGL3 (Danyushevsky et al. 2011) and GSD-1G (USGS) | 20.1068 | [19 empty] | 7121.7662 | [5 empty] | 1.205 | [5 empty] | 2620.6755 | [9 empty] | 93234.3274 |  | 10.0245 |  |  |  | 0.084949 | [7 empty] | 1151.6676 | [13 empty] | 6121.8142 | [15 empty] | 4.7989 | [17 empty] | 1.87 | [9 empty] | 127.5942 | [32 empty] | 2025 |  |  | CHN | Tibet
| Lawu |  | Magmatic hydrothermal | Skarn | Cu-Pb-Zn skarn | Cu, Pb, Zn | In, Sn | Cu, Pb, Zn, In, Sn |  |  | kb329-7 | kb329-7 | underground mine |  |  |  |  | ore material | drill core | underground mining tunnels and drill cores | mineral separate | [5 empty] | mineralisation |  |  |  | sphalerite, chalcopyrite, pyrrhotite, pyrite, arsenopyrite |  |  | Sn-rich Epithermal |  |  |  | galena, bismuthinite, marcasite, iron oxides, pyroxene, actinolite, quartz | thin sections and polished blocks examined using optical microscope, BSE detector, and EDS prior to analysis | EMPA, LA-ICPMS | JEOL JXA-8230 electron probe microanalyzer; RESOlution-LR 193 nm ArF excimer laser ablation system coupled to an Agilent 7700x ICP-MS | Laboratory of Mineral Resources Research Center, Fuzhou University; Adelaide Microscopy, the University of Adelaide | EPMA point analysis: accelerating voltage 15 kV, beam current 20 nA, beam diameter ~5 μm; EPMA mapping: accelerating voltage 20 kV, working current 50 nA, dwell time ~10 ms; BSE imaging: accelerating voltage 20 kV, beam current 10 nA; LA-ICP-MS: energy density 3~3.5 J/cm2, spot sizes 29 to 51 μm, repetition rates 5 Hz (polished thin-section) and 10 Hz (polished blocks), ~30 s background acquisition, ~40 s sample data acquisition | STDGL3 (Danyushevsky et al. 2011) and GSD-1G (USGS) | 28.2564 | [19 empty] | 7054.3066 | [5 empty] | 1.3058 | [5 empty] | 2524.008 | [9 empty] | 97221.796 |  | 13.1607 |  |  |  | 0.084949 | [7 empty] | 1944.8563 | [13 empty] | 1769.697 | [15 empty] | 0.58755 | [17 empty] | 0.1416 | [9 empty] | 33.6163 | [32 empty] | 2025 |  |  | CHN | Tibet
| Lawu |  | Magmatic hydrothermal | Skarn | Cu-Pb-Zn skarn | Cu, Pb, Zn | In, Sn | Cu, Pb, Zn, In, Sn |  |  | kb329-8 | kb329-8 | underground mine |  |  |  |  | ore material | drill core | underground mining tunnels and drill cores | mineral separate | [5 empty] | mineralisation |  |  |  | sphalerite, chalcopyrite, pyrrhotite, pyrite, arsenopyrite |  |  | Sn-rich Epithermal |  |  |  | galena, bismuthinite, marcasite, iron oxides, pyroxene, actinolite, quartz | thin sections and polished blocks examined using optical microscope, BSE detector, and EDS prior to analysis | EMPA, LA-ICPMS | JEOL JXA-8230 electron probe microanalyzer; RESOlution-LR 193 nm ArF excimer laser ablation system coupled to an Agilent 7700x ICP-MS | Laboratory of Mineral Resources Research Center, Fuzhou University; Adelaide Microscopy, the University of Adelaide | EPMA point analysis: accelerating voltage 15 kV, beam current 20 nA, beam diameter ~5 μm; EPMA mapping: accelerating voltage 20 kV, working current 50 nA, dwell time ~10 ms; BSE imaging: accelerating voltage 20 kV, beam current 10 nA; LA-ICP-MS: energy density 3~3.5 J/cm2, spot sizes 29 to 51 μm, repetition rates 5 Hz (polished thin-section) and 10 Hz (polished blocks), ~30 s background acquisition, ~40 s sample data acquisition | STDGL3 (Danyushevsky et al. 2011) and GSD-1G (USGS) | 43.7795 | [19 empty] | 5352.0836 | [5 empty] | 4.4925 | [5 empty] | 5352.1616 | [9 empty] | 105440.319 |  | 17.3125 |  |  |  | 0.084949 | [7 empty] | 2679.4348 | [13 empty] | 5817.5238 | [15 empty] | 109.7411 | [17 empty] | 1.878 | [9 empty] | 18.8084 | [32 empty] | 2025 |  |  | CHN | Tibet
| Lawu |  | Magmatic hydrothermal | Skarn | Cu-Pb-Zn skarn | Cu, Pb, Zn | In, Sn | Cu, Pb, Zn, In, Sn |  |  | kb340-1 | kb340-1 | underground mine |  |  |  |  | ore material | drill core | underground mining tunnels and drill cores | mineral separate | [5 empty] | mineralisation |  |  |  | sphalerite, chalcopyrite, pyrrhotite, pyrite, arsenopyrite |  |  | Sn-rich Epithermal |  |  |  | galena, bismuthinite, marcasite, iron oxides, pyroxene, actinolite, quartz | thin sections and polished blocks examined using optical microscope, BSE detector, and EDS prior to analysis | EMPA, LA-ICPMS | JEOL JXA-8230 electron probe microanalyzer; RESOlution-LR 193 nm ArF excimer laser ablation system coupled to an Agilent 7700x ICP-MS | Laboratory of Mineral Resources Research Center, Fuzhou University; Adelaide Microscopy, the University of Adelaide | EPMA point analysis: accelerating voltage 15 kV, beam current 20 nA, beam diameter ~5 μm; EPMA mapping: accelerating voltage 20 kV, working current 50 nA, dwell time ~10 ms; BSE imaging: accelerating voltage 20 kV, beam current 10 nA; LA-ICP-MS: energy density 3~3.5 J/cm2, spot sizes 29 to 51 μm, repetition rates 5 Hz (polished thin-section) and 10 Hz (polished blocks), ~30 s background acquisition, ~40 s sample data acquisition | STDGL3 (Danyushevsky et al. 2011) and GSD-1G (USGS) | 5.8788 | [19 empty] | 7020.3165 | [5 empty] | 131.074 | [5 empty] | 797.4903 | [9 empty] | 97806.3199 |  | 0.73611 |  |  |  | 0.33286 | [7 empty] | 544.838 | [13 empty] | 1443.274 | [15 empty] | 0.33602 | [17 empty] | 0.02 | [9 empty] | 3.5152 | [32 empty] | 2025 |  |  | CHN | Tibet
| Lawu |  | Magmatic hydrothermal | Skarn | Cu-Pb-Zn skarn | Cu, Pb, Zn | In, Sn | Cu, Pb, Zn, In, Sn |  |  | kb340-2 | kb340-2 | underground mine |  |  |  |  | ore material | drill core | underground mining tunnels and drill cores | mineral separate | [5 empty] | mineralisation |  |  |  | sphalerite, chalcopyrite, pyrrhotite, pyrite, arsenopyrite |  |  | Sn-rich Epithermal |  |  |  | galena, bismuthinite, marcasite, iron oxides, pyroxene, actinolite, quartz | thin sections and polished blocks examined using optical microscope, BSE detector, and EDS prior to analysis | EMPA, LA-ICPMS | JEOL JXA-8230 electron probe microanalyzer; RESOlution-LR 193 nm ArF excimer laser ablation system coupled to an Agilent 7700x ICP-MS | Laboratory of Mineral Resources Research Center, Fuzhou University; Adelaide Microscopy, the University of Adelaide | EPMA point analysis: accelerating voltage 15 kV, beam current 20 nA, beam diameter ~5 μm; EPMA mapping: accelerating voltage 20 kV, working current 50 nA, dwell time ~10 ms; BSE imaging: accelerating voltage 20 kV, beam current 10 nA; LA-ICP-MS: energy density 3~3.5 J/cm2, spot sizes 29 to 51 μm, repetition rates 5 Hz (polished thin-section) and 10 Hz (polished blocks), ~30 s background acquisition, ~40 s sample data acquisition | STDGL3 (Danyushevsky et al. 2011) and GSD-1G (USGS) | 5.0365 | [19 empty] | 7052.1285 | [5 empty] | 91.3949 | [5 empty] | 622.7167 | [9 empty] | 98434.6756 |  | 3.2102 |  |  |  | 0.084949 | [7 empty] | 432.64 | [13 empty] | 1614.6572 | [15 empty] | 0.16307 | [17 empty] | 0.02 | [9 empty] | 12.4451 | [32 empty] | 2025 |  |  | CHN | Tibet
| Lawu |  | Magmatic hydrothermal | Skarn | Cu-Pb-Zn skarn | Cu, Pb, Zn | In, Sn | Cu, Pb, Zn, In, Sn |  |  | kb340-3 | kb340-3 | underground mine |  |  |  |  | ore material | drill core | underground mining tunnels and drill cores | mineral separate | [5 empty] | mineralisation |  |  |  | sphalerite, chalcopyrite, pyrrhotite, pyrite, arsenopyrite |  |  | Sn-rich Epithermal |  |  |  | galena, bismuthinite, marcasite, iron oxides, pyroxene, actinolite, quartz | thin sections and polished blocks examined using optical microscope, BSE detector, and EDS prior to analysis | EMPA, LA-ICPMS | JEOL JXA-8230 electron probe microanalyzer; RESOlution-LR 193 nm ArF excimer laser ablation system coupled to an Agilent 7700x ICP-MS | Laboratory of Mineral Resources Research Center, Fuzhou University; Adelaide Microscopy, the University of Adelaide | EPMA point analysis: accelerating voltage 15 kV, beam current 20 nA, beam diameter ~5 μm; EPMA mapping: accelerating voltage 20 kV, working current 50 nA, dwell time ~10 ms; BSE imaging: accelerating voltage 20 kV, beam current 10 nA; LA-ICP-MS: energy density 3~3.5 J/cm2, spot sizes 29 to 51 μm, repetition rates 5 Hz (polished thin-section) and 10 Hz (polished blocks), ~30 s background acquisition, ~40 s sample data acquisition | STDGL3 (Danyushevsky et al. 2011) and GSD-1G (USGS) | 11.0052 | [19 empty] | 8089.1079 | [5 empty] | 124.693 | [5 empty] | 1365.852 | [9 empty] | 99949.5896 |  | 3.6259 |  |  |  | 0.3189 | [7 empty] | 868.1634 | [13 empty] | 1107.0645 | [15 empty] | 0.061817 | [17 empty] | 0.02 | [9 empty] | 72.0906 | [32 empty] | 2025 |  |  | CHN | Tibet
| Lawu |  | Magmatic hydrothermal | Skarn | Cu-Pb-Zn skarn | Cu, Pb, Zn | In, Sn | Cu, Pb, Zn, In, Sn |  |  | kb340-4 | kb340-4 | underground mine |  |  |  |  | ore material | drill core | underground mining tunnels and drill cores | mineral separate | [5 empty] | mineralisation |  |  |  | sphalerite, chalcopyrite, pyrrhotite, pyrite, arsenopyrite |  |  | Sn-rich Epithermal |  |  |  | galena, bismuthinite, marcasite, iron oxides, pyroxene, actinolite, quartz | thin sections and polished blocks examined using optical microscope, BSE detector, and EDS prior to analysis | EMPA, LA-ICPMS | JEOL JXA-8230 electron probe microanalyzer; RESOlution-LR 193 nm ArF excimer laser ablation system coupled to an Agilent 7700x ICP-MS | Laboratory of Mineral Resources Research Center, Fuzhou University; Adelaide Microscopy, the University of Adelaide | EPMA point analysis: accelerating voltage 15 kV, beam current 20 nA, beam diameter ~5 μm; EPMA mapping: accelerating voltage 20 kV, working current 50 nA, dwell time ~10 ms; BSE imaging: accelerating voltage 20 kV, beam current 10 nA; LA-ICP-MS: energy density 3~3.5 J/cm2, spot sizes 29 to 51 μm, repetition rates 5 Hz (polished thin-section) and 10 Hz (polished blocks), ~30 s background acquisition, ~40 s sample data acquisition | STDGL3 (Danyushevsky et al. 2011) and GSD-1G (USGS) | 15.8204 | [19 empty] | 7302.3512 | [5 empty] | 121.3664 | [5 empty] | 1045.1023 | [9 empty] | 101140.6942 |  | 4.7661 |  |  |  | 0.084949 | [7 empty] | 684.8334 | [13 empty] | 1078.7385 | [15 empty] | 4.7014 | [17 empty] | 17.199 | [9 empty] | 50.6423 | [32 empty] | 2025 |  |  | CHN | Tibet
| Lawu |  | Magmatic hydrothermal | Skarn | Cu-Pb-Zn skarn | Cu, Pb, Zn | In, Sn | Cu, Pb, Zn, In, Sn |  |  | kb340-5 | kb340-5 | underground mine |  |  |  |  | ore material | drill core | underground mining tunnels and drill cores | mineral separate | [5 empty] | mineralisation |  |  |  | sphalerite, chalcopyrite, pyrrhotite, pyrite, arsenopyrite |  |  | Sn-rich Epithermal |  |  |  | galena, bismuthinite, marcasite, iron oxides, pyroxene, actinolite, quartz | thin sections and polished blocks examined using optical microscope, BSE detector, and EDS prior to analysis | EMPA, LA-ICPMS | JEOL JXA-8230 electron probe microanalyzer; RESOlution-LR 193 nm ArF excimer laser ablation system coupled to an Agilent 7700x ICP-MS | Laboratory of Mineral Resources Research Center, Fuzhou University; Adelaide Microscopy, the University of Adelaide | EPMA point analysis: accelerating voltage 15 kV, beam current 20 nA, beam diameter ~5 μm; EPMA mapping: accelerating voltage 20 kV, working current 50 nA, dwell time ~10 ms; BSE imaging: accelerating voltage 20 kV, beam current 10 nA; LA-ICP-MS: energy density 3~3.5 J/cm2, spot sizes 29 to 51 μm, repetition rates 5 Hz (polished thin-section) and 10 Hz (polished blocks), ~30 s background acquisition, ~40 s sample data acquisition | STDGL3 (Danyushevsky et al. 2011) and GSD-1G (USGS) | 2.6401 | [19 empty] | 7767.7648 | [5 empty] | 46.829 | [5 empty] | 460.8207 | [9 empty] | 98584.9263 |  | 7.1821 |  |  |  | 0.084949 | [7 empty] | 372.5846 | [13 empty] | 809.3115 | [15 empty] | 1.0458 | [17 empty] | 0.5399 | [9 empty] | 8.5368 | [32 empty] | 2025 |  |  | CHN | Tibet
| Lawu |  | Magmatic hydrothermal | Skarn | Cu-Pb-Zn skarn | Cu, Pb, Zn | In, Sn | Cu, Pb, Zn, In, Sn |  |  | kb340-6 | kb340-6 | underground mine |  |  |  |  | ore material | drill core | underground mining tunnels and drill cores | mineral separate | [5 empty] | mineralisation |  |  |  | sphalerite, chalcopyrite, pyrrhotite, pyrite, arsenopyrite |  |  | Sn-rich Epithermal |  |  |  | galena, bismuthinite, marcasite, iron oxides, pyroxene, actinolite, quartz | thin sections and polished blocks examined using optical microscope, BSE detector, and EDS prior to analysis | EMPA, LA-ICPMS | JEOL JXA-8230 electron probe microanalyzer; RESOlution-LR 193 nm ArF excimer laser ablation system coupled to an Agilent 7700x ICP-MS | Laboratory of Mineral Resources Research Center, Fuzhou University; Adelaide Microscopy, the University of Adelaide | EPMA point analysis: accelerating voltage 15 kV, beam current 20 nA, beam diameter ~5 μm; EPMA mapping: accelerating voltage 20 kV, working current 50 nA, dwell time ~10 ms; BSE imaging: accelerating voltage 20 kV, beam current 10 nA; LA-ICP-MS: energy density 3~3.5 J/cm2, spot sizes 29 to 51 μm, repetition rates 5 Hz (polished thin-section) and 10 Hz (polished blocks), ~30 s background acquisition, ~40 s sample data acquisition | STDGL3 (Danyushevsky et al. 2011) and GSD-1G (USGS) | 14.3659 | [19 empty] | 8715.2272 | [5 empty] | 49.1291 | [5 empty] | 1205.2153 | [9 empty] | 96476.8716 |  | 7.157 |  |  |  | 0.084949 | [7 empty] | 696.0419 | [13 empty] | 626.0198 | [15 empty] | 1.1631 | [17 empty] | 2.0201 | [9 empty] | 46.2509 | [32 empty] | 2025 |  |  | CHN | Tibet
| Lawu |  | Magmatic hydrothermal | Skarn | Cu-Pb-Zn skarn | Cu, Pb, Zn | In, Sn | Cu, Pb, Zn, In, Sn |  |  | 2019-MOR-023-SPB (slC1)-1 | 2019-MOR-023-SPB (slC1)-1 | underground mine |  |  |  |  | ore material | drill core | underground mining tunnels and drill cores | mineral separate | [5 empty] | mineralisation |  |  |  | sphalerite, chalcopyrite, pyrrhotite, pyrite, arsenopyrite |  |  | Sn-rich Epithermal |  |  |  | galena, bismuthinite, marcasite, iron oxides, pyroxene, actinolite, quartz | thin sections and polished blocks examined using optical microscope, BSE detector, and EDS prior to analysis | EMPA, LA-ICPMS | JEOL JXA-8230 electron probe microanalyzer; RESOlution-LR 193 nm ArF excimer laser ablation system coupled to an Agilent 7700x ICP-MS | Laboratory of Mineral Resources Research Center, Fuzhou University; Adelaide Microscopy, the University of Adelaide | EPMA point analysis: accelerating voltage 15 kV, beam current 20 nA, beam diameter ~5 μm; EPMA mapping: accelerating voltage 20 kV, working current 50 nA, dwell time ~10 ms; BSE imaging: accelerating voltage 20 kV, beam current 10 nA; LA-ICP-MS: energy density 3~3.5 J/cm2, spot sizes 29 to 51 μm, repetition rates 5 Hz (polished thin-section) and 10 Hz (polished blocks), ~30 s background acquisition, ~40 s sample data acquisition | STDGL3 (Danyushevsky et al. 2011) and GSD-1G (USGS) | 16.3134 | [19 empty] | 4106.2262 | [5 empty] | 0.25498 | [5 empty] | 365.1153 | [9 empty] | 9775.8862 |  | 60.0833 |  |  |  | 0.40459 | [7 empty] | 91.6106 | [13 empty] | 2643.7033 | [15 empty] | 12.9333 | [17 empty] | 4.6147 | [9 empty] | 4.9351 | [32 empty] | 2025 |  |  | CHN | Tibet
| Lawu |  | Magmatic hydrothermal | Skarn | Cu-Pb-Zn skarn | Cu, Pb, Zn | In, Sn | Cu, Pb, Zn, In, Sn |  |  | 2019-MOR-023-SPB (slC1)-2 | 2019-MOR-023-SPB (slC1)-2 | underground mine |  |  |  |  | ore material | drill core | underground mining tunnels and drill cores | mineral separate | [5 empty] | mineralisation |  |  |  | sphalerite, chalcopyrite, pyrrhotite, pyrite, arsenopyrite |  |  | Sn-rich Epithermal |  |  |  | galena, bismuthinite, marcasite, iron oxides, pyroxene, actinolite, quartz | thin sections and polished blocks examined using optical microscope, BSE detector, and EDS prior to analysis | EMPA, LA-ICPMS | JEOL JXA-8230 electron probe microanalyzer; RESOlution-LR 193 nm ArF excimer laser ablation system coupled to an Agilent 7700x ICP-MS | Laboratory of Mineral Resources Research Center, Fuzhou University; Adelaide Microscopy, the University of Adelaide | EPMA point analysis: accelerating voltage 15 kV, beam current 20 nA, beam diameter ~5 μm; EPMA mapping: accelerating voltage 20 kV, working current 50 nA, dwell time ~10 ms; BSE imaging: accelerating voltage 20 kV, beam current 10 nA; LA-ICP-MS: energy density 3~3.5 J/cm2, spot sizes 29 to 51 μm, repetition rates 5 Hz (polished thin-section) and 10 Hz (polished blocks), ~30 s background acquisition, ~40 s sample data acquisition | STDGL3 (Danyushevsky et al. 2011) and GSD-1G (USGS) | 8.5419 | [19 empty] | 4209.9383 | [5 empty] | 0.13928 | [5 empty] | 1071.6285 | [9 empty] | 8063.8836 |  | 470.7264 |  |  |  | 3.324 | [7 empty] | 378.0675 | [13 empty] | 2260.5909 | [15 empty] | 0.88714 | [17 empty] | 0.090657 | [9 empty] | 66.0475 | [32 empty] | 2025 |  |  | CHN | Tibet
| Lawu |  | Magmatic hydrothermal | Skarn | Cu-Pb-Zn skarn | Cu, Pb, Zn | In, Sn | Cu, Pb, Zn, In, Sn |  |  | 2019-MOR-023-SPB (slC1)-3 | 2019-MOR-023-SPB (slC1)-3 | underground mine |  |  |  |  | ore material | drill core | underground mining tunnels and drill cores | mineral separate | [5 empty] | mineralisation |  |  |  | sphalerite, chalcopyrite, pyrrhotite, pyrite, arsenopyrite |  |  | Sn-rich Epithermal |  |  |  | galena, bismuthinite, marcasite, iron oxides, pyroxene, actinolite, quartz | thin sections and polished blocks examined using optical microscope, BSE detector, and EDS prior to analysis | EMPA, LA-ICPMS | JEOL JXA-8230 electron probe microanalyzer; RESOlution-LR 193 nm ArF excimer laser ablation system coupled to an Agilent 7700x ICP-MS | Laboratory of Mineral Resources Research Center, Fuzhou University; Adelaide Microscopy, the University of Adelaide | EPMA point analysis: accelerating voltage 15 kV, beam current 20 nA, beam diameter ~5 μm; EPMA mapping: accelerating voltage 20 kV, working current 50 nA, dwell time ~10 ms; BSE imaging: accelerating voltage 20 kV, beam current 10 nA; LA-ICP-MS: energy density 3~3.5 J/cm2, spot sizes 29 to 51 μm, repetition rates 5 Hz (polished thin-section) and 10 Hz (polished blocks), ~30 s background acquisition, ~40 s sample data acquisition | STDGL3 (Danyushevsky et al. 2011) and GSD-1G (USGS) | 7.9474 | [19 empty] | 4313.6495 | [5 empty] | 0.11844 | [5 empty] | 1117.9007 | [9 empty] | 10282.5571 |  | 370.8475 |  |  |  | 2.8053 | [7 empty] | 94.5232 | [13 empty] | 2545.2948 | [15 empty] | 1.0064 | [17 empty] | 0.035568 | [9 empty] | 7.9115 | [32 empty] | 2025 |  |  | CHN | Tibet
| Lawu |  | Magmatic hydrothermal | Skarn | Cu-Pb-Zn skarn | Cu, Pb, Zn | In, Sn | Cu, Pb, Zn, In, Sn |  |  | 2019-MOR-023-SPB (slC1)-4 | 2019-MOR-023-SPB (slC1)-4 | underground mine |  |  |  |  | ore material | drill core | underground mining tunnels and drill cores | mineral separate | [5 empty] | mineralisation |  |  |  | sphalerite, chalcopyrite, pyrrhotite, pyrite, arsenopyrite |  |  | Sn-rich Epithermal |  |  |  | galena, bismuthinite, marcasite, iron oxides, pyroxene, actinolite, quartz | thin sections and polished blocks examined using optical microscope, BSE detector, and EDS prior to analysis | EMPA, LA-ICPMS | JEOL JXA-8230 electron probe microanalyzer; RESOlution-LR 193 nm ArF excimer laser ablation system coupled to an Agilent 7700x ICP-MS | Laboratory of Mineral Resources Research Center, Fuzhou University; Adelaide Microscopy, the University of Adelaide | EPMA point analysis: accelerating voltage 15 kV, beam current 20 nA, beam diameter ~5 μm; EPMA mapping: accelerating voltage 20 kV, working current 50 nA, dwell time ~10 ms; BSE imaging: accelerating voltage 20 kV, beam current 10 nA; LA-ICP-MS: energy density 3~3.5 J/cm2, spot sizes 29 to 51 μm, repetition rates 5 Hz (polished thin-section) and 10 Hz (polished blocks), ~30 s background acquisition, ~40 s sample data acquisition | STDGL3 (Danyushevsky et al. 2011) and GSD-1G (USGS) | 23.8505 | [19 empty] | 4302.6806 | [5 empty] | 0.11149 | [5 empty] | 3427.1148 | [9 empty] | 10039.3815 |  | 2137.44 |  |  |  | 113.6449 | [7 empty] | 65.4823 | [13 empty] | 2492.8764 | [15 empty] | 6.0912 | [17 empty] | 0.18672 | [9 empty] | 81.5357 | [32 empty] | 2025 |  |  | CHN | Tibet
| Lawu |  | Magmatic hydrothermal | Skarn | Cu-Pb-Zn skarn | Cu, Pb, Zn | In, Sn | Cu, Pb, Zn, In, Sn |  |  | 2019-MOR-023-SPB (slC1)-5 | 2019-MOR-023-SPB (slC1)-5 | underground mine |  |  |  |  | ore material | drill core | underground mining tunnels and drill cores | mineral separate | [5 empty] | mineralisation |  |  |  | sphalerite, chalcopyrite, pyrrhotite, pyrite, arsenopyrite |  |  | Sn-rich Epithermal |  |  |  | galena, bismuthinite, marcasite, iron oxides, pyroxene, actinolite, quartz | thin sections and polished blocks examined using optical microscope, BSE detector, and EDS prior to analysis | EMPA, LA-ICPMS | JEOL JXA-8230 electron probe microanalyzer; RESOlution-LR 193 nm ArF excimer laser ablation system coupled to an Agilent 7700x ICP-MS | Laboratory of Mineral Resources Research Center, Fuzhou University; Adelaide Microscopy, the University of Adelaide | EPMA point analysis: accelerating voltage 15 kV, beam current 20 nA, beam diameter ~5 μm; EPMA mapping: accelerating voltage 20 kV, working current 50 nA, dwell time ~10 ms; BSE imaging: accelerating voltage 20 kV, beam current 10 nA; LA-ICP-MS: energy density 3~3.5 J/cm2, spot sizes 29 to 51 μm, repetition rates 5 Hz (polished thin-section) and 10 Hz (polished blocks), ~30 s background acquisition, ~40 s sample data acquisition | STDGL3 (Danyushevsky et al. 2011) and GSD-1G (USGS) | 19.6862 | [19 empty] | 4208.3868 | [5 empty] | 0.17158 | [5 empty] | 2428.8452 | [9 empty] | 10049.7282 |  | 1901.0012 |  |  |  | 91.657 | [7 empty] | 65.0494 | [13 empty] | 2655.6968 | [15 empty] | 1.3258 | [17 empty] | 0.032128 | [9 empty] | 45.4903 | [32 empty] | 2025 |  |  | CHN | Tibet
| Lawu |  | Magmatic hydrothermal | Skarn | Cu-Pb-Zn skarn | Cu, Pb, Zn | In, Sn | Cu, Pb, Zn, In, Sn |  |  | 2019-MOR-023-SPB (slC1)-6 | 2019-MOR-023-SPB (slC1)-6 | underground mine |  |  |  |  | ore material | drill core | underground mining tunnels and drill cores | mineral separate | [5 empty] | mineralisation |  |  |  | sphalerite, chalcopyrite, pyrrhotite, pyrite, arsenopyrite |  |  | Sn-rich Epithermal |  |  |  | galena, bismuthinite, marcasite, iron oxides, pyroxene, actinolite, quartz | thin sections and polished blocks examined using optical microscope, BSE detector, and EDS prior to analysis | EMPA, LA-ICPMS | JEOL JXA-8230 electron probe microanalyzer; RESOlution-LR 193 nm ArF excimer laser ablation system coupled to an Agilent 7700x ICP-MS | Laboratory of Mineral Resources Research Center, Fuzhou University; Adelaide Microscopy, the University of Adelaide | EPMA point analysis: accelerating voltage 15 kV, beam current 20 nA, beam diameter ~5 μm; EPMA mapping: accelerating voltage 20 kV, working current 50 nA, dwell time ~10 ms; BSE imaging: accelerating voltage 20 kV, beam current 10 nA; LA-ICP-MS: energy density 3~3.5 J/cm2, spot sizes 29 to 51 μm, repetition rates 5 Hz (polished thin-section) and 10 Hz (polished blocks), ~30 s background acquisition, ~40 s sample data acquisition | STDGL3 (Danyushevsky et al. 2011) and GSD-1G (USGS) | 4.3006 | [19 empty] | 4215.731 | [5 empty] | 0.23617 | [5 empty] | 340.0993 | [9 empty] | 9704.6199 |  | 74.1049 |  |  |  | 0.16433 | [7 empty] | 247.3902 | [13 empty] | 2578.9959 | [15 empty] | 0.55373 | [17 empty] | 0.033987 | [9 empty] | 5.6568 | [32 empty] | 2025 |  |  | CHN | Tibet
| Lawu |  | Magmatic hydrothermal | Skarn | Cu-Pb-Zn skarn | Cu, Pb, Zn | In, Sn | Cu, Pb, Zn, In, Sn |  |  | 2019-MOR-023-SPB (slC1)-7 | 2019-MOR-023-SPB (slC1)-7 | underground mine |  |  |  |  | ore material | drill core | underground mining tunnels and drill cores | mineral separate | [5 empty] | mineralisation |  |  |  | sphalerite, chalcopyrite, pyrrhotite, pyrite, arsenopyrite |  |  | Sn-rich Epithermal |  |  |  | galena, bismuthinite, marcasite, iron oxides, pyroxene, actinolite, quartz | thin sections and polished blocks examined using optical microscope, BSE detector, and EDS prior to analysis | EMPA, LA-ICPMS | JEOL JXA-8230 electron probe microanalyzer; RESOlution-LR 193 nm ArF excimer laser ablation system coupled to an Agilent 7700x ICP-MS | Laboratory of Mineral Resources Research Center, Fuzhou University; Adelaide Microscopy, the University of Adelaide | EPMA point analysis: accelerating voltage 15 kV, beam current 20 nA, beam diameter ~5 μm; EPMA mapping: accelerating voltage 20 kV, working current 50 nA, dwell time ~10 ms; BSE imaging: accelerating voltage 20 kV, beam current 10 nA; LA-ICP-MS: energy density 3~3.5 J/cm2, spot sizes 29 to 51 μm, repetition rates 5 Hz (polished thin-section) and 10 Hz (polished blocks), ~30 s background acquisition, ~40 s sample data acquisition | STDGL3 (Danyushevsky et al. 2011) and GSD-1G (USGS) | 18.8053 | [19 empty] | 4727.4803 | [5 empty] | 0.28493 | [5 empty] | 232.5515 | [9 empty] | 10377.5865 |  | 26.3375 |  |  |  | 0.17639 | [7 empty] | 55.2503 | [13 empty] | 2404.6466 | [15 empty] | 6.6707 | [17 empty] | 2.717 | [9 empty] | 33.4091 | [32 empty] | 2025 |  |  | CHN | Tibet
| Lawu |  | Magmatic hydrothermal | Skarn | Cu-Pb-Zn skarn | Cu, Pb, Zn | In, Sn | Cu, Pb, Zn, In, Sn |  |  | 2019-MOR-025-SPA (slC1)-1 | 2019-MOR-025-SPA (slC1)-1 | underground mine |  |  |  |  | ore material | drill core | underground mining tunnels and drill cores | mineral separate | [5 empty] | mineralisation |  |  |  | sphalerite, chalcopyrite, pyrrhotite, pyrite, arsenopyrite |  |  | Sn-rich Epithermal |  |  |  | galena, bismuthinite, marcasite, iron oxides, pyroxene, actinolite, quartz | thin sections and polished blocks examined using optical microscope, BSE detector, and EDS prior to analysis | EMPA, LA-ICPMS | JEOL JXA-8230 electron probe microanalyzer; RESOlution-LR 193 nm ArF excimer laser ablation system coupled to an Agilent 7700x ICP-MS | Laboratory of Mineral Resources Research Center, Fuzhou University; Adelaide Microscopy, the University of Adelaide | EPMA point analysis: accelerating voltage 15 kV, beam current 20 nA, beam diameter ~5 μm; EPMA mapping: accelerating voltage 20 kV, working current 50 nA, dwell time ~10 ms; BSE imaging: accelerating voltage 20 kV, beam current 10 nA; LA-ICP-MS: energy density 3~3.5 J/cm2, spot sizes 29 to 51 μm, repetition rates 5 Hz (polished thin-section) and 10 Hz (polished blocks), ~30 s background acquisition, ~40 s sample data acquisition | STDGL3 (Danyushevsky et al. 2011) and GSD-1G (USGS) | 3.5376 | [19 empty] | 4335.4703 | [5 empty] | 4.9457 | [5 empty] | 154.1456 | [9 empty] | 18935.8273 |  | 38.4304 |  |  |  | 0.21535 | [7 empty] | 113.7192 | [13 empty] | 981.1318 | [15 empty] | 0.27282 | [17 empty] | 0.041872 | [9 empty] | 60.9068 | [32 empty] | 2025 |  |  | CHN | Tibet
| Lawu |  | Magmatic hydrothermal | Skarn | Cu-Pb-Zn skarn | Cu, Pb, Zn | In, Sn | Cu, Pb, Zn, In, Sn |  |  | 2019-MOR-025-SPA (slC1)-2 | 2019-MOR-025-SPA (slC1)-2 | underground mine |  |  |  |  | ore material | drill core | underground mining tunnels and drill cores | mineral separate | [5 empty] | mineralisation |  |  |  | sphalerite, chalcopyrite, pyrrhotite, pyrite, arsenopyrite |  |  | Sn-rich Epithermal |  |  |  | galena, bismuthinite, marcasite, iron oxides, pyroxene, actinolite, quartz | thin sections and polished blocks examined using optical microscope, BSE detector, and EDS prior to analysis | EMPA, LA-ICPMS | JEOL JXA-8230 electron probe microanalyzer; RESOlution-LR 193 nm ArF excimer laser ablation system coupled to an Agilent 7700x ICP-MS | Laboratory of Mineral Resources Research Center, Fuzhou University; Adelaide Microscopy, the University of Adelaide | EPMA point analysis: accelerating voltage 15 kV, beam current 20 nA, beam diameter ~5 μm; EPMA mapping: accelerating voltage 20 kV, working current 50 nA, dwell time ~10 ms; BSE imaging: accelerating voltage 20 kV, beam current 10 nA; LA-ICP-MS: energy density 3~3.5 J/cm2, spot sizes 29 to 51 μm, repetition rates 5 Hz (polished thin-section) and 10 Hz (polished blocks), ~30 s background acquisition, ~40 s sample data acquisition | STDGL3 (Danyushevsky et al. 2011) and GSD-1G (USGS) | 4.3718 | [19 empty] | 4443.9449 | [5 empty] | 1.8121 | [5 empty] | 144.3057 | [9 empty] | 21803.4447 |  | 49.3916 |  |  |  | 0.20711 | [7 empty] | 18.0955 | [13 empty] | 2748.7347 | [15 empty] | 0.16835 | [17 empty] | 0.26816 | [9 empty] | 20.8899 | [32 empty] | 2025 |  |  | CHN | Tibet
| Lawu |  | Magmatic hydrothermal | Skarn | Cu-Pb-Zn skarn | Cu, Pb, Zn | In, Sn | Cu, Pb, Zn, In, Sn |  |  | 2019-MOR-025-SPA (slC1)-3 | 2019-MOR-025-SPA (slC1)-3 | underground mine |  |  |  |  | ore material | drill core | underground mining tunnels and drill cores | mineral separate | [5 empty] | mineralisation |  |  |  | sphalerite, chalcopyrite, pyrrhotite, pyrite, arsenopyrite |  |  | Sn-rich Epithermal |  |  |  | galena, bismuthinite, marcasite, iron oxides, pyroxene, actinolite, quartz | thin sections and polished blocks examined using optical microscope, BSE detector, and EDS prior to analysis | EMPA, LA-ICPMS | JEOL JXA-8230 electron probe microanalyzer; RESOlution-LR 193 nm ArF excimer laser ablation system coupled to an Agilent 7700x ICP-MS | Laboratory of Mineral Resources Research Center, Fuzhou University; Adelaide Microscopy, the University of Adelaide | EPMA point analysis: accelerating voltage 15 kV, beam current 20 nA, beam diameter ~5 μm; EPMA mapping: accelerating voltage 20 kV, working current 50 nA, dwell time ~10 ms; BSE imaging: accelerating voltage 20 kV, beam current 10 nA; LA-ICP-MS: energy density 3~3.5 J/cm2, spot sizes 29 to 51 μm, repetition rates 5 Hz (polished thin-section) and 10 Hz (polished blocks), ~30 s background acquisition, ~40 s sample data acquisition | STDGL3 (Danyushevsky et al. 2011) and GSD-1G (USGS) | 10.2088 | [19 empty] | 4503.9395 | [5 empty] | 5.344 | [5 empty] | 785.8193 | [9 empty] | 22735.6651 |  | 43.3423 |  |  |  | 0.20798 | [7 empty] | 92.3009 | [13 empty] | 666.472 | [15 empty] | 0.03608 | [17 empty] | 0.031109 | [9 empty] | 2.9574 | [32 empty] | 2025 |  |  | CHN | Tibet
| Lawu |  | Magmatic hydrothermal | Skarn | Cu-Pb-Zn skarn | Cu, Pb, Zn | In, Sn | Cu, Pb, Zn, In, Sn |  |  | 2019-MOR-025-SPA (slC1)-4 | 2019-MOR-025-SPA (slC1)-4 | underground mine |  |  |  |  | ore material | drill core | underground mining tunnels and drill cores | mineral separate | [5 empty] | mineralisation |  |  |  | sphalerite, chalcopyrite, pyrrhotite, pyrite, arsenopyrite |  |  | Sn-rich Epithermal |  |  |  | galena, bismuthinite, marcasite, iron oxides, pyroxene, actinolite, quartz | thin sections and polished blocks examined using optical microscope, BSE detector, and EDS prior to analysis | EMPA, LA-ICPMS | JEOL JXA-8230 electron probe microanalyzer; RESOlution-LR 193 nm ArF excimer laser ablation system coupled to an Agilent 7700x ICP-MS | Laboratory of Mineral Resources Research Center, Fuzhou University; Adelaide Microscopy, the University of Adelaide | EPMA point analysis: accelerating voltage 15 kV, beam current 20 nA, beam diameter ~5 μm; EPMA mapping: accelerating voltage 20 kV, working current 50 nA, dwell time ~10 ms; BSE imaging: accelerating voltage 20 kV, beam current 10 nA; LA-ICP-MS: energy density 3~3.5 J/cm2, spot sizes 29 to 51 μm, repetition rates 5 Hz (polished thin-section) and 10 Hz (polished blocks), ~30 s background acquisition, ~40 s sample data acquisition | STDGL3 (Danyushevsky et al. 2011) and GSD-1G (USGS) | 3.3964 | [19 empty] | 4303.7672 | [5 empty] | 4.7092 | [5 empty] | 92.655 | [9 empty] | 21546.6764 |  | 33.1929 |  |  |  | 0.14805 | [7 empty] | 51.1426 | [13 empty] | 433.7884 | [15 empty] | 0.13825 | [17 empty] | 0.028457 | [9 empty] | 27.4049 | [32 empty] | 2025 |  |  | CHN | Tibet
| Lawu |  | Magmatic hydrothermal | Skarn | Cu-Pb-Zn skarn | Cu, Pb, Zn | In, Sn | Cu, Pb, Zn, In, Sn |  |  | 2019-MOR-025-SPA (slC1)-5 | 2019-MOR-025-SPA (slC1)-5 | underground mine |  |  |  |  | ore material | drill core | underground mining tunnels and drill cores | mineral separate | [5 empty] | mineralisation |  |  |  | sphalerite, chalcopyrite, pyrrhotite, pyrite, arsenopyrite |  |  | Sn-rich Epithermal |  |  |  | galena, bismuthinite, marcasite, iron oxides, pyroxene, actinolite, quartz | thin sections and polished blocks examined using optical microscope, BSE detector, and EDS prior to analysis | EMPA, LA-ICPMS | JEOL JXA-8230 electron probe microanalyzer; RESOlution-LR 193 nm ArF excimer laser ablation system coupled to an Agilent 7700x ICP-MS | Laboratory of Mineral Resources Research Center, Fuzhou University; Adelaide Microscopy, the University of Adelaide | EPMA point analysis: accelerating voltage 15 kV, beam current 20 nA, beam diameter ~5 μm; EPMA mapping: accelerating voltage 20 kV, working current 50 nA, dwell time ~10 ms; BSE imaging: accelerating voltage 20 kV, beam current 10 nA; LA-ICP-MS: energy density 3~3.5 J/cm2, spot sizes 29 to 51 μm, repetition rates 5 Hz (polished thin-section) and 10 Hz (polished blocks), ~30 s background acquisition, ~40 s sample data acquisition | STDGL3 (Danyushevsky et al. 2011) and GSD-1G (USGS) | 5.1946 | [19 empty] | 4632.6685 | [5 empty] | 3.0806 | [5 empty] | 347.926 | [9 empty] | 24386.7912 |  | 64.9744 |  |  |  | 0.33982 | [7 empty] | 68.9742 | [13 empty] | 1047.0483 | [15 empty] | 0.42188 | [17 empty] | 0.04463 | [9 empty] | 178.242 | [32 empty] | 2025 |  |  | CHN | Tibet
| Lawu |  | Magmatic hydrothermal | Skarn | Cu-Pb-Zn skarn | Cu, Pb, Zn | In, Sn | Cu, Pb, Zn, In, Sn |  |  | 2019-MOR-025-SPA (slC1)-6 | 2019-MOR-025-SPA (slC1)-6 | underground mine |  |  |  |  | ore material | drill core | underground mining tunnels and drill cores | mineral separate | [5 empty] | mineralisation |  |  |  | sphalerite, chalcopyrite, pyrrhotite, pyrite, arsenopyrite |  |  | Sn-rich Epithermal |  |  |  | galena, bismuthinite, marcasite, iron oxides, pyroxene, actinolite, quartz | thin sections and polished blocks examined using optical microscope, BSE detector, and EDS prior to analysis | EMPA, LA-ICPMS | JEOL JXA-8230 electron probe microanalyzer; RESOlution-LR 193 nm ArF excimer laser ablation system coupled to an Agilent 7700x ICP-MS | Laboratory of Mineral Resources Research Center, Fuzhou University; Adelaide Microscopy, the University of Adelaide | EPMA point analysis: accelerating voltage 15 kV, beam current 20 nA, beam diameter ~5 μm; EPMA mapping: accelerating voltage 20 kV, working current 50 nA, dwell time ~10 ms; BSE imaging: accelerating voltage 20 kV, beam current 10 nA; LA-ICP-MS: energy density 3~3.5 J/cm2, spot sizes 29 to 51 μm, repetition rates 5 Hz (polished thin-section) and 10 Hz (polished blocks), ~30 s background acquisition, ~40 s sample data acquisition | STDGL3 (Danyushevsky et al. 2011) and GSD-1G (USGS) | 3.2625 | [19 empty] | 4441.8904 | [5 empty] | 5.5657 | [5 empty] | 110.8635 | [9 empty] | 22338.2808 |  | 27.9489 |  |  |  | 0.14563 | [7 empty] | 55.1702 | [13 empty] | 686.4879 | [15 empty] | 0.21178 | [17 empty] | 0.036244 | [9 empty] | 148.3028 | [32 empty] | 2025 |  |  | CHN | Tibet
| Lawu |  | Magmatic hydrothermal | Skarn | Cu-Pb-Zn skarn | Cu, Pb, Zn | In, Sn | Cu, Pb, Zn, In, Sn |  |  | 2019-MOR-025-SPA (slC1)-7 | 2019-MOR-025-SPA (slC1)-7 | underground mine |  |  |  |  | ore material | drill core | underground mining tunnels and drill cores | mineral separate | [5 empty] | mineralisation |  |  |  | sphalerite, chalcopyrite, pyrrhotite, pyrite, arsenopyrite |  |  | Sn-rich Epithermal |  |  |  | galena, bismuthinite, marcasite, iron oxides, pyroxene, actinolite, quartz | thin sections and polished blocks examined using optical microscope, BSE detector, and EDS prior to analysis | EMPA, LA-ICPMS | JEOL JXA-8230 electron probe microanalyzer; RESOlution-LR 193 nm ArF excimer laser ablation system coupled to an Agilent 7700x ICP-MS | Laboratory of Mineral Resources Research Center, Fuzhou University; Adelaide Microscopy, the University of Adelaide | EPMA point analysis: accelerating voltage 15 kV, beam current 20 nA, beam diameter ~5 μm; EPMA mapping: accelerating voltage 20 kV, working current 50 nA, dwell time ~10 ms; BSE imaging: accelerating voltage 20 kV, beam current 10 nA; LA-ICP-MS: energy density 3~3.5 J/cm2, spot sizes 29 to 51 μm, repetition rates 5 Hz (polished thin-section) and 10 Hz (polished blocks), ~30 s background acquisition, ~40 s sample data acquisition | STDGL3 (Danyushevsky et al. 2011) and GSD-1G (USGS) | 3.0584 | [19 empty] | 4342.3783 | [5 empty] | 5.991 | [5 empty] | 123.7878 | [9 empty] | 21705.6769 |  | 44.6408 |  |  |  | 0.1413 | [7 empty] | 64.5234 | [13 empty] | 615.9525 | [15 empty] | 0.29257 | [17 empty] | 0.036622 | [9 empty] | 47.2657 | [32 empty] | 2025 |  |  | CHN | Tibet
| Lawu |  | Magmatic hydrothermal | Skarn | Cu-Pb-Zn skarn | Cu, Pb, Zn | In, Sn | Cu, Pb, Zn, In, Sn |  |  | 2019-MOR-025-SPA (slC1)-8 | 2019-MOR-025-SPA (slC1)-8 | underground mine |  |  |  |  | ore material | drill core | underground mining tunnels and drill cores | mineral separate | [5 empty] | mineralisation |  |  |  | sphalerite, chalcopyrite, pyrrhotite, pyrite, arsenopyrite |  |  | Sn-rich Epithermal |  |  |  | galena, bismuthinite, marcasite, iron oxides, pyroxene, actinolite, quartz | thin sections and polished blocks examined using optical microscope, BSE detector, and EDS prior to analysis | EMPA, LA-ICPMS | JEOL JXA-8230 electron probe microanalyzer; RESOlution-LR 193 nm ArF excimer laser ablation system coupled to an Agilent 7700x ICP-MS | Laboratory of Mineral Resources Research Center, Fuzhou University; Adelaide Microscopy, the University of Adelaide | EPMA point analysis: accelerating voltage 15 kV, beam current 20 nA, beam diameter ~5 μm; EPMA mapping: accelerating voltage 20 kV, working current 50 nA, dwell time ~10 ms; BSE imaging: accelerating voltage 20 kV, beam current 10 nA; LA-ICP-MS: energy density 3~3.5 J/cm2, spot sizes 29 to 51 μm, repetition rates 5 Hz (polished thin-section) and 10 Hz (polished blocks), ~30 s background acquisition, ~40 s sample data acquisition | STDGL3 (Danyushevsky et al. 2011) and GSD-1G (USGS) | 5.6647 | [19 empty] | 4576.9739 | [5 empty] | 2.6635 | [5 empty] | 316.8025 | [9 empty] | 24006.3165 |  | 65.5824 |  |  |  | 0.3428 | [7 empty] | 89.9849 | [13 empty] | 846.9935 | [15 empty] | 0.11598 | [17 empty] | 0.0272 | [9 empty] | 174.572 | [32 empty] | 2025 |  |  | CHN | Tibet
| Lawu |  | Magmatic hydrothermal | Skarn | Cu-Pb-Zn skarn | Cu, Pb, Zn | In, Sn | Cu, Pb, Zn, In, Sn |  |  | 2019-MOR-017-SP (slC1)-1 | 2019-MOR-017-SP (slC1)-1 | underground mine |  |  |  |  | ore material | drill core | underground mining tunnels and drill cores | mineral separate | [5 empty] | mineralisation |  |  |  | sphalerite, chalcopyrite, pyrrhotite, pyrite, arsenopyrite |  |  | Sn-rich Epithermal |  |  |  | galena, bismuthinite, marcasite, iron oxides, pyroxene, actinolite, quartz | thin sections and polished blocks examined using optical microscope, BSE detector, and EDS prior to analysis | EMPA, LA-ICPMS | JEOL JXA-8230 electron probe microanalyzer; RESOlution-LR 193 nm ArF excimer laser ablation system coupled to an Agilent 7700x ICP-MS | Laboratory of Mineral Resources Research Center, Fuzhou University; Adelaide Microscopy, the University of Adelaide | EPMA point analysis: accelerating voltage 15 kV, beam current 20 nA, beam diameter ~5 μm; EPMA mapping: accelerating voltage 20 kV, working current 50 nA, dwell time ~10 ms; BSE imaging: accelerating voltage 20 kV, beam current 10 nA; LA-ICP-MS: energy density 3~3.5 J/cm2, spot sizes 29 to 51 μm, repetition rates 5 Hz (polished thin-section) and 10 Hz (polished blocks), ~30 s background acquisition, ~40 s sample data acquisition | STDGL3 (Danyushevsky et al. 2011) and GSD-1G (USGS) | 2.3261 | [19 empty] | 4233.0217 | [5 empty] | 0.15953 | [5 empty] | 146.7232 | [9 empty] | 5299.7494 |  | 52.088 |  |  |  | 0.14547 | [7 empty] | 107.3919 | [13 empty] | 1073.0022 | [15 empty] | 0.28205 | [17 empty] | 0.031239 | [9 empty] | 5.1439 | [32 empty] | 2025 |  |  | CHN | Tibet
| Lawu |  | Magmatic hydrothermal | Skarn | Cu-Pb-Zn skarn | Cu, Pb, Zn | In, Sn | Cu, Pb, Zn, In, Sn |  |  | 2019-MOR-017-SP (slC1)-2 | 2019-MOR-017-SP (slC1)-2 | underground mine |  |  |  |  | ore material | drill core | underground mining tunnels and drill cores | mineral separate | [5 empty] | mineralisation |  |  |  | sphalerite, chalcopyrite, pyrrhotite, pyrite, arsenopyrite |  |  | Sn-rich Epithermal |  |  |  | galena, bismuthinite, marcasite, iron oxides, pyroxene, actinolite, quartz | thin sections and polished blocks examined using optical microscope, BSE detector, and EDS prior to analysis | EMPA, LA-ICPMS | JEOL JXA-8230 electron probe microanalyzer; RESOlution-LR 193 nm ArF excimer laser ablation system coupled to an Agilent 7700x ICP-MS | Laboratory of Mineral Resources Research Center, Fuzhou University; Adelaide Microscopy, the University of Adelaide | EPMA point analysis: accelerating voltage 15 kV, beam current 20 nA, beam diameter ~5 μm; EPMA mapping: accelerating voltage 20 kV, working current 50 nA, dwell time ~10 ms; BSE imaging: accelerating voltage 20 kV, beam current 10 nA; LA-ICP-MS: energy density 3~3.5 J/cm2, spot sizes 29 to 51 μm, repetition rates 5 Hz (polished thin-section) and 10 Hz (polished blocks), ~30 s background acquisition, ~40 s sample data acquisition | STDGL3 (Danyushevsky et al. 2011) and GSD-1G (USGS) | 1.9053 | [19 empty] | 4184.2766 | [5 empty] | 0.15445 | [5 empty] | 80.1189 | [9 empty] | 5717.1458 |  | 1.2897 |  |  |  | 0.14045 | [7 empty] | 100.9131 | [13 empty] | 675.709 | [15 empty] | 0.05402 | [17 empty] | 0.031621 | [9 empty] | 2.1776 | [32 empty] | 2025 |  |  | CHN | Tibet
| Lawu |  | Magmatic hydrothermal | Skarn | Cu-Pb-Zn skarn | Cu, Pb, Zn | In, Sn | Cu, Pb, Zn, In, Sn |  |  | 2019-MOR-017-SP (slC1)-3 | 2019-MOR-017-SP (slC1)-3 | underground mine |  |  |  |  | ore material | drill core | underground mining tunnels and drill cores | mineral separate | [5 empty] | mineralisation |  |  |  | sphalerite, chalcopyrite, pyrrhotite, pyrite, arsenopyrite |  |  | Sn-rich Epithermal |  |  |  | galena, bismuthinite, marcasite, iron oxides, pyroxene, actinolite, quartz | thin sections and polished blocks examined using optical microscope, BSE detector, and EDS prior to analysis | EMPA, LA-ICPMS | JEOL JXA-8230 electron probe microanalyzer; RESOlution-LR 193 nm ArF excimer laser ablation system coupled to an Agilent 7700x ICP-MS | Laboratory of Mineral Resources Research Center, Fuzhou University; Adelaide Microscopy, the University of Adelaide | EPMA point analysis: accelerating voltage 15 kV, beam current 20 nA, beam diameter ~5 μm; EPMA mapping: accelerating voltage 20 kV, working current 50 nA, dwell time ~10 ms; BSE imaging: accelerating voltage 20 kV, beam current 10 nA; LA-ICP-MS: energy density 3~3.5 J/cm2, spot sizes 29 to 51 μm, repetition rates 5 Hz (polished thin-section) and 10 Hz (polished blocks), ~30 s background acquisition, ~40 s sample data acquisition | STDGL3 (Danyushevsky et al. 2011) and GSD-1G (USGS) | 3.4178 | [19 empty] | 4014.3861 | [5 empty] | 0.33873 | [5 empty] | 1324.3334 | [9 empty] | 6445.4037 |  | 0.17199 |  |  |  | 0.3465 | [7 empty] | 115.262 | [13 empty] | 781.5606 | [15 empty] | 1.179 | [17 empty] | 0.090687 | [9 empty] | 0.7236 | [32 empty] | 2025 |  |  | CHN | Tibet
| Lawu |  | Magmatic hydrothermal | Skarn | Cu-Pb-Zn skarn | Cu, Pb, Zn | In, Sn | Cu, Pb, Zn, In, Sn |  |  | 2019-MOR-017-SP (slC1)-4 | 2019-MOR-017-SP (slC1)-4 | underground mine |  |  |  |  | ore material | drill core | underground mining tunnels and drill cores | mineral separate | [5 empty] | mineralisation |  |  |  | sphalerite, chalcopyrite, pyrrhotite, pyrite, arsenopyrite |  |  | Sn-rich Epithermal |  |  |  | galena, bismuthinite, marcasite, iron oxides, pyroxene, actinolite, quartz | thin sections and polished blocks examined using optical microscope, BSE detector, and EDS prior to analysis | EMPA, LA-ICPMS | JEOL JXA-8230 electron probe microanalyzer; RESOlution-LR 193 nm ArF excimer laser ablation system coupled to an Agilent 7700x ICP-MS | Laboratory of Mineral Resources Research Center, Fuzhou University; Adelaide Microscopy, the University of Adelaide | EPMA point analysis: accelerating voltage 15 kV, beam current 20 nA, beam diameter ~5 μm; EPMA mapping: accelerating voltage 20 kV, working current 50 nA, dwell time ~10 ms; BSE imaging: accelerating voltage 20 kV, beam current 10 nA; LA-ICP-MS: energy density 3~3.5 J/cm2, spot sizes 29 to 51 μm, repetition rates 5 Hz (polished thin-section) and 10 Hz (polished blocks), ~30 s background acquisition, ~40 s sample data acquisition | STDGL3 (Danyushevsky et al. 2011) and GSD-1G (USGS) | 3.2165 | [19 empty] | 4168.7676 | [5 empty] | 0.38536 | [5 empty] | 355.9099 | [9 empty] | 4424.9761 |  | 1.9676 |  |  |  | 0.36573 | [7 empty] | 73.0296 | [13 empty] | 499.4466 | [15 empty] | 5.7511 | [17 empty] | 0.36164 | [9 empty] | 2.2344 | [32 empty] | 2025 |  |  | CHN | Tibet
| Lawu |  | Magmatic hydrothermal | Skarn | Cu-Pb-Zn skarn | Cu, Pb, Zn | In, Sn | Cu, Pb, Zn, In, Sn |  |  | 2019-MOR-25--SPB (slC1)-1 | 2019-MOR-25--SPB (slC1)-1 | underground mine |  |  |  |  | ore material | drill core | underground mining tunnels and drill cores | mineral separate | [5 empty] | mineralisation |  |  |  | sphalerite, chalcopyrite, pyrrhotite, pyrite, arsenopyrite |  |  | Sn-rich Epithermal |  |  |  | galena, bismuthinite, marcasite, iron oxides, pyroxene, actinolite, quartz | thin sections and polished blocks examined using optical microscope, BSE detector, and EDS prior to analysis | EMPA, LA-ICPMS | JEOL JXA-8230 electron probe microanalyzer; RESOlution-LR 193 nm ArF excimer laser ablation system coupled to an Agilent 7700x ICP-MS | Laboratory of Mineral Resources Research Center, Fuzhou University; Adelaide Microscopy, the University of Adelaide | EPMA point analysis: accelerating voltage 15 kV, beam current 20 nA, beam diameter ~5 μm; EPMA mapping: accelerating voltage 20 kV, working current 50 nA, dwell time ~10 ms; BSE imaging: accelerating voltage 20 kV, beam current 10 nA; LA-ICP-MS: energy density 3~3.5 J/cm2, spot sizes 29 to 51 μm, repetition rates 5 Hz (polished thin-section) and 10 Hz (polished blocks), ~30 s background acquisition, ~40 s sample data acquisition | STDGL3 (Danyushevsky et al. 2011) and GSD-1G (USGS) | 6.34 | [19 empty] | 3580.3821 | [5 empty] | 0.57206 | [5 empty] | 797.8569 | [9 empty] | 19986.5754 |  | 9.3491 |  |  |  | 0.16634 | [7 empty] | 11.3411 | [13 empty] | 4098.5703 | [15 empty] | 1.3745 | [17 empty] | 1.2367 | [9 empty] | 2.2609 | [32 empty] | 2025 |  |  | CHN | Tibet
| Lawu |  | Magmatic hydrothermal | Skarn | Cu-Pb-Zn skarn | Cu, Pb, Zn | In, Sn | Cu, Pb, Zn, In, Sn |  |  | 2019-MOR-25--SPB (slC1)-2 | 2019-MOR-25--SPB (slC1)-2 | underground mine |  |  |  |  | ore material | drill core | underground mining tunnels and drill cores | mineral separate | [5 empty] | mineralisation |  |  |  | sphalerite, chalcopyrite, pyrrhotite, pyrite, arsenopyrite |  |  | Sn-rich Epithermal |  |  |  | galena, bismuthinite, marcasite, iron oxides, pyroxene, actinolite, quartz | thin sections and polished blocks examined using optical microscope, BSE detector, and EDS prior to analysis | EMPA, LA-ICPMS | JEOL JXA-8230 electron probe microanalyzer; RESOlution-LR 193 nm ArF excimer laser ablation system coupled to an Agilent 7700x ICP-MS | Laboratory of Mineral Resources Research Center, Fuzhou University; Adelaide Microscopy, the University of Adelaide | EPMA point analysis: accelerating voltage 15 kV, beam current 20 nA, beam diameter ~5 μm; EPMA mapping: accelerating voltage 20 kV, working current 50 nA, dwell time ~10 ms; BSE imaging: accelerating voltage 20 kV, beam current 10 nA; LA-ICP-MS: energy density 3~3.5 J/cm2, spot sizes 29 to 51 μm, repetition rates 5 Hz (polished thin-section) and 10 Hz (polished blocks), ~30 s background acquisition, ~40 s sample data acquisition | STDGL3 (Danyushevsky et al. 2011) and GSD-1G (USGS) | 9.4643 | [19 empty] | 3904.9498 | [5 empty] | 0.25282 | [5 empty] | 522.2965 | [9 empty] | 20154.1475 |  | 4.0474 |  |  |  | 0.15939 | [7 empty] | 3.644 | [13 empty] | 5471.0226 | [15 empty] | 0.4074 | [17 empty] | 1.0967 | [9 empty] | 3.8529 | [32 empty] | 2025 |  |  | CHN | Tibet
| Lawu |  | Magmatic hydrothermal | Skarn | Cu-Pb-Zn skarn | Cu, Pb, Zn | In, Sn | Cu, Pb, Zn, In, Sn |  |  | 2019-MOR-25--SPB (slC1)-3 | 2019-MOR-25--SPB (slC1)-3 | underground mine |  |  |  |  | ore material | drill core | underground mining tunnels and drill cores | mineral separate | [5 empty] | mineralisation |  |  |  | sphalerite, chalcopyrite, pyrrhotite, pyrite, arsenopyrite |  |  | Sn-rich Epithermal |  |  |  | galena, bismuthinite, marcasite, iron oxides, pyroxene, actinolite, quartz | thin sections and polished blocks examined using optical microscope, BSE detector, and EDS prior to analysis | EMPA, LA-ICPMS | JEOL JXA-8230 electron probe microanalyzer; RESOlution-LR 193 nm ArF excimer laser ablation system coupled to an Agilent 7700x ICP-MS | Laboratory of Mineral Resources Research Center, Fuzhou University; Adelaide Microscopy, the University of Adelaide | EPMA point analysis: accelerating voltage 15 kV, beam current 20 nA, beam diameter ~5 μm; EPMA mapping: accelerating voltage 20 kV, working current 50 nA, dwell time ~10 ms; BSE imaging: accelerating voltage 20 kV, beam current 10 nA; LA-ICP-MS: energy density 3~3.5 J/cm2, spot sizes 29 to 51 μm, repetition rates 5 Hz (polished thin-section) and 10 Hz (polished blocks), ~30 s background acquisition, ~40 s sample data acquisition | STDGL3 (Danyushevsky et al. 2011) and GSD-1G (USGS) | 4.0458 | [19 empty] | 3954.499 | [5 empty] | 2.0824 | [5 empty] | 146.1585 | [9 empty] | 36952.2074 |  | 19.8701 |  |  |  | 0.1243 | [7 empty] | 135.3447 | [13 empty] | 312.7572 | [15 empty] | 0.11224 | [17 empty] | 0.031095 | [9 empty] | 31.7894 | [32 empty] | 2025 |  |  | CHN | Tibet
| Lawu |  | Magmatic hydrothermal | Skarn | Cu-Pb-Zn skarn | Cu, Pb, Zn | In, Sn | Cu, Pb, Zn, In, Sn |  |  | 2019-MOR-25--SPB (slC1)-4 | 2019-MOR-25--SPB (slC1)-4 | underground mine |  |  |  |  | ore material | drill core | underground mining tunnels and drill cores | mineral separate | [5 empty] | mineralisation |  |  |  | sphalerite, chalcopyrite, pyrrhotite, pyrite, arsenopyrite |  |  | Sn-rich Epithermal |  |  |  | galena, bismuthinite, marcasite, iron oxides, pyroxene, actinolite, quartz | thin sections and polished blocks examined using optical microscope, BSE detector, and EDS prior to analysis | EMPA, LA-ICPMS | JEOL JXA-8230 electron probe microanalyzer; RESOlution-LR 193 nm ArF excimer laser ablation system coupled to an Agilent 7700x ICP-MS | Laboratory of Mineral Resources Research Center, Fuzhou University; Adelaide Microscopy, the University of Adelaide | EPMA point analysis: accelerating voltage 15 kV, beam current 20 nA, beam diameter ~5 μm; EPMA mapping: accelerating voltage 20 kV, working current 50 nA, dwell time ~10 ms; BSE imaging: accelerating voltage 20 kV, beam current 10 nA; LA-ICP-MS: energy density 3~3.5 J/cm2, spot sizes 29 to 51 μm, repetition rates 5 Hz (polished thin-section) and 10 Hz (polished blocks), ~30 s background acquisition, ~40 s sample data acquisition | STDGL3 (Danyushevsky et al. 2011) and GSD-1G (USGS) | 3.2834 | [19 empty] | 3810.5803 | [5 empty] | 2.0495 | [5 empty] | 59.922 | [9 empty] | 33959.1968 |  | 22.6656 |  |  |  | 0.12225 | [7 empty] | 29.7036 | [13 empty] | 1008.0456 | [15 empty] | 0.13348 | [17 empty] | 0.032864 | [9 empty] | 9.2526 | [32 empty] | 2025 |  |  | CHN | Tibet
| Lawu |  | Magmatic hydrothermal | Skarn | Cu-Pb-Zn skarn | Cu, Pb, Zn | In, Sn | Cu, Pb, Zn, In, Sn |  |  | 2019-MOR-25--SPB (slC1)-5 | 2019-MOR-25--SPB (slC1)-5 | underground mine |  |  |  |  | ore material | drill core | underground mining tunnels and drill cores | mineral separate | [5 empty] | mineralisation |  |  |  | sphalerite, chalcopyrite, pyrrhotite, pyrite, arsenopyrite |  |  | Sn-rich Epithermal |  |  |  | galena, bismuthinite, marcasite, iron oxides, pyroxene, actinolite, quartz | thin sections and polished blocks examined using optical microscope, BSE detector, and EDS prior to analysis | EMPA, LA-ICPMS | JEOL JXA-8230 electron probe microanalyzer; RESOlution-LR 193 nm ArF excimer laser ablation system coupled to an Agilent 7700x ICP-MS | Laboratory of Mineral Resources Research Center, Fuzhou University; Adelaide Microscopy, the University of Adelaide | EPMA point analysis: accelerating voltage 15 kV, beam current 20 nA, beam diameter ~5 μm; EPMA mapping: accelerating voltage 20 kV, working current 50 nA, dwell time ~10 ms; BSE imaging: accelerating voltage 20 kV, beam current 10 nA; LA-ICP-MS: energy density 3~3.5 J/cm2, spot sizes 29 to 51 μm, repetition rates 5 Hz (polished thin-section) and 10 Hz (polished blocks), ~30 s background acquisition, ~40 s sample data acquisition | STDGL3 (Danyushevsky et al. 2011) and GSD-1G (USGS) | 6.7004 | [19 empty] | 4351.2044 | [5 empty] | 2.0836 | [5 empty] | 471.5858 | [9 empty] | 34074.7952 |  | 33.4786 |  |  |  | 0.24518 | [7 empty] | 410.9822 | [13 empty] | 1315.3599 | [15 empty] | 0.52644 | [17 empty] | 0.058396 | [9 empty] | 108.134 | [32 empty] | 2025 |  |  | CHN | Tibet
| Lawu |  | Magmatic hydrothermal | Skarn | Cu-Pb-Zn skarn | Cu, Pb, Zn | In, Sn | Cu, Pb, Zn, In, Sn |  |  | 2019-MOR-25--SPB (slC1)-6 | 2019-MOR-25--SPB (slC1)-6 | underground mine |  |  |  |  | ore material | drill core | underground mining tunnels and drill cores | mineral separate | [5 empty] | mineralisation |  |  |  | sphalerite, chalcopyrite, pyrrhotite, pyrite, arsenopyrite |  |  | Sn-rich Epithermal |  |  |  | galena, bismuthinite, marcasite, iron oxides, pyroxene, actinolite, quartz | thin sections and polished blocks examined using optical microscope, BSE detector, and EDS prior to analysis | EMPA, LA-ICPMS | JEOL JXA-8230 electron probe microanalyzer; RESOlution-LR 193 nm ArF excimer laser ablation system coupled to an Agilent 7700x ICP-MS | Laboratory of Mineral Resources Research Center, Fuzhou University; Adelaide Microscopy, the University of Adelaide | EPMA point analysis: accelerating voltage 15 kV, beam current 20 nA, beam diameter ~5 μm; EPMA mapping: accelerating voltage 20 kV, working current 50 nA, dwell time ~10 ms; BSE imaging: accelerating voltage 20 kV, beam current 10 nA; LA-ICP-MS: energy density 3~3.5 J/cm2, spot sizes 29 to 51 μm, repetition rates 5 Hz (polished thin-section) and 10 Hz (polished blocks), ~30 s background acquisition, ~40 s sample data acquisition | STDGL3 (Danyushevsky et al. 2011) and GSD-1G (USGS) | 10.9413 | [19 empty] | 2944.5323 | [5 empty] | 0.1969 | [5 empty] | 158.0645 | [9 empty] | 10421.0235 |  | 2.7695 |  |  |  | 0.14674 | [7 empty] | 3.2079 | [13 empty] | 5039.6457 | [15 empty] | 14.4002 | [17 empty] | 2.5511 | [9 empty] | 93.6073 | [32 empty] | 2025 |  |  | CHN | Tibet
| Lawu |  | Magmatic hydrothermal | Skarn | Cu-Pb-Zn skarn | Cu, Pb, Zn | In, Sn | Cu, Pb, Zn, In, Sn |  |  | 2019-MOR-25--SPB (slC1)-7 | 2019-MOR-25--SPB (slC1)-7 | underground mine |  |  |  |  | ore material | drill core | underground mining tunnels and drill cores | mineral separate | [5 empty] | mineralisation |  |  |  | sphalerite, chalcopyrite, pyrrhotite, pyrite, arsenopyrite |  |  | Sn-rich Epithermal |  |  |  | galena, bismuthinite, marcasite, iron oxides, pyroxene, actinolite, quartz | thin sections and polished blocks examined using optical microscope, BSE detector, and EDS prior to analysis | EMPA, LA-ICPMS | JEOL JXA-8230 electron probe microanalyzer; RESOlution-LR 193 nm ArF excimer laser ablation system coupled to an Agilent 7700x ICP-MS | Laboratory of Mineral Resources Research Center, Fuzhou University; Adelaide Microscopy, the University of Adelaide | EPMA point analysis: accelerating voltage 15 kV, beam current 20 nA, beam diameter ~5 μm; EPMA mapping: accelerating voltage 20 kV, working current 50 nA, dwell time ~10 ms; BSE imaging: accelerating voltage 20 kV, beam current 10 nA; LA-ICP-MS: energy density 3~3.5 J/cm2, spot sizes 29 to 51 μm, repetition rates 5 Hz (polished thin-section) and 10 Hz (polished blocks), ~30 s background acquisition, ~40 s sample data acquisition | STDGL3 (Danyushevsky et al. 2011) and GSD-1G (USGS) | 6.5838 | [19 empty] | 3911.092 | [5 empty] | 3.2871 | [5 empty] | 343.8634 | [9 empty] | 28114.8654 |  | 58.0711 |  |  |  | 0.23061 | [7 empty] | 9.9907 | [13 empty] | 1142.3151 | [15 empty] | 0.019308 | [17 empty] | 0.03055 | [9 empty] | 269.9924 | [32 empty] | 2025 |  |  | CHN | Tibet
| Lawu |  | Magmatic hydrothermal | Skarn | Cu-Pb-Zn skarn | Cu, Pb, Zn | In, Sn | Cu, Pb, Zn, In, Sn |  |  | 2019-MOR-25--SPB (slC1)-8 | 2019-MOR-25--SPB (slC1)-8 | underground mine |  |  |  |  | ore material | drill core | underground mining tunnels and drill cores | mineral separate | [5 empty] | mineralisation |  |  |  | sphalerite, chalcopyrite, pyrrhotite, pyrite, arsenopyrite |  |  | Sn-rich Epithermal |  |  |  | galena, bismuthinite, marcasite, iron oxides, pyroxene, actinolite, quartz | thin sections and polished blocks examined using optical microscope, BSE detector, and EDS prior to analysis | EMPA, LA-ICPMS | JEOL JXA-8230 electron probe microanalyzer; RESOlution-LR 193 nm ArF excimer laser ablation system coupled to an Agilent 7700x ICP-MS | Laboratory of Mineral Resources Research Center, Fuzhou University; Adelaide Microscopy, the University of Adelaide | EPMA point analysis: accelerating voltage 15 kV, beam current 20 nA, beam diameter ~5 μm; EPMA mapping: accelerating voltage 20 kV, working current 50 nA, dwell time ~10 ms; BSE imaging: accelerating voltage 20 kV, beam current 10 nA; LA-ICP-MS: energy density 3~3.5 J/cm2, spot sizes 29 to 51 μm, repetition rates 5 Hz (polished thin-section) and 10 Hz (polished blocks), ~30 s background acquisition, ~40 s sample data acquisition | STDGL3 (Danyushevsky et al. 2011) and GSD-1G (USGS) | 8.9638 | [19 empty] | 3370.2418 | [5 empty] | 4.3715 | [5 empty] | 735.4516 | [9 empty] | 7799.7581 |  | 72.284 |  |  |  | 0.15753 | [7 empty] | 239.9615 | [13 empty] | 986.7973 | [15 empty] | 0.47749 | [17 empty] | 0.056272 | [9 empty] | 2.1208 | [32 empty] | 2025 |  |  | CHN | Tibet
| Lawu |  | Magmatic hydrothermal | Skarn | Cu-Pb-Zn skarn | Cu, Pb, Zn | In, Sn | Cu, Pb, Zn, In, Sn |  |  | 2019-MOR-25--SPB (slC1)-9 | 2019-MOR-25--SPB (slC1)-9 | underground mine |  |  |  |  | ore material | drill core | underground mining tunnels and drill cores | mineral separate | [5 empty] | mineralisation |  |  |  | sphalerite, chalcopyrite, pyrrhotite, pyrite, arsenopyrite |  |  | Sn-rich Epithermal |  |  |  | galena, bismuthinite, marcasite, iron oxides, pyroxene, actinolite, quartz | thin sections and polished blocks examined using optical microscope, BSE detector, and EDS prior to analysis | EMPA, LA-ICPMS | JEOL JXA-8230 electron probe microanalyzer; RESOlution-LR 193 nm ArF excimer laser ablation system coupled to an Agilent 7700x ICP-MS | Laboratory of Mineral Resources Research Center, Fuzhou University; Adelaide Microscopy, the University of Adelaide | EPMA point analysis: accelerating voltage 15 kV, beam current 20 nA, beam diameter ~5 μm; EPMA mapping: accelerating voltage 20 kV, working current 50 nA, dwell time ~10 ms; BSE imaging: accelerating voltage 20 kV, beam current 10 nA; LA-ICP-MS: energy density 3~3.5 J/cm2, spot sizes 29 to 51 μm, repetition rates 5 Hz (polished thin-section) and 10 Hz (polished blocks), ~30 s background acquisition, ~40 s sample data acquisition | STDGL3 (Danyushevsky et al. 2011) and GSD-1G (USGS) | 3.7146 | [19 empty] | 4146.9796 | [5 empty] | 3.892 | [5 empty] | 73.3036 | [9 empty] | 31321.6531 |  | 40.3068 |  |  |  | 0.13432 | [7 empty] | 37.4082 | [13 empty] | 683.8887 | [15 empty] | 0.048185 | [17 empty] | 0.02912 | [9 empty] | 3.853 | [32 empty] | 2025 |  |  | CHN | Tibet
| Lawu |  | Magmatic hydrothermal | Skarn | Cu-Pb-Zn skarn | Cu, Pb, Zn | In, Sn | Cu, Pb, Zn, In, Sn |  |  | 2019-MOR-25--SPB (slC1)-10 | 2019-MOR-25--SPB (slC1)-10 | underground mine |  |  |  |  | ore material | drill core | underground mining tunnels and drill cores | mineral separate | [5 empty] | mineralisation |  |  |  | sphalerite, chalcopyrite, pyrrhotite, pyrite, arsenopyrite |  |  | Sn-rich Epithermal |  |  |  | galena, bismuthinite, marcasite, iron oxides, pyroxene, actinolite, quartz | thin sections and polished blocks examined using optical microscope, BSE detector, and EDS prior to analysis | EMPA, LA-ICPMS | JEOL JXA-8230 electron probe microanalyzer; RESOlution-LR 193 nm ArF excimer laser ablation system coupled to an Agilent 7700x ICP-MS | Laboratory of Mineral Resources Research Center, Fuzhou University; Adelaide Microscopy, the University of Adelaide | EPMA point analysis: accelerating voltage 15 kV, beam current 20 nA, beam diameter ~5 μm; EPMA mapping: accelerating voltage 20 kV, working current 50 nA, dwell time ~10 ms; BSE imaging: accelerating voltage 20 kV, beam current 10 nA; LA-ICP-MS: energy density 3~3.5 J/cm2, spot sizes 29 to 51 μm, repetition rates 5 Hz (polished thin-section) and 10 Hz (polished blocks), ~30 s background acquisition, ~40 s sample data acquisition | STDGL3 (Danyushevsky et al. 2011) and GSD-1G (USGS) | 5.9378 | [19 empty] | 3996.9336 | [5 empty] | 0.70652 | [5 empty] | 84.1737 | [9 empty] | 17231.8997 |  | 16.7436 |  |  |  | 0.14177 | [7 empty] | 31.4373 | [13 empty] | 1013.2545 | [15 empty] | 4.3656 | [17 empty] | 0.22111 | [9 empty] | 45.3306 | [32 empty] | 2025 |  |  | CHN | Tibet
| Lawu |  | Magmatic hydrothermal | Skarn | Cu-Pb-Zn skarn | Cu, Pb, Zn | In, Sn | Cu, Pb, Zn, In, Sn |  |  | 2019-MOR-023-SPA (slC2)-1 | 2019-MOR-023-SPA (slC2)-1 | underground mine |  |  |  |  | ore material | drill core | underground mining tunnels and drill cores | mineral separate | [5 empty] | mineralisation |  |  |  | sphalerite, chalcopyrite, pyrrhotite, pyrite, arsenopyrite |  |  | Sn-rich Epithermal |  |  |  | galena, bismuthinite, marcasite, iron oxides, pyroxene, actinolite, quartz | thin sections and polished blocks examined using optical microscope, BSE detector, and EDS prior to analysis | EMPA, LA-ICPMS | JEOL JXA-8230 electron probe microanalyzer; RESOlution-LR 193 nm ArF excimer laser ablation system coupled to an Agilent 7700x ICP-MS | Laboratory of Mineral Resources Research Center, Fuzhou University; Adelaide Microscopy, the University of Adelaide | EPMA point analysis: accelerating voltage 15 kV, beam current 20 nA, beam diameter ~5 μm; EPMA mapping: accelerating voltage 20 kV, working current 50 nA, dwell time ~10 ms; BSE imaging: accelerating voltage 20 kV, beam current 10 nA; LA-ICP-MS: energy density 3~3.5 J/cm2, spot sizes 29 to 51 μm, repetition rates 5 Hz (polished thin-section) and 10 Hz (polished blocks), ~30 s background acquisition, ~40 s sample data acquisition | STDGL3 (Danyushevsky et al. 2011) and GSD-1G (USGS) | 19.9567 | [19 empty] | 3593.7121 | [5 empty] | 0.15946 | [5 empty] | 6045.3158 | [9 empty] | 8919.487 |  | 38.0203 |  |  |  | 0.27199 | [7 empty] | 1257.0086 | [13 empty] | 984.267 | [15 empty] | 4.4884 | [17 empty] | 0.28447 | [9 empty] | 12.4075 | [32 empty] | 2025 |  |  | CHN | Tibet
| Lawu |  | Magmatic hydrothermal | Skarn | Cu-Pb-Zn skarn | Cu, Pb, Zn | In, Sn | Cu, Pb, Zn, In, Sn |  |  | 2019-MOR-023-SPA (slC2)-2 | 2019-MOR-023-SPA (slC2)-2 | underground mine |  |  |  |  | ore material | drill core | underground mining tunnels and drill cores | mineral separate | [5 empty] | mineralisation |  |  |  | sphalerite, chalcopyrite, pyrrhotite, pyrite, arsenopyrite |  |  | Sn-rich Epithermal |  |  |  | galena, bismuthinite, marcasite, iron oxides, pyroxene, actinolite, quartz | thin sections and polished blocks examined using optical microscope, BSE detector, and EDS prior to analysis | EMPA, LA-ICPMS | JEOL JXA-8230 electron probe microanalyzer; RESOlution-LR 193 nm ArF excimer laser ablation system coupled to an Agilent 7700x ICP-MS | Laboratory of Mineral Resources Research Center, Fuzhou University; Adelaide Microscopy, the University of Adelaide | EPMA point analysis: accelerating voltage 15 kV, beam current 20 nA, beam diameter ~5 μm; EPMA mapping: accelerating voltage 20 kV, working current 50 nA, dwell time ~10 ms; BSE imaging: accelerating voltage 20 kV, beam current 10 nA; LA-ICP-MS: energy density 3~3.5 J/cm2, spot sizes 29 to 51 μm, repetition rates 5 Hz (polished thin-section) and 10 Hz (polished blocks), ~30 s background acquisition, ~40 s sample data acquisition | STDGL3 (Danyushevsky et al. 2011) and GSD-1G (USGS) | 6.5091 | [19 empty] | 4707.8859 | [5 empty] | 0.29476 | [5 empty] | 662.7308 | [9 empty] | 2941.4445 |  | 471.214 |  |  |  | 38.8824 | [7 empty] | 15.2291 | [13 empty] | 2668.2515 | [15 empty] | 2.3465 | [17 empty] | 0.1151 | [9 empty] | 4.5738 | [32 empty] | 2025 |  |  | CHN | Tibet
| Lawu |  | Magmatic hydrothermal | Skarn | Cu-Pb-Zn skarn | Cu, Pb, Zn | In, Sn | Cu, Pb, Zn, In, Sn |  |  | 2019-MOR-023-SPA (slC2)-3 | 2019-MOR-023-SPA (slC2)-3 | underground mine |  |  |  |  | ore material | drill core | underground mining tunnels and drill cores | mineral separate | [5 empty] | mineralisation |  |  |  | sphalerite, chalcopyrite, pyrrhotite, pyrite, arsenopyrite |  |  | Sn-rich Epithermal |  |  |  | galena, bismuthinite, marcasite, iron oxides, pyroxene, actinolite, quartz | thin sections and polished blocks examined using optical microscope, BSE detector, and EDS prior to analysis | EMPA, LA-ICPMS | JEOL JXA-8230 electron probe microanalyzer; RESOlution-LR 193 nm ArF excimer laser ablation system coupled to an Agilent 7700x ICP-MS | Laboratory of Mineral Resources Research Center, Fuzhou University; Adelaide Microscopy, the University of Adelaide | EPMA point analysis: accelerating voltage 15 kV, beam current 20 nA, beam diameter ~5 μm; EPMA mapping: accelerating voltage 20 kV, working current 50 nA, dwell time ~10 ms; BSE imaging: accelerating voltage 20 kV, beam current 10 nA; LA-ICP-MS: energy density 3~3.5 J/cm2, spot sizes 29 to 51 μm, repetition rates 5 Hz (polished thin-section) and 10 Hz (polished blocks), ~30 s background acquisition, ~40 s sample data acquisition | STDGL3 (Danyushevsky et al. 2011) and GSD-1G (USGS) | 12.1964 | [19 empty] | 4626.2915 | [5 empty] | 0.38611 | [5 empty] | 1252.4526 | [9 empty] | 4145.5042 |  | 889.2804 |  |  |  | 90.72 | [7 empty] | 12.165 | [13 empty] | 2848.2451 | [15 empty] | 20.3051 | [17 empty] | 0.28869 | [9 empty] | 45.2411 | [32 empty] | 2025 |  |  | CHN | Tibet
| Lawu |  | Magmatic hydrothermal | Skarn | Cu-Pb-Zn skarn | Cu, Pb, Zn | In, Sn | Cu, Pb, Zn, In, Sn |  |  | 2019-MOR-023-SPA (slC2)-4 | 2019-MOR-023-SPA (slC2)-4 | underground mine |  |  |  |  | ore material | drill core | underground mining tunnels and drill cores | mineral separate | [5 empty] | mineralisation |  |  |  | sphalerite, chalcopyrite, pyrrhotite, pyrite, arsenopyrite |  |  | Sn-rich Epithermal |  |  |  | galena, bismuthinite, marcasite, iron oxides, pyroxene, actinolite, quartz | thin sections and polished blocks examined using optical microscope, BSE detector, and EDS prior to analysis | EMPA, LA-ICPMS | JEOL JXA-8230 electron probe microanalyzer; RESOlution-LR 193 nm ArF excimer laser ablation system coupled to an Agilent 7700x ICP-MS | Laboratory of Mineral Resources Research Center, Fuzhou University; Adelaide Microscopy, the University of Adelaide | EPMA point analysis: accelerating voltage 15 kV, beam current 20 nA, beam diameter ~5 μm; EPMA mapping: accelerating voltage 20 kV, working current 50 nA, dwell time ~10 ms; BSE imaging: accelerating voltage 20 kV, beam current 10 nA; LA-ICP-MS: energy density 3~3.5 J/cm2, spot sizes 29 to 51 μm, repetition rates 5 Hz (polished thin-section) and 10 Hz (polished blocks), ~30 s background acquisition, ~40 s sample data acquisition | STDGL3 (Danyushevsky et al. 2011) and GSD-1G (USGS) | 9.0334 | [19 empty] | 4738.8152 | [5 empty] | 0.11634 | [5 empty] | 1305.8201 | [9 empty] | 2000.2469 |  | 978.5207 |  |  |  | 27.059 | [7 empty] | 17.1214 | [13 empty] | 2011.5296 | [15 empty] | 0.53591 | [17 empty] | 0.032043 | [9 empty] | 82.6092 | [32 empty] | 2025 |  |  | CHN | Tibet
| Lawu |  | Magmatic hydrothermal | Skarn | Cu-Pb-Zn skarn | Cu, Pb, Zn | In, Sn | Cu, Pb, Zn, In, Sn |  |  | 2019-MOR-013-SPB (slC2)-1 | 2019-MOR-013-SPB (slC2)-1 | underground mine |  |  |  |  | ore material | drill core | underground mining tunnels and drill cores | mineral separate | [5 empty] | mineralisation |  |  |  | sphalerite, chalcopyrite, pyrrhotite, pyrite, arsenopyrite |  |  | Sn-rich Epithermal |  |  |  | galena, bismuthinite, marcasite, iron oxides, pyroxene, actinolite, quartz | thin sections and polished blocks examined using optical microscope, BSE detector, and EDS prior to analysis | EMPA, LA-ICPMS | JEOL JXA-8230 electron probe microanalyzer; RESOlution-LR 193 nm ArF excimer laser ablation system coupled to an Agilent 7700x ICP-MS | Laboratory of Mineral Resources Research Center, Fuzhou University; Adelaide Microscopy, the University of Adelaide | EPMA point analysis: accelerating voltage 15 kV, beam current 20 nA, beam diameter ~5 μm; EPMA mapping: accelerating voltage 20 kV, working current 50 nA, dwell time ~10 ms; BSE imaging: accelerating voltage 20 kV, beam current 10 nA; LA-ICP-MS: energy density 3~3.5 J/cm2, spot sizes 29 to 51 μm, repetition rates 5 Hz (polished thin-section) and 10 Hz (polished blocks), ~30 s background acquisition, ~40 s sample data acquisition | STDGL3 (Danyushevsky et al. 2011) and GSD-1G (USGS) | 2.6156 | [19 empty] | 4628.9646 | [5 empty] | 0.11437 | [5 empty] | 667.3851 | [9 empty] | 3158.2047 |  | 53.3792 |  |  |  | 0.17201 | [7 empty] | 737.6311 | [13 empty] | 23554.1795 | [15 empty] | 0.64412 | [17 empty] | 0.069718 | [9 empty] | 8.3018 | [32 empty] | 2025 |  |  | CHN | Tibet
| Lawu |  | Magmatic hydrothermal | Skarn | Cu-Pb-Zn skarn | Cu, Pb, Zn | In, Sn | Cu, Pb, Zn, In, Sn |  |  | 2019-MOR-013-SPB (slC2)-2 | 2019-MOR-013-SPB (slC2)-2 | underground mine |  |  |  |  | ore material | drill core | underground mining tunnels and drill cores | mineral separate | [5 empty] | mineralisation |  |  |  | sphalerite, chalcopyrite, pyrrhotite, pyrite, arsenopyrite |  |  | Sn-rich Epithermal |  |  |  | galena, bismuthinite, marcasite, iron oxides, pyroxene, actinolite, quartz | thin sections and polished blocks examined using optical microscope, BSE detector, and EDS prior to analysis | EMPA, LA-ICPMS | JEOL JXA-8230 electron probe microanalyzer; RESOlution-LR 193 nm ArF excimer laser ablation system coupled to an Agilent 7700x ICP-MS | Laboratory of Mineral Resources Research Center, Fuzhou University; Adelaide Microscopy, the University of Adelaide | EPMA point analysis: accelerating voltage 15 kV, beam current 20 nA, beam diameter ~5 μm; EPMA mapping: accelerating voltage 20 kV, working current 50 nA, dwell time ~10 ms; BSE imaging: accelerating voltage 20 kV, beam current 10 nA; LA-ICP-MS: energy density 3~3.5 J/cm2, spot sizes 29 to 51 μm, repetition rates 5 Hz (polished thin-section) and 10 Hz (polished blocks), ~30 s background acquisition, ~40 s sample data acquisition | STDGL3 (Danyushevsky et al. 2011) and GSD-1G (USGS) | 2.5845 | [19 empty] | 4478.5146 | [5 empty] | 0.1079 | [5 empty] | 718.7423 | [9 empty] | 3101.0978 |  | 65.097 |  |  |  | 0.54604 | [7 empty] | 714.7361 | [13 empty] | 23188.7908 | [15 empty] | 0.36078 | [17 empty] | 0.55856 | [9 empty] | 69.7136 | [32 empty] | 2025 |  |  | CHN | Tibet
| Lawu |  | Magmatic hydrothermal | Skarn | Cu-Pb-Zn skarn | Cu, Pb, Zn | In, Sn | Cu, Pb, Zn, In, Sn |  |  | 2019-MOR-013-SPB (slC2)-3 | 2019-MOR-013-SPB (slC2)-3 | underground mine |  |  |  |  | ore material | drill core | underground mining tunnels and drill cores | mineral separate | [5 empty] | mineralisation |  |  |  | sphalerite, chalcopyrite, pyrrhotite, pyrite, arsenopyrite |  |  | Sn-rich Epithermal |  |  |  | galena, bismuthinite, marcasite, iron oxides, pyroxene, actinolite, quartz | thin sections and polished blocks examined using optical microscope, BSE detector, and EDS prior to analysis | EMPA, LA-ICPMS | JEOL JXA-8230 electron probe microanalyzer; RESOlution-LR 193 nm ArF excimer laser ablation system coupled to an Agilent 7700x ICP-MS | Laboratory of Mineral Resources Research Center, Fuzhou University; Adelaide Microscopy, the University of Adelaide | EPMA point analysis: accelerating voltage 15 kV, beam current 20 nA, beam diameter ~5 μm; EPMA mapping: accelerating voltage 20 kV, working current 50 nA, dwell time ~10 ms; BSE imaging: accelerating voltage 20 kV, beam current 10 nA; LA-ICP-MS: energy density 3~3.5 J/cm2, spot sizes 29 to 51 μm, repetition rates 5 Hz (polished thin-section) and 10 Hz (polished blocks), ~30 s background acquisition, ~40 s sample data acquisition | STDGL3 (Danyushevsky et al. 2011) and GSD-1G (USGS) | 13.8893 | [19 empty] | 4424.3865 | [5 empty] | 0.126 | [5 empty] | 656.3226 | [9 empty] | 3131.0742 |  | 51.8515 |  |  |  | 0.23353 | [7 empty] | 710.3925 | [13 empty] | 23115.2776 | [15 empty] | 26.9936 | [17 empty] | 0.90049 | [9 empty] | 18.6708 | [32 empty] | 2025 |  |  | CHN | Tibet
| Lawu |  | Magmatic hydrothermal | Skarn | Cu-Pb-Zn skarn | Cu, Pb, Zn | In, Sn | Cu, Pb, Zn, In, Sn |  |  | 2019-MOR-013-SPB (slC2)-4 | 2019-MOR-013-SPB (slC2)-4 | underground mine |  |  |  |  | ore material | drill core | underground mining tunnels and drill cores | mineral separate | [5 empty] | mineralisation |  |  |  | sphalerite, chalcopyrite, pyrrhotite, pyrite, arsenopyrite |  |  | Sn-rich Epithermal |  |  |  | galena, bismuthinite, marcasite, iron oxides, pyroxene, actinolite, quartz | thin sections and polished blocks examined using optical microscope, BSE detector, and EDS prior to analysis | EMPA, LA-ICPMS | JEOL JXA-8230 electron probe microanalyzer; RESOlution-LR 193 nm ArF excimer laser ablation system coupled to an Agilent 7700x ICP-MS | Laboratory of Mineral Resources Research Center, Fuzhou University; Adelaide Microscopy, the University of Adelaide | EPMA point analysis: accelerating voltage 15 kV, beam current 20 nA, beam diameter ~5 μm; EPMA mapping: accelerating voltage 20 kV, working current 50 nA, dwell time ~10 ms; BSE imaging: accelerating voltage 20 kV, beam current 10 nA; LA-ICP-MS: energy density 3~3.5 J/cm2, spot sizes 29 to 51 μm, repetition rates 5 Hz (polished thin-section) and 10 Hz (polished blocks), ~30 s background acquisition, ~40 s sample data acquisition | STDGL3 (Danyushevsky et al. 2011) and GSD-1G (USGS) | 4.3507 | [19 empty] | 4281.2665 | [5 empty] | 0.16807 | [5 empty] | 528.4939 | [9 empty] | 2866.9978 |  | 54.4727 |  |  |  | 1.422 | [7 empty] | 201.1792 | [13 empty] | 19771.2388 | [15 empty] | 4.0413 | [17 empty] | 0.78104 | [9 empty] | 282.8461 | [32 empty] | 2025 |  |  | CHN | Tibet
| Lawu |  | Magmatic hydrothermal | Skarn | Cu-Pb-Zn skarn | Cu, Pb, Zn | In, Sn | Cu, Pb, Zn, In, Sn |  |  | 2019-MOR-013-SPB (slC2)-5 | 2019-MOR-013-SPB (slC2)-5 | underground mine |  |  |  |  | ore material | drill core | underground mining tunnels and drill cores | mineral separate | [5 empty] | mineralisation |  |  |  | sphalerite, chalcopyrite, pyrrhotite, pyrite, arsenopyrite |  |  | Sn-rich Epithermal |  |  |  | galena, bismuthinite, marcasite, iron oxides, pyroxene, actinolite, quartz | thin sections and polished blocks examined using optical microscope, BSE detector, and EDS prior to analysis | EMPA, LA-ICPMS | JEOL JXA-8230 electron probe microanalyzer; RESOlution-LR 193 nm ArF excimer laser ablation system coupled to an Agilent 7700x ICP-MS | Laboratory of Mineral Resources Research Center, Fuzhou University; Adelaide Microscopy, the University of Adelaide | EPMA point analysis: accelerating voltage 15 kV, beam current 20 nA, beam diameter ~5 μm; EPMA mapping: accelerating voltage 20 kV, working current 50 nA, dwell time ~10 ms; BSE imaging: accelerating voltage 20 kV, beam current 10 nA; LA-ICP-MS: energy density 3~3.5 J/cm2, spot sizes 29 to 51 μm, repetition rates 5 Hz (polished thin-section) and 10 Hz (polished blocks), ~30 s background acquisition, ~40 s sample data acquisition | STDGL3 (Danyushevsky et al. 2011) and GSD-1G (USGS) | 2.2382 | [19 empty] | 4272.723 | [5 empty] | 0.16568 | [5 empty] | 342.1786 | [9 empty] | 2688.4611 |  | 62.0366 |  |  |  | 0.50414 | [7 empty] | 200.4717 | [13 empty] | 18959.7053 | [15 empty] | 1.0723 | [17 empty] | 0.045598 | [9 empty] | 7.8421 | [32 empty] | 2025 |  |  | CHN | Tibet
| Lawu |  | Magmatic hydrothermal | Skarn | Cu-Pb-Zn skarn | Cu, Pb, Zn | In, Sn | Cu, Pb, Zn, In, Sn |  |  | 2019-MOR-013-SPB (slC2)-6 | 2019-MOR-013-SPB (slC2)-6 | underground mine |  |  |  |  | ore material | drill core | underground mining tunnels and drill cores | mineral separate | [5 empty] | mineralisation |  |  |  | sphalerite, chalcopyrite, pyrrhotite, pyrite, arsenopyrite |  |  | Sn-rich Epithermal |  |  |  | galena, bismuthinite, marcasite, iron oxides, pyroxene, actinolite, quartz | thin sections and polished blocks examined using optical microscope, BSE detector, and EDS prior to analysis | EMPA, LA-ICPMS | JEOL JXA-8230 electron probe microanalyzer; RESOlution-LR 193 nm ArF excimer laser ablation system coupled to an Agilent 7700x ICP-MS | Laboratory of Mineral Resources Research Center, Fuzhou University; Adelaide Microscopy, the University of Adelaide | EPMA point analysis: accelerating voltage 15 kV, beam current 20 nA, beam diameter ~5 μm; EPMA mapping: accelerating voltage 20 kV, working current 50 nA, dwell time ~10 ms; BSE imaging: accelerating voltage 20 kV, beam current 10 nA; LA-ICP-MS: energy density 3~3.5 J/cm2, spot sizes 29 to 51 μm, repetition rates 5 Hz (polished thin-section) and 10 Hz (polished blocks), ~30 s background acquisition, ~40 s sample data acquisition | STDGL3 (Danyushevsky et al. 2011) and GSD-1G (USGS) | 9.7635 | [19 empty] | 4258.9922 | [5 empty] | 0.12952 | [5 empty] | 826.0779 | [9 empty] | 2546.1042 |  | 78.7525 |  |  |  | 2.8955 | [7 empty] | 194.5536 | [13 empty] | 18602.7982 | [15 empty] | 1.0561 | [17 empty] | 0.2007 | [9 empty] | 321.5303 | [32 empty] | 2025 |  |  | CHN | Tibet
| Lawu |  | Magmatic hydrothermal | Skarn | Cu-Pb-Zn skarn | Cu, Pb, Zn | In, Sn | Cu, Pb, Zn, In, Sn |  |  | 2019-MOR-013-SPB (slC2)-7 | 2019-MOR-013-SPB (slC2)-7 | underground mine |  |  |  |  | ore material | drill core | underground mining tunnels and drill cores | mineral separate | [5 empty] | mineralisation |  |  |  | sphalerite, chalcopyrite, pyrrhotite, pyrite, arsenopyrite |  |  | Sn-rich Epithermal |  |  |  | galena, bismuthinite, marcasite, iron oxides, pyroxene, actinolite, quartz | thin sections and polished blocks examined using optical microscope, BSE detector, and EDS prior to analysis | EMPA, LA-ICPMS | JEOL JXA-8230 electron probe microanalyzer; RESOlution-LR 193 nm ArF excimer laser ablation system coupled to an Agilent 7700x ICP-MS | Laboratory of Mineral Resources Research Center, Fuzhou University; Adelaide Microscopy, the University of Adelaide | EPMA point analysis: accelerating voltage 15 kV, beam current 20 nA, beam diameter ~5 μm; EPMA mapping: accelerating voltage 20 kV, working current 50 nA, dwell time ~10 ms; BSE imaging: accelerating voltage 20 kV, beam current 10 nA; LA-ICP-MS: energy density 3~3.5 J/cm2, spot sizes 29 to 51 μm, repetition rates 5 Hz (polished thin-section) and 10 Hz (polished blocks), ~30 s background acquisition, ~40 s sample data acquisition | STDGL3 (Danyushevsky et al. 2011) and GSD-1G (USGS) | 5.3404 | [19 empty] | 4328.241 | [5 empty] | 0.13666 | [5 empty] | 929.1288 | [9 empty] | 2501.969 |  | 31.1666 |  |  |  | 0.40022 | [7 empty] | 171.1444 | [13 empty] | 18633.6628 | [15 empty] | 2.648 | [17 empty] | 10.8874 | [9 empty] | 81.7674 | [32 empty] | 2025 |  |  | CHN | Tibet
| Lawu |  | Magmatic hydrothermal | Skarn | Cu-Pb-Zn skarn | Cu, Pb, Zn | In, Sn | Cu, Pb, Zn, In, Sn |  |  | 2019-MOR-013-SPB (slC2)-8 | 2019-MOR-013-SPB (slC2)-8 | underground mine |  |  |  |  | ore material | drill core | underground mining tunnels and drill cores | mineral separate | [5 empty] | mineralisation |  |  |  | sphalerite, chalcopyrite, pyrrhotite, pyrite, arsenopyrite |  |  | Sn-rich Epithermal |  |  |  | galena, bismuthinite, marcasite, iron oxides, pyroxene, actinolite, quartz | thin sections and polished blocks examined using optical microscope, BSE detector, and EDS prior to analysis | EMPA, LA-ICPMS | JEOL JXA-8230 electron probe microanalyzer; RESOlution-LR 193 nm ArF excimer laser ablation system coupled to an Agilent 7700x ICP-MS | Laboratory of Mineral Resources Research Center, Fuzhou University; Adelaide Microscopy, the University of Adelaide | EPMA point analysis: accelerating voltage 15 kV, beam current 20 nA, beam diameter ~5 μm; EPMA mapping: accelerating voltage 20 kV, working current 50 nA, dwell time ~10 ms; BSE imaging: accelerating voltage 20 kV, beam current 10 nA; LA-ICP-MS: energy density 3~3.5 J/cm2, spot sizes 29 to 51 μm, repetition rates 5 Hz (polished thin-section) and 10 Hz (polished blocks), ~30 s background acquisition, ~40 s sample data acquisition | STDGL3 (Danyushevsky et al. 2011) and GSD-1G (USGS) | 2.9652 | [19 empty] | 4489.3653 | [5 empty] | 0.11881 | [5 empty] | 628.065 | [9 empty] | 2975.8527 |  | 47.8486 |  |  |  | 0.27186 | [7 empty] | 693.8591 | [13 empty] | 23434.5909 | [15 empty] | 0.578 | [17 empty] | 0.10614 | [9 empty] | 18.5556 | [32 empty] | 2025 |  |  | CHN | Tibet
| Lawu |  | Magmatic hydrothermal | Skarn | Cu-Pb-Zn skarn | Cu, Pb, Zn | In, Sn | Cu, Pb, Zn, In, Sn |  |  | 2019-MOR-013-SPB (slC2)-9 | 2019-MOR-013-SPB (slC2)-9 | underground mine |  |  |  |  | ore material | drill core | underground mining tunnels and drill cores | mineral separate | [5 empty] | mineralisation |  |  |  | sphalerite, chalcopyrite, pyrrhotite, pyrite, arsenopyrite |  |  | Sn-rich Epithermal |  |  |  | galena, bismuthinite, marcasite, iron oxides, pyroxene, actinolite, quartz | thin sections and polished blocks examined using optical microscope, BSE detector, and EDS prior to analysis | EMPA, LA-ICPMS | JEOL JXA-8230 electron probe microanalyzer; RESOlution-LR 193 nm ArF excimer laser ablation system coupled to an Agilent 7700x ICP-MS | Laboratory of Mineral Resources Research Center, Fuzhou University; Adelaide Microscopy, the University of Adelaide | EPMA point analysis: accelerating voltage 15 kV, beam current 20 nA, beam diameter ~5 μm; EPMA mapping: accelerating voltage 20 kV, working current 50 nA, dwell time ~10 ms; BSE imaging: accelerating voltage 20 kV, beam current 10 nA; LA-ICP-MS: energy density 3~3.5 J/cm2, spot sizes 29 to 51 μm, repetition rates 5 Hz (polished thin-section) and 10 Hz (polished blocks), ~30 s background acquisition, ~40 s sample data acquisition | STDGL3 (Danyushevsky et al. 2011) and GSD-1G (USGS) | 3.8739 | [19 empty] | 4463.2063 | [5 empty] | 0.13149 | [5 empty] | 625.2703 | [9 empty] | 3029.7586 |  | 69.8283 |  |  |  | 0.17218 | [7 empty] | 669.6248 | [13 empty] | 23404.8447 | [15 empty] | 3.7693 | [17 empty] | 0.12899 | [9 empty] | 4.5652 | [32 empty] | 2025 |  |  | CHN | Tibet
| Lawu |  | Magmatic hydrothermal | Skarn | Cu-Pb-Zn skarn | Cu, Pb, Zn | In, Sn | Cu, Pb, Zn, In, Sn |  |  | 2019-MOR-013-SPB (slC2)-10 | 2019-MOR-013-SPB (slC2)-10 | underground mine |  |  |  |  | ore material | drill core | underground mining tunnels and drill cores | mineral separate | [5 empty] | mineralisation |  |  |  | sphalerite, chalcopyrite, pyrrhotite, pyrite, arsenopyrite |  |  | Sn-rich Epithermal |  |  |  | galena, bismuthinite, marcasite, iron oxides, pyroxene, actinolite, quartz | thin sections and polished blocks examined using optical microscope, BSE detector, and EDS prior to analysis | EMPA, LA-ICPMS | JEOL JXA-8230 electron probe microanalyzer; RESOlution-LR 193 nm ArF excimer laser ablation system coupled to an Agilent 7700x ICP-MS | Laboratory of Mineral Resources Research Center, Fuzhou University; Adelaide Microscopy, the University of Adelaide | EPMA point analysis: accelerating voltage 15 kV, beam current 20 nA, beam diameter ~5 μm; EPMA mapping: accelerating voltage 20 kV, working current 50 nA, dwell time ~10 ms; BSE imaging: accelerating voltage 20 kV, beam current 10 nA; LA-ICP-MS: energy density 3~3.5 J/cm2, spot sizes 29 to 51 μm, repetition rates 5 Hz (polished thin-section) and 10 Hz (polished blocks), ~30 s background acquisition, ~40 s sample data acquisition | STDGL3 (Danyushevsky et al. 2011) and GSD-1G (USGS) | 2.7028 | [19 empty] | 4394.2324 | [5 empty] | 0.1222 | [5 empty] | 621.4925 | [9 empty] | 2956.4036 |  | 52.9408 |  |  |  | 0.18004 | [7 empty] | 668.3597 | [13 empty] | 22804.7259 | [15 empty] | 1.5165 | [17 empty] | 0.077435 | [9 empty] | 23.6935 | [32 empty] | 2025 |  |  | CHN | Tibet
| Lawu |  | Magmatic hydrothermal | Skarn | Cu-Pb-Zn skarn | Cu, Pb, Zn | In, Sn | Cu, Pb, Zn, In, Sn |  |  | 2019-MOR-013-SPB (slC2)-11 | 2019-MOR-013-SPB (slC2)-11 | underground mine |  |  |  |  | ore material | drill core | underground mining tunnels and drill cores | mineral separate | [5 empty] | mineralisation |  |  |  | sphalerite, chalcopyrite, pyrrhotite, pyrite, arsenopyrite |  |  | Sn-rich Epithermal |  |  |  | galena, bismuthinite, marcasite, iron oxides, pyroxene, actinolite, quartz | thin sections and polished blocks examined using optical microscope, BSE detector, and EDS prior to analysis | EMPA, LA-ICPMS | JEOL JXA-8230 electron probe microanalyzer; RESOlution-LR 193 nm ArF excimer laser ablation system coupled to an Agilent 7700x ICP-MS | Laboratory of Mineral Resources Research Center, Fuzhou University; Adelaide Microscopy, the University of Adelaide | EPMA point analysis: accelerating voltage 15 kV, beam current 20 nA, beam diameter ~5 μm; EPMA mapping: accelerating voltage 20 kV, working current 50 nA, dwell time ~10 ms; BSE imaging: accelerating voltage 20 kV, beam current 10 nA; LA-ICP-MS: energy density 3~3.5 J/cm2, spot sizes 29 to 51 μm, repetition rates 5 Hz (polished thin-section) and 10 Hz (polished blocks), ~30 s background acquisition, ~40 s sample data acquisition | STDGL3 (Danyushevsky et al. 2011) and GSD-1G (USGS) | 7.0159 | [19 empty] | 4358.9353 | [5 empty] | 0.15059 | [5 empty] | 3015.9493 | [9 empty] | 4965.9667 |  | 73.2448 |  |  |  | 0.20737 | [7 empty] | 725.5817 | [13 empty] | 23668.9245 | [15 empty] | 8.9819 | [17 empty] | 0.17458 | [9 empty] | 9.4691 | [32 empty] | 2025 |  |  | CHN | Tibet
| Lawu |  | Magmatic hydrothermal | Skarn | Cu-Pb-Zn skarn | Cu, Pb, Zn | In, Sn | Cu, Pb, Zn, In, Sn |  |  | 2019-MOR-013-SPB (slC2)-12 | 2019-MOR-013-SPB (slC2)-12 | underground mine |  |  |  |  | ore material | drill core | underground mining tunnels and drill cores | mineral separate | [5 empty] | mineralisation |  |  |  | sphalerite, chalcopyrite, pyrrhotite, pyrite, arsenopyrite |  |  | Sn-rich Epithermal |  |  |  | galena, bismuthinite, marcasite, iron oxides, pyroxene, actinolite, quartz | thin sections and polished blocks examined using optical microscope, BSE detector, and EDS prior to analysis | EMPA, LA-ICPMS | JEOL JXA-8230 electron probe microanalyzer; RESOlution-LR 193 nm ArF excimer laser ablation system coupled to an Agilent 7700x ICP-MS | Laboratory of Mineral Resources Research Center, Fuzhou University; Adelaide Microscopy, the University of Adelaide | EPMA point analysis: accelerating voltage 15 kV, beam current 20 nA, beam diameter ~5 μm; EPMA mapping: accelerating voltage 20 kV, working current 50 nA, dwell time ~10 ms; BSE imaging: accelerating voltage 20 kV, beam current 10 nA; LA-ICP-MS: energy density 3~3.5 J/cm2, spot sizes 29 to 51 μm, repetition rates 5 Hz (polished thin-section) and 10 Hz (polished blocks), ~30 s background acquisition, ~40 s sample data acquisition | STDGL3 (Danyushevsky et al. 2011) and GSD-1G (USGS) | 11.1486 | [19 empty] | 4551.8189 | [5 empty] | 0.11491 | [5 empty] | 2414.9822 | [9 empty] | 4577.8128 |  | 60.4013 |  |  |  | 0.21064 | [7 empty] | 713.8811 | [13 empty] | 23866.4349 | [15 empty] | 16.4087 | [17 empty] | 0.99361 | [9 empty] | 14.2665 | [32 empty] | 2025 |  |  | CHN | Tibet
| Lawu |  | Magmatic hydrothermal | Skarn | Cu-Pb-Zn skarn | Cu, Pb, Zn | In, Sn | Cu, Pb, Zn, In, Sn |  |  | 2019-MOR-013-SPB (slC2)-13 | 2019-MOR-013-SPB (slC2)-13 | underground mine |  |  |  |  | ore material | drill core | underground mining tunnels and drill cores | mineral separate | [5 empty] | mineralisation |  |  |  | sphalerite, chalcopyrite, pyrrhotite, pyrite, arsenopyrite |  |  | Sn-rich Epithermal |  |  |  | galena, bismuthinite, marcasite, iron oxides, pyroxene, actinolite, quartz | thin sections and polished blocks examined using optical microscope, BSE detector, and EDS prior to analysis | EMPA, LA-ICPMS | JEOL JXA-8230 electron probe microanalyzer; RESOlution-LR 193 nm ArF excimer laser ablation system coupled to an Agilent 7700x ICP-MS | Laboratory of Mineral Resources Research Center, Fuzhou University; Adelaide Microscopy, the University of Adelaide | EPMA point analysis: accelerating voltage 15 kV, beam current 20 nA, beam diameter ~5 μm; EPMA mapping: accelerating voltage 20 kV, working current 50 nA, dwell time ~10 ms; BSE imaging: accelerating voltage 20 kV, beam current 10 nA; LA-ICP-MS: energy density 3~3.5 J/cm2, spot sizes 29 to 51 μm, repetition rates 5 Hz (polished thin-section) and 10 Hz (polished blocks), ~30 s background acquisition, ~40 s sample data acquisition | STDGL3 (Danyushevsky et al. 2011) and GSD-1G (USGS) | 2.5356 | [19 empty] | 4568.4245 | [5 empty] | 0.11235 | [5 empty] | 638.0139 | [9 empty] | 3054.8986 |  | 52.0447 |  |  |  | 0.16389 | [7 empty] | 713.9001 | [13 empty] | 24157.3269 | [15 empty] | 0.46158 | [17 empty] | 0.033942 | [9 empty] | 5.1393 | [32 empty] | 2025 |  |  | CHN | Tibet
| Lawu |  | Magmatic hydrothermal | Skarn | Cu-Pb-Zn skarn | Cu, Pb, Zn | In, Sn | Cu, Pb, Zn, In, Sn |  |  | 2019-MOR-013-SPB (slC2)-14 | 2019-MOR-013-SPB (slC2)-14 | underground mine |  |  |  |  | ore material | drill core | underground mining tunnels and drill cores | mineral separate | [5 empty] | mineralisation |  |  |  | sphalerite, chalcopyrite, pyrrhotite, pyrite, arsenopyrite |  |  | Sn-rich Epithermal |  |  |  | galena, bismuthinite, marcasite, iron oxides, pyroxene, actinolite, quartz | thin sections and polished blocks examined using optical microscope, BSE detector, and EDS prior to analysis | EMPA, LA-ICPMS | JEOL JXA-8230 electron probe microanalyzer; RESOlution-LR 193 nm ArF excimer laser ablation system coupled to an Agilent 7700x ICP-MS | Laboratory of Mineral Resources Research Center, Fuzhou University; Adelaide Microscopy, the University of Adelaide | EPMA point analysis: accelerating voltage 15 kV, beam current 20 nA, beam diameter ~5 μm; EPMA mapping: accelerating voltage 20 kV, working current 50 nA, dwell time ~10 ms; BSE imaging: accelerating voltage 20 kV, beam current 10 nA; LA-ICP-MS: energy density 3~3.5 J/cm2, spot sizes 29 to 51 μm, repetition rates 5 Hz (polished thin-section) and 10 Hz (polished blocks), ~30 s background acquisition, ~40 s sample data acquisition | STDGL3 (Danyushevsky et al. 2011) and GSD-1G (USGS) | 2.4638 | [19 empty] | 4549.0253 | [5 empty] | 0.1115 | [5 empty] | 673.8126 | [9 empty] | 3124.9107 |  | 74.6977 |  |  |  | 0.16148 | [7 empty] | 741.726 | [13 empty] | 24095.7275 | [15 empty] | 0.61134 | [17 empty] | 0.037258 | [9 empty] | 5.1745 | [32 empty] | 2025 |  |  | CHN | Tibet
| Lawu |  | Magmatic hydrothermal | Skarn | Cu-Pb-Zn skarn | Cu, Pb, Zn | In, Sn | Cu, Pb, Zn, In, Sn |  |  | 2019-MOR-013-SPB (slC2)-15 | 2019-MOR-013-SPB (slC2)-15 | underground mine |  |  |  |  | ore material | drill core | underground mining tunnels and drill cores | mineral separate | [5 empty] | mineralisation |  |  |  | sphalerite, chalcopyrite, pyrrhotite, pyrite, arsenopyrite |  |  | Sn-rich Epithermal |  |  |  | galena, bismuthinite, marcasite, iron oxides, pyroxene, actinolite, quartz | thin sections and polished blocks examined using optical microscope, BSE detector, and EDS prior to analysis | EMPA, LA-ICPMS | JEOL JXA-8230 electron probe microanalyzer; RESOlution-LR 193 nm ArF excimer laser ablation system coupled to an Agilent 7700x ICP-MS | Laboratory of Mineral Resources Research Center, Fuzhou University; Adelaide Microscopy, the University of Adelaide | EPMA point analysis: accelerating voltage 15 kV, beam current 20 nA, beam diameter ~5 μm; EPMA mapping: accelerating voltage 20 kV, working current 50 nA, dwell time ~10 ms; BSE imaging: accelerating voltage 20 kV, beam current 10 nA; LA-ICP-MS: energy density 3~3.5 J/cm2, spot sizes 29 to 51 μm, repetition rates 5 Hz (polished thin-section) and 10 Hz (polished blocks), ~30 s background acquisition, ~40 s sample data acquisition | STDGL3 (Danyushevsky et al. 2011) and GSD-1G (USGS) | 5.3502 | [19 empty] | 4434.7788 | [5 empty] | 0.11038 | [5 empty] | 672.1463 | [9 empty] | 2888.1441 |  | 36.0056 |  |  |  | 0.16149 | [7 empty] | 775.4159 | [13 empty] | 23373.6388 | [15 empty] | 8.069 | [17 empty] | 0.89872 | [9 empty] | 8.5742 | [32 empty] | 2025 |  |  | CHN | Tibet
| Lawu |  | Magmatic hydrothermal | Skarn | Cu-Pb-Zn skarn | Cu, Pb, Zn | In, Sn | Cu, Pb, Zn, In, Sn |  |  | 2019-MOR-013-SPB (slC2)-16 | 2019-MOR-013-SPB (slC2)-16 | underground mine |  |  |  |  | ore material | drill core | underground mining tunnels and drill cores | mineral separate | [5 empty] | mineralisation |  |  |  | sphalerite, chalcopyrite, pyrrhotite, pyrite, arsenopyrite |  |  | Sn-rich Epithermal |  |  |  | galena, bismuthinite, marcasite, iron oxides, pyroxene, actinolite, quartz | thin sections and polished blocks examined using optical microscope, BSE detector, and EDS prior to analysis | EMPA, LA-ICPMS | JEOL JXA-8230 electron probe microanalyzer; RESOlution-LR 193 nm ArF excimer laser ablation system coupled to an Agilent 7700x ICP-MS | Laboratory of Mineral Resources Research Center, Fuzhou University; Adelaide Microscopy, the University of Adelaide | EPMA point analysis: accelerating voltage 15 kV, beam current 20 nA, beam diameter ~5 μm; EPMA mapping: accelerating voltage 20 kV, working current 50 nA, dwell time ~10 ms; BSE imaging: accelerating voltage 20 kV, beam current 10 nA; LA-ICP-MS: energy density 3~3.5 J/cm2, spot sizes 29 to 51 μm, repetition rates 5 Hz (polished thin-section) and 10 Hz (polished blocks), ~30 s background acquisition, ~40 s sample data acquisition | STDGL3 (Danyushevsky et al. 2011) and GSD-1G (USGS) | 3.6142 | [19 empty] | 4602.854 | [5 empty] | 0.13298 | [5 empty] | 748.7024 | [9 empty] | 2948.9373 |  | 71.2867 |  |  |  | 0.20275 | [7 empty] | 829.5513 | [13 empty] | 23503.0985 | [15 empty] | 25.9465 | [17 empty] | 0.48354 | [9 empty] | 26.0683 | [32 empty] | 2025 |  |  | CHN | Tibet
| Lawu |  | Magmatic hydrothermal | Skarn | Cu-Pb-Zn skarn | Cu, Pb, Zn | In, Sn | Cu, Pb, Zn, In, Sn |  |  | 2019-MOR-025-SPA (slC2)-1 | 2019-MOR-025-SPA (slC2)-1 | underground mine |  |  |  |  | ore material | drill core | underground mining tunnels and drill cores | mineral separate | [5 empty] | mineralisation |  |  |  | sphalerite, chalcopyrite, pyrrhotite, pyrite, arsenopyrite |  |  | Sn-rich Epithermal |  |  |  | galena, bismuthinite, marcasite, iron oxides, pyroxene, actinolite, quartz | thin sections and polished blocks examined using optical microscope, BSE detector, and EDS prior to analysis | EMPA, LA-ICPMS | JEOL JXA-8230 electron probe microanalyzer; RESOlution-LR 193 nm ArF excimer laser ablation system coupled to an Agilent 7700x ICP-MS | Laboratory of Mineral Resources Research Center, Fuzhou University; Adelaide Microscopy, the University of Adelaide | EPMA point analysis: accelerating voltage 15 kV, beam current 20 nA, beam diameter ~5 μm; EPMA mapping: accelerating voltage 20 kV, working current 50 nA, dwell time ~10 ms; BSE imaging: accelerating voltage 20 kV, beam current 10 nA; LA-ICP-MS: energy density 3~3.5 J/cm2, spot sizes 29 to 51 μm, repetition rates 5 Hz (polished thin-section) and 10 Hz (polished blocks), ~30 s background acquisition, ~40 s sample data acquisition | STDGL3 (Danyushevsky et al. 2011) and GSD-1G (USGS) | 3.429 | [19 empty] | 4460.2556 | [5 empty] | 0.15897 | [5 empty] | 90.5196 | [9 empty] | 2213.8332 |  | 1.5899 |  |  |  | 0.14794 | [7 empty] | 16.176 | [13 empty] | 4033.0984 | [15 empty] | 0.97241 | [17 empty] | 0.48963 | [9 empty] | 104.3829 | [32 empty] | 2025 |  |  | CHN | Tibet
| Lawu |  | Magmatic hydrothermal | Skarn | Cu-Pb-Zn skarn | Cu, Pb, Zn | In, Sn | Cu, Pb, Zn, In, Sn |  |  | 2019-MOR-025-SPA (slC2)-2 | 2019-MOR-025-SPA (slC2)-2 | underground mine |  |  |  |  | ore material | drill core | underground mining tunnels and drill cores | mineral separate | [5 empty] | mineralisation |  |  |  | sphalerite, chalcopyrite, pyrrhotite, pyrite, arsenopyrite |  |  | Sn-rich Epithermal |  |  |  | galena, bismuthinite, marcasite, iron oxides, pyroxene, actinolite, quartz | thin sections and polished blocks examined using optical microscope, BSE detector, and EDS prior to analysis | EMPA, LA-ICPMS | JEOL JXA-8230 electron probe microanalyzer; RESOlution-LR 193 nm ArF excimer laser ablation system coupled to an Agilent 7700x ICP-MS | Laboratory of Mineral Resources Research Center, Fuzhou University; Adelaide Microscopy, the University of Adelaide | EPMA point analysis: accelerating voltage 15 kV, beam current 20 nA, beam diameter ~5 μm; EPMA mapping: accelerating voltage 20 kV, working current 50 nA, dwell time ~10 ms; BSE imaging: accelerating voltage 20 kV, beam current 10 nA; LA-ICP-MS: energy density 3~3.5 J/cm2, spot sizes 29 to 51 μm, repetition rates 5 Hz (polished thin-section) and 10 Hz (polished blocks), ~30 s background acquisition, ~40 s sample data acquisition | STDGL3 (Danyushevsky et al. 2011) and GSD-1G (USGS) | 4.4999 | [19 empty] | 5199.3327 | [5 empty] | 0.28527 | [5 empty] | 121.151 | [9 empty] | 3287.8884 |  | 5.9215 |  |  |  | 0.37813 | [7 empty] | 18.7849 | [13 empty] | 8691.7206 | [15 empty] | 1.4465 | [17 empty] | 0.62119 | [9 empty] | 127.3038 | [32 empty] | 2025 |  |  | CHN | Tibet
| Lawu |  | Magmatic hydrothermal | Skarn | Cu-Pb-Zn skarn | Cu, Pb, Zn | In, Sn | Cu, Pb, Zn, In, Sn |  |  | 2019-MOR-010-SPA (slC2)-1 | 2019-MOR-010-SPA (slC2)-1 | underground mine |  |  |  |  | ore material | drill core | underground mining tunnels and drill cores | mineral separate | [5 empty] | mineralisation |  |  |  | sphalerite, chalcopyrite, pyrrhotite, pyrite, arsenopyrite |  |  | Sn-rich Epithermal |  |  |  | galena, bismuthinite, marcasite, iron oxides, pyroxene, actinolite, quartz | thin sections and polished blocks examined using optical microscope, BSE detector, and EDS prior to analysis | EMPA, LA-ICPMS | JEOL JXA-8230 electron probe microanalyzer; RESOlution-LR 193 nm ArF excimer laser ablation system coupled to an Agilent 7700x ICP-MS | Laboratory of Mineral Resources Research Center, Fuzhou University; Adelaide Microscopy, the University of Adelaide | EPMA point analysis: accelerating voltage 15 kV, beam current 20 nA, beam diameter ~5 μm; EPMA mapping: accelerating voltage 20 kV, working current 50 nA, dwell time ~10 ms; BSE imaging: accelerating voltage 20 kV, beam current 10 nA; LA-ICP-MS: energy density 3~3.5 J/cm2, spot sizes 29 to 51 μm, repetition rates 5 Hz (polished thin-section) and 10 Hz (polished blocks), ~30 s background acquisition, ~40 s sample data acquisition | STDGL3 (Danyushevsky et al. 2011) and GSD-1G (USGS) | 3.8427 | [19 empty] | 1901.7006 | [5 empty] | 0.19241 | [5 empty] | 713.1235 | [9 empty] | 103.2192 |  | 823.9932 |  |  |  | 11.1926 | [7 empty] | 94.1822 | [13 empty] | 115.0487 | [15 empty] | 13.0321 | [17 empty] | 0.1062 | [9 empty] | 53.6643 | [32 empty] | 2025 |  |  | CHN | Tibet
| Lawu |  | Magmatic hydrothermal | Skarn | Cu-Pb-Zn skarn | Cu, Pb, Zn | In, Sn | Cu, Pb, Zn, In, Sn |  |  | 2019-MOR-010-SPA (slC2)-2 | 2019-MOR-010-SPA (slC2)-2 | underground mine |  |  |  |  | ore material | drill core | underground mining tunnels and drill cores | mineral separate | [5 empty] | mineralisation |  |  |  | sphalerite, chalcopyrite, pyrrhotite, pyrite, arsenopyrite |  |  | Sn-rich Epithermal |  |  |  | galena, bismuthinite, marcasite, iron oxides, pyroxene, actinolite, quartz | thin sections and polished blocks examined using optical microscope, BSE detector, and EDS prior to analysis | EMPA, LA-ICPMS | JEOL JXA-8230 electron probe microanalyzer; RESOlution-LR 193 nm ArF excimer laser ablation system coupled to an Agilent 7700x ICP-MS | Laboratory of Mineral Resources Research Center, Fuzhou University; Adelaide Microscopy, the University of Adelaide | EPMA point analysis: accelerating voltage 15 kV, beam current 20 nA, beam diameter ~5 μm; EPMA mapping: accelerating voltage 20 kV, working current 50 nA, dwell time ~10 ms; BSE imaging: accelerating voltage 20 kV, beam current 10 nA; LA-ICP-MS: energy density 3~3.5 J/cm2, spot sizes 29 to 51 μm, repetition rates 5 Hz (polished thin-section) and 10 Hz (polished blocks), ~30 s background acquisition, ~40 s sample data acquisition | STDGL3 (Danyushevsky et al. 2011) and GSD-1G (USGS) | 5.8376 | [19 empty] | 1945.8888 | [5 empty] | 0.36346 | [5 empty] | 7109.8253 | [9 empty] | 1494.3193 |  | 210.3109 |  |  |  | 5.5315 | [7 empty] | 4608.3328 | [13 empty] | 400.2578 | [15 empty] | 21.4366 | [17 empty] | 29.9828 | [9 empty] | 3442.7662 | [32 empty] | 2025 |  |  | CHN | Tibet
| Lawu |  | Magmatic hydrothermal | Skarn | Cu-Pb-Zn skarn | Cu, Pb, Zn | In, Sn | Cu, Pb, Zn, In, Sn |  |  | 2019-MOR-010-SPA (slC2)-3 | 2019-MOR-010-SPA (slC2)-3 | underground mine |  |  |  |  | ore material | drill core | underground mining tunnels and drill cores | mineral separate | [5 empty] | mineralisation |  |  |  | sphalerite, chalcopyrite, pyrrhotite, pyrite, arsenopyrite |  |  | Sn-rich Epithermal |  |  |  | galena, bismuthinite, marcasite, iron oxides, pyroxene, actinolite, quartz | thin sections and polished blocks examined using optical microscope, BSE detector, and EDS prior to analysis | EMPA, LA-ICPMS | JEOL JXA-8230 electron probe microanalyzer; RESOlution-LR 193 nm ArF excimer laser ablation system coupled to an Agilent 7700x ICP-MS | Laboratory of Mineral Resources Research Center, Fuzhou University; Adelaide Microscopy, the University of Adelaide | EPMA point analysis: accelerating voltage 15 kV, beam current 20 nA, beam diameter ~5 μm; EPMA mapping: accelerating voltage 20 kV, working current 50 nA, dwell time ~10 ms; BSE imaging: accelerating voltage 20 kV, beam current 10 nA; LA-ICP-MS: energy density 3~3.5 J/cm2, spot sizes 29 to 51 μm, repetition rates 5 Hz (polished thin-section) and 10 Hz (polished blocks), ~30 s background acquisition, ~40 s sample data acquisition | STDGL3 (Danyushevsky et al. 2011) and GSD-1G (USGS) | 6.6936 | [19 empty] | 1920.4564 | [5 empty] | 0.19056 | [5 empty] | 3103.8923 | [9 empty] | 1565.9898 |  | 147.0336 |  |  |  | 2.4014 | [7 empty] | 2942.5449 | [13 empty] | 1315.5657 | [15 empty] | 0.66993 | [17 empty] | 0.66968 | [9 empty] | 441.9773 | [32 empty] | 2025 |  |  | CHN | Tibet
| Lawu |  | Magmatic hydrothermal | Skarn | Cu-Pb-Zn skarn | Cu, Pb, Zn | In, Sn | Cu, Pb, Zn, In, Sn |  |  | 2019-MOR-010-SPA (slC2)-4 | 2019-MOR-010-SPA (slC2)-4 | underground mine |  |  |  |  | ore material | drill core | underground mining tunnels and drill cores | mineral separate | [5 empty] | mineralisation |  |  |  | sphalerite, chalcopyrite, pyrrhotite, pyrite, arsenopyrite |  |  | Sn-rich Epithermal |  |  |  | galena, bismuthinite, marcasite, iron oxides, pyroxene, actinolite, quartz | thin sections and polished blocks examined using optical microscope, BSE detector, and EDS prior to analysis | EMPA, LA-ICPMS | JEOL JXA-8230 electron probe microanalyzer; RESOlution-LR 193 nm ArF excimer laser ablation system coupled to an Agilent 7700x ICP-MS | Laboratory of Mineral Resources Research Center, Fuzhou University; Adelaide Microscopy, the University of Adelaide | EPMA point analysis: accelerating voltage 15 kV, beam current 20 nA, beam diameter ~5 μm; EPMA mapping: accelerating voltage 20 kV, working current 50 nA, dwell time ~10 ms; BSE imaging: accelerating voltage 20 kV, beam current 10 nA; LA-ICP-MS: energy density 3~3.5 J/cm2, spot sizes 29 to 51 μm, repetition rates 5 Hz (polished thin-section) and 10 Hz (polished blocks), ~30 s background acquisition, ~40 s sample data acquisition | STDGL3 (Danyushevsky et al. 2011) and GSD-1G (USGS) | 3.6452 | [19 empty] | 2347.1498 | [5 empty] | 0.19601 | [5 empty] | 655.7454 | [9 empty] | 237.2074 |  | 703.9228 |  |  |  | 13.3236 | [7 empty] | 7.4173 | [13 empty] | 140.284 | [15 empty] | 0.31365 | [17 empty] | 0.068165 | [9 empty] | 6.0697 | [32 empty] | 2025 |  |  | CHN | Tibet
| Lawu |  | Magmatic hydrothermal | Skarn | Cu-Pb-Zn skarn | Cu, Pb, Zn | In, Sn | Cu, Pb, Zn, In, Sn |  |  | 2019-MOR-010-SPA (slC2)-5 | 2019-MOR-010-SPA (slC2)-5 | underground mine |  |  |  |  | ore material | drill core | underground mining tunnels and drill cores | mineral separate | [5 empty] | mineralisation |  |  |  | sphalerite, chalcopyrite, pyrrhotite, pyrite, arsenopyrite |  |  | Sn-rich Epithermal |  |  |  | galena, bismuthinite, marcasite, iron oxides, pyroxene, actinolite, quartz | thin sections and polished blocks examined using optical microscope, BSE detector, and EDS prior to analysis | EMPA, LA-ICPMS | JEOL JXA-8230 electron probe microanalyzer; RESOlution-LR 193 nm ArF excimer laser ablation system coupled to an Agilent 7700x ICP-MS | Laboratory of Mineral Resources Research Center, Fuzhou University; Adelaide Microscopy, the University of Adelaide | EPMA point analysis: accelerating voltage 15 kV, beam current 20 nA, beam diameter ~5 μm; EPMA mapping: accelerating voltage 20 kV, working current 50 nA, dwell time ~10 ms; BSE imaging: accelerating voltage 20 kV, beam current 10 nA; LA-ICP-MS: energy density 3~3.5 J/cm2, spot sizes 29 to 51 μm, repetition rates 5 Hz (polished thin-section) and 10 Hz (polished blocks), ~30 s background acquisition, ~40 s sample data acquisition | STDGL3 (Danyushevsky et al. 2011) and GSD-1G (USGS) | 3.3118 | [19 empty] | 2579.444 | [5 empty] | 0.19738 | [5 empty] | 638.9032 | [9 empty] | 266.0764 |  | 690.5223 |  |  |  | 36.3642 | [7 empty] | 11.5458 | [13 empty] | 145.7913 | [15 empty] | 0.26105 | [17 empty] | 0.066595 | [9 empty] | 13.1321 | [32 empty] | 2025 |  |  | CHN | Tibet
| Lawu |  | Magmatic hydrothermal | Skarn | Cu-Pb-Zn skarn | Cu, Pb, Zn | In, Sn | Cu, Pb, Zn, In, Sn |  |  | 2019-MOR-012-SPB (slC2)-1 | 2019-MOR-012-SPB (slC2)-1 | underground mine |  |  |  |  | ore material | drill core | underground mining tunnels and drill cores | mineral separate | [5 empty] | mineralisation |  |  |  | sphalerite, chalcopyrite, pyrrhotite, pyrite, arsenopyrite |  |  | Sn-rich Epithermal |  |  |  | galena, bismuthinite, marcasite, iron oxides, pyroxene, actinolite, quartz | thin sections and polished blocks examined using optical microscope, BSE detector, and EDS prior to analysis | EMPA, LA-ICPMS | JEOL JXA-8230 electron probe microanalyzer; RESOlution-LR 193 nm ArF excimer laser ablation system coupled to an Agilent 7700x ICP-MS | Laboratory of Mineral Resources Research Center, Fuzhou University; Adelaide Microscopy, the University of Adelaide | EPMA point analysis: accelerating voltage 15 kV, beam current 20 nA, beam diameter ~5 μm; EPMA mapping: accelerating voltage 20 kV, working current 50 nA, dwell time ~10 ms; BSE imaging: accelerating voltage 20 kV, beam current 10 nA; LA-ICP-MS: energy density 3~3.5 J/cm2, spot sizes 29 to 51 μm, repetition rates 5 Hz (polished thin-section) and 10 Hz (polished blocks), ~30 s background acquisition, ~40 s sample data acquisition | STDGL3 (Danyushevsky et al. 2011) and GSD-1G (USGS) | 5.7064 | [19 empty] | 2789.0542 | [5 empty] | 0.16657 | [5 empty] | 810.0696 | [9 empty] | 250.324 |  | 51.5652 |  |  |  | 0.42116 | [7 empty] | 11.116 | [13 empty] | 29258.8618 | [15 empty] | 1.3903 | [17 empty] | 0.83088 | [9 empty] | 3.3255 | [32 empty] | 2025 |  |  | CHN | Tibet
| Lawu |  | Magmatic hydrothermal | Skarn | Cu-Pb-Zn skarn | Cu, Pb, Zn | In, Sn | Cu, Pb, Zn, In, Sn |  |  | 2019-MOR-012-SPB (slC2)-2 | 2019-MOR-012-SPB (slC2)-2 | underground mine |  |  |  |  | ore material | drill core | underground mining tunnels and drill cores | mineral separate | [5 empty] | mineralisation |  |  |  | sphalerite, chalcopyrite, pyrrhotite, pyrite, arsenopyrite |  |  | Sn-rich Epithermal |  |  |  | galena, bismuthinite, marcasite, iron oxides, pyroxene, actinolite, quartz | thin sections and polished blocks examined using optical microscope, BSE detector, and EDS prior to analysis | EMPA, LA-ICPMS | JEOL JXA-8230 electron probe microanalyzer; RESOlution-LR 193 nm ArF excimer laser ablation system coupled to an Agilent 7700x ICP-MS | Laboratory of Mineral Resources Research Center, Fuzhou University; Adelaide Microscopy, the University of Adelaide | EPMA point analysis: accelerating voltage 15 kV, beam current 20 nA, beam diameter ~5 μm; EPMA mapping: accelerating voltage 20 kV, working current 50 nA, dwell time ~10 ms; BSE imaging: accelerating voltage 20 kV, beam current 10 nA; LA-ICP-MS: energy density 3~3.5 J/cm2, spot sizes 29 to 51 μm, repetition rates 5 Hz (polished thin-section) and 10 Hz (polished blocks), ~30 s background acquisition, ~40 s sample data acquisition | STDGL3 (Danyushevsky et al. 2011) and GSD-1G (USGS) | 4.5465 | [19 empty] | 2566.5469 | [5 empty] | 0.14594 | [5 empty] | 813.3325 | [9 empty] | 253.1653 |  | 62.5073 |  |  |  | 0.26616 | [7 empty] | 11.6255 | [13 empty] | 25000.9462 | [15 empty] | 1.548 | [17 empty] | 1.1856 | [9 empty] | 2.6387 | [32 empty] | 2025 |  |  | CHN | Tibet
| Lawu |  | Magmatic hydrothermal | Skarn | Cu-Pb-Zn skarn | Cu, Pb, Zn | In, Sn | Cu, Pb, Zn, In, Sn |  |  | 2019-MOR-012-SPB (slC2)-3 | 2019-MOR-012-SPB (slC2)-3 | underground mine |  |  |  |  | ore material | drill core | underground mining tunnels and drill cores | mineral separate | [5 empty] | mineralisation |  |  |  | sphalerite, chalcopyrite, pyrrhotite, pyrite, arsenopyrite |  |  | Sn-rich Epithermal |  |  |  | galena, bismuthinite, marcasite, iron oxides, pyroxene, actinolite, quartz | thin sections and polished blocks examined using optical microscope, BSE detector, and EDS prior to analysis | EMPA, LA-ICPMS | JEOL JXA-8230 electron probe microanalyzer; RESOlution-LR 193 nm ArF excimer laser ablation system coupled to an Agilent 7700x ICP-MS | Laboratory of Mineral Resources Research Center, Fuzhou University; Adelaide Microscopy, the University of Adelaide | EPMA point analysis: accelerating voltage 15 kV, beam current 20 nA, beam diameter ~5 μm; EPMA mapping: accelerating voltage 20 kV, working current 50 nA, dwell time ~10 ms; BSE imaging: accelerating voltage 20 kV, beam current 10 nA; LA-ICP-MS: energy density 3~3.5 J/cm2, spot sizes 29 to 51 μm, repetition rates 5 Hz (polished thin-section) and 10 Hz (polished blocks), ~30 s background acquisition, ~40 s sample data acquisition | STDGL3 (Danyushevsky et al. 2011) and GSD-1G (USGS) | 7.1076 | [19 empty] | 2655.2042 | [5 empty] | 0.15565 | [5 empty] | 990.024 | [9 empty] | 285.7519 |  | 26.2439 |  |  |  | 0.13819 | [7 empty] | 9.7638 | [13 empty] | 23341.6287 | [15 empty] | 3.3224 | [17 empty] | 1.0319 | [9 empty] | 3.7459 | [32 empty] | 2025 |  |  | CHN | Tibet
| Lawu |  | Magmatic hydrothermal | Skarn | Cu-Pb-Zn skarn | Cu, Pb, Zn | In, Sn | Cu, Pb, Zn, In, Sn |  |  | 2019-MOR-012-SPB (slC2)-4 | 2019-MOR-012-SPB (slC2)-4 | underground mine |  |  |  |  | ore material | drill core | underground mining tunnels and drill cores | mineral separate | [5 empty] | mineralisation |  |  |  | sphalerite, chalcopyrite, pyrrhotite, pyrite, arsenopyrite |  |  | Sn-rich Epithermal |  |  |  | galena, bismuthinite, marcasite, iron oxides, pyroxene, actinolite, quartz | thin sections and polished blocks examined using optical microscope, BSE detector, and EDS prior to analysis | EMPA, LA-ICPMS | JEOL JXA-8230 electron probe microanalyzer; RESOlution-LR 193 nm ArF excimer laser ablation system coupled to an Agilent 7700x ICP-MS | Laboratory of Mineral Resources Research Center, Fuzhou University; Adelaide Microscopy, the University of Adelaide | EPMA point analysis: accelerating voltage 15 kV, beam current 20 nA, beam diameter ~5 μm; EPMA mapping: accelerating voltage 20 kV, working current 50 nA, dwell time ~10 ms; BSE imaging: accelerating voltage 20 kV, beam current 10 nA; LA-ICP-MS: energy density 3~3.5 J/cm2, spot sizes 29 to 51 μm, repetition rates 5 Hz (polished thin-section) and 10 Hz (polished blocks), ~30 s background acquisition, ~40 s sample data acquisition | STDGL3 (Danyushevsky et al. 2011) and GSD-1G (USGS) | 12.5884 | [19 empty] | 3564.4891 | [5 empty] | 0.16698 | [5 empty] | 292.1272 | [9 empty] | 29.2011 |  | 51.4227 |  |  |  | 0.25112 | [7 empty] | 8.0435 | [13 empty] | 29.2011 | [15 empty] | 9.8455 | [17 empty] | 1.9977 | [9 empty] | 167.5811 | [32 empty] | 2025 |  |  | CHN | Tibet
| Lawu |  | Magmatic hydrothermal | Skarn | Cu-Pb-Zn skarn | Cu, Pb, Zn | In, Sn | Cu, Pb, Zn, In, Sn |  |  | 2019-MOR-012-SPB (slC2)-5 | 2019-MOR-012-SPB (slC2)-5 | underground mine |  |  |  |  | ore material | drill core | underground mining tunnels and drill cores | mineral separate | [5 empty] | mineralisation |  |  |  | sphalerite, chalcopyrite, pyrrhotite, pyrite, arsenopyrite |  |  | Sn-rich Epithermal |  |  |  | galena, bismuthinite, marcasite, iron oxides, pyroxene, actinolite, quartz | thin sections and polished blocks examined using optical microscope, BSE detector, and EDS prior to analysis | EMPA, LA-ICPMS | JEOL JXA-8230 electron probe microanalyzer; RESOlution-LR 193 nm ArF excimer laser ablation system coupled to an Agilent 7700x ICP-MS | Laboratory of Mineral Resources Research Center, Fuzhou University; Adelaide Microscopy, the University of Adelaide | EPMA point analysis: accelerating voltage 15 kV, beam current 20 nA, beam diameter ~5 μm; EPMA mapping: accelerating voltage 20 kV, working current 50 nA, dwell time ~10 ms; BSE imaging: accelerating voltage 20 kV, beam current 10 nA; LA-ICP-MS: energy density 3~3.5 J/cm2, spot sizes 29 to 51 μm, repetition rates 5 Hz (polished thin-section) and 10 Hz (polished blocks), ~30 s background acquisition, ~40 s sample data acquisition | STDGL3 (Danyushevsky et al. 2011) and GSD-1G (USGS) | 2.5199 | [19 empty] | 3353.9539 | [5 empty] | 0.1462 | [5 empty] | 191.9511 | [9 empty] | 97.606 |  | 72.1511 |  |  |  | 0.50048 | [7 empty] | 4.2684 | [13 empty] | 97.606 | [15 empty] | 0.27453 | [17 empty] | 0.095555 | [9 empty] | 71.3645 | [32 empty] | 2025 |  |  | CHN | Tibet
| Lawu |  | Magmatic hydrothermal | Skarn | Cu-Pb-Zn skarn | Cu, Pb, Zn | In, Sn | Cu, Pb, Zn, In, Sn |  |  | 2019-MOR-012-SPB (slC2)-6 | 2019-MOR-012-SPB (slC2)-6 | underground mine |  |  |  |  | ore material | drill core | underground mining tunnels and drill cores | mineral separate | [5 empty] | mineralisation |  |  |  | sphalerite, chalcopyrite, pyrrhotite, pyrite, arsenopyrite |  |  | Sn-rich Epithermal |  |  |  | galena, bismuthinite, marcasite, iron oxides, pyroxene, actinolite, quartz | thin sections and polished blocks examined using optical microscope, BSE detector, and EDS prior to analysis | EMPA, LA-ICPMS | JEOL JXA-8230 electron probe microanalyzer; RESOlution-LR 193 nm ArF excimer laser ablation system coupled to an Agilent 7700x ICP-MS | Laboratory of Mineral Resources Research Center, Fuzhou University; Adelaide Microscopy, the University of Adelaide | EPMA point analysis: accelerating voltage 15 kV, beam current 20 nA, beam diameter ~5 μm; EPMA mapping: accelerating voltage 20 kV, working current 50 nA, dwell time ~10 ms; BSE imaging: accelerating voltage 20 kV, beam current 10 nA; LA-ICP-MS: energy density 3~3.5 J/cm2, spot sizes 29 to 51 μm, repetition rates 5 Hz (polished thin-section) and 10 Hz (polished blocks), ~30 s background acquisition, ~40 s sample data acquisition | STDGL3 (Danyushevsky et al. 2011) and GSD-1G (USGS) | 6.1872 | [19 empty] | 3892.9494 | [5 empty] | 0.17045 | [5 empty] | 960.163 | [9 empty] | 109.3982 |  | 68.138 |  |  |  | 0.54665 | [7 empty] | 11.0778 | [13 empty] | 109.3982 | [15 empty] | 2.7698 | [17 empty] | 2.495 | [9 empty] | 2.2026 | [32 empty] | 2025 |  |  | CHN | Tibet
| Lawu |  | Magmatic hydrothermal | Skarn | Cu-Pb-Zn skarn | Cu, Pb, Zn | In, Sn | Cu, Pb, Zn, In, Sn |  |  | 2019-MOR-012-SPB (slC2)-7 | 2019-MOR-012-SPB (slC2)-7 | underground mine |  |  |  |  | ore material | drill core | underground mining tunnels and drill cores | mineral separate | [5 empty] | mineralisation |  |  |  | sphalerite, chalcopyrite, pyrrhotite, pyrite, arsenopyrite |  |  | Sn-rich Epithermal |  |  |  | galena, bismuthinite, marcasite, iron oxides, pyroxene, actinolite, quartz | thin sections and polished blocks examined using optical microscope, BSE detector, and EDS prior to analysis | EMPA, LA-ICPMS | JEOL JXA-8230 electron probe microanalyzer; RESOlution-LR 193 nm ArF excimer laser ablation system coupled to an Agilent 7700x ICP-MS | Laboratory of Mineral Resources Research Center, Fuzhou University; Adelaide Microscopy, the University of Adelaide | EPMA point analysis: accelerating voltage 15 kV, beam current 20 nA, beam diameter ~5 μm; EPMA mapping: accelerating voltage 20 kV, working current 50 nA, dwell time ~10 ms; BSE imaging: accelerating voltage 20 kV, beam current 10 nA; LA-ICP-MS: energy density 3~3.5 J/cm2, spot sizes 29 to 51 μm, repetition rates 5 Hz (polished thin-section) and 10 Hz (polished blocks), ~30 s background acquisition, ~40 s sample data acquisition | STDGL3 (Danyushevsky et al. 2011) and GSD-1G (USGS) | 18.683 | [19 empty] | 3851.9714 | [5 empty] | 0.16373 | [5 empty] | 730.0319 | [9 empty] | 38.5625 |  | 57.9889 |  |  |  | 0.4989 | [7 empty] | 14.6407 | [13 empty] | 38.5625 | [15 empty] | 15.3771 | [17 empty] | 4.312 | [9 empty] | 3.8434 | [32 empty] | 2025 |  |  | CHN | Tibet
| Lawu |  | Magmatic hydrothermal | Skarn | Cu-Pb-Zn skarn | Cu, Pb, Zn | In, Sn | Cu, Pb, Zn, In, Sn |  |  | 2019-MOR-012-SPB (slC2)-8 | 2019-MOR-012-SPB (slC2)-8 | underground mine |  |  |  |  | ore material | drill core | underground mining tunnels and drill cores | mineral separate | [5 empty] | mineralisation |  |  |  | sphalerite, chalcopyrite, pyrrhotite, pyrite, arsenopyrite |  |  | Sn-rich Epithermal |  |  |  | galena, bismuthinite, marcasite, iron oxides, pyroxene, actinolite, quartz | thin sections and polished blocks examined using optical microscope, BSE detector, and EDS prior to analysis | EMPA, LA-ICPMS | JEOL JXA-8230 electron probe microanalyzer; RESOlution-LR 193 nm ArF excimer laser ablation system coupled to an Agilent 7700x ICP-MS | Laboratory of Mineral Resources Research Center, Fuzhou University; Adelaide Microscopy, the University of Adelaide | EPMA point analysis: accelerating voltage 15 kV, beam current 20 nA, beam diameter ~5 μm; EPMA mapping: accelerating voltage 20 kV, working current 50 nA, dwell time ~10 ms; BSE imaging: accelerating voltage 20 kV, beam current 10 nA; LA-ICP-MS: energy density 3~3.5 J/cm2, spot sizes 29 to 51 μm, repetition rates 5 Hz (polished thin-section) and 10 Hz (polished blocks), ~30 s background acquisition, ~40 s sample data acquisition | STDGL3 (Danyushevsky et al. 2011) and GSD-1G (USGS) | 15.0315 | [19 empty] | 3901.7842 | [5 empty] | 0.16526 | [5 empty] | 514.7518 | [9 empty] | 27.9039 |  | 32.4957 |  |  |  | 0.18769 | [7 empty] | 15.061 | [13 empty] | 27.9039 | [15 empty] | 10.609 | [17 empty] | 2.993 | [9 empty] | 373.7621 | [32 empty] | 2025 |  |  | CHN | Tibet
| Lawu |  | Magmatic hydrothermal | Skarn | Cu-Pb-Zn skarn | Cu, Pb, Zn | In, Sn | Cu, Pb, Zn, In, Sn |  |  | 2019-MOR-019-SPA (slC2)-1 | 2019-MOR-019-SPA (slC2)-1 | underground mine |  |  |  |  | ore material | drill core | underground mining tunnels and drill cores | mineral separate | [5 empty] | mineralisation |  |  |  | sphalerite, chalcopyrite, pyrrhotite, pyrite, arsenopyrite |  |  | Sn-rich Epithermal |  |  |  | galena, bismuthinite, marcasite, iron oxides, pyroxene, actinolite, quartz | thin sections and polished blocks examined using optical microscope, BSE detector, and EDS prior to analysis | EMPA, LA-ICPMS | JEOL JXA-8230 electron probe microanalyzer; RESOlution-LR 193 nm ArF excimer laser ablation system coupled to an Agilent 7700x ICP-MS | Laboratory of Mineral Resources Research Center, Fuzhou University; Adelaide Microscopy, the University of Adelaide | EPMA point analysis: accelerating voltage 15 kV, beam current 20 nA, beam diameter ~5 μm; EPMA mapping: accelerating voltage 20 kV, working current 50 nA, dwell time ~10 ms; BSE imaging: accelerating voltage 20 kV, beam current 10 nA; LA-ICP-MS: energy density 3~3.5 J/cm2, spot sizes 29 to 51 μm, repetition rates 5 Hz (polished thin-section) and 10 Hz (polished blocks), ~30 s background acquisition, ~40 s sample data acquisition | STDGL3 (Danyushevsky et al. 2011) and GSD-1G (USGS) | 1.9524 | [19 empty] | 2368.1781 | [5 empty] | 0.27047 | [5 empty] | 8.4531 | [9 empty] | 1531.3465 |  | 1.2194 |  |  |  | 0.14539 | [7 empty] | 0.54943 | [13 empty] | 900.594 | [15 empty] | 0.094179 | [17 empty] | 0.028854 | [9 empty] | 0.56291 | [32 empty] | 2025 |  |  | CHN | Tibet
| Lawu |  | Magmatic hydrothermal | Skarn | Cu-Pb-Zn skarn | Cu, Pb, Zn | In, Sn | Cu, Pb, Zn, In, Sn |  |  | 2019-MOR-019-SPA (slC2)-2 | 2019-MOR-019-SPA (slC2)-2 | underground mine |  |  |  |  | ore material | drill core | underground mining tunnels and drill cores | mineral separate | [5 empty] | mineralisation |  |  |  | sphalerite, chalcopyrite, pyrrhotite, pyrite, arsenopyrite |  |  | Sn-rich Epithermal |  |  |  | galena, bismuthinite, marcasite, iron oxides, pyroxene, actinolite, quartz | thin sections and polished blocks examined using optical microscope, BSE detector, and EDS prior to analysis | EMPA, LA-ICPMS | JEOL JXA-8230 electron probe microanalyzer; RESOlution-LR 193 nm ArF excimer laser ablation system coupled to an Agilent 7700x ICP-MS | Laboratory of Mineral Resources Research Center, Fuzhou University; Adelaide Microscopy, the University of Adelaide | EPMA point analysis: accelerating voltage 15 kV, beam current 20 nA, beam diameter ~5 μm; EPMA mapping: accelerating voltage 20 kV, working current 50 nA, dwell time ~10 ms; BSE imaging: accelerating voltage 20 kV, beam current 10 nA; LA-ICP-MS: energy density 3~3.5 J/cm2, spot sizes 29 to 51 μm, repetition rates 5 Hz (polished thin-section) and 10 Hz (polished blocks), ~30 s background acquisition, ~40 s sample data acquisition | STDGL3 (Danyushevsky et al. 2011) and GSD-1G (USGS) | 3.652 | [19 empty] | 2404.7939 | [5 empty] | 0.21405 | [5 empty] | 571.4103 | [9 empty] | 885.4237 |  | 24.4679 |  |  |  | 0.91216 | [7 empty] | 302.7593 | [13 empty] | 890.9302 | [15 empty] | 11.6672 | [17 empty] | 7.489 | [9 empty] | 286.5731 | [32 empty] | 2025 |  |  | CHN | Tibet
| Lawu |  | Magmatic hydrothermal | Skarn | Cu-Pb-Zn skarn | Cu, Pb, Zn | In, Sn | Cu, Pb, Zn, In, Sn |  |  | 2019-MOR-019-SPA (slC2)-3 | 2019-MOR-019-SPA (slC2)-3 | underground mine |  |  |  |  | ore material | drill core | underground mining tunnels and drill cores | mineral separate | [5 empty] | mineralisation |  |  |  | sphalerite, chalcopyrite, pyrrhotite, pyrite, arsenopyrite |  |  | Sn-rich Epithermal |  |  |  | galena, bismuthinite, marcasite, iron oxides, pyroxene, actinolite, quartz | thin sections and polished blocks examined using optical microscope, BSE detector, and EDS prior to analysis | EMPA, LA-ICPMS | JEOL JXA-8230 electron probe microanalyzer; RESOlution-LR 193 nm ArF excimer laser ablation system coupled to an Agilent 7700x ICP-MS | Laboratory of Mineral Resources Research Center, Fuzhou University; Adelaide Microscopy, the University of Adelaide | EPMA point analysis: accelerating voltage 15 kV, beam current 20 nA, beam diameter ~5 μm; EPMA mapping: accelerating voltage 20 kV, working current 50 nA, dwell time ~10 ms; BSE imaging: accelerating voltage 20 kV, beam current 10 nA; LA-ICP-MS: energy density 3~3.5 J/cm2, spot sizes 29 to 51 μm, repetition rates 5 Hz (polished thin-section) and 10 Hz (polished blocks), ~30 s background acquisition, ~40 s sample data acquisition | STDGL3 (Danyushevsky et al. 2011) and GSD-1G (USGS) | 8.7695 | [19 empty] | 2114.5384 | [5 empty] | 0.13831 | [5 empty] | 106.8477 | [9 empty] | 39.5088 |  | 12.196 |  |  |  | 0.31054 | [7 empty] | 31.2616 | [13 empty] | 1.3113 | [15 empty] | 11.1771 | [17 empty] | 19.4301 | [9 empty] | 29.5984 | [32 empty] | 2025 |  |  | CHN | Tibet
| Lawu |  | Magmatic hydrothermal | Skarn | Cu-Pb-Zn skarn | Cu, Pb, Zn | In, Sn | Cu, Pb, Zn, In, Sn |  |  | 2019-MOR-019-SPA (slC2)-4 | 2019-MOR-019-SPA (slC2)-4 | underground mine |  |  |  |  | ore material | drill core | underground mining tunnels and drill cores | mineral separate | [5 empty] | mineralisation |  |  |  | sphalerite, chalcopyrite, pyrrhotite, pyrite, arsenopyrite |  |  | Sn-rich Epithermal |  |  |  | galena, bismuthinite, marcasite, iron oxides, pyroxene, actinolite, quartz | thin sections and polished blocks examined using optical microscope, BSE detector, and EDS prior to analysis | EMPA, LA-ICPMS | JEOL JXA-8230 electron probe microanalyzer; RESOlution-LR 193 nm ArF excimer laser ablation system coupled to an Agilent 7700x ICP-MS | Laboratory of Mineral Resources Research Center, Fuzhou University; Adelaide Microscopy, the University of Adelaide | EPMA point analysis: accelerating voltage 15 kV, beam current 20 nA, beam diameter ~5 μm; EPMA mapping: accelerating voltage 20 kV, working current 50 nA, dwell time ~10 ms; BSE imaging: accelerating voltage 20 kV, beam current 10 nA; LA-ICP-MS: energy density 3~3.5 J/cm2, spot sizes 29 to 51 μm, repetition rates 5 Hz (polished thin-section) and 10 Hz (polished blocks), ~30 s background acquisition, ~40 s sample data acquisition | STDGL3 (Danyushevsky et al. 2011) and GSD-1G (USGS) | 2.3724 | [19 empty] | 3093.2775 | [5 empty] | 0.15063 | [5 empty] | 41.639 | [9 empty] | 217.0966 |  | 4.0896 |  |  |  | 0.17169 | [7 empty] | 10.552 | [13 empty] | 1.3282 | [15 empty] | 2.2024 | [17 empty] | 1.9123 | [9 empty] | 16.5262 | [32 empty] | 2025 |  |  | CHN | Tibet
| Lawu |  | Magmatic hydrothermal | Skarn | Cu-Pb-Zn skarn | Cu, Pb, Zn | In, Sn | Cu, Pb, Zn, In, Sn |  |  | 2019-MOR-019-SPA (slC2)-5 | 2019-MOR-019-SPA (slC2)-5 | underground mine |  |  |  |  | ore material | drill core | underground mining tunnels and drill cores | mineral separate | [5 empty] | mineralisation |  |  |  | sphalerite, chalcopyrite, pyrrhotite, pyrite, arsenopyrite |  |  | Sn-rich Epithermal |  |  |  | galena, bismuthinite, marcasite, iron oxides, pyroxene, actinolite, quartz | thin sections and polished blocks examined using optical microscope, BSE detector, and EDS prior to analysis | EMPA, LA-ICPMS | JEOL JXA-8230 electron probe microanalyzer; RESOlution-LR 193 nm ArF excimer laser ablation system coupled to an Agilent 7700x ICP-MS | Laboratory of Mineral Resources Research Center, Fuzhou University; Adelaide Microscopy, the University of Adelaide | EPMA point analysis: accelerating voltage 15 kV, beam current 20 nA, beam diameter ~5 μm; EPMA mapping: accelerating voltage 20 kV, working current 50 nA, dwell time ~10 ms; BSE imaging: accelerating voltage 20 kV, beam current 10 nA; LA-ICP-MS: energy density 3~3.5 J/cm2, spot sizes 29 to 51 μm, repetition rates 5 Hz (polished thin-section) and 10 Hz (polished blocks), ~30 s background acquisition, ~40 s sample data acquisition | STDGL3 (Danyushevsky et al. 2011) and GSD-1G (USGS) | 8.7467 | [19 empty] | 3625.0964 | [5 empty] | 0.48117 | [5 empty] | 19.0523 | [9 empty] | 312.5292 |  | 2.5939 |  |  |  | 0.33316 | [7 empty] | 1.455 | [13 empty] | 900.2863 | [15 empty] | 2.7591 | [17 empty] | 2.3801 | [9 empty] | 1.6096 | [32 empty] | 2025 |  |  | CHN | Tibet
| Lawu |  | Magmatic hydrothermal | Skarn | Cu-Pb-Zn skarn | Cu, Pb, Zn | In, Sn | Cu, Pb, Zn, In, Sn |  |  | 2019-MOR-019-SPA (slC2)-6 | 2019-MOR-019-SPA (slC2)-6 | underground mine |  |  |  |  | ore material | drill core | underground mining tunnels and drill cores | mineral separate | [5 empty] | mineralisation |  |  |  | sphalerite, chalcopyrite, pyrrhotite, pyrite, arsenopyrite |  |  | Sn-rich Epithermal |  |  |  | galena, bismuthinite, marcasite, iron oxides, pyroxene, actinolite, quartz | thin sections and polished blocks examined using optical microscope, BSE detector, and EDS prior to analysis | EMPA, LA-ICPMS | JEOL JXA-8230 electron probe microanalyzer; RESOlution-LR 193 nm ArF excimer laser ablation system coupled to an Agilent 7700x ICP-MS | Laboratory of Mineral Resources Research Center, Fuzhou University; Adelaide Microscopy, the University of Adelaide | EPMA point analysis: accelerating voltage 15 kV, beam current 20 nA, beam diameter ~5 μm; EPMA mapping: accelerating voltage 20 kV, working current 50 nA, dwell time ~10 ms; BSE imaging: accelerating voltage 20 kV, beam current 10 nA; LA-ICP-MS: energy density 3~3.5 J/cm2, spot sizes 29 to 51 μm, repetition rates 5 Hz (polished thin-section) and 10 Hz (polished blocks), ~30 s background acquisition, ~40 s sample data acquisition | STDGL3 (Danyushevsky et al. 2011) and GSD-1G (USGS) | 17.4289 | [19 empty] | 1117.8748 | [5 empty] | 0.14183 | [5 empty] | 493.3729 | [9 empty] | 304.1357 |  | 192.9906 |  |  |  | 22.2304 | [7 empty] | 14.6087 | [13 empty] | 901.8249 | [15 empty] | 22.1695 | [17 empty] | 82.7931 | [9 empty] | 34.9665 | [32 empty] | 2025 |  |  | CHN | Tibet
| Lawu |  | Magmatic hydrothermal | Skarn | Cu-Pb-Zn skarn | Cu, Pb, Zn | In, Sn | Cu, Pb, Zn, In, Sn |  |  | 2019-MOR-019-SPA (slC2)-7 | 2019-MOR-019-SPA (slC2)-7 | underground mine |  |  |  |  | ore material | drill core | underground mining tunnels and drill cores | mineral separate | [5 empty] | mineralisation |  |  |  | sphalerite, chalcopyrite, pyrrhotite, pyrite, arsenopyrite |  |  | Sn-rich Epithermal |  |  |  | galena, bismuthinite, marcasite, iron oxides, pyroxene, actinolite, quartz | thin sections and polished blocks examined using optical microscope, BSE detector, and EDS prior to analysis | EMPA, LA-ICPMS | JEOL JXA-8230 electron probe microanalyzer; RESOlution-LR 193 nm ArF excimer laser ablation system coupled to an Agilent 7700x ICP-MS | Laboratory of Mineral Resources Research Center, Fuzhou University; Adelaide Microscopy, the University of Adelaide | EPMA point analysis: accelerating voltage 15 kV, beam current 20 nA, beam diameter ~5 μm; EPMA mapping: accelerating voltage 20 kV, working current 50 nA, dwell time ~10 ms; BSE imaging: accelerating voltage 20 kV, beam current 10 nA; LA-ICP-MS: energy density 3~3.5 J/cm2, spot sizes 29 to 51 μm, repetition rates 5 Hz (polished thin-section) and 10 Hz (polished blocks), ~30 s background acquisition, ~40 s sample data acquisition | STDGL3 (Danyushevsky et al. 2011) and GSD-1G (USGS) | 7.2242 | [19 empty] | 4504.1797 | [5 empty] | 0.38751 | [5 empty] | 21.2354 | [9 empty] | 308.4405 |  | 0.67176 |  |  |  | 0.15324 | [7 empty] | 0.030024 | [13 empty] | 902.0177 | [15 empty] | 8.9106 | [17 empty] | 3.4324 | [9 empty] | 10.3203 | [32 empty] | 2025 |  |  | CHN | Tibet
| Lawu |  | Magmatic hydrothermal | Skarn | Cu-Pb-Zn skarn | Cu, Pb, Zn | In, Sn | Cu, Pb, Zn, In, Sn |  |  | 2019-MOR-019-SPA (slC2)-8 | 2019-MOR-019-SPA (slC2)-8 | underground mine |  |  |  |  | ore material | drill core | underground mining tunnels and drill cores | mineral separate | [5 empty] | mineralisation |  |  |  | sphalerite, chalcopyrite, pyrrhotite, pyrite, arsenopyrite |  |  | Sn-rich Epithermal |  |  |  | galena, bismuthinite, marcasite, iron oxides, pyroxene, actinolite, quartz | thin sections and polished blocks examined using optical microscope, BSE detector, and EDS prior to analysis | EMPA, LA-ICPMS | JEOL JXA-8230 electron probe microanalyzer; RESOlution-LR 193 nm ArF excimer laser ablation system coupled to an Agilent 7700x ICP-MS | Laboratory of Mineral Resources Research Center, Fuzhou University; Adelaide Microscopy, the University of Adelaide | EPMA point analysis: accelerating voltage 15 kV, beam current 20 nA, beam diameter ~5 μm; EPMA mapping: accelerating voltage 20 kV, working current 50 nA, dwell time ~10 ms; BSE imaging: accelerating voltage 20 kV, beam current 10 nA; LA-ICP-MS: energy density 3~3.5 J/cm2, spot sizes 29 to 51 μm, repetition rates 5 Hz (polished thin-section) and 10 Hz (polished blocks), ~30 s background acquisition, ~40 s sample data acquisition | STDGL3 (Danyushevsky et al. 2011) and GSD-1G (USGS) | 14.6874 | [19 empty] | 1825.4382 | [5 empty] | 0.30615 | [5 empty] | 140.351 | [9 empty] | 298.3549 |  | 2.8103 |  |  |  | 9.4767 | [7 empty] | 0.43245 | [13 empty] | 890.1716 | [15 empty] | 26.9789 | [17 empty] | 36.7798 | [9 empty] | 3.7888 | [32 empty] | 2025 |  |  | CHN | Tibet
| Lawu |  | Magmatic hydrothermal | Skarn | Cu-Pb-Zn skarn | Cu, Pb, Zn | In, Sn | Cu, Pb, Zn, In, Sn |  |  | 2019-MOR-019-SPA (slC2)-9 | 2019-MOR-019-SPA (slC2)-9 | underground mine |  |  |  |  | ore material | drill core | underground mining tunnels and drill cores | mineral separate | [5 empty] | mineralisation |  |  |  | sphalerite, chalcopyrite, pyrrhotite, pyrite, arsenopyrite |  |  | Sn-rich Epithermal |  |  |  | galena, bismuthinite, marcasite, iron oxides, pyroxene, actinolite, quartz | thin sections and polished blocks examined using optical microscope, BSE detector, and EDS prior to analysis | EMPA, LA-ICPMS | JEOL JXA-8230 electron probe microanalyzer; RESOlution-LR 193 nm ArF excimer laser ablation system coupled to an Agilent 7700x ICP-MS | Laboratory of Mineral Resources Research Center, Fuzhou University; Adelaide Microscopy, the University of Adelaide | EPMA point analysis: accelerating voltage 15 kV, beam current 20 nA, beam diameter ~5 μm; EPMA mapping: accelerating voltage 20 kV, working current 50 nA, dwell time ~10 ms; BSE imaging: accelerating voltage 20 kV, beam current 10 nA; LA-ICP-MS: energy density 3~3.5 J/cm2, spot sizes 29 to 51 μm, repetition rates 5 Hz (polished thin-section) and 10 Hz (polished blocks), ~30 s background acquisition, ~40 s sample data acquisition | STDGL3 (Danyushevsky et al. 2011) and GSD-1G (USGS) | 2.4368 | [19 empty] | 1309.4883 | [5 empty] | 0.28094 | [5 empty] | 50.9726 | [9 empty] | 102.6946 |  | 29.3728 |  |  |  | 0.89131 | [7 empty] | 3.0199 | [13 empty] | 900.7069 | [15 empty] | 5.8479 | [17 empty] | 0.81143 | [9 empty] | 16.9699 | [32 empty] | 2025 |  |  | CHN | Tibet
| Lawu |  | Magmatic hydrothermal | Skarn | Cu-Pb-Zn skarn | Cu, Pb, Zn | In, Sn | Cu, Pb, Zn, In, Sn |  |  | 2019-MOR-019-SPA (slC2)-10 | 2019-MOR-019-SPA (slC2)-10 | underground mine |  |  |  |  | ore material | drill core | underground mining tunnels and drill cores | mineral separate | [5 empty] | mineralisation |  |  |  | sphalerite, chalcopyrite, pyrrhotite, pyrite, arsenopyrite |  |  | Sn-rich Epithermal |  |  |  | galena, bismuthinite, marcasite, iron oxides, pyroxene, actinolite, quartz | thin sections and polished blocks examined using optical microscope, BSE detector, and EDS prior to analysis | EMPA, LA-ICPMS | JEOL JXA-8230 electron probe microanalyzer; RESOlution-LR 193 nm ArF excimer laser ablation system coupled to an Agilent 7700x ICP-MS | Laboratory of Mineral Resources Research Center, Fuzhou University; Adelaide Microscopy, the University of Adelaide | EPMA point analysis: accelerating voltage 15 kV, beam current 20 nA, beam diameter ~5 μm; EPMA mapping: accelerating voltage 20 kV, working current 50 nA, dwell time ~10 ms; BSE imaging: accelerating voltage 20 kV, beam current 10 nA; LA-ICP-MS: energy density 3~3.5 J/cm2, spot sizes 29 to 51 μm, repetition rates 5 Hz (polished thin-section) and 10 Hz (polished blocks), ~30 s background acquisition, ~40 s sample data acquisition | STDGL3 (Danyushevsky et al. 2011) and GSD-1G (USGS) | 2.3562 | [19 empty] | 4334.4822 | [5 empty] | 0.31295 | [5 empty] | 9.8436 | [9 empty] | 562.4563 |  | 0.086007 |  |  |  | 0.28343 | [7 empty] | 0.14044 | [13 empty] | 903.9047 | [15 empty] | 0.87061 | [17 empty] | 0.94354 | [9 empty] | 0.42086 | [32 empty] | 2025 |  |  | CHN | Tibet
| Lawu |  | Magmatic hydrothermal | Skarn | Cu-Pb-Zn skarn | Cu, Pb, Zn | In, Sn | Cu, Pb, Zn, In, Sn |  |  | 2019-MOR-019-SPA (slC2)-11 | 2019-MOR-019-SPA (slC2)-11 | underground mine |  |  |  |  | ore material | drill core | underground mining tunnels and drill cores | mineral separate | [5 empty] | mineralisation |  |  |  | sphalerite, chalcopyrite, pyrrhotite, pyrite, arsenopyrite |  |  | Sn-rich Epithermal |  |  |  | galena, bismuthinite, marcasite, iron oxides, pyroxene, actinolite, quartz | thin sections and polished blocks examined using optical microscope, BSE detector, and EDS prior to analysis | EMPA, LA-ICPMS | JEOL JXA-8230 electron probe microanalyzer; RESOlution-LR 193 nm ArF excimer laser ablation system coupled to an Agilent 7700x ICP-MS | Laboratory of Mineral Resources Research Center, Fuzhou University; Adelaide Microscopy, the University of Adelaide | EPMA point analysis: accelerating voltage 15 kV, beam current 20 nA, beam diameter ~5 μm; EPMA mapping: accelerating voltage 20 kV, working current 50 nA, dwell time ~10 ms; BSE imaging: accelerating voltage 20 kV, beam current 10 nA; LA-ICP-MS: energy density 3~3.5 J/cm2, spot sizes 29 to 51 μm, repetition rates 5 Hz (polished thin-section) and 10 Hz (polished blocks), ~30 s background acquisition, ~40 s sample data acquisition | STDGL3 (Danyushevsky et al. 2011) and GSD-1G (USGS) | 4.5534 | [19 empty] | 1287.9029 | [5 empty] | 0.1456 | [5 empty] | 52.5451 | [9 empty] | 29.6003 |  | 2.7518 |  |  |  | 13.868 | [7 empty] | 1.4889 | [13 empty] | 1.3178 | [15 empty] | 3.0738 | [17 empty] | 8.5085 | [9 empty] | 4.5868 | [32 empty] | 2025 |  |  | CHN | Tibet
| Lawu |  | Magmatic hydrothermal | Skarn | Cu-Pb-Zn skarn | Cu, Pb, Zn | In, Sn | Cu, Pb, Zn, In, Sn |  |  | 2019-MOR-019-SPA (slC2)-12 | 2019-MOR-019-SPA (slC2)-12 | underground mine |  |  |  |  | ore material | drill core | underground mining tunnels and drill cores | mineral separate | [5 empty] | mineralisation |  |  |  | sphalerite, chalcopyrite, pyrrhotite, pyrite, arsenopyrite |  |  | Sn-rich Epithermal |  |  |  | galena, bismuthinite, marcasite, iron oxides, pyroxene, actinolite, quartz | thin sections and polished blocks examined using optical microscope, BSE detector, and EDS prior to analysis | EMPA, LA-ICPMS | JEOL JXA-8230 electron probe microanalyzer; RESOlution-LR 193 nm ArF excimer laser ablation system coupled to an Agilent 7700x ICP-MS | Laboratory of Mineral Resources Research Center, Fuzhou University; Adelaide Microscopy, the University of Adelaide | EPMA point analysis: accelerating voltage 15 kV, beam current 20 nA, beam diameter ~5 μm; EPMA mapping: accelerating voltage 20 kV, working current 50 nA, dwell time ~10 ms; BSE imaging: accelerating voltage 20 kV, beam current 10 nA; LA-ICP-MS: energy density 3~3.5 J/cm2, spot sizes 29 to 51 μm, repetition rates 5 Hz (polished thin-section) and 10 Hz (polished blocks), ~30 s background acquisition, ~40 s sample data acquisition | STDGL3 (Danyushevsky et al. 2011) and GSD-1G (USGS) | 5.0831 | [19 empty] | 1989.218 | [5 empty] | 0.25201 | [5 empty] | 329.671 | [9 empty] | 80.5553 |  | 177.7156 |  |  |  | 1.5672 | [7 empty] | 2.3755 | [13 empty] | 2.2102 | [15 empty] | 8.0951 | [17 empty] | 9.7971 | [9 empty] | 111.572 | [32 empty] | 2025 |  |  | CHN | Tibet
| Lawu |  | Magmatic hydrothermal | Skarn | Cu-Pb-Zn skarn | Cu, Pb, Zn | In, Sn | Cu, Pb, Zn, In, Sn |  |  | 2019-MOR-019-SPA (slC2)-13 | 2019-MOR-019-SPA (slC2)-13 | underground mine |  |  |  |  | ore material | drill core | underground mining tunnels and drill cores | mineral separate | [5 empty] | mineralisation |  |  |  | sphalerite, chalcopyrite, pyrrhotite, pyrite, arsenopyrite |  |  | Sn-rich Epithermal |  |  |  | galena, bismuthinite, marcasite, iron oxides, pyroxene, actinolite, quartz | thin sections and polished blocks examined using optical microscope, BSE detector, and EDS prior to analysis | EMPA, LA-ICPMS | JEOL JXA-8230 electron probe microanalyzer; RESOlution-LR 193 nm ArF excimer laser ablation system coupled to an Agilent 7700x ICP-MS | Laboratory of Mineral Resources Research Center, Fuzhou University; Adelaide Microscopy, the University of Adelaide | EPMA point analysis: accelerating voltage 15 kV, beam current 20 nA, beam diameter ~5 μm; EPMA mapping: accelerating voltage 20 kV, working current 50 nA, dwell time ~10 ms; BSE imaging: accelerating voltage 20 kV, beam current 10 nA; LA-ICP-MS: energy density 3~3.5 J/cm2, spot sizes 29 to 51 μm, repetition rates 5 Hz (polished thin-section) and 10 Hz (polished blocks), ~30 s background acquisition, ~40 s sample data acquisition | STDGL3 (Danyushevsky et al. 2011) and GSD-1G (USGS) | 5.3105 | [19 empty] | 1871.3315 | [5 empty] | 0.1871 | [5 empty] | 156.8871 | [9 empty] | 42.0136 |  | 117.5597 |  |  |  | 2.2363 | [7 empty] | 0.95525 | [13 empty] | 1.6253 | [15 empty] | 14.1332 | [17 empty] | 11.5745 | [9 empty] | 2.879 | [32 empty] | 2025 |  |  | CHN | Tibet
| Lawu |  | Magmatic hydrothermal | Skarn | Cu-Pb-Zn skarn | Cu, Pb, Zn | In, Sn | Cu, Pb, Zn, In, Sn |  |  | 2019-MOR-21-SP (slC2)-1 | 2019-MOR-21-SP (slC2)-1 | underground mine |  |  |  |  | ore material | drill core | underground mining tunnels and drill cores | mineral separate | [5 empty] | mineralisation |  |  |  | sphalerite, chalcopyrite, pyrrhotite, pyrite, arsenopyrite |  |  | Sn-rich Epithermal |  |  |  | galena, bismuthinite, marcasite, iron oxides, pyroxene, actinolite, quartz | thin sections and polished blocks examined using optical microscope, BSE detector, and EDS prior to analysis | EMPA, LA-ICPMS | JEOL JXA-8230 electron probe microanalyzer; RESOlution-LR 193 nm ArF excimer laser ablation system coupled to an Agilent 7700x ICP-MS | Laboratory of Mineral Resources Research Center, Fuzhou University; Adelaide Microscopy, the University of Adelaide | EPMA point analysis: accelerating voltage 15 kV, beam current 20 nA, beam diameter ~5 μm; EPMA mapping: accelerating voltage 20 kV, working current 50 nA, dwell time ~10 ms; BSE imaging: accelerating voltage 20 kV, beam current 10 nA; LA-ICP-MS: energy density 3~3.5 J/cm2, spot sizes 29 to 51 μm, repetition rates 5 Hz (polished thin-section) and 10 Hz (polished blocks), ~30 s background acquisition, ~40 s sample data acquisition | STDGL3 (Danyushevsky et al. 2011) and GSD-1G (USGS) | 48.6971 | [19 empty] | 2784.5152 | [5 empty] | 0.16442 | [5 empty] | 266.2908 | [9 empty] | 35.6264 |  | 56.1893 |  |  |  | 1.8061 | [7 empty] | 0.4385 | [13 empty] | 1.2248 | [15 empty] | 67.8096 | [17 empty] | 57.0239 | [9 empty] | 16.6803 | [32 empty] | 2025 |  |  | CHN | Tibet
| Lawu |  | Magmatic hydrothermal | Skarn | Cu-Pb-Zn skarn | Cu, Pb, Zn | In, Sn | Cu, Pb, Zn, In, Sn |  |  | 2019-MOR-21-SP (slC2)-2 | 2019-MOR-21-SP (slC2)-2 | underground mine |  |  |  |  | ore material | drill core | underground mining tunnels and drill cores | mineral separate | [5 empty] | mineralisation |  |  |  | sphalerite, chalcopyrite, pyrrhotite, pyrite, arsenopyrite |  |  | Sn-rich Epithermal |  |  |  | galena, bismuthinite, marcasite, iron oxides, pyroxene, actinolite, quartz | thin sections and polished blocks examined using optical microscope, BSE detector, and EDS prior to analysis | EMPA, LA-ICPMS | JEOL JXA-8230 electron probe microanalyzer; RESOlution-LR 193 nm ArF excimer laser ablation system coupled to an Agilent 7700x ICP-MS | Laboratory of Mineral Resources Research Center, Fuzhou University; Adelaide Microscopy, the University of Adelaide | EPMA point analysis: accelerating voltage 15 kV, beam current 20 nA, beam diameter ~5 μm; EPMA mapping: accelerating voltage 20 kV, working current 50 nA, dwell time ~10 ms; BSE imaging: accelerating voltage 20 kV, beam current 10 nA; LA-ICP-MS: energy density 3~3.5 J/cm2, spot sizes 29 to 51 μm, repetition rates 5 Hz (polished thin-section) and 10 Hz (polished blocks), ~30 s background acquisition, ~40 s sample data acquisition | STDGL3 (Danyushevsky et al. 2011) and GSD-1G (USGS) | 362.3339 | [19 empty] | 2598.4364 | [5 empty] | 0.16027 | [5 empty] | 1692.9829 | [9 empty] | 113.508 |  | 55.8555 |  |  |  | 2.4293 | [7 empty] | 0.045843 | [13 empty] | 1.214 | [15 empty] | 10.2609 | [17 empty] | 2.4295 | [9 empty] | 2.9574 | [32 empty] | 2025 |  |  | CHN | Tibet
| Lawu |  | Magmatic hydrothermal | Skarn | Cu-Pb-Zn skarn | Cu, Pb, Zn | In, Sn | Cu, Pb, Zn, In, Sn |  |  | 2019-MOR-21-SP (slC2)-3 | 2019-MOR-21-SP (slC2)-3 | underground mine |  |  |  |  | ore material | drill core | underground mining tunnels and drill cores | mineral separate | [5 empty] | mineralisation |  |  |  | sphalerite, chalcopyrite, pyrrhotite, pyrite, arsenopyrite |  |  | Sn-rich Epithermal |  |  |  | galena, bismuthinite, marcasite, iron oxides, pyroxene, actinolite, quartz | thin sections and polished blocks examined using optical microscope, BSE detector, and EDS prior to analysis | EMPA, LA-ICPMS | JEOL JXA-8230 electron probe microanalyzer; RESOlution-LR 193 nm ArF excimer laser ablation system coupled to an Agilent 7700x ICP-MS | Laboratory of Mineral Resources Research Center, Fuzhou University; Adelaide Microscopy, the University of Adelaide | EPMA point analysis: accelerating voltage 15 kV, beam current 20 nA, beam diameter ~5 μm; EPMA mapping: accelerating voltage 20 kV, working current 50 nA, dwell time ~10 ms; BSE imaging: accelerating voltage 20 kV, beam current 10 nA; LA-ICP-MS: energy density 3~3.5 J/cm2, spot sizes 29 to 51 μm, repetition rates 5 Hz (polished thin-section) and 10 Hz (polished blocks), ~30 s background acquisition, ~40 s sample data acquisition | STDGL3 (Danyushevsky et al. 2011) and GSD-1G (USGS) | 21.5772 | [19 empty] | 2336.117 | [5 empty] | 0.23774 | [5 empty] | 160.9036 | [9 empty] | 91.7579 |  | 17.7478 |  |  |  | 0.19781 | [7 empty] | 1.6436 | [13 empty] | 1.747 | [15 empty] | 60.1044 | [17 empty] | 92.5857 | [9 empty] | 70.1123 | [32 empty] | 2025 |  |  | CHN | Tibet
| Lawu |  | Magmatic hydrothermal | Skarn | Cu-Pb-Zn skarn | Cu, Pb, Zn | In, Sn | Cu, Pb, Zn, In, Sn |  |  | 2019-MOR-21-SP (slC2)-4 | 2019-MOR-21-SP (slC2)-4 | underground mine |  |  |  |  | ore material | drill core | underground mining tunnels and drill cores | mineral separate | [5 empty] | mineralisation |  |  |  | sphalerite, chalcopyrite, pyrrhotite, pyrite, arsenopyrite |  |  | Sn-rich Epithermal |  |  |  | galena, bismuthinite, marcasite, iron oxides, pyroxene, actinolite, quartz | thin sections and polished blocks examined using optical microscope, BSE detector, and EDS prior to analysis | EMPA, LA-ICPMS | JEOL JXA-8230 electron probe microanalyzer; RESOlution-LR 193 nm ArF excimer laser ablation system coupled to an Agilent 7700x ICP-MS | Laboratory of Mineral Resources Research Center, Fuzhou University; Adelaide Microscopy, the University of Adelaide | EPMA point analysis: accelerating voltage 15 kV, beam current 20 nA, beam diameter ~5 μm; EPMA mapping: accelerating voltage 20 kV, working current 50 nA, dwell time ~10 ms; BSE imaging: accelerating voltage 20 kV, beam current 10 nA; LA-ICP-MS: energy density 3~3.5 J/cm2, spot sizes 29 to 51 μm, repetition rates 5 Hz (polished thin-section) and 10 Hz (polished blocks), ~30 s background acquisition, ~40 s sample data acquisition | STDGL3 (Danyushevsky et al. 2011) and GSD-1G (USGS) | 33.0791 | [19 empty] | 4864.7298 | [5 empty] | 0.17415 | [5 empty] | 165.5514 | [9 empty] | 68.839 |  | 8.5438 |  |  |  | 0.17636 | [7 empty] | 0.58885 | [13 empty] | 1.2663 | [15 empty] | 56.3528 | [17 empty] | 74.9977 | [9 empty] | 46.6755 | [32 empty] | 2025 |  |  | CHN | Tibet
| Lawu |  | Magmatic hydrothermal | Skarn | Cu-Pb-Zn skarn | Cu, Pb, Zn | In, Sn | Cu, Pb, Zn, In, Sn |  |  | 2019-MOR-21-SP (slC2)-5 | 2019-MOR-21-SP (slC2)-5 | underground mine |  |  |  |  | ore material | drill core | underground mining tunnels and drill cores | mineral separate | [5 empty] | mineralisation |  |  |  | sphalerite, chalcopyrite, pyrrhotite, pyrite, arsenopyrite |  |  | Sn-rich Epithermal |  |  |  | galena, bismuthinite, marcasite, iron oxides, pyroxene, actinolite, quartz | thin sections and polished blocks examined using optical microscope, BSE detector, and EDS prior to analysis | EMPA, LA-ICPMS | JEOL JXA-8230 electron probe microanalyzer; RESOlution-LR 193 nm ArF excimer laser ablation system coupled to an Agilent 7700x ICP-MS | Laboratory of Mineral Resources Research Center, Fuzhou University; Adelaide Microscopy, the University of Adelaide | EPMA point analysis: accelerating voltage 15 kV, beam current 20 nA, beam diameter ~5 μm; EPMA mapping: accelerating voltage 20 kV, working current 50 nA, dwell time ~10 ms; BSE imaging: accelerating voltage 20 kV, beam current 10 nA; LA-ICP-MS: energy density 3~3.5 J/cm2, spot sizes 29 to 51 μm, repetition rates 5 Hz (polished thin-section) and 10 Hz (polished blocks), ~30 s background acquisition, ~40 s sample data acquisition | STDGL3 (Danyushevsky et al. 2011) and GSD-1G (USGS) | 71.6089 | [19 empty] | 2774.1628 | [5 empty] | 0.16302 | [5 empty] | 337.7033 | [9 empty] | 93.4251 |  | 76.7677 |  |  |  | 0.41067 | [7 empty] | 0.48036 | [13 empty] | 1.2197 | [15 empty] | 71.3173 | [17 empty] | 177.0059 | [9 empty] | 25.8229 | [32 empty] | 2025 |  |  | CHN | Tibet
| Lawu |  | Magmatic hydrothermal | Skarn | Cu-Pb-Zn skarn | Cu, Pb, Zn | In, Sn | Cu, Pb, Zn, In, Sn |  |  | 2019-MOR-21-SP (slC2)-6 | 2019-MOR-21-SP (slC2)-6 | underground mine |  |  |  |  | ore material | drill core | underground mining tunnels and drill cores | mineral separate | [5 empty] | mineralisation |  |  |  | sphalerite, chalcopyrite, pyrrhotite, pyrite, arsenopyrite |  |  | Sn-rich Epithermal |  |  |  | galena, bismuthinite, marcasite, iron oxides, pyroxene, actinolite, quartz | thin sections and polished blocks examined using optical microscope, BSE detector, and EDS prior to analysis | EMPA, LA-ICPMS | JEOL JXA-8230 electron probe microanalyzer; RESOlution-LR 193 nm ArF excimer laser ablation system coupled to an Agilent 7700x ICP-MS | Laboratory of Mineral Resources Research Center, Fuzhou University; Adelaide Microscopy, the University of Adelaide | EPMA point analysis: accelerating voltage 15 kV, beam current 20 nA, beam diameter ~5 μm; EPMA mapping: accelerating voltage 20 kV, working current 50 nA, dwell time ~10 ms; BSE imaging: accelerating voltage 20 kV, beam current 10 nA; LA-ICP-MS: energy density 3~3.5 J/cm2, spot sizes 29 to 51 μm, repetition rates 5 Hz (polished thin-section) and 10 Hz (polished blocks), ~30 s background acquisition, ~40 s sample data acquisition | STDGL3 (Danyushevsky et al. 2011) and GSD-1G (USGS) | 239.2875 | [19 empty] | 1561.0908 | [5 empty] | 0.19787 | [5 empty] | 1040.7679 | [9 empty] | 346.2468 |  | 35.482 |  |  |  | 7.7294 | [7 empty] | 0.6653 | [13 empty] | 50.0393 | [15 empty] | 10.588 | [17 empty] | 1.1394 | [9 empty] | 45.6965 | [32 empty] | 2025 |  |  | CHN | Tibet
| Lawu |  | Magmatic hydrothermal | Skarn | Cu-Pb-Zn skarn | Cu, Pb, Zn | In, Sn | Cu, Pb, Zn, In, Sn |  |  | 2019-MOR-21-SP (slC2)-7 | 2019-MOR-21-SP (slC2)-7 | underground mine |  |  |  |  | ore material | drill core | underground mining tunnels and drill cores | mineral separate | [5 empty] | mineralisation |  |  |  | sphalerite, chalcopyrite, pyrrhotite, pyrite, arsenopyrite |  |  | Sn-rich Epithermal |  |  |  | galena, bismuthinite, marcasite, iron oxides, pyroxene, actinolite, quartz | thin sections and polished blocks examined using optical microscope, BSE detector, and EDS prior to analysis | EMPA, LA-ICPMS | JEOL JXA-8230 electron probe microanalyzer; RESOlution-LR 193 nm ArF excimer laser ablation system coupled to an Agilent 7700x ICP-MS | Laboratory of Mineral Resources Research Center, Fuzhou University; Adelaide Microscopy, the University of Adelaide | EPMA point analysis: accelerating voltage 15 kV, beam current 20 nA, beam diameter ~5 μm; EPMA mapping: accelerating voltage 20 kV, working current 50 nA, dwell time ~10 ms; BSE imaging: accelerating voltage 20 kV, beam current 10 nA; LA-ICP-MS: energy density 3~3.5 J/cm2, spot sizes 29 to 51 μm, repetition rates 5 Hz (polished thin-section) and 10 Hz (polished blocks), ~30 s background acquisition, ~40 s sample data acquisition | STDGL3 (Danyushevsky et al. 2011) and GSD-1G (USGS) | 203.9776 | [19 empty] | 2342.8893 | [5 empty] | 0.18285 | [5 empty] | 718.9642 | [9 empty] | 173.6514 |  | 39.4794 |  |  |  | 1.1447 | [7 empty] | 0.084354 | [13 empty] | 905.5627 | [15 empty] | 10.0412 | [17 empty] | 3.1423 | [9 empty] | 45.9237 | [32 empty] | 2025 |  |  | CHN | Tibet
| Lawu |  | Magmatic hydrothermal | Skarn | Cu-Pb-Zn skarn | Cu, Pb, Zn | In, Sn | Cu, Pb, Zn, In, Sn |  |  | 2019-MOR-21-SP (slC2)-8 | 2019-MOR-21-SP (slC2)-8 | underground mine |  |  |  |  | ore material | drill core | underground mining tunnels and drill cores | mineral separate | [5 empty] | mineralisation |  |  |  | sphalerite, chalcopyrite, pyrrhotite, pyrite, arsenopyrite |  |  | Sn-rich Epithermal |  |  |  | galena, bismuthinite, marcasite, iron oxides, pyroxene, actinolite, quartz | thin sections and polished blocks examined using optical microscope, BSE detector, and EDS prior to analysis | EMPA, LA-ICPMS | JEOL JXA-8230 electron probe microanalyzer; RESOlution-LR 193 nm ArF excimer laser ablation system coupled to an Agilent 7700x ICP-MS | Laboratory of Mineral Resources Research Center, Fuzhou University; Adelaide Microscopy, the University of Adelaide | EPMA point analysis: accelerating voltage 15 kV, beam current 20 nA, beam diameter ~5 μm; EPMA mapping: accelerating voltage 20 kV, working current 50 nA, dwell time ~10 ms; BSE imaging: accelerating voltage 20 kV, beam current 10 nA; LA-ICP-MS: energy density 3~3.5 J/cm2, spot sizes 29 to 51 μm, repetition rates 5 Hz (polished thin-section) and 10 Hz (polished blocks), ~30 s background acquisition, ~40 s sample data acquisition | STDGL3 (Danyushevsky et al. 2011) and GSD-1G (USGS) | 758.8856 | [19 empty] | 2655.729 | [5 empty] | 0.15045 | [5 empty] | 2799.1592 | [9 empty] | 45.2338 |  | 27.3733 |  |  |  | 1.6485 | [7 empty] | 0.14478 | [13 empty] | 1.1567 | [15 empty] | 10.9937 | [17 empty] | 5.4371 | [9 empty] | 7.0376 | [32 empty] | 2025 |  |  | CHN | Tibet
| Lawu |  | Magmatic hydrothermal | Skarn | Cu-Pb-Zn skarn | Cu, Pb, Zn | In, Sn | Cu, Pb, Zn, In, Sn |  |  | 2019-MOR-020-SPA (slC2)-1 | 2019-MOR-020-SPA (slC2)-1 | underground mine |  |  |  |  | ore material | drill core | underground mining tunnels and drill cores | mineral separate | [5 empty] | mineralisation |  |  |  | sphalerite, chalcopyrite, pyrrhotite, pyrite, arsenopyrite |  |  | Sn-rich Epithermal |  |  |  | galena, bismuthinite, marcasite, iron oxides, pyroxene, actinolite, quartz | thin sections and polished blocks examined using optical microscope, BSE detector, and EDS prior to analysis | EMPA, LA-ICPMS | JEOL JXA-8230 electron probe microanalyzer; RESOlution-LR 193 nm ArF excimer laser ablation system coupled to an Agilent 7700x ICP-MS | Laboratory of Mineral Resources Research Center, Fuzhou University; Adelaide Microscopy, the University of Adelaide | EPMA point analysis: accelerating voltage 15 kV, beam current 20 nA, beam diameter ~5 μm; EPMA mapping: accelerating voltage 20 kV, working current 50 nA, dwell time ~10 ms; BSE imaging: accelerating voltage 20 kV, beam current 10 nA; LA-ICP-MS: energy density 3~3.5 J/cm2, spot sizes 29 to 51 μm, repetition rates 5 Hz (polished thin-section) and 10 Hz (polished blocks), ~30 s background acquisition, ~40 s sample data acquisition | STDGL3 (Danyushevsky et al. 2011) and GSD-1G (USGS) | 2.4093 | [19 empty] | 2883.9323 | [5 empty] | 0.19546 | [5 empty] | 6.1674 | [9 empty] | 90.5015 |  | 0.10322 |  |  |  | 0.15633 | [7 empty] | 0.058575 | [13 empty] | 900.6062 | [15 empty] | 2.1471 | [17 empty] | 2.7817 | [9 empty] | 4.456 | [32 empty] | 2025 |  |  | CHN | Tibet
| Lawu |  | Magmatic hydrothermal | Skarn | Cu-Pb-Zn skarn | Cu, Pb, Zn | In, Sn | Cu, Pb, Zn, In, Sn |  |  | 2019-MOR-020-SPA (slC2)-2 | 2019-MOR-020-SPA (slC2)-2 | underground mine |  |  |  |  | ore material | drill core | underground mining tunnels and drill cores | mineral separate | [5 empty] | mineralisation |  |  |  | sphalerite, chalcopyrite, pyrrhotite, pyrite, arsenopyrite |  |  | Sn-rich Epithermal |  |  |  | galena, bismuthinite, marcasite, iron oxides, pyroxene, actinolite, quartz | thin sections and polished blocks examined using optical microscope, BSE detector, and EDS prior to analysis | EMPA, LA-ICPMS | JEOL JXA-8230 electron probe microanalyzer; RESOlution-LR 193 nm ArF excimer laser ablation system coupled to an Agilent 7700x ICP-MS | Laboratory of Mineral Resources Research Center, Fuzhou University; Adelaide Microscopy, the University of Adelaide | EPMA point analysis: accelerating voltage 15 kV, beam current 20 nA, beam diameter ~5 μm; EPMA mapping: accelerating voltage 20 kV, working current 50 nA, dwell time ~10 ms; BSE imaging: accelerating voltage 20 kV, beam current 10 nA; LA-ICP-MS: energy density 3~3.5 J/cm2, spot sizes 29 to 51 μm, repetition rates 5 Hz (polished thin-section) and 10 Hz (polished blocks), ~30 s background acquisition, ~40 s sample data acquisition | STDGL3 (Danyushevsky et al. 2011) and GSD-1G (USGS) | 2.4019 | [19 empty] | 1712.049 | [5 empty] | 0.1901 | [5 empty] | 44.9193 | [9 empty] | 103.109 |  | 7.1772 |  |  |  | 0.22471 | [7 empty] | 0.58546 | [13 empty] | 1.3142 | [15 empty] | 0.49496 | [17 empty] | 1.0484 | [9 empty] | 26.5672 | [32 empty] | 2025 |  |  | CHN | Tibet
| Lawu |  | Magmatic hydrothermal | Skarn | Cu-Pb-Zn skarn | Cu, Pb, Zn | In, Sn | Cu, Pb, Zn, In, Sn |  |  | 2019-MOR-020-SPA (slC2)-3 | 2019-MOR-020-SPA (slC2)-3 | underground mine |  |  |  |  | ore material | drill core | underground mining tunnels and drill cores | mineral separate | [5 empty] | mineralisation |  |  |  | sphalerite, chalcopyrite, pyrrhotite, pyrite, arsenopyrite |  |  | Sn-rich Epithermal |  |  |  | galena, bismuthinite, marcasite, iron oxides, pyroxene, actinolite, quartz | thin sections and polished blocks examined using optical microscope, BSE detector, and EDS prior to analysis | EMPA, LA-ICPMS | JEOL JXA-8230 electron probe microanalyzer; RESOlution-LR 193 nm ArF excimer laser ablation system coupled to an Agilent 7700x ICP-MS | Laboratory of Mineral Resources Research Center, Fuzhou University; Adelaide Microscopy, the University of Adelaide | EPMA point analysis: accelerating voltage 15 kV, beam current 20 nA, beam diameter ~5 μm; EPMA mapping: accelerating voltage 20 kV, working current 50 nA, dwell time ~10 ms; BSE imaging: accelerating voltage 20 kV, beam current 10 nA; LA-ICP-MS: energy density 3~3.5 J/cm2, spot sizes 29 to 51 μm, repetition rates 5 Hz (polished thin-section) and 10 Hz (polished blocks), ~30 s background acquisition, ~40 s sample data acquisition | STDGL3 (Danyushevsky et al. 2011) and GSD-1G (USGS) | 9.1649 | [19 empty] | 1843.7879 | [5 empty] | 0.16627 | [5 empty] | 66.6559 | [9 empty] | 91.862 |  | 21.6638 |  |  |  | 0.75179 | [7 empty] | 1.0409 | [13 empty] | 1.1589 | [15 empty] | 18.2904 | [17 empty] | 12.014 | [9 empty] | 8.092 | [32 empty] | 2025 |  |  | CHN | Tibet
| Lawu |  | Magmatic hydrothermal | Skarn | Cu-Pb-Zn skarn | Cu, Pb, Zn | In, Sn | Cu, Pb, Zn, In, Sn |  |  | 2019-MOR-020-SPA (slC2)-4 | 2019-MOR-020-SPA (slC2)-4 | underground mine |  |  |  |  | ore material | drill core | underground mining tunnels and drill cores | mineral separate | [5 empty] | mineralisation |  |  |  | sphalerite, chalcopyrite, pyrrhotite, pyrite, arsenopyrite |  |  | Sn-rich Epithermal |  |  |  | galena, bismuthinite, marcasite, iron oxides, pyroxene, actinolite, quartz | thin sections and polished blocks examined using optical microscope, BSE detector, and EDS prior to analysis | EMPA, LA-ICPMS | JEOL JXA-8230 electron probe microanalyzer; RESOlution-LR 193 nm ArF excimer laser ablation system coupled to an Agilent 7700x ICP-MS | Laboratory of Mineral Resources Research Center, Fuzhou University; Adelaide Microscopy, the University of Adelaide | EPMA point analysis: accelerating voltage 15 kV, beam current 20 nA, beam diameter ~5 μm; EPMA mapping: accelerating voltage 20 kV, working current 50 nA, dwell time ~10 ms; BSE imaging: accelerating voltage 20 kV, beam current 10 nA; LA-ICP-MS: energy density 3~3.5 J/cm2, spot sizes 29 to 51 μm, repetition rates 5 Hz (polished thin-section) and 10 Hz (polished blocks), ~30 s background acquisition, ~40 s sample data acquisition | STDGL3 (Danyushevsky et al. 2011) and GSD-1G (USGS) | 2.1741 | [19 empty] | 1866.0447 | [5 empty] | 0.16714 | [5 empty] | 5.2152 | [9 empty] | 60.8669 |  | 0.48559 |  |  |  | 0.14272 | [7 empty] | 0.05295 | [13 empty] | 1.1493 | [15 empty] | 0.63298 | [17 empty] | 0.28647 | [9 empty] | 0.26673 | [32 empty] | 2025 |  |  | CHN | Tibet
| Lawu |  | Magmatic hydrothermal | Skarn | Cu-Pb-Zn skarn | Cu, Pb, Zn | In, Sn | Cu, Pb, Zn, In, Sn |  |  | 2019-MOR-020-SPA (slC2)-5 | 2019-MOR-020-SPA (slC2)-5 | underground mine |  |  |  |  | ore material | drill core | underground mining tunnels and drill cores | mineral separate | [5 empty] | mineralisation |  |  |  | sphalerite, chalcopyrite, pyrrhotite, pyrite, arsenopyrite |  |  | Sn-rich Epithermal |  |  |  | galena, bismuthinite, marcasite, iron oxides, pyroxene, actinolite, quartz | thin sections and polished blocks examined using optical microscope, BSE detector, and EDS prior to analysis | EMPA, LA-ICPMS | JEOL JXA-8230 electron probe microanalyzer; RESOlution-LR 193 nm ArF excimer laser ablation system coupled to an Agilent 7700x ICP-MS | Laboratory of Mineral Resources Research Center, Fuzhou University; Adelaide Microscopy, the University of Adelaide | EPMA point analysis: accelerating voltage 15 kV, beam current 20 nA, beam diameter ~5 μm; EPMA mapping: accelerating voltage 20 kV, working current 50 nA, dwell time ~10 ms; BSE imaging: accelerating voltage 20 kV, beam current 10 nA; LA-ICP-MS: energy density 3~3.5 J/cm2, spot sizes 29 to 51 μm, repetition rates 5 Hz (polished thin-section) and 10 Hz (polished blocks), ~30 s background acquisition, ~40 s sample data acquisition | STDGL3 (Danyushevsky et al. 2011) and GSD-1G (USGS) | 58.0999 | [19 empty] | 951.5582 | [5 empty] | 0.1616 | [5 empty] | 376.2698 | [9 empty] | 68.9499 |  | 48.9157 |  |  |  | 6.6383 | [7 empty] | 0.78466 | [13 empty] | 1.1389 | [15 empty] | 59.4706 | [17 empty] | 195.835 | [9 empty] | 70.7428 | [32 empty] | 2025 |  |  | CHN | Tibet
| Lawu |  | Magmatic hydrothermal | Skarn | Cu-Pb-Zn skarn | Cu, Pb, Zn | In, Sn | Cu, Pb, Zn, In, Sn |  |  | 2019-MOR-020-SPA (slC2)-6 | 2019-MOR-020-SPA (slC2)-6 | underground mine |  |  |  |  | ore material | drill core | underground mining tunnels and drill cores | mineral separate | [5 empty] | mineralisation |  |  |  | sphalerite, chalcopyrite, pyrrhotite, pyrite, arsenopyrite |  |  | Sn-rich Epithermal |  |  |  | galena, bismuthinite, marcasite, iron oxides, pyroxene, actinolite, quartz | thin sections and polished blocks examined using optical microscope, BSE detector, and EDS prior to analysis | EMPA, LA-ICPMS | JEOL JXA-8230 electron probe microanalyzer; RESOlution-LR 193 nm ArF excimer laser ablation system coupled to an Agilent 7700x ICP-MS | Laboratory of Mineral Resources Research Center, Fuzhou University; Adelaide Microscopy, the University of Adelaide | EPMA point analysis: accelerating voltage 15 kV, beam current 20 nA, beam diameter ~5 μm; EPMA mapping: accelerating voltage 20 kV, working current 50 nA, dwell time ~10 ms; BSE imaging: accelerating voltage 20 kV, beam current 10 nA; LA-ICP-MS: energy density 3~3.5 J/cm2, spot sizes 29 to 51 μm, repetition rates 5 Hz (polished thin-section) and 10 Hz (polished blocks), ~30 s background acquisition, ~40 s sample data acquisition | STDGL3 (Danyushevsky et al. 2011) and GSD-1G (USGS) | 4.0646 | [19 empty] | 1447.4199 | [5 empty] | 0.19333 | [5 empty] | 56.8663 | [9 empty] | 48.8915 |  | 20.5527 |  |  |  | 0.53957 | [7 empty] | 0.36491 | [13 empty] | 1.3236 | [15 empty] | 5.2753 | [17 empty] | 6.1911 | [9 empty] | 7.5498 | [32 empty] | 2025 |  |  | CHN | Tibet
| Lawu |  | Magmatic hydrothermal | Skarn | Cu-Pb-Zn skarn | Cu, Pb, Zn | In, Sn | Cu, Pb, Zn, In, Sn |  |  | 2019-MOR-020-SPA (slC2)-7 | 2019-MOR-020-SPA (slC2)-7 | underground mine |  |  |  |  | ore material | drill core | underground mining tunnels and drill cores | mineral separate | [5 empty] | mineralisation |  |  |  | sphalerite, chalcopyrite, pyrrhotite, pyrite, arsenopyrite |  |  | Sn-rich Epithermal |  |  |  | galena, bismuthinite, marcasite, iron oxides, pyroxene, actinolite, quartz | thin sections and polished blocks examined using optical microscope, BSE detector, and EDS prior to analysis | EMPA, LA-ICPMS | JEOL JXA-8230 electron probe microanalyzer; RESOlution-LR 193 nm ArF excimer laser ablation system coupled to an Agilent 7700x ICP-MS | Laboratory of Mineral Resources Research Center, Fuzhou University; Adelaide Microscopy, the University of Adelaide | EPMA point analysis: accelerating voltage 15 kV, beam current 20 nA, beam diameter ~5 μm; EPMA mapping: accelerating voltage 20 kV, working current 50 nA, dwell time ~10 ms; BSE imaging: accelerating voltage 20 kV, beam current 10 nA; LA-ICP-MS: energy density 3~3.5 J/cm2, spot sizes 29 to 51 μm, repetition rates 5 Hz (polished thin-section) and 10 Hz (polished blocks), ~30 s background acquisition, ~40 s sample data acquisition | STDGL3 (Danyushevsky et al. 2011) and GSD-1G (USGS) | 2.0684 | [19 empty] | 2396.2215 | [5 empty] | 0.16904 | [5 empty] | 5.2744 | [9 empty] | 118.6757 |  | 0.16423 |  |  |  | 0.14183 | [7 empty] | 0.028016 | [13 empty] | 1.1743 | [15 empty] | 0.16854 | [17 empty] | 0.032789 | [9 empty] | 0.16551 | [32 empty] | 2025 |  |  | CHN | Tibet
| Lawu |  | Magmatic hydrothermal | Skarn | Cu-Pb-Zn skarn | Cu, Pb, Zn | In, Sn | Cu, Pb, Zn, In, Sn |  |  | 2019-MOR-020-SPA (slC2)-8 | 2019-MOR-020-SPA (slC2)-8 | underground mine |  |  |  |  | ore material | drill core | underground mining tunnels and drill cores | mineral separate | [5 empty] | mineralisation |  |  |  | sphalerite, chalcopyrite, pyrrhotite, pyrite, arsenopyrite |  |  | Sn-rich Epithermal |  |  |  | galena, bismuthinite, marcasite, iron oxides, pyroxene, actinolite, quartz | thin sections and polished blocks examined using optical microscope, BSE detector, and EDS prior to analysis | EMPA, LA-ICPMS | JEOL JXA-8230 electron probe microanalyzer; RESOlution-LR 193 nm ArF excimer laser ablation system coupled to an Agilent 7700x ICP-MS | Laboratory of Mineral Resources Research Center, Fuzhou University; Adelaide Microscopy, the University of Adelaide | EPMA point analysis: accelerating voltage 15 kV, beam current 20 nA, beam diameter ~5 μm; EPMA mapping: accelerating voltage 20 kV, working current 50 nA, dwell time ~10 ms; BSE imaging: accelerating voltage 20 kV, beam current 10 nA; LA-ICP-MS: energy density 3~3.5 J/cm2, spot sizes 29 to 51 μm, repetition rates 5 Hz (polished thin-section) and 10 Hz (polished blocks), ~30 s background acquisition, ~40 s sample data acquisition | STDGL3 (Danyushevsky et al. 2011) and GSD-1G (USGS) | 3.8236 | [19 empty] | 1537.7895 | [5 empty] | 0.16346 | [5 empty] | 65.8114 | [9 empty] | 41.5576 |  | 40.2842 |  |  |  | 0.8283 | [7 empty] | 2.4674 | [13 empty] | 1.1657 | [15 empty] | 5.4079 | [17 empty] | 0.032789 | [9 empty] | 17.0884 | [32 empty] | 2025 |  |  | CHN | Tibet
| Lawu |  | Magmatic hydrothermal | Skarn | Cu-Pb-Zn skarn | Cu, Pb, Zn | In, Sn | Cu, Pb, Zn, In, Sn |  |  | 2019-MOR-011-SP (slC3)-1 | 2019-MOR-011-SP (slC3)-1 | underground mine |  |  |  |  | ore material | drill core | underground mining tunnels and drill cores | mineral separate | [5 empty] | mineralisation |  |  |  | sphalerite, chalcopyrite, pyrrhotite, pyrite, arsenopyrite |  |  | Sn-rich Epithermal |  |  |  | galena, bismuthinite, marcasite, iron oxides, pyroxene, actinolite, quartz | thin sections and polished blocks examined using optical microscope, BSE detector, and EDS prior to analysis | EMPA, LA-ICPMS | JEOL JXA-8230 electron probe microanalyzer; RESOlution-LR 193 nm ArF excimer laser ablation system coupled to an Agilent 7700x ICP-MS | Laboratory of Mineral Resources Research Center, Fuzhou University; Adelaide Microscopy, the University of Adelaide | EPMA point analysis: accelerating voltage 15 kV, beam current 20 nA, beam diameter ~5 μm; EPMA mapping: accelerating voltage 20 kV, working current 50 nA, dwell time ~10 ms; BSE imaging: accelerating voltage 20 kV, beam current 10 nA; LA-ICP-MS: energy density 3~3.5 J/cm2, spot sizes 29 to 51 μm, repetition rates 5 Hz (polished thin-section) and 10 Hz (polished blocks), ~30 s background acquisition, ~40 s sample data acquisition | STDGL3 (Danyushevsky et al. 2011) and GSD-1G (USGS) | 4.7142 | [19 empty] | 32.4741 | [5 empty] | 0.19511 | [5 empty] | 10.8759 | [9 empty] | 526.1508 |  | 3.5061 |  |  |  | 124.2801 | [7 empty] | 0.025 | [13 empty] | 74.6682 | [15 empty] | 10.3806 | [17 empty] | 1.6505 | [9 empty] | 1.7642 | [32 empty] | 2025 |  |  | CHN | Tibet
| Lawu |  | Magmatic hydrothermal | Skarn | Cu-Pb-Zn skarn | Cu, Pb, Zn | In, Sn | Cu, Pb, Zn, In, Sn |  |  | 2019-MOR-011-SP (slC3)-2 | 2019-MOR-011-SP (slC3)-2 | underground mine |  |  |  |  | ore material | drill core | underground mining tunnels and drill cores | mineral separate | [5 empty] | mineralisation |  |  |  | sphalerite, chalcopyrite, pyrrhotite, pyrite, arsenopyrite |  |  | Sn-rich Epithermal |  |  |  | galena, bismuthinite, marcasite, iron oxides, pyroxene, actinolite, quartz | thin sections and polished blocks examined using optical microscope, BSE detector, and EDS prior to analysis | EMPA, LA-ICPMS | JEOL JXA-8230 electron probe microanalyzer; RESOlution-LR 193 nm ArF excimer laser ablation system coupled to an Agilent 7700x ICP-MS | Laboratory of Mineral Resources Research Center, Fuzhou University; Adelaide Microscopy, the University of Adelaide | EPMA point analysis: accelerating voltage 15 kV, beam current 20 nA, beam diameter ~5 μm; EPMA mapping: accelerating voltage 20 kV, working current 50 nA, dwell time ~10 ms; BSE imaging: accelerating voltage 20 kV, beam current 10 nA; LA-ICP-MS: energy density 3~3.5 J/cm2, spot sizes 29 to 51 μm, repetition rates 5 Hz (polished thin-section) and 10 Hz (polished blocks), ~30 s background acquisition, ~40 s sample data acquisition | STDGL3 (Danyushevsky et al. 2011) and GSD-1G (USGS) | 7.7394 | [19 empty] | 141.9859 | [5 empty] | 0.20742 | [5 empty] | 27.9303 | [9 empty] | 105.5297 |  | 2.2446 |  |  |  | 37.6891 | [7 empty] | 0.025 | [13 empty] | 33.2722 | [15 empty] | 10.2403 | [17 empty] | 2.9136 | [9 empty] | 0.74711 | [32 empty] | 2025 |  |  | CHN | Tibet
| Lawu |  | Magmatic hydrothermal | Skarn | Cu-Pb-Zn skarn | Cu, Pb, Zn | In, Sn | Cu, Pb, Zn, In, Sn |  |  | 2019-MOR-011-SP (slC3)-3 | 2019-MOR-011-SP (slC3)-3 | underground mine |  |  |  |  | ore material | drill core | underground mining tunnels and drill cores | mineral separate | [5 empty] | mineralisation |  |  |  | sphalerite, chalcopyrite, pyrrhotite, pyrite, arsenopyrite |  |  | Sn-rich Epithermal |  |  |  | galena, bismuthinite, marcasite, iron oxides, pyroxene, actinolite, quartz | thin sections and polished blocks examined using optical microscope, BSE detector, and EDS prior to analysis | EMPA, LA-ICPMS | JEOL JXA-8230 electron probe microanalyzer; RESOlution-LR 193 nm ArF excimer laser ablation system coupled to an Agilent 7700x ICP-MS | Laboratory of Mineral Resources Research Center, Fuzhou University; Adelaide Microscopy, the University of Adelaide | EPMA point analysis: accelerating voltage 15 kV, beam current 20 nA, beam diameter ~5 μm; EPMA mapping: accelerating voltage 20 kV, working current 50 nA, dwell time ~10 ms; BSE imaging: accelerating voltage 20 kV, beam current 10 nA; LA-ICP-MS: energy density 3~3.5 J/cm2, spot sizes 29 to 51 μm, repetition rates 5 Hz (polished thin-section) and 10 Hz (polished blocks), ~30 s background acquisition, ~40 s sample data acquisition | STDGL3 (Danyushevsky et al. 2011) and GSD-1G (USGS) | 7.5557 | [19 empty] | 104.4716 | [5 empty] | 0.20852 | [5 empty] | 28.5599 | [9 empty] | 155.1108 |  | 3.8197 |  |  |  | 103.6517 | [7 empty] | 0.024 | [13 empty] | 40.6303 | [15 empty] | 10.4049 | [17 empty] | 3.158 | [9 empty] | 0.70523 | [32 empty] | 2025 |  |  | CHN | Tibet
| Lawu |  | Magmatic hydrothermal | Skarn | Cu-Pb-Zn skarn | Cu, Pb, Zn | In, Sn | Cu, Pb, Zn, In, Sn |  |  | 2019-MOR-011-SP (slC3)-4 | 2019-MOR-011-SP (slC3)-4 | underground mine |  |  |  |  | ore material | drill core | underground mining tunnels and drill cores | mineral separate | [5 empty] | mineralisation |  |  |  | sphalerite, chalcopyrite, pyrrhotite, pyrite, arsenopyrite |  |  | Sn-rich Epithermal |  |  |  | galena, bismuthinite, marcasite, iron oxides, pyroxene, actinolite, quartz | thin sections and polished blocks examined using optical microscope, BSE detector, and EDS prior to analysis | EMPA, LA-ICPMS | JEOL JXA-8230 electron probe microanalyzer; RESOlution-LR 193 nm ArF excimer laser ablation system coupled to an Agilent 7700x ICP-MS | Laboratory of Mineral Resources Research Center, Fuzhou University; Adelaide Microscopy, the University of Adelaide | EPMA point analysis: accelerating voltage 15 kV, beam current 20 nA, beam diameter ~5 μm; EPMA mapping: accelerating voltage 20 kV, working current 50 nA, dwell time ~10 ms; BSE imaging: accelerating voltage 20 kV, beam current 10 nA; LA-ICP-MS: energy density 3~3.5 J/cm2, spot sizes 29 to 51 μm, repetition rates 5 Hz (polished thin-section) and 10 Hz (polished blocks), ~30 s background acquisition, ~40 s sample data acquisition | STDGL3 (Danyushevsky et al. 2011) and GSD-1G (USGS) | 10.6611 | [19 empty] | 72.3476 | [5 empty] | 0.21995 | [5 empty] | 74.7737 | [9 empty] | 468.2989 |  | 6.6417 |  |  |  | 214.8959 | [7 empty] | 0.026 | [13 empty] | 65.8958 | [15 empty] | 10.6768 | [17 empty] | 4.5424 | [9 empty] | 0.60667 | [32 empty] | 2025 |  |  | CHN | Tibet
| Lawu |  | Magmatic hydrothermal | Skarn | Cu-Pb-Zn skarn | Cu, Pb, Zn | In, Sn | Cu, Pb, Zn, In, Sn |  |  | 2019-MOR-011-SP (slC3)-5 | 2019-MOR-011-SP (slC3)-5 | underground mine |  |  |  |  | ore material | drill core | underground mining tunnels and drill cores | mineral separate | [5 empty] | mineralisation |  |  |  | sphalerite, chalcopyrite, pyrrhotite, pyrite, arsenopyrite |  |  | Sn-rich Epithermal |  |  |  | galena, bismuthinite, marcasite, iron oxides, pyroxene, actinolite, quartz | thin sections and polished blocks examined using optical microscope, BSE detector, and EDS prior to analysis | EMPA, LA-ICPMS | JEOL JXA-8230 electron probe microanalyzer; RESOlution-LR 193 nm ArF excimer laser ablation system coupled to an Agilent 7700x ICP-MS | Laboratory of Mineral Resources Research Center, Fuzhou University; Adelaide Microscopy, the University of Adelaide | EPMA point analysis: accelerating voltage 15 kV, beam current 20 nA, beam diameter ~5 μm; EPMA mapping: accelerating voltage 20 kV, working current 50 nA, dwell time ~10 ms; BSE imaging: accelerating voltage 20 kV, beam current 10 nA; LA-ICP-MS: energy density 3~3.5 J/cm2, spot sizes 29 to 51 μm, repetition rates 5 Hz (polished thin-section) and 10 Hz (polished blocks), ~30 s background acquisition, ~40 s sample data acquisition | STDGL3 (Danyushevsky et al. 2011) and GSD-1G (USGS) | 69.4077 | [19 empty] | 527.6684 | [5 empty] | 0.16053 | [5 empty] | 896.4196 | [9 empty] | 457.7559 |  | 48.9495 |  |  |  | 63.5208 | [7 empty] | 0.32913 | [13 empty] | 10.2261 | [15 empty] | 12.987 | [17 empty] | 5.0882 | [9 empty] | 16.4082 | [32 empty] | 2025 |  |  | CHN | Tibet
| Lawu |  | Magmatic hydrothermal | Skarn | Cu-Pb-Zn skarn | Cu, Pb, Zn | In, Sn | Cu, Pb, Zn, In, Sn |  |  | 2019-MOR-005-SPB (slC2)-1 | 2019-MOR-005-SPB (slC2)-1 | underground mine |  |  |  |  | ore material | drill core | underground mining tunnels and drill cores | mineral separate | [5 empty] | mineralisation |  |  |  | sphalerite, chalcopyrite, pyrrhotite, pyrite, arsenopyrite |  |  | Sn-rich Epithermal |  |  |  | galena, bismuthinite, marcasite, iron oxides, pyroxene, actinolite, quartz | thin sections and polished blocks examined using optical microscope, BSE detector, and EDS prior to analysis | EMPA, LA-ICPMS | JEOL JXA-8230 electron probe microanalyzer; RESOlution-LR 193 nm ArF excimer laser ablation system coupled to an Agilent 7700x ICP-MS | Laboratory of Mineral Resources Research Center, Fuzhou University; Adelaide Microscopy, the University of Adelaide | EPMA point analysis: accelerating voltage 15 kV, beam current 20 nA, beam diameter ~5 μm; EPMA mapping: accelerating voltage 20 kV, working current 50 nA, dwell time ~10 ms; BSE imaging: accelerating voltage 20 kV, beam current 10 nA; LA-ICP-MS: energy density 3~3.5 J/cm2, spot sizes 29 to 51 μm, repetition rates 5 Hz (polished thin-section) and 10 Hz (polished blocks), ~30 s background acquisition, ~40 s sample data acquisition | STDGL3 (Danyushevsky et al. 2011) and GSD-1G (USGS) | 4.1481 | [19 empty] | 1065.1019 | [5 empty] | 0.070817 | [5 empty] | 235.3896 | [9 empty] | 122.2523 |  | 19.6002 |  |  |  | 0.71397 | [7 empty] | 186.0078 | [13 empty] | 3.3893 | [15 empty] | 8.48 | [17 empty] | 6.0342 | [9 empty] | 27.2937 | [32 empty] | 2025 |  |  | CHN | Tibet
| Lawu |  | Magmatic hydrothermal | Skarn | Cu-Pb-Zn skarn | Cu, Pb, Zn | In, Sn | Cu, Pb, Zn, In, Sn |  |  | 2019-MOR-005-SPB (slC2)-2 | 2019-MOR-005-SPB (slC2)-2 | underground mine |  |  |  |  | ore material | drill core | underground mining tunnels and drill cores | mineral separate | [5 empty] | mineralisation |  |  |  | sphalerite, chalcopyrite, pyrrhotite, pyrite, arsenopyrite |  |  | Sn-rich Epithermal |  |  |  | galena, bismuthinite, marcasite, iron oxides, pyroxene, actinolite, quartz | thin sections and polished blocks examined using optical microscope, BSE detector, and EDS prior to analysis | EMPA, LA-ICPMS | JEOL JXA-8230 electron probe microanalyzer; RESOlution-LR 193 nm ArF excimer laser ablation system coupled to an Agilent 7700x ICP-MS | Laboratory of Mineral Resources Research Center, Fuzhou University; Adelaide Microscopy, the University of Adelaide | EPMA point analysis: accelerating voltage 15 kV, beam current 20 nA, beam diameter ~5 μm; EPMA mapping: accelerating voltage 20 kV, working current 50 nA, dwell time ~10 ms; BSE imaging: accelerating voltage 20 kV, beam current 10 nA; LA-ICP-MS: energy density 3~3.5 J/cm2, spot sizes 29 to 51 μm, repetition rates 5 Hz (polished thin-section) and 10 Hz (polished blocks), ~30 s background acquisition, ~40 s sample data acquisition | STDGL3 (Danyushevsky et al. 2011) and GSD-1G (USGS) | 2.331 | [19 empty] | 1428.6411 | [5 empty] | 0.047102 | [5 empty] | 125.6942 | [9 empty] | 87.6741 |  | 4.4584 |  |  |  | 0.28716 | [7 empty] | 141.9213 | [13 empty] | 1.3899 | [15 empty] | 2.2726 | [17 empty] | 0.73077 | [9 empty] | 8.6846 | [32 empty] | 2025 |  |  | CHN | Tibet
| Lawu |  | Magmatic hydrothermal | Skarn | Cu-Pb-Zn skarn | Cu, Pb, Zn | In, Sn | Cu, Pb, Zn, In, Sn |  |  | 2019-MOR-005-SPB (slC2)-3 | 2019-MOR-005-SPB (slC2)-3 | underground mine |  |  |  |  | ore material | drill core | underground mining tunnels and drill cores | mineral separate | [5 empty] | mineralisation |  |  |  | sphalerite, chalcopyrite, pyrrhotite, pyrite, arsenopyrite |  |  | Sn-rich Epithermal |  |  |  | galena, bismuthinite, marcasite, iron oxides, pyroxene, actinolite, quartz | thin sections and polished blocks examined using optical microscope, BSE detector, and EDS prior to analysis | EMPA, LA-ICPMS | JEOL JXA-8230 electron probe microanalyzer; RESOlution-LR 193 nm ArF excimer laser ablation system coupled to an Agilent 7700x ICP-MS | Laboratory of Mineral Resources Research Center, Fuzhou University; Adelaide Microscopy, the University of Adelaide | EPMA point analysis: accelerating voltage 15 kV, beam current 20 nA, beam diameter ~5 μm; EPMA mapping: accelerating voltage 20 kV, working current 50 nA, dwell time ~10 ms; BSE imaging: accelerating voltage 20 kV, beam current 10 nA; LA-ICP-MS: energy density 3~3.5 J/cm2, spot sizes 29 to 51 μm, repetition rates 5 Hz (polished thin-section) and 10 Hz (polished blocks), ~30 s background acquisition, ~40 s sample data acquisition | STDGL3 (Danyushevsky et al. 2011) and GSD-1G (USGS) | 14.0847 | [19 empty] | 1310.9685 | [5 empty] | 0.06295 | [5 empty] | 88.0961 | [9 empty] | 33.8385 |  | 4.9674 |  |  |  | 0.36536 | [7 empty] | 3.1572 | [13 empty] | 1.5621 | [15 empty] | 43.0236 | [17 empty] | 22.2732 | [9 empty] | 10.3288 | [32 empty] | 2025 |  |  | CHN | Tibet
| Lawu |  | Magmatic hydrothermal | Skarn | Cu-Pb-Zn skarn | Cu, Pb, Zn | In, Sn | Cu, Pb, Zn, In, Sn |  |  | 2019-MOR-005-SPB (slC2)-4 | 2019-MOR-005-SPB (slC2)-4 | underground mine |  |  |  |  | ore material | drill core | underground mining tunnels and drill cores | mineral separate | [5 empty] | mineralisation |  |  |  | sphalerite, chalcopyrite, pyrrhotite, pyrite, arsenopyrite |  |  | Sn-rich Epithermal |  |  |  | galena, bismuthinite, marcasite, iron oxides, pyroxene, actinolite, quartz | thin sections and polished blocks examined using optical microscope, BSE detector, and EDS prior to analysis | EMPA, LA-ICPMS | JEOL JXA-8230 electron probe microanalyzer; RESOlution-LR 193 nm ArF excimer laser ablation system coupled to an Agilent 7700x ICP-MS | Laboratory of Mineral Resources Research Center, Fuzhou University; Adelaide Microscopy, the University of Adelaide | EPMA point analysis: accelerating voltage 15 kV, beam current 20 nA, beam diameter ~5 μm; EPMA mapping: accelerating voltage 20 kV, working current 50 nA, dwell time ~10 ms; BSE imaging: accelerating voltage 20 kV, beam current 10 nA; LA-ICP-MS: energy density 3~3.5 J/cm2, spot sizes 29 to 51 μm, repetition rates 5 Hz (polished thin-section) and 10 Hz (polished blocks), ~30 s background acquisition, ~40 s sample data acquisition | STDGL3 (Danyushevsky et al. 2011) and GSD-1G (USGS) | 81.5006 | [19 empty] | 1586.956 | [5 empty] | 0.092701 | [5 empty] | 1356.5839 | [9 empty] | 4895.1512 |  | 1039.9357 |  |  |  | 10.4196 | [7 empty] | 39.8923 | [13 empty] | 21.9354 | [15 empty] | 56.2327 | [17 empty] | 178.8044 | [9 empty] | 3.8763 | [32 empty] | 2025 |  |  | CHN | Tibet
| Lawu |  | Magmatic hydrothermal | Skarn | Cu-Pb-Zn skarn | Cu, Pb, Zn | In, Sn | Cu, Pb, Zn, In, Sn |  |  | 2019-MOR-005-SPA (slC2)-1 | 2019-MOR-005-SPA (slC2)-1 | underground mine |  |  |  |  | ore material | drill core | underground mining tunnels and drill cores | mineral separate | [5 empty] | mineralisation |  |  |  | sphalerite, chalcopyrite, pyrrhotite, pyrite, arsenopyrite |  |  | Sn-rich Epithermal |  |  |  | galena, bismuthinite, marcasite, iron oxides, pyroxene, actinolite, quartz | thin sections and polished blocks examined using optical microscope, BSE detector, and EDS prior to analysis | EMPA, LA-ICPMS | JEOL JXA-8230 electron probe microanalyzer; RESOlution-LR 193 nm ArF excimer laser ablation system coupled to an Agilent 7700x ICP-MS | Laboratory of Mineral Resources Research Center, Fuzhou University; Adelaide Microscopy, the University of Adelaide | EPMA point analysis: accelerating voltage 15 kV, beam current 20 nA, beam diameter ~5 μm; EPMA mapping: accelerating voltage 20 kV, working current 50 nA, dwell time ~10 ms; BSE imaging: accelerating voltage 20 kV, beam current 10 nA; LA-ICP-MS: energy density 3~3.5 J/cm2, spot sizes 29 to 51 μm, repetition rates 5 Hz (polished thin-section) and 10 Hz (polished blocks), ~30 s background acquisition, ~40 s sample data acquisition | STDGL3 (Danyushevsky et al. 2011) and GSD-1G (USGS) | 5.207 | [19 empty] | 2556.9073 | [5 empty] | 0.13918 | [5 empty] | 84.4634 | [9 empty] | 64.7985 |  | 13.7911 |  |  |  | 0.37222 | [7 empty] | 78.4547 | [13 empty] | 3.107 | [15 empty] | 0.88085 | [17 empty] | 0.24144 | [9 empty] | 31.4841 | [32 empty] | 2025 |  |  | CHN | Tibet
| Lawu |  | Magmatic hydrothermal | Skarn | Cu-Pb-Zn skarn | Cu, Pb, Zn | In, Sn | Cu, Pb, Zn, In, Sn |  |  | 2019-MOR-005-SPA (slC2)-2 | 2019-MOR-005-SPA (slC2)-2 | underground mine |  |  |  |  | ore material | drill core | underground mining tunnels and drill cores | mineral separate | [5 empty] | mineralisation |  |  |  | sphalerite, chalcopyrite, pyrrhotite, pyrite, arsenopyrite |  |  | Sn-rich Epithermal |  |  |  | galena, bismuthinite, marcasite, iron oxides, pyroxene, actinolite, quartz | thin sections and polished blocks examined using optical microscope, BSE detector, and EDS prior to analysis | EMPA, LA-ICPMS | JEOL JXA-8230 electron probe microanalyzer; RESOlution-LR 193 nm ArF excimer laser ablation system coupled to an Agilent 7700x ICP-MS | Laboratory of Mineral Resources Research Center, Fuzhou University; Adelaide Microscopy, the University of Adelaide | EPMA point analysis: accelerating voltage 15 kV, beam current 20 nA, beam diameter ~5 μm; EPMA mapping: accelerating voltage 20 kV, working current 50 nA, dwell time ~10 ms; BSE imaging: accelerating voltage 20 kV, beam current 10 nA; LA-ICP-MS: energy density 3~3.5 J/cm2, spot sizes 29 to 51 μm, repetition rates 5 Hz (polished thin-section) and 10 Hz (polished blocks), ~30 s background acquisition, ~40 s sample data acquisition | STDGL3 (Danyushevsky et al. 2011) and GSD-1G (USGS) | 8.2008 | [19 empty] | 1821.1139 | [5 empty] | 0.080769 | [5 empty] | 1128.0427 | [9 empty] | 75.8642 |  | 215.181 |  |  |  | 1.622 | [7 empty] | 1011.6877 | [13 empty] | 1.9231 | [15 empty] | 7.5523 | [17 empty] | 3.8424 | [9 empty] | 79.4099 | [32 empty] | 2025 |  |  | CHN | Tibet
| Lawu |  | Magmatic hydrothermal | Skarn | Cu-Pb-Zn skarn | Cu, Pb, Zn | In, Sn | Cu, Pb, Zn, In, Sn |  |  | 2019-MOR-001-SPA (slC2)-1 | 2019-MOR-001-SPA (slC2)-1 | underground mine |  |  |  |  | ore material | drill core | underground mining tunnels and drill cores | mineral separate | [5 empty] | mineralisation |  |  |  | sphalerite, chalcopyrite, pyrrhotite, pyrite, arsenopyrite |  |  | Sn-rich Epithermal |  |  |  | galena, bismuthinite, marcasite, iron oxides, pyroxene, actinolite, quartz | thin sections and polished blocks examined using optical microscope, BSE detector, and EDS prior to analysis | EMPA, LA-ICPMS | JEOL JXA-8230 electron probe microanalyzer; RESOlution-LR 193 nm ArF excimer laser ablation system coupled to an Agilent 7700x ICP-MS | Laboratory of Mineral Resources Research Center, Fuzhou University; Adelaide Microscopy, the University of Adelaide | EPMA point analysis: accelerating voltage 15 kV, beam current 20 nA, beam diameter ~5 μm; EPMA mapping: accelerating voltage 20 kV, working current 50 nA, dwell time ~10 ms; BSE imaging: accelerating voltage 20 kV, beam current 10 nA; LA-ICP-MS: energy density 3~3.5 J/cm2, spot sizes 29 to 51 μm, repetition rates 5 Hz (polished thin-section) and 10 Hz (polished blocks), ~30 s background acquisition, ~40 s sample data acquisition | STDGL3 (Danyushevsky et al. 2011) and GSD-1G (USGS) | 8.9112 | [19 empty] | 1542.4736 | [5 empty] | 0.14099 | [5 empty] | 5307.6162 | [9 empty] | 4783.8155 |  | 14.5256 |  |  |  | 0.20727 | [7 empty] | 750.2298 | [13 empty] | 910.457 | [15 empty] | 0.049142 | [17 empty] | 0.058364 | [9 empty] | 20.9141 | [32 empty] | 2025 |  |  | CHN | Tibet
| Lawu |  | Magmatic hydrothermal | Skarn | Cu-Pb-Zn skarn | Cu, Pb, Zn | In, Sn | Cu, Pb, Zn, In, Sn |  |  | 2019-MOR-001-SPA (slC2)-2 | 2019-MOR-001-SPA (slC2)-2 | underground mine |  |  |  |  | ore material | drill core | underground mining tunnels and drill cores | mineral separate | [5 empty] | mineralisation |  |  |  | sphalerite, chalcopyrite, pyrrhotite, pyrite, arsenopyrite |  |  | Sn-rich Epithermal |  |  |  | galena, bismuthinite, marcasite, iron oxides, pyroxene, actinolite, quartz | thin sections and polished blocks examined using optical microscope, BSE detector, and EDS prior to analysis | EMPA, LA-ICPMS | JEOL JXA-8230 electron probe microanalyzer; RESOlution-LR 193 nm ArF excimer laser ablation system coupled to an Agilent 7700x ICP-MS | Laboratory of Mineral Resources Research Center, Fuzhou University; Adelaide Microscopy, the University of Adelaide | EPMA point analysis: accelerating voltage 15 kV, beam current 20 nA, beam diameter ~5 μm; EPMA mapping: accelerating voltage 20 kV, working current 50 nA, dwell time ~10 ms; BSE imaging: accelerating voltage 20 kV, beam current 10 nA; LA-ICP-MS: energy density 3~3.5 J/cm2, spot sizes 29 to 51 μm, repetition rates 5 Hz (polished thin-section) and 10 Hz (polished blocks), ~30 s background acquisition, ~40 s sample data acquisition | STDGL3 (Danyushevsky et al. 2011) and GSD-1G (USGS) | 1.5125 | [19 empty] | 1854.4336 | [5 empty] | 0.11876 | [5 empty] | 283.3111 | [9 empty] | 126.1873 |  | 3.0915 |  |  |  | 0.33016 | [7 empty] | 352.9531 | [13 empty] | 1.4975 | [15 empty] | 8.8925 | [17 empty] | 3.6288 | [9 empty] | 66.0704 | [32 empty] | 2025 |  |  | CHN | Tibet
| Lawu |  | Magmatic hydrothermal | Skarn | Cu-Pb-Zn skarn | Cu, Pb, Zn | In, Sn | Cu, Pb, Zn, In, Sn |  |  | 2019-MOR-001-SPA (slC2)-3 | 2019-MOR-001-SPA (slC2)-3 | underground mine |  |  |  |  | ore material | drill core | underground mining tunnels and drill cores | mineral separate | [5 empty] | mineralisation |  |  |  | sphalerite, chalcopyrite, pyrrhotite, pyrite, arsenopyrite |  |  | Sn-rich Epithermal |  |  |  | galena, bismuthinite, marcasite, iron oxides, pyroxene, actinolite, quartz | thin sections and polished blocks examined using optical microscope, BSE detector, and EDS prior to analysis | EMPA, LA-ICPMS | JEOL JXA-8230 electron probe microanalyzer; RESOlution-LR 193 nm ArF excimer laser ablation system coupled to an Agilent 7700x ICP-MS | Laboratory of Mineral Resources Research Center, Fuzhou University; Adelaide Microscopy, the University of Adelaide | EPMA point analysis: accelerating voltage 15 kV, beam current 20 nA, beam diameter ~5 μm; EPMA mapping: accelerating voltage 20 kV, working current 50 nA, dwell time ~10 ms; BSE imaging: accelerating voltage 20 kV, beam current 10 nA; LA-ICP-MS: energy density 3~3.5 J/cm2, spot sizes 29 to 51 μm, repetition rates 5 Hz (polished thin-section) and 10 Hz (polished blocks), ~30 s background acquisition, ~40 s sample data acquisition | STDGL3 (Danyushevsky et al. 2011) and GSD-1G (USGS) | 3.9924 | [19 empty] | 1103.965 | [5 empty] | 0.20333 | [5 empty] | 23.741 | [9 empty] | 211.3103 |  | 6.7599 |  |  |  | 0.57942 | [7 empty] | 3.9372 | [13 empty] | 1.7246 | [15 empty] | 33.0623 | [17 empty] | 5.7064 | [9 empty] | 1.0659 | [32 empty] | 2025 |  |  | CHN | Tibet
| Lawu |  | Magmatic hydrothermal | Skarn | Cu-Pb-Zn skarn | Cu, Pb, Zn | In, Sn | Cu, Pb, Zn, In, Sn |  |  | 2019-MOR-001-SPA (slC2)-4 | 2019-MOR-001-SPA (slC2)-4 | underground mine |  |  |  |  | ore material | drill core | underground mining tunnels and drill cores | mineral separate | [5 empty] | mineralisation |  |  |  | sphalerite, chalcopyrite, pyrrhotite, pyrite, arsenopyrite |  |  | Sn-rich Epithermal |  |  |  | galena, bismuthinite, marcasite, iron oxides, pyroxene, actinolite, quartz | thin sections and polished blocks examined using optical microscope, BSE detector, and EDS prior to analysis | EMPA, LA-ICPMS | JEOL JXA-8230 electron probe microanalyzer; RESOlution-LR 193 nm ArF excimer laser ablation system coupled to an Agilent 7700x ICP-MS | Laboratory of Mineral Resources Research Center, Fuzhou University; Adelaide Microscopy, the University of Adelaide | EPMA point analysis: accelerating voltage 15 kV, beam current 20 nA, beam diameter ~5 μm; EPMA mapping: accelerating voltage 20 kV, working current 50 nA, dwell time ~10 ms; BSE imaging: accelerating voltage 20 kV, beam current 10 nA; LA-ICP-MS: energy density 3~3.5 J/cm2, spot sizes 29 to 51 μm, repetition rates 5 Hz (polished thin-section) and 10 Hz (polished blocks), ~30 s background acquisition, ~40 s sample data acquisition | STDGL3 (Danyushevsky et al. 2011) and GSD-1G (USGS) | 1.5904 | [19 empty] | 1573.1935 | [5 empty] | 0.15068 | [5 empty] | 844.0701 | [9 empty] | 1830.3988 |  | 11.8336 |  |  |  | 0.20881 | [7 empty] | 987.6467 | [13 empty] | 128.7687 | [15 empty] | 0.01044 | [17 empty] | 0.058958 | [9 empty] | 259.7991 | [32 empty] | 2025 |  |  | CHN | Tibet
| Lawu |  | Magmatic hydrothermal | Skarn | Cu-Pb-Zn skarn | Cu, Pb, Zn | In, Sn | Cu, Pb, Zn, In, Sn |  |  | 2019-MOR-001-SPA (slC2)-5 | 2019-MOR-001-SPA (slC2)-5 | underground mine |  |  |  |  | ore material | drill core | underground mining tunnels and drill cores | mineral separate | [5 empty] | mineralisation |  |  |  | sphalerite, chalcopyrite, pyrrhotite, pyrite, arsenopyrite |  |  | Sn-rich Epithermal |  |  |  | galena, bismuthinite, marcasite, iron oxides, pyroxene, actinolite, quartz | thin sections and polished blocks examined using optical microscope, BSE detector, and EDS prior to analysis | EMPA, LA-ICPMS | JEOL JXA-8230 electron probe microanalyzer; RESOlution-LR 193 nm ArF excimer laser ablation system coupled to an Agilent 7700x ICP-MS | Laboratory of Mineral Resources Research Center, Fuzhou University; Adelaide Microscopy, the University of Adelaide | EPMA point analysis: accelerating voltage 15 kV, beam current 20 nA, beam diameter ~5 μm; EPMA mapping: accelerating voltage 20 kV, working current 50 nA, dwell time ~10 ms; BSE imaging: accelerating voltage 20 kV, beam current 10 nA; LA-ICP-MS: energy density 3~3.5 J/cm2, spot sizes 29 to 51 μm, repetition rates 5 Hz (polished thin-section) and 10 Hz (polished blocks), ~30 s background acquisition, ~40 s sample data acquisition | STDGL3 (Danyushevsky et al. 2011) and GSD-1G (USGS) | 1.5542 | [19 empty] | 1463.7971 | [5 empty] | 0.12221 | [5 empty] | 694.1615 | [9 empty] | 2229.4185 |  | 12.6108 |  |  |  | 0.16601 | [7 empty] | 939.3325 | [13 empty] | 164.4165 | [15 empty] | 5.9859 | [17 empty] | 0.045276 | [9 empty] | 19.9546 | [32 empty] | 2025 |  |  | CHN | Tibet
| Lawu |  | Magmatic hydrothermal | Skarn | Cu-Pb-Zn skarn | Cu, Pb, Zn | In, Sn | Cu, Pb, Zn, In, Sn |  |  | 2019-MOR-001-SPA (slC2)-6 | 2019-MOR-001-SPA (slC2)-6 | underground mine |  |  |  |  | ore material | drill core | underground mining tunnels and drill cores | mineral separate | [5 empty] | mineralisation |  |  |  | sphalerite, chalcopyrite, pyrrhotite, pyrite, arsenopyrite |  |  | Sn-rich Epithermal |  |  |  | galena, bismuthinite, marcasite, iron oxides, pyroxene, actinolite, quartz | thin sections and polished blocks examined using optical microscope, BSE detector, and EDS prior to analysis | EMPA, LA-ICPMS | JEOL JXA-8230 electron probe microanalyzer; RESOlution-LR 193 nm ArF excimer laser ablation system coupled to an Agilent 7700x ICP-MS | Laboratory of Mineral Resources Research Center, Fuzhou University; Adelaide Microscopy, the University of Adelaide | EPMA point analysis: accelerating voltage 15 kV, beam current 20 nA, beam diameter ~5 μm; EPMA mapping: accelerating voltage 20 kV, working current 50 nA, dwell time ~10 ms; BSE imaging: accelerating voltage 20 kV, beam current 10 nA; LA-ICP-MS: energy density 3~3.5 J/cm2, spot sizes 29 to 51 μm, repetition rates 5 Hz (polished thin-section) and 10 Hz (polished blocks), ~30 s background acquisition, ~40 s sample data acquisition | STDGL3 (Danyushevsky et al. 2011) and GSD-1G (USGS) | 2.4545 | [19 empty] | 1643.5553 | [5 empty] | 0.13145 | [5 empty] | 1526.5602 | [9 empty] | 2301.754 |  | 30.1763 |  |  |  | 0.19054 | [7 empty] | 1804.3894 | [13 empty] | 118.6311 | [15 empty] | 0.11681 | [17 empty] | 0.053395 | [9 empty] | 282.9273 | [32 empty] | 2025 |  |  | CHN | Tibet
| Lawu |  | Magmatic hydrothermal | Skarn | Cu-Pb-Zn skarn | Cu, Pb, Zn | In, Sn | Cu, Pb, Zn, In, Sn |  |  | 2019-MOR-001-SPA (slC2)-7 | 2019-MOR-001-SPA (slC2)-7 | underground mine |  |  |  |  | ore material | drill core | underground mining tunnels and drill cores | mineral separate | [5 empty] | mineralisation |  |  |  | sphalerite, chalcopyrite, pyrrhotite, pyrite, arsenopyrite |  |  | Sn-rich Epithermal |  |  |  | galena, bismuthinite, marcasite, iron oxides, pyroxene, actinolite, quartz | thin sections and polished blocks examined using optical microscope, BSE detector, and EDS prior to analysis | EMPA, LA-ICPMS | JEOL JXA-8230 electron probe microanalyzer; RESOlution-LR 193 nm ArF excimer laser ablation system coupled to an Agilent 7700x ICP-MS | Laboratory of Mineral Resources Research Center, Fuzhou University; Adelaide Microscopy, the University of Adelaide | EPMA point analysis: accelerating voltage 15 kV, beam current 20 nA, beam diameter ~5 μm; EPMA mapping: accelerating voltage 20 kV, working current 50 nA, dwell time ~10 ms; BSE imaging: accelerating voltage 20 kV, beam current 10 nA; LA-ICP-MS: energy density 3~3.5 J/cm2, spot sizes 29 to 51 μm, repetition rates 5 Hz (polished thin-section) and 10 Hz (polished blocks), ~30 s background acquisition, ~40 s sample data acquisition | STDGL3 (Danyushevsky et al. 2011) and GSD-1G (USGS) | 2.1588 | [19 empty] | 1585.145 | [5 empty] | 0.11161 | [5 empty] | 1139.9711 | [9 empty] | 1067.9424 |  | 227.0407 |  |  |  | 0.15325 | [7 empty] | 991.3933 | [13 empty] | 551.9647 | [15 empty] | 0.029629 | [17 empty] | 0.0445 | [9 empty] | 200.845 | [32 empty] | 2025 |  |  | CHN | Tibet
| Lawu |  | Magmatic hydrothermal | Skarn | Cu-Pb-Zn skarn | Cu, Pb, Zn | In, Sn | Cu, Pb, Zn, In, Sn |  |  | 2019-MOR-001-SPA (slC2)-8 | 2019-MOR-001-SPA (slC2)-8 | underground mine |  |  |  |  | ore material | drill core | underground mining tunnels and drill cores | mineral separate | [5 empty] | mineralisation |  |  |  | sphalerite, chalcopyrite, pyrrhotite, pyrite, arsenopyrite |  |  | Sn-rich Epithermal |  |  |  | galena, bismuthinite, marcasite, iron oxides, pyroxene, actinolite, quartz | thin sections and polished blocks examined using optical microscope, BSE detector, and EDS prior to analysis | EMPA, LA-ICPMS | JEOL JXA-8230 electron probe microanalyzer; RESOlution-LR 193 nm ArF excimer laser ablation system coupled to an Agilent 7700x ICP-MS | Laboratory of Mineral Resources Research Center, Fuzhou University; Adelaide Microscopy, the University of Adelaide | EPMA point analysis: accelerating voltage 15 kV, beam current 20 nA, beam diameter ~5 μm; EPMA mapping: accelerating voltage 20 kV, working current 50 nA, dwell time ~10 ms; BSE imaging: accelerating voltage 20 kV, beam current 10 nA; LA-ICP-MS: energy density 3~3.5 J/cm2, spot sizes 29 to 51 μm, repetition rates 5 Hz (polished thin-section) and 10 Hz (polished blocks), ~30 s background acquisition, ~40 s sample data acquisition | STDGL3 (Danyushevsky et al. 2011) and GSD-1G (USGS) | 1.5583 | [19 empty] | 1538.6425 | [5 empty] | 0.11144 | [5 empty] | 411.7196 | [9 empty] | 675.7038 |  | 232.1869 |  |  |  | 1.5665 | [7 empty] | 269.8048 | [13 empty] | 1062.6202 | [15 empty] | 0.74205 | [17 empty] | 0.15868 | [9 empty] | 17.3283 | [32 empty] | 2025 |  |  | CHN | Tibet
| Lawu |  | Magmatic hydrothermal | Skarn | Cu-Pb-Zn skarn | Cu, Pb, Zn | In, Sn | Cu, Pb, Zn, In, Sn |  |  | 2019-MOR-001-SPA (slC2)-9 | 2019-MOR-001-SPA (slC2)-9 | underground mine |  |  |  |  | ore material | drill core | underground mining tunnels and drill cores | mineral separate | [5 empty] | mineralisation |  |  |  | sphalerite, chalcopyrite, pyrrhotite, pyrite, arsenopyrite |  |  | Sn-rich Epithermal |  |  |  | galena, bismuthinite, marcasite, iron oxides, pyroxene, actinolite, quartz | thin sections and polished blocks examined using optical microscope, BSE detector, and EDS prior to analysis | EMPA, LA-ICPMS | JEOL JXA-8230 electron probe microanalyzer; RESOlution-LR 193 nm ArF excimer laser ablation system coupled to an Agilent 7700x ICP-MS | Laboratory of Mineral Resources Research Center, Fuzhou University; Adelaide Microscopy, the University of Adelaide | EPMA point analysis: accelerating voltage 15 kV, beam current 20 nA, beam diameter ~5 μm; EPMA mapping: accelerating voltage 20 kV, working current 50 nA, dwell time ~10 ms; BSE imaging: accelerating voltage 20 kV, beam current 10 nA; LA-ICP-MS: energy density 3~3.5 J/cm2, spot sizes 29 to 51 μm, repetition rates 5 Hz (polished thin-section) and 10 Hz (polished blocks), ~30 s background acquisition, ~40 s sample data acquisition | STDGL3 (Danyushevsky et al. 2011) and GSD-1G (USGS) | 2.4533 | [19 empty] | 1119.3586 | [5 empty] | 0.11023 | [5 empty] | 701.3598 | [9 empty] | 258.6753 |  | 14.0571 |  |  |  | 701.3598 | [7 empty] | 189.2226 | [13 empty] | 20.4739 | [15 empty] | 24.8715 | [17 empty] | 6.7772 | [9 empty] | 57.425 | [32 empty] | 2025 |  |  | CHN | Tibet
| Lawu |  | Magmatic hydrothermal | Skarn | Cu-Pb-Zn skarn | Cu, Pb, Zn | In, Sn | Cu, Pb, Zn, In, Sn |  |  | 2019-MOR-001-SPA (slC2)-10 | 2019-MOR-001-SPA (slC2)-10 | underground mine |  |  |  |  | ore material | drill core | underground mining tunnels and drill cores | mineral separate | [5 empty] | mineralisation |  |  |  | sphalerite, chalcopyrite, pyrrhotite, pyrite, arsenopyrite |  |  | Sn-rich Epithermal |  |  |  | galena, bismuthinite, marcasite, iron oxides, pyroxene, actinolite, quartz | thin sections and polished blocks examined using optical microscope, BSE detector, and EDS prior to analysis | EMPA, LA-ICPMS | JEOL JXA-8230 electron probe microanalyzer; RESOlution-LR 193 nm ArF excimer laser ablation system coupled to an Agilent 7700x ICP-MS | Laboratory of Mineral Resources Research Center, Fuzhou University; Adelaide Microscopy, the University of Adelaide | EPMA point analysis: accelerating voltage 15 kV, beam current 20 nA, beam diameter ~5 μm; EPMA mapping: accelerating voltage 20 kV, working current 50 nA, dwell time ~10 ms; BSE imaging: accelerating voltage 20 kV, beam current 10 nA; LA-ICP-MS: energy density 3~3.5 J/cm2, spot sizes 29 to 51 μm, repetition rates 5 Hz (polished thin-section) and 10 Hz (polished blocks), ~30 s background acquisition, ~40 s sample data acquisition | STDGL3 (Danyushevsky et al. 2011) and GSD-1G (USGS) | 1.3204 | [19 empty] | 1366.3513 | [5 empty] | 0.11023 | [5 empty] | 14.2463 | [9 empty] | 17.2466 |  | 1.4922 |  |  |  | 0.15424 | [7 empty] | 20.963 | [13 empty] | 1.3332 | [15 empty] | 0.99904 | [17 empty] | 0.041757 | [9 empty] | 1.3684 | [32 empty] | 2025 |  |  | CHN | Tibet
| Lawu |  | Magmatic hydrothermal | Skarn | Cu-Pb-Zn skarn | Cu, Pb, Zn | In, Sn | Cu, Pb, Zn, In, Sn |  |  | 2019-MOR-001-SPA (slC2)-11 | 2019-MOR-001-SPA (slC2)-11 | underground mine |  |  |  |  | ore material | drill core | underground mining tunnels and drill cores | mineral separate | [5 empty] | mineralisation |  |  |  | sphalerite, chalcopyrite, pyrrhotite, pyrite, arsenopyrite |  |  | Sn-rich Epithermal |  |  |  | galena, bismuthinite, marcasite, iron oxides, pyroxene, actinolite, quartz | thin sections and polished blocks examined using optical microscope, BSE detector, and EDS prior to analysis | EMPA, LA-ICPMS | JEOL JXA-8230 electron probe microanalyzer; RESOlution-LR 193 nm ArF excimer laser ablation system coupled to an Agilent 7700x ICP-MS | Laboratory of Mineral Resources Research Center, Fuzhou University; Adelaide Microscopy, the University of Adelaide | EPMA point analysis: accelerating voltage 15 kV, beam current 20 nA, beam diameter ~5 μm; EPMA mapping: accelerating voltage 20 kV, working current 50 nA, dwell time ~10 ms; BSE imaging: accelerating voltage 20 kV, beam current 10 nA; LA-ICP-MS: energy density 3~3.5 J/cm2, spot sizes 29 to 51 μm, repetition rates 5 Hz (polished thin-section) and 10 Hz (polished blocks), ~30 s background acquisition, ~40 s sample data acquisition | STDGL3 (Danyushevsky et al. 2011) and GSD-1G (USGS) | 5.9502 | [19 empty] | 1491.1659 | [5 empty] | 0.14298 | [5 empty] | 2779.5164 | [9 empty] | 2540.2851 |  | 15.5325 |  |  |  | 0.19946 | [7 empty] | 1314.8863 | [13 empty] | 505.6923 | [15 empty] | 3.6967 | [17 empty] | 0.17702 | [9 empty] | 58.4257 | [32 empty] | 2025 |  |  | CHN | Tibet
| Lawu |  | Magmatic hydrothermal | Skarn | Cu-Pb-Zn skarn | Cu, Pb, Zn | In, Sn | Cu, Pb, Zn, In, Sn |  |  | 2019-MOR-003-SPC (slC2)-1 | 2019-MOR-003-SPC (slC2)-1 | underground mine |  |  |  |  | ore material | drill core | underground mining tunnels and drill cores | mineral separate | [5 empty] | mineralisation |  |  |  | sphalerite, chalcopyrite, pyrrhotite, pyrite, arsenopyrite |  |  | Sn-rich Epithermal |  |  |  | galena, bismuthinite, marcasite, iron oxides, pyroxene, actinolite, quartz | thin sections and polished blocks examined using optical microscope, BSE detector, and EDS prior to analysis | EMPA, LA-ICPMS | JEOL JXA-8230 electron probe microanalyzer; RESOlution-LR 193 nm ArF excimer laser ablation system coupled to an Agilent 7700x ICP-MS | Laboratory of Mineral Resources Research Center, Fuzhou University; Adelaide Microscopy, the University of Adelaide | EPMA point analysis: accelerating voltage 15 kV, beam current 20 nA, beam diameter ~5 μm; EPMA mapping: accelerating voltage 20 kV, working current 50 nA, dwell time ~10 ms; BSE imaging: accelerating voltage 20 kV, beam current 10 nA; LA-ICP-MS: energy density 3~3.5 J/cm2, spot sizes 29 to 51 μm, repetition rates 5 Hz (polished thin-section) and 10 Hz (polished blocks), ~30 s background acquisition, ~40 s sample data acquisition | STDGL3 (Danyushevsky et al. 2011) and GSD-1G (USGS) | 1.9475 | [19 empty] | 1503.4527 | [5 empty] | 0.13296 | [5 empty] | 385.8248 | [9 empty] | 262.1952 |  | 7.8933 |  |  |  | 0.18343 | [7 empty] | 291.0785 | [13 empty] | 147.4829 | [15 empty] | 0.53338 | [17 empty] | 0.14842 | [9 empty] | 125.8345 | [32 empty] | 2025 |  |  | CHN | Tibet
| Lawu |  | Magmatic hydrothermal | Skarn | Cu-Pb-Zn skarn | Cu, Pb, Zn | In, Sn | Cu, Pb, Zn, In, Sn |  |  | 2019-MOR-003-SPC (slC2)-2 | 2019-MOR-003-SPC (slC2)-2 | underground mine |  |  |  |  | ore material | drill core | underground mining tunnels and drill cores | mineral separate | [5 empty] | mineralisation |  |  |  | sphalerite, chalcopyrite, pyrrhotite, pyrite, arsenopyrite |  |  | Sn-rich Epithermal |  |  |  | galena, bismuthinite, marcasite, iron oxides, pyroxene, actinolite, quartz | thin sections and polished blocks examined using optical microscope, BSE detector, and EDS prior to analysis | EMPA, LA-ICPMS | JEOL JXA-8230 electron probe microanalyzer; RESOlution-LR 193 nm ArF excimer laser ablation system coupled to an Agilent 7700x ICP-MS | Laboratory of Mineral Resources Research Center, Fuzhou University; Adelaide Microscopy, the University of Adelaide | EPMA point analysis: accelerating voltage 15 kV, beam current 20 nA, beam diameter ~5 μm; EPMA mapping: accelerating voltage 20 kV, working current 50 nA, dwell time ~10 ms; BSE imaging: accelerating voltage 20 kV, beam current 10 nA; LA-ICP-MS: energy density 3~3.5 J/cm2, spot sizes 29 to 51 μm, repetition rates 5 Hz (polished thin-section) and 10 Hz (polished blocks), ~30 s background acquisition, ~40 s sample data acquisition | STDGL3 (Danyushevsky et al. 2011) and GSD-1G (USGS) | 2.1772 | [19 empty] | 1375.0221 | [5 empty] | 0.10777 | [5 empty] | 891.2728 | [9 empty] | 347.2872 |  | 31.1823 |  |  |  | 0.1583 | [7 empty] | 419.954 | [13 empty] | 214.2932 | [15 empty] | 0.69439 | [17 empty] | 0.79865 | [9 empty] | 426.4277 | [32 empty] | 2025 |  |  | CHN | Tibet
| Lawu |  | Magmatic hydrothermal | Skarn | Cu-Pb-Zn skarn | Cu, Pb, Zn | In, Sn | Cu, Pb, Zn, In, Sn |  |  | 2019-MOR-003-SPC (slC2)-3 | 2019-MOR-003-SPC (slC2)-3 | underground mine |  |  |  |  | ore material | drill core | underground mining tunnels and drill cores | mineral separate | [5 empty] | mineralisation |  |  |  | sphalerite, chalcopyrite, pyrrhotite, pyrite, arsenopyrite |  |  | Sn-rich Epithermal |  |  |  | galena, bismuthinite, marcasite, iron oxides, pyroxene, actinolite, quartz | thin sections and polished blocks examined using optical microscope, BSE detector, and EDS prior to analysis | EMPA, LA-ICPMS | JEOL JXA-8230 electron probe microanalyzer; RESOlution-LR 193 nm ArF excimer laser ablation system coupled to an Agilent 7700x ICP-MS | Laboratory of Mineral Resources Research Center, Fuzhou University; Adelaide Microscopy, the University of Adelaide | EPMA point analysis: accelerating voltage 15 kV, beam current 20 nA, beam diameter ~5 μm; EPMA mapping: accelerating voltage 20 kV, working current 50 nA, dwell time ~10 ms; BSE imaging: accelerating voltage 20 kV, beam current 10 nA; LA-ICP-MS: energy density 3~3.5 J/cm2, spot sizes 29 to 51 μm, repetition rates 5 Hz (polished thin-section) and 10 Hz (polished blocks), ~30 s background acquisition, ~40 s sample data acquisition | STDGL3 (Danyushevsky et al. 2011) and GSD-1G (USGS) | 2.2075 | [19 empty] | 1702.2 | [5 empty] | 0.12915 | [5 empty] | 1688.9275 | [9 empty] | 3251.9431 |  | 41.7501 |  |  |  | 0.17865 | [7 empty] | 1680.1827 | [13 empty] | 178.185 | [15 empty] | 0.062297 | [17 empty] | 0.052463 | [9 empty] | 263.9655 | [32 empty] | 2025 |  |  | CHN | Tibet
| Lawu |  | Magmatic hydrothermal | Skarn | Cu-Pb-Zn skarn | Cu, Pb, Zn | In, Sn | Cu, Pb, Zn, In, Sn |  |  | 2019-MOR-003-SPC (slC2)-4 | 2019-MOR-003-SPC (slC2)-4 | underground mine |  |  |  |  | ore material | drill core | underground mining tunnels and drill cores | mineral separate | [5 empty] | mineralisation |  |  |  | sphalerite, chalcopyrite, pyrrhotite, pyrite, arsenopyrite |  |  | Sn-rich Epithermal |  |  |  | galena, bismuthinite, marcasite, iron oxides, pyroxene, actinolite, quartz | thin sections and polished blocks examined using optical microscope, BSE detector, and EDS prior to analysis | EMPA, LA-ICPMS | JEOL JXA-8230 electron probe microanalyzer; RESOlution-LR 193 nm ArF excimer laser ablation system coupled to an Agilent 7700x ICP-MS | Laboratory of Mineral Resources Research Center, Fuzhou University; Adelaide Microscopy, the University of Adelaide | EPMA point analysis: accelerating voltage 15 kV, beam current 20 nA, beam diameter ~5 μm; EPMA mapping: accelerating voltage 20 kV, working current 50 nA, dwell time ~10 ms; BSE imaging: accelerating voltage 20 kV, beam current 10 nA; LA-ICP-MS: energy density 3~3.5 J/cm2, spot sizes 29 to 51 μm, repetition rates 5 Hz (polished thin-section) and 10 Hz (polished blocks), ~30 s background acquisition, ~40 s sample data acquisition | STDGL3 (Danyushevsky et al. 2011) and GSD-1G (USGS) | 4.4873 | [19 empty] | 1604.8975 | [5 empty] | 0.15854 | [5 empty] | 1687.1348 | [9 empty] | 1087.7448 |  | 100.0187 |  |  |  | 0.79895 | [7 empty] | 894.83 | [13 empty] | 359.2032 | [15 empty] | 2.8342 | [17 empty] | 0.93209 | [9 empty] | 97.0806 | [32 empty] | 2025 |  |  | CHN | Tibet
| Lawu |  | Magmatic hydrothermal | Skarn | Cu-Pb-Zn skarn | Cu, Pb, Zn | In, Sn | Cu, Pb, Zn, In, Sn |  |  | 2019-MOR-003-SPC (slC2)-5 | 2019-MOR-003-SPC (slC2)-5 | underground mine |  |  |  |  | ore material | drill core | underground mining tunnels and drill cores | mineral separate | [5 empty] | mineralisation |  |  |  | sphalerite, chalcopyrite, pyrrhotite, pyrite, arsenopyrite |  |  | Sn-rich Epithermal |  |  |  | galena, bismuthinite, marcasite, iron oxides, pyroxene, actinolite, quartz | thin sections and polished blocks examined using optical microscope, BSE detector, and EDS prior to analysis | EMPA, LA-ICPMS | JEOL JXA-8230 electron probe microanalyzer; RESOlution-LR 193 nm ArF excimer laser ablation system coupled to an Agilent 7700x ICP-MS | Laboratory of Mineral Resources Research Center, Fuzhou University; Adelaide Microscopy, the University of Adelaide | EPMA point analysis: accelerating voltage 15 kV, beam current 20 nA, beam diameter ~5 μm; EPMA mapping: accelerating voltage 20 kV, working current 50 nA, dwell time ~10 ms; BSE imaging: accelerating voltage 20 kV, beam current 10 nA; LA-ICP-MS: energy density 3~3.5 J/cm2, spot sizes 29 to 51 μm, repetition rates 5 Hz (polished thin-section) and 10 Hz (polished blocks), ~30 s background acquisition, ~40 s sample data acquisition | STDGL3 (Danyushevsky et al. 2011) and GSD-1G (USGS) | 1.5154 | [19 empty] | 925.6134 | [5 empty] | 0.10267 | [5 empty] | 501.0916 | [9 empty] | 7.6081 |  | 0.80931 |  |  |  | 0.17979 | [7 empty] | 450.5059 | [13 empty] | 1.371 | [15 empty] | 2.4303 | [17 empty] | 3.0324 | [9 empty] | 229.1167 | [32 empty] | 2025 |  |  | CHN | Tibet
| Lawu |  | Magmatic hydrothermal | Skarn | Cu-Pb-Zn skarn | Cu, Pb, Zn | In, Sn | Cu, Pb, Zn, In, Sn |  |  | 2019-MOR-003-SPC (slC2)-6 | 2019-MOR-003-SPC (slC2)-6 | underground mine |  |  |  |  | ore material | drill core | underground mining tunnels and drill cores | mineral separate | [5 empty] | mineralisation |  |  |  | sphalerite, chalcopyrite, pyrrhotite, pyrite, arsenopyrite |  |  | Sn-rich Epithermal |  |  |  | galena, bismuthinite, marcasite, iron oxides, pyroxene, actinolite, quartz | thin sections and polished blocks examined using optical microscope, BSE detector, and EDS prior to analysis | EMPA, LA-ICPMS | JEOL JXA-8230 electron probe microanalyzer; RESOlution-LR 193 nm ArF excimer laser ablation system coupled to an Agilent 7700x ICP-MS | Laboratory of Mineral Resources Research Center, Fuzhou University; Adelaide Microscopy, the University of Adelaide | EPMA point analysis: accelerating voltage 15 kV, beam current 20 nA, beam diameter ~5 μm; EPMA mapping: accelerating voltage 20 kV, working current 50 nA, dwell time ~10 ms; BSE imaging: accelerating voltage 20 kV, beam current 10 nA; LA-ICP-MS: energy density 3~3.5 J/cm2, spot sizes 29 to 51 μm, repetition rates 5 Hz (polished thin-section) and 10 Hz (polished blocks), ~30 s background acquisition, ~40 s sample data acquisition | STDGL3 (Danyushevsky et al. 2011) and GSD-1G (USGS) | 10.0024 | [19 empty] | 1015.5043 | [5 empty] | 0.21062 | [5 empty] | 251.0475 | [9 empty] | 89.5437 |  | 7.9727 |  |  |  | 0.98341 | [7 empty] | 118.788 | [13 empty] | 2.9272 | [15 empty] | 32.6729 | [17 empty] | 128.9219 | [9 empty] | 89.7838 | [32 empty] | 2025 |  |  | CHN | Tibet
| Lawu |  | Magmatic hydrothermal | Skarn | Cu-Pb-Zn skarn | Cu, Pb, Zn | In, Sn | Cu, Pb, Zn, In, Sn |  |  | 2019-MOR-004-SPC (slC2)-1 | 2019-MOR-004-SPC (slC2)-1 | underground mine |  |  |  |  | ore material | drill core | underground mining tunnels and drill cores | mineral separate | [5 empty] | mineralisation |  |  |  | sphalerite, chalcopyrite, pyrrhotite, pyrite, arsenopyrite |  |  | Sn-rich Epithermal |  |  |  | galena, bismuthinite, marcasite, iron oxides, pyroxene, actinolite, quartz | thin sections and polished blocks examined using optical microscope, BSE detector, and EDS prior to analysis | EMPA, LA-ICPMS | JEOL JXA-8230 electron probe microanalyzer; RESOlution-LR 193 nm ArF excimer laser ablation system coupled to an Agilent 7700x ICP-MS | Laboratory of Mineral Resources Research Center, Fuzhou University; Adelaide Microscopy, the University of Adelaide | EPMA point analysis: accelerating voltage 15 kV, beam current 20 nA, beam diameter ~5 μm; EPMA mapping: accelerating voltage 20 kV, working current 50 nA, dwell time ~10 ms; BSE imaging: accelerating voltage 20 kV, beam current 10 nA; LA-ICP-MS: energy density 3~3.5 J/cm2, spot sizes 29 to 51 μm, repetition rates 5 Hz (polished thin-section) and 10 Hz (polished blocks), ~30 s background acquisition, ~40 s sample data acquisition | STDGL3 (Danyushevsky et al. 2011) and GSD-1G (USGS) | 6.3961 | [19 empty] | 1920.7674 | [5 empty] | 0.126 | [5 empty] | 47.0627 | [9 empty] | 834.9949 |  | 2.5571 |  |  |  | 0.18676 | [7 empty] | 54.5621 | [13 empty] | 7.0177 | [15 empty] | 1.2307 | [17 empty] | 0.90575 | [9 empty] | 4.0157 | [32 empty] | 2025 |  |  | CHN | Tibet
| Lawu |  | Magmatic hydrothermal | Skarn | Cu-Pb-Zn skarn | Cu, Pb, Zn | In, Sn | Cu, Pb, Zn, In, Sn |  |  | 2019-MOR-004-SPC (slC2)-2 | 2019-MOR-004-SPC (slC2)-2 | underground mine |  |  |  |  | ore material | drill core | underground mining tunnels and drill cores | mineral separate | [5 empty] | mineralisation |  |  |  | sphalerite, chalcopyrite, pyrrhotite, pyrite, arsenopyrite |  |  | Sn-rich Epithermal |  |  |  | galena, bismuthinite, marcasite, iron oxides, pyroxene, actinolite, quartz | thin sections and polished blocks examined using optical microscope, BSE detector, and EDS prior to analysis | EMPA, LA-ICPMS | JEOL JXA-8230 electron probe microanalyzer; RESOlution-LR 193 nm ArF excimer laser ablation system coupled to an Agilent 7700x ICP-MS | Laboratory of Mineral Resources Research Center, Fuzhou University; Adelaide Microscopy, the University of Adelaide | EPMA point analysis: accelerating voltage 15 kV, beam current 20 nA, beam diameter ~5 μm; EPMA mapping: accelerating voltage 20 kV, working current 50 nA, dwell time ~10 ms; BSE imaging: accelerating voltage 20 kV, beam current 10 nA; LA-ICP-MS: energy density 3~3.5 J/cm2, spot sizes 29 to 51 μm, repetition rates 5 Hz (polished thin-section) and 10 Hz (polished blocks), ~30 s background acquisition, ~40 s sample data acquisition | STDGL3 (Danyushevsky et al. 2011) and GSD-1G (USGS) | 6.604 | [19 empty] | 2032.278 | [5 empty] | 0.18537 | [5 empty] | 243.6596 | [9 empty] | 1237.2277 |  | 170.3259 |  |  |  | 1.0554 | [7 empty] | 172.931 | [13 empty] | 11.1256 | [15 empty] | 13.0871 | [17 empty] | 16.1839 | [9 empty] | 54.5544 | [32 empty] | 2025 |  |  | CHN | Tibet
| Lawu |  | Magmatic hydrothermal | Skarn | Cu-Pb-Zn skarn | Cu, Pb, Zn | In, Sn | Cu, Pb, Zn, In, Sn |  |  | 2019-MOR-004-SPC (slC2)-3 | 2019-MOR-004-SPC (slC2)-3 | underground mine |  |  |  |  | ore material | drill core | underground mining tunnels and drill cores | mineral separate | [5 empty] | mineralisation |  |  |  | sphalerite, chalcopyrite, pyrrhotite, pyrite, arsenopyrite |  |  | Sn-rich Epithermal |  |  |  | galena, bismuthinite, marcasite, iron oxides, pyroxene, actinolite, quartz | thin sections and polished blocks examined using optical microscope, BSE detector, and EDS prior to analysis | EMPA, LA-ICPMS | JEOL JXA-8230 electron probe microanalyzer; RESOlution-LR 193 nm ArF excimer laser ablation system coupled to an Agilent 7700x ICP-MS | Laboratory of Mineral Resources Research Center, Fuzhou University; Adelaide Microscopy, the University of Adelaide | EPMA point analysis: accelerating voltage 15 kV, beam current 20 nA, beam diameter ~5 μm; EPMA mapping: accelerating voltage 20 kV, working current 50 nA, dwell time ~10 ms; BSE imaging: accelerating voltage 20 kV, beam current 10 nA; LA-ICP-MS: energy density 3~3.5 J/cm2, spot sizes 29 to 51 μm, repetition rates 5 Hz (polished thin-section) and 10 Hz (polished blocks), ~30 s background acquisition, ~40 s sample data acquisition | STDGL3 (Danyushevsky et al. 2011) and GSD-1G (USGS) | 9.3274 | [19 empty] | 1380.7617 | [5 empty] | 0.10841 | [5 empty] | 224.2829 | [9 empty] | 1266.4501 |  | 150.8987 |  |  |  | 20.9394 | [7 empty] | 0.52224 | [13 empty] | 29.8551 | [15 empty] | 19.4782 | [17 empty] | 5.6317 | [9 empty] | 1.8709 | [32 empty] | 2025 |  |  | CHN | Tibet
| Lawu |  | Magmatic hydrothermal | Skarn | Cu-Pb-Zn skarn | Cu, Pb, Zn | In, Sn | Cu, Pb, Zn, In, Sn |  |  | 2019-MOR-004-SPC (slC2)-4 | 2019-MOR-004-SPC (slC2)-4 | underground mine |  |  |  |  | ore material | drill core | underground mining tunnels and drill cores | mineral separate | [5 empty] | mineralisation |  |  |  | sphalerite, chalcopyrite, pyrrhotite, pyrite, arsenopyrite |  |  | Sn-rich Epithermal |  |  |  | galena, bismuthinite, marcasite, iron oxides, pyroxene, actinolite, quartz | thin sections and polished blocks examined using optical microscope, BSE detector, and EDS prior to analysis | EMPA, LA-ICPMS | JEOL JXA-8230 electron probe microanalyzer; RESOlution-LR 193 nm ArF excimer laser ablation system coupled to an Agilent 7700x ICP-MS | Laboratory of Mineral Resources Research Center, Fuzhou University; Adelaide Microscopy, the University of Adelaide | EPMA point analysis: accelerating voltage 15 kV, beam current 20 nA, beam diameter ~5 μm; EPMA mapping: accelerating voltage 20 kV, working current 50 nA, dwell time ~10 ms; BSE imaging: accelerating voltage 20 kV, beam current 10 nA; LA-ICP-MS: energy density 3~3.5 J/cm2, spot sizes 29 to 51 μm, repetition rates 5 Hz (polished thin-section) and 10 Hz (polished blocks), ~30 s background acquisition, ~40 s sample data acquisition | STDGL3 (Danyushevsky et al. 2011) and GSD-1G (USGS) | 4.8907 | [19 empty] | 1086.3551 | [5 empty] | 0.10985 | [5 empty] | 273.3039 | [9 empty] | 863.7136 |  | 177.4668 |  |  |  | 32.1255 | [7 empty] | 0.28851 | [13 empty] | 15.6777 | [15 empty] | 12.9073 | [17 empty] | 8.487 | [9 empty] | 0.56407 | [32 empty] | 2025 |  |  | CHN | Tibet
| Lawu |  | Magmatic hydrothermal | Skarn | Cu-Pb-Zn skarn | Cu, Pb, Zn | In, Sn | Cu, Pb, Zn, In, Sn |  |  | 2019-MOR-004-SPC (slC2)-5 | 2019-MOR-004-SPC (slC2)-5 | underground mine |  |  |  |  | ore material | drill core | underground mining tunnels and drill cores | mineral separate | [5 empty] | mineralisation |  |  |  | sphalerite, chalcopyrite, pyrrhotite, pyrite, arsenopyrite |  |  | Sn-rich Epithermal |  |  |  | galena, bismuthinite, marcasite, iron oxides, pyroxene, actinolite, quartz | thin sections and polished blocks examined using optical microscope, BSE detector, and EDS prior to analysis | EMPA, LA-ICPMS | JEOL JXA-8230 electron probe microanalyzer; RESOlution-LR 193 nm ArF excimer laser ablation system coupled to an Agilent 7700x ICP-MS | Laboratory of Mineral Resources Research Center, Fuzhou University; Adelaide Microscopy, the University of Adelaide | EPMA point analysis: accelerating voltage 15 kV, beam current 20 nA, beam diameter ~5 μm; EPMA mapping: accelerating voltage 20 kV, working current 50 nA, dwell time ~10 ms; BSE imaging: accelerating voltage 20 kV, beam current 10 nA; LA-ICP-MS: energy density 3~3.5 J/cm2, spot sizes 29 to 51 μm, repetition rates 5 Hz (polished thin-section) and 10 Hz (polished blocks), ~30 s background acquisition, ~40 s sample data acquisition | STDGL3 (Danyushevsky et al. 2011) and GSD-1G (USGS) | 8.8566 | [19 empty] | 1725.4003 | [5 empty] | 0.13397 | [5 empty] | 586.161 | [9 empty] | 987.5124 |  | 84.8138 |  |  |  | 5.5976 | [7 empty] | 290.9221 | [13 empty] | 9.3442 | [15 empty] | 30.1027 | [17 empty] | 36.1185 | [9 empty] | 278.3528 | [32 empty] | 2025 |  |  | CHN | Tibet
| Lawu |  | Magmatic hydrothermal | Skarn | Cu-Pb-Zn skarn | Cu, Pb, Zn | In, Sn | Cu, Pb, Zn, In, Sn |  |  | 2019-MOR-004-SPC (slC2)-6 | 2019-MOR-004-SPC (slC2)-6 | underground mine |  |  |  |  | ore material | drill core | underground mining tunnels and drill cores | mineral separate | [5 empty] | mineralisation |  |  |  | sphalerite, chalcopyrite, pyrrhotite, pyrite, arsenopyrite |  |  | Sn-rich Epithermal |  |  |  | galena, bismuthinite, marcasite, iron oxides, pyroxene, actinolite, quartz | thin sections and polished blocks examined using optical microscope, BSE detector, and EDS prior to analysis | EMPA, LA-ICPMS | JEOL JXA-8230 electron probe microanalyzer; RESOlution-LR 193 nm ArF excimer laser ablation system coupled to an Agilent 7700x ICP-MS | Laboratory of Mineral Resources Research Center, Fuzhou University; Adelaide Microscopy, the University of Adelaide | EPMA point analysis: accelerating voltage 15 kV, beam current 20 nA, beam diameter ~5 μm; EPMA mapping: accelerating voltage 20 kV, working current 50 nA, dwell time ~10 ms; BSE imaging: accelerating voltage 20 kV, beam current 10 nA; LA-ICP-MS: energy density 3~3.5 J/cm2, spot sizes 29 to 51 μm, repetition rates 5 Hz (polished thin-section) and 10 Hz (polished blocks), ~30 s background acquisition, ~40 s sample data acquisition | STDGL3 (Danyushevsky et al. 2011) and GSD-1G (USGS) | 1.7326 | [19 empty] | 1358.8228 | [5 empty] | 0.10922 | [5 empty] | 432.9307 | [9 empty] | 311.0497 |  | 2.7807 |  |  |  | 0.24681 | [7 empty] | 453.3113 | [13 empty] | 3.8069 | [15 empty] | 0.024573 | [17 empty] | 0.044046 | [9 empty] | 155.6146 | [32 empty] | 2025 |  |  | CHN | Tibet
| Lawu |  | Magmatic hydrothermal | Skarn | Cu-Pb-Zn skarn | Cu, Pb, Zn | In, Sn | Cu, Pb, Zn, In, Sn |  |  | 2019-MOR-004-SPC (slC2)-7 | 2019-MOR-004-SPC (slC2)-7 | underground mine |  |  |  |  | ore material | drill core | underground mining tunnels and drill cores | mineral separate | [5 empty] | mineralisation |  |  |  | sphalerite, chalcopyrite, pyrrhotite, pyrite, arsenopyrite |  |  | Sn-rich Epithermal |  |  |  | galena, bismuthinite, marcasite, iron oxides, pyroxene, actinolite, quartz | thin sections and polished blocks examined using optical microscope, BSE detector, and EDS prior to analysis | EMPA, LA-ICPMS | JEOL JXA-8230 electron probe microanalyzer; RESOlution-LR 193 nm ArF excimer laser ablation system coupled to an Agilent 7700x ICP-MS | Laboratory of Mineral Resources Research Center, Fuzhou University; Adelaide Microscopy, the University of Adelaide | EPMA point analysis: accelerating voltage 15 kV, beam current 20 nA, beam diameter ~5 μm; EPMA mapping: accelerating voltage 20 kV, working current 50 nA, dwell time ~10 ms; BSE imaging: accelerating voltage 20 kV, beam current 10 nA; LA-ICP-MS: energy density 3~3.5 J/cm2, spot sizes 29 to 51 μm, repetition rates 5 Hz (polished thin-section) and 10 Hz (polished blocks), ~30 s background acquisition, ~40 s sample data acquisition | STDGL3 (Danyushevsky et al. 2011) and GSD-1G (USGS) | 3.4257 | [19 empty] | 930.8435 | [5 empty] | 0.11968 | [5 empty] | 228.9668 | [9 empty] | 78.6725 |  | 59.1115 |  |  |  | 26.5832 | [7 empty] | 21.9455 | [13 empty] | 1.6004 | [15 empty] | 6.2787 | [17 empty] | 30.0207 | [9 empty] | 76.7951 | [32 empty] | 2025 |  |  | CHN | Tibet
| Lawu |  | Magmatic hydrothermal | Skarn | Cu-Pb-Zn skarn | Cu, Pb, Zn | In, Sn | Cu, Pb, Zn, In, Sn |  |  | 2019-MOR-004-SPC (slC2)-8 | 2019-MOR-004-SPC (slC2)-8 | underground mine |  |  |  |  | ore material | drill core | underground mining tunnels and drill cores | mineral separate | [5 empty] | mineralisation |  |  |  | sphalerite, chalcopyrite, pyrrhotite, pyrite, arsenopyrite |  |  | Sn-rich Epithermal |  |  |  | galena, bismuthinite, marcasite, iron oxides, pyroxene, actinolite, quartz | thin sections and polished blocks examined using optical microscope, BSE detector, and EDS prior to analysis | EMPA, LA-ICPMS | JEOL JXA-8230 electron probe microanalyzer; RESOlution-LR 193 nm ArF excimer laser ablation system coupled to an Agilent 7700x ICP-MS | Laboratory of Mineral Resources Research Center, Fuzhou University; Adelaide Microscopy, the University of Adelaide | EPMA point analysis: accelerating voltage 15 kV, beam current 20 nA, beam diameter ~5 μm; EPMA mapping: accelerating voltage 20 kV, working current 50 nA, dwell time ~10 ms; BSE imaging: accelerating voltage 20 kV, beam current 10 nA; LA-ICP-MS: energy density 3~3.5 J/cm2, spot sizes 29 to 51 μm, repetition rates 5 Hz (polished thin-section) and 10 Hz (polished blocks), ~30 s background acquisition, ~40 s sample data acquisition | STDGL3 (Danyushevsky et al. 2011) and GSD-1G (USGS) | 6.0354 | [19 empty] | 1699.9295 | [5 empty] | 0.1781 | [5 empty] | 334.092 | [9 empty] | 921.9325 |  | 289.6864 |  |  |  | 7.2959 | [7 empty] | 0.071474 | [13 empty] | 7.9261 | [15 empty] | 13.6391 | [17 empty] | 17.8865 | [9 empty] | 0.62631 | [32 empty] | 2025 |  |  | CHN | Tibet
| Lawu |  | Magmatic hydrothermal | Skarn | Cu-Pb-Zn skarn | Cu, Pb, Zn | In, Sn | Cu, Pb, Zn, In, Sn |  |  | 2019-MOR-004-SPC (slC2)-9 | 2019-MOR-004-SPC (slC2)-9 | underground mine |  |  |  |  | ore material | drill core | underground mining tunnels and drill cores | mineral separate | [5 empty] | mineralisation |  |  |  | sphalerite, chalcopyrite, pyrrhotite, pyrite, arsenopyrite |  |  | Sn-rich Epithermal |  |  |  | galena, bismuthinite, marcasite, iron oxides, pyroxene, actinolite, quartz | thin sections and polished blocks examined using optical microscope, BSE detector, and EDS prior to analysis | EMPA, LA-ICPMS | JEOL JXA-8230 electron probe microanalyzer; RESOlution-LR 193 nm ArF excimer laser ablation system coupled to an Agilent 7700x ICP-MS | Laboratory of Mineral Resources Research Center, Fuzhou University; Adelaide Microscopy, the University of Adelaide | EPMA point analysis: accelerating voltage 15 kV, beam current 20 nA, beam diameter ~5 μm; EPMA mapping: accelerating voltage 20 kV, working current 50 nA, dwell time ~10 ms; BSE imaging: accelerating voltage 20 kV, beam current 10 nA; LA-ICP-MS: energy density 3~3.5 J/cm2, spot sizes 29 to 51 μm, repetition rates 5 Hz (polished thin-section) and 10 Hz (polished blocks), ~30 s background acquisition, ~40 s sample data acquisition | STDGL3 (Danyushevsky et al. 2011) and GSD-1G (USGS) | 1.3737 | [19 empty] | 1034.5057 | [5 empty] | 0.12006 | [5 empty] | 157.9425 | [9 empty] | 559.0382 |  | 2.8566 |  |  |  | 0.17499 | [7 empty] | 16.4099 | [13 empty] | 7.5332 | [15 empty] | 1.5984 | [17 empty] | 6.7122 | [9 empty] | 83.371 | [32 empty] | 2025 |  |  | CHN | Tibet
| Lawu |  | Magmatic hydrothermal | Skarn | Cu-Pb-Zn skarn | Cu, Pb, Zn | In, Sn | Cu, Pb, Zn, In, Sn |  |  | 2019-MOR-004-SPC (slC2)-10 | 2019-MOR-004-SPC (slC2)-10 | underground mine |  |  |  |  | ore material | drill core | underground mining tunnels and drill cores | mineral separate | [5 empty] | mineralisation |  |  |  | sphalerite, chalcopyrite, pyrrhotite, pyrite, arsenopyrite |  |  | Sn-rich Epithermal |  |  |  | galena, bismuthinite, marcasite, iron oxides, pyroxene, actinolite, quartz | thin sections and polished blocks examined using optical microscope, BSE detector, and EDS prior to analysis | EMPA, LA-ICPMS | JEOL JXA-8230 electron probe microanalyzer; RESOlution-LR 193 nm ArF excimer laser ablation system coupled to an Agilent 7700x ICP-MS | Laboratory of Mineral Resources Research Center, Fuzhou University; Adelaide Microscopy, the University of Adelaide | EPMA point analysis: accelerating voltage 15 kV, beam current 20 nA, beam diameter ~5 μm; EPMA mapping: accelerating voltage 20 kV, working current 50 nA, dwell time ~10 ms; BSE imaging: accelerating voltage 20 kV, beam current 10 nA; LA-ICP-MS: energy density 3~3.5 J/cm2, spot sizes 29 to 51 μm, repetition rates 5 Hz (polished thin-section) and 10 Hz (polished blocks), ~30 s background acquisition, ~40 s sample data acquisition | STDGL3 (Danyushevsky et al. 2011) and GSD-1G (USGS) | 6.6747 | [19 empty] | 1108.7058 | [5 empty] | 0.10894 | [5 empty] | 301.0322 | [9 empty] | 219.6713 |  | 82.9214 |  |  |  | 37.0636 | [7 empty] | 36.054 | [13 empty] | 1.4494 | [15 empty] | 12.44 | [17 empty] | 66.6629 | [9 empty] | 72.1615 | [32 empty] | 2025 |  |  | CHN | Tibet
| Lawu |  | Magmatic hydrothermal | Skarn | Cu-Pb-Zn skarn | Cu, Pb, Zn | In, Sn | Cu, Pb, Zn, In, Sn |  |  | 2019-MOR-001-SPB (slC2)-1 | 2019-MOR-001-SPB (slC2)-1 | underground mine |  |  |  |  | ore material | drill core | underground mining tunnels and drill cores | mineral separate | [5 empty] | mineralisation |  |  |  | sphalerite, chalcopyrite, pyrrhotite, pyrite, arsenopyrite |  |  | Sn-rich Epithermal |  |  |  | galena, bismuthinite, marcasite, iron oxides, pyroxene, actinolite, quartz | thin sections and polished blocks examined using optical microscope, BSE detector, and EDS prior to analysis | EMPA, LA-ICPMS | JEOL JXA-8230 electron probe microanalyzer; RESOlution-LR 193 nm ArF excimer laser ablation system coupled to an Agilent 7700x ICP-MS | Laboratory of Mineral Resources Research Center, Fuzhou University; Adelaide Microscopy, the University of Adelaide | EPMA point analysis: accelerating voltage 15 kV, beam current 20 nA, beam diameter ~5 μm; EPMA mapping: accelerating voltage 20 kV, working current 50 nA, dwell time ~10 ms; BSE imaging: accelerating voltage 20 kV, beam current 10 nA; LA-ICP-MS: energy density 3~3.5 J/cm2, spot sizes 29 to 51 μm, repetition rates 5 Hz (polished thin-section) and 10 Hz (polished blocks), ~30 s background acquisition, ~40 s sample data acquisition | STDGL3 (Danyushevsky et al. 2011) and GSD-1G (USGS) | 6.1983 | [19 empty] | 1548.697 | [5 empty] | 0.13204 | [5 empty] | 1075.7047 | [9 empty] | 592.108 |  | 270.3352 |  |  |  | 0.3136 | [7 empty] | 895.1753 | [13 empty] | 217.095 | [15 empty] | 1.3229 | [17 empty] | 0.38517 | [9 empty] | 60.9352 | [32 empty] | 2025 |  |  | CHN | Tibet
| Lawu |  | Magmatic hydrothermal | Skarn | Cu-Pb-Zn skarn | Cu, Pb, Zn | In, Sn | Cu, Pb, Zn, In, Sn |  |  | 2019-MOR-001-SPB (slC2)-2 | 2019-MOR-001-SPB (slC2)-2 | underground mine |  |  |  |  | ore material | drill core | underground mining tunnels and drill cores | mineral separate | [5 empty] | mineralisation |  |  |  | sphalerite, chalcopyrite, pyrrhotite, pyrite, arsenopyrite |  |  | Sn-rich Epithermal |  |  |  | galena, bismuthinite, marcasite, iron oxides, pyroxene, actinolite, quartz | thin sections and polished blocks examined using optical microscope, BSE detector, and EDS prior to analysis | EMPA, LA-ICPMS | JEOL JXA-8230 electron probe microanalyzer; RESOlution-LR 193 nm ArF excimer laser ablation system coupled to an Agilent 7700x ICP-MS | Laboratory of Mineral Resources Research Center, Fuzhou University; Adelaide Microscopy, the University of Adelaide | EPMA point analysis: accelerating voltage 15 kV, beam current 20 nA, beam diameter ~5 μm; EPMA mapping: accelerating voltage 20 kV, working current 50 nA, dwell time ~10 ms; BSE imaging: accelerating voltage 20 kV, beam current 10 nA; LA-ICP-MS: energy density 3~3.5 J/cm2, spot sizes 29 to 51 μm, repetition rates 5 Hz (polished thin-section) and 10 Hz (polished blocks), ~30 s background acquisition, ~40 s sample data acquisition | STDGL3 (Danyushevsky et al. 2011) and GSD-1G (USGS) | 3.3362 | [19 empty] | 1514.0865 | [5 empty] | 0.14374 | [5 empty] | 717.526 | [9 empty] | 159.8323 |  | 245.593 |  |  |  | 6.7985 | [7 empty] | 471.7775 | [13 empty] | 1830.4293 | [15 empty] | 0.81834 | [17 empty] | 0.19087 | [9 empty] | 43.027 | [32 empty] | 2025 |  |  | CHN | Tibet
| Lawu |  | Magmatic hydrothermal | Skarn | Cu-Pb-Zn skarn | Cu, Pb, Zn | In, Sn | Cu, Pb, Zn, In, Sn |  |  | 2019-MOR-001-SPB (slC2)-3 | 2019-MOR-001-SPB (slC2)-3 | underground mine |  |  |  |  | ore material | drill core | underground mining tunnels and drill cores | mineral separate | [5 empty] | mineralisation |  |  |  | sphalerite, chalcopyrite, pyrrhotite, pyrite, arsenopyrite |  |  | Sn-rich Epithermal |  |  |  | galena, bismuthinite, marcasite, iron oxides, pyroxene, actinolite, quartz | thin sections and polished blocks examined using optical microscope, BSE detector, and EDS prior to analysis | EMPA, LA-ICPMS | JEOL JXA-8230 electron probe microanalyzer; RESOlution-LR 193 nm ArF excimer laser ablation system coupled to an Agilent 7700x ICP-MS | Laboratory of Mineral Resources Research Center, Fuzhou University; Adelaide Microscopy, the University of Adelaide | EPMA point analysis: accelerating voltage 15 kV, beam current 20 nA, beam diameter ~5 μm; EPMA mapping: accelerating voltage 20 kV, working current 50 nA, dwell time ~10 ms; BSE imaging: accelerating voltage 20 kV, beam current 10 nA; LA-ICP-MS: energy density 3~3.5 J/cm2, spot sizes 29 to 51 μm, repetition rates 5 Hz (polished thin-section) and 10 Hz (polished blocks), ~30 s background acquisition, ~40 s sample data acquisition | STDGL3 (Danyushevsky et al. 2011) and GSD-1G (USGS) | 1.7193 | [19 empty] | 1405.1757 | [5 empty] | 0.18784 | [5 empty] | 501.6689 | [9 empty] | 313.8317 |  | 43.211 |  |  |  | 0.95669 | [7 empty] | 524.9564 | [13 empty] | 27.9015 | [15 empty] | 0.43554 | [17 empty] | 0.66267 | [9 empty] | 139.7002 | [32 empty] | 2025 |  |  | CHN | Tibet
| Lawu |  | Magmatic hydrothermal | Skarn | Cu-Pb-Zn skarn | Cu, Pb, Zn | In, Sn | Cu, Pb, Zn, In, Sn |  |  | 2019-MOR-001-SPB (slC2)-4 | 2019-MOR-001-SPB (slC2)-4 | underground mine |  |  |  |  | ore material | drill core | underground mining tunnels and drill cores | mineral separate | [5 empty] | mineralisation |  |  |  | sphalerite, chalcopyrite, pyrrhotite, pyrite, arsenopyrite |  |  | Sn-rich Epithermal |  |  |  | galena, bismuthinite, marcasite, iron oxides, pyroxene, actinolite, quartz | thin sections and polished blocks examined using optical microscope, BSE detector, and EDS prior to analysis | EMPA, LA-ICPMS | JEOL JXA-8230 electron probe microanalyzer; RESOlution-LR 193 nm ArF excimer laser ablation system coupled to an Agilent 7700x ICP-MS | Laboratory of Mineral Resources Research Center, Fuzhou University; Adelaide Microscopy, the University of Adelaide | EPMA point analysis: accelerating voltage 15 kV, beam current 20 nA, beam diameter ~5 μm; EPMA mapping: accelerating voltage 20 kV, working current 50 nA, dwell time ~10 ms; BSE imaging: accelerating voltage 20 kV, beam current 10 nA; LA-ICP-MS: energy density 3~3.5 J/cm2, spot sizes 29 to 51 μm, repetition rates 5 Hz (polished thin-section) and 10 Hz (polished blocks), ~30 s background acquisition, ~40 s sample data acquisition | STDGL3 (Danyushevsky et al. 2011) and GSD-1G (USGS) | 3.2287 | [19 empty] | 1730.2319 | [5 empty] | 0.11759 | [5 empty] | 910.095 | [9 empty] | 674.5979 |  | 193.7599 |  |  |  | 0.29918 | [7 empty] | 450.6275 | [13 empty] | 302.5834 | [15 empty] | 0.27529 | [17 empty] | 0.042102 | [9 empty] | 51.1206 | [32 empty] | 2025 |  |  | CHN | Tibet
| Lawu |  | Magmatic hydrothermal | Skarn | Cu-Pb-Zn skarn | Cu, Pb, Zn | In, Sn | Cu, Pb, Zn, In, Sn |  |  | 2019-MOR-001-SPB (slC2)-5 | 2019-MOR-001-SPB (slC2)-5 | underground mine |  |  |  |  | ore material | drill core | underground mining tunnels and drill cores | mineral separate | [5 empty] | mineralisation |  |  |  | sphalerite, chalcopyrite, pyrrhotite, pyrite, arsenopyrite |  |  | Sn-rich Epithermal |  |  |  | galena, bismuthinite, marcasite, iron oxides, pyroxene, actinolite, quartz | thin sections and polished blocks examined using optical microscope, BSE detector, and EDS prior to analysis | EMPA, LA-ICPMS | JEOL JXA-8230 electron probe microanalyzer; RESOlution-LR 193 nm ArF excimer laser ablation system coupled to an Agilent 7700x ICP-MS | Laboratory of Mineral Resources Research Center, Fuzhou University; Adelaide Microscopy, the University of Adelaide | EPMA point analysis: accelerating voltage 15 kV, beam current 20 nA, beam diameter ~5 μm; EPMA mapping: accelerating voltage 20 kV, working current 50 nA, dwell time ~10 ms; BSE imaging: accelerating voltage 20 kV, beam current 10 nA; LA-ICP-MS: energy density 3~3.5 J/cm2, spot sizes 29 to 51 μm, repetition rates 5 Hz (polished thin-section) and 10 Hz (polished blocks), ~30 s background acquisition, ~40 s sample data acquisition | STDGL3 (Danyushevsky et al. 2011) and GSD-1G (USGS) | 5.1874 | [19 empty] | 1363.2617 | [5 empty] | 0.15277 | [5 empty] | 1095.6692 | [9 empty] | 558.2708 |  | 172.4884 |  |  |  | 0.23872 | [7 empty] | 897.2304 | [13 empty] | 161.7097 | [15 empty] | 16.5263 | [17 empty] | 1.2688 | [9 empty] | 150.9291 | [32 empty] | 2025 |  |  | CHN | Tibet
| Lawu |  | Magmatic hydrothermal | Skarn | Cu-Pb-Zn skarn | Cu, Pb, Zn | In, Sn | Cu, Pb, Zn, In, Sn |  |  | 2019-MOR-001-SPB (slC2)-6 | 2019-MOR-001-SPB (slC2)-6 | underground mine |  |  |  |  | ore material | drill core | underground mining tunnels and drill cores | mineral separate | [5 empty] | mineralisation |  |  |  | sphalerite, chalcopyrite, pyrrhotite, pyrite, arsenopyrite |  |  | Sn-rich Epithermal |  |  |  | galena, bismuthinite, marcasite, iron oxides, pyroxene, actinolite, quartz | thin sections and polished blocks examined using optical microscope, BSE detector, and EDS prior to analysis | EMPA, LA-ICPMS | JEOL JXA-8230 electron probe microanalyzer; RESOlution-LR 193 nm ArF excimer laser ablation system coupled to an Agilent 7700x ICP-MS | Laboratory of Mineral Resources Research Center, Fuzhou University; Adelaide Microscopy, the University of Adelaide | EPMA point analysis: accelerating voltage 15 kV, beam current 20 nA, beam diameter ~5 μm; EPMA mapping: accelerating voltage 20 kV, working current 50 nA, dwell time ~10 ms; BSE imaging: accelerating voltage 20 kV, beam current 10 nA; LA-ICP-MS: energy density 3~3.5 J/cm2, spot sizes 29 to 51 μm, repetition rates 5 Hz (polished thin-section) and 10 Hz (polished blocks), ~30 s background acquisition, ~40 s sample data acquisition | STDGL3 (Danyushevsky et al. 2011) and GSD-1G (USGS) | 2.3527 | [19 empty] | 1483.2462 | [5 empty] | 0.15025 | [5 empty] | 339.8929 | [9 empty] | 171.3752 |  | 83.1425 |  |  |  | 0.26698 | [7 empty] | 245.7987 | [13 empty] | 1537.3307 | [15 empty] | 0.047693 | [17 empty] | 0.057124 | [9 empty] | 17.706 | [32 empty] | 2025 |  |  | CHN | Tibet
| Lawu |  | Magmatic hydrothermal | Skarn | Cu-Pb-Zn skarn | Cu, Pb, Zn | In, Sn | Cu, Pb, Zn, In, Sn |  |  | 2019-MOR-001-SPB (slC2)-7 | 2019-MOR-001-SPB (slC2)-7 | underground mine |  |  |  |  | ore material | drill core | underground mining tunnels and drill cores | mineral separate | [5 empty] | mineralisation |  |  |  | sphalerite, chalcopyrite, pyrrhotite, pyrite, arsenopyrite |  |  | Sn-rich Epithermal |  |  |  | galena, bismuthinite, marcasite, iron oxides, pyroxene, actinolite, quartz | thin sections and polished blocks examined using optical microscope, BSE detector, and EDS prior to analysis | EMPA, LA-ICPMS | JEOL JXA-8230 electron probe microanalyzer; RESOlution-LR 193 nm ArF excimer laser ablation system coupled to an Agilent 7700x ICP-MS | Laboratory of Mineral Resources Research Center, Fuzhou University; Adelaide Microscopy, the University of Adelaide | EPMA point analysis: accelerating voltage 15 kV, beam current 20 nA, beam diameter ~5 μm; EPMA mapping: accelerating voltage 20 kV, working current 50 nA, dwell time ~10 ms; BSE imaging: accelerating voltage 20 kV, beam current 10 nA; LA-ICP-MS: energy density 3~3.5 J/cm2, spot sizes 29 to 51 μm, repetition rates 5 Hz (polished thin-section) and 10 Hz (polished blocks), ~30 s background acquisition, ~40 s sample data acquisition | STDGL3 (Danyushevsky et al. 2011) and GSD-1G (USGS) | 3.5322 | [19 empty] | 1498.8949 | [5 empty] | 0.12375 | [5 empty] | 820.2457 | [9 empty] | 489.1097 |  | 189.1038 |  |  |  | 0.70701 | [7 empty] | 325.2482 | [13 empty] | 1437.7512 | [15 empty] | 0.048683 | [17 empty] | 0.047323 | [9 empty] | 26.061 | [32 empty] | 2025 |  |  | CHN | Tibet
| Lawu |  | Magmatic hydrothermal | Skarn | Cu-Pb-Zn skarn | Cu, Pb, Zn | In, Sn | Cu, Pb, Zn, In, Sn |  |  | 2019-MOR-001-SPB (slC2)-8 | 2019-MOR-001-SPB (slC2)-8 | underground mine |  |  |  |  | ore material | drill core | underground mining tunnels and drill cores | mineral separate | [5 empty] | mineralisation |  |  |  | sphalerite, chalcopyrite, pyrrhotite, pyrite, arsenopyrite |  |  | Sn-rich Epithermal |  |  |  | galena, bismuthinite, marcasite, iron oxides, pyroxene, actinolite, quartz | thin sections and polished blocks examined using optical microscope, BSE detector, and EDS prior to analysis | EMPA, LA-ICPMS | JEOL JXA-8230 electron probe microanalyzer; RESOlution-LR 193 nm ArF excimer laser ablation system coupled to an Agilent 7700x ICP-MS | Laboratory of Mineral Resources Research Center, Fuzhou University; Adelaide Microscopy, the University of Adelaide | EPMA point analysis: accelerating voltage 15 kV, beam current 20 nA, beam diameter ~5 μm; EPMA mapping: accelerating voltage 20 kV, working current 50 nA, dwell time ~10 ms; BSE imaging: accelerating voltage 20 kV, beam current 10 nA; LA-ICP-MS: energy density 3~3.5 J/cm2, spot sizes 29 to 51 μm, repetition rates 5 Hz (polished thin-section) and 10 Hz (polished blocks), ~30 s background acquisition, ~40 s sample data acquisition | STDGL3 (Danyushevsky et al. 2011) and GSD-1G (USGS) | 6.8902 | [19 empty] | 1548.8749 | [5 empty] | 0.12759 | [5 empty] | 1126.33 | [9 empty] | 573.9034 |  | 341.9529 |  |  |  | 1.4306 | [7 empty] | 238.6565 | [13 empty] | 1539.1114 | [15 empty] | 0.045284 | [17 empty] | 0.047709 | [9 empty] | 74.8939 | [32 empty] | 2025 |  |  | CHN | Tibet
| Lawu |  | Magmatic hydrothermal | Skarn | Cu-Pb-Zn skarn | Cu, Pb, Zn | In, Sn | Cu, Pb, Zn, In, Sn |  |  | 2019-MOR-001-SPB (slC2)-9 | 2019-MOR-001-SPB (slC2)-9 | underground mine |  |  |  |  | ore material | drill core | underground mining tunnels and drill cores | mineral separate | [5 empty] | mineralisation |  |  |  | sphalerite, chalcopyrite, pyrrhotite, pyrite, arsenopyrite |  |  | Sn-rich Epithermal |  |  |  | galena, bismuthinite, marcasite, iron oxides, pyroxene, actinolite, quartz | thin sections and polished blocks examined using optical microscope, BSE detector, and EDS prior to analysis | EMPA, LA-ICPMS | JEOL JXA-8230 electron probe microanalyzer; RESOlution-LR 193 nm ArF excimer laser ablation system coupled to an Agilent 7700x ICP-MS | Laboratory of Mineral Resources Research Center, Fuzhou University; Adelaide Microscopy, the University of Adelaide | EPMA point analysis: accelerating voltage 15 kV, beam current 20 nA, beam diameter ~5 μm; EPMA mapping: accelerating voltage 20 kV, working current 50 nA, dwell time ~10 ms; BSE imaging: accelerating voltage 20 kV, beam current 10 nA; LA-ICP-MS: energy density 3~3.5 J/cm2, spot sizes 29 to 51 μm, repetition rates 5 Hz (polished thin-section) and 10 Hz (polished blocks), ~30 s background acquisition, ~40 s sample data acquisition | STDGL3 (Danyushevsky et al. 2011) and GSD-1G (USGS) | 7.7352 | [19 empty] | 1569.183 | [5 empty] | 0.1374 | [5 empty] | 822.6474 | [9 empty] | 237.9257 |  | 83.7448 |  |  |  | 0.22085 | [7 empty] | 645.3459 | [13 empty] | 303.5237 | [15 empty] | 23.4806 | [17 empty] | 0.056266 | [9 empty] | 105.0576 | [32 empty] | 2025 |  |  | CHN | Tibet
| Lawu |  | Magmatic hydrothermal | Skarn | Cu-Pb-Zn skarn | Cu, Pb, Zn | In, Sn | Cu, Pb, Zn, In, Sn |  |  | 2019-MOR-001-SPB (slC2)-10 | 2019-MOR-001-SPB (slC2)-10 | underground mine |  |  |  |  | ore material | drill core | underground mining tunnels and drill cores | mineral separate | [5 empty] | mineralisation |  |  |  | sphalerite, chalcopyrite, pyrrhotite, pyrite, arsenopyrite |  |  | Sn-rich Epithermal |  |  |  | galena, bismuthinite, marcasite, iron oxides, pyroxene, actinolite, quartz | thin sections and polished blocks examined using optical microscope, BSE detector, and EDS prior to analysis | EMPA, LA-ICPMS | JEOL JXA-8230 electron probe microanalyzer; RESOlution-LR 193 nm ArF excimer laser ablation system coupled to an Agilent 7700x ICP-MS | Laboratory of Mineral Resources Research Center, Fuzhou University; Adelaide Microscopy, the University of Adelaide | EPMA point analysis: accelerating voltage 15 kV, beam current 20 nA, beam diameter ~5 μm; EPMA mapping: accelerating voltage 20 kV, working current 50 nA, dwell time ~10 ms; BSE imaging: accelerating voltage 20 kV, beam current 10 nA; LA-ICP-MS: energy density 3~3.5 J/cm2, spot sizes 29 to 51 μm, repetition rates 5 Hz (polished thin-section) and 10 Hz (polished blocks), ~30 s background acquisition, ~40 s sample data acquisition | STDGL3 (Danyushevsky et al. 2011) and GSD-1G (USGS) | 2.9935 | [19 empty] | 1588.3321 | [5 empty] | 0.10384 | [5 empty] | 1373.4691 | [9 empty] | 553.769 |  | 417.6231 |  |  |  | 3.4059 | [7 empty] | 690.9501 | [13 empty] | 1351.6312 | [15 empty] | 2.0942 | [17 empty] | 0.042304 | [9 empty] | 36.8264 | [32 empty] | 2025 |  |  | CHN | Tibet
| Lawu |  | Magmatic hydrothermal | Skarn | Cu-Pb-Zn skarn | Cu, Pb, Zn | In, Sn | Cu, Pb, Zn, In, Sn |  |  | 2019-MOR-001-SPB (slC2)-11 | 2019-MOR-001-SPB (slC2)-11 | underground mine |  |  |  |  | ore material | drill core | underground mining tunnels and drill cores | mineral separate | [5 empty] | mineralisation |  |  |  | sphalerite, chalcopyrite, pyrrhotite, pyrite, arsenopyrite |  |  | Sn-rich Epithermal |  |  |  | galena, bismuthinite, marcasite, iron oxides, pyroxene, actinolite, quartz | thin sections and polished blocks examined using optical microscope, BSE detector, and EDS prior to analysis | EMPA, LA-ICPMS | JEOL JXA-8230 electron probe microanalyzer; RESOlution-LR 193 nm ArF excimer laser ablation system coupled to an Agilent 7700x ICP-MS | Laboratory of Mineral Resources Research Center, Fuzhou University; Adelaide Microscopy, the University of Adelaide | EPMA point analysis: accelerating voltage 15 kV, beam current 20 nA, beam diameter ~5 μm; EPMA mapping: accelerating voltage 20 kV, working current 50 nA, dwell time ~10 ms; BSE imaging: accelerating voltage 20 kV, beam current 10 nA; LA-ICP-MS: energy density 3~3.5 J/cm2, spot sizes 29 to 51 μm, repetition rates 5 Hz (polished thin-section) and 10 Hz (polished blocks), ~30 s background acquisition, ~40 s sample data acquisition | STDGL3 (Danyushevsky et al. 2011) and GSD-1G (USGS) | 2.2754 | [19 empty] | 1145.4637 | [5 empty] | 0.11031 | [5 empty] | 129.1139 | [9 empty] | 66.8346 |  | 23.7064 |  |  |  | 4.4752 | [7 empty] | 96.7876 | [13 empty] | 1.5463 | [15 empty] | 3.0618 | [17 empty] | 3.3397 | [9 empty] | 22.6259 | [32 empty] | 2025 |  |  | CHN | Tibet
| Lawu |  | Magmatic hydrothermal | Skarn | Cu-Pb-Zn skarn | Cu, Pb, Zn | In, Sn | Cu, Pb, Zn, In, Sn |  |  | 2019-MOR-001-SPB (slC2)-12 | 2019-MOR-001-SPB (slC2)-12 | underground mine |  |  |  |  | ore material | drill core | underground mining tunnels and drill cores | mineral separate | [5 empty] | mineralisation |  |  |  | sphalerite, chalcopyrite, pyrrhotite, pyrite, arsenopyrite |  |  | Sn-rich Epithermal |  |  |  | galena, bismuthinite, marcasite, iron oxides, pyroxene, actinolite, quartz | thin sections and polished blocks examined using optical microscope, BSE detector, and EDS prior to analysis | EMPA, LA-ICPMS | JEOL JXA-8230 electron probe microanalyzer; RESOlution-LR 193 nm ArF excimer laser ablation system coupled to an Agilent 7700x ICP-MS | Laboratory of Mineral Resources Research Center, Fuzhou University; Adelaide Microscopy, the University of Adelaide | EPMA point analysis: accelerating voltage 15 kV, beam current 20 nA, beam diameter ~5 μm; EPMA mapping: accelerating voltage 20 kV, working current 50 nA, dwell time ~10 ms; BSE imaging: accelerating voltage 20 kV, beam current 10 nA; LA-ICP-MS: energy density 3~3.5 J/cm2, spot sizes 29 to 51 μm, repetition rates 5 Hz (polished thin-section) and 10 Hz (polished blocks), ~30 s background acquisition, ~40 s sample data acquisition | STDGL3 (Danyushevsky et al. 2011) and GSD-1G (USGS) | 1.6407 | [19 empty] | 957.2505 | [5 empty] | 0.10221 | [5 empty] | 27.2016 | [9 empty] | 11.606 |  | 6.596 |  |  |  | 0.39118 | [7 empty] | 0.050194 | [13 empty] | 1.4301 | [15 empty] | 1.2077 | [17 empty] | 1.1009 | [9 empty] | 0.63937 | [32 empty] | 2025 |  |  | CHN | Tibet
| Lawu |  | Magmatic hydrothermal | Skarn | Cu-Pb-Zn skarn | Cu, Pb, Zn | In, Sn | Cu, Pb, Zn, In, Sn |  |  | 2019-MOR-001-SPB (slC2)-13 | 2019-MOR-001-SPB (slC2)-13 | underground mine |  |  |  |  | ore material | drill core | underground mining tunnels and drill cores | mineral separate | [5 empty] | mineralisation |  |  |  | sphalerite, chalcopyrite, pyrrhotite, pyrite, arsenopyrite |  |  | Sn-rich Epithermal |  |  |  | galena, bismuthinite, marcasite, iron oxides, pyroxene, actinolite, quartz | thin sections and polished blocks examined using optical microscope, BSE detector, and EDS prior to analysis | EMPA, LA-ICPMS | JEOL JXA-8230 electron probe microanalyzer; RESOlution-LR 193 nm ArF excimer laser ablation system coupled to an Agilent 7700x ICP-MS | Laboratory of Mineral Resources Research Center, Fuzhou University; Adelaide Microscopy, the University of Adelaide | EPMA point analysis: accelerating voltage 15 kV, beam current 20 nA, beam diameter ~5 μm; EPMA mapping: accelerating voltage 20 kV, working current 50 nA, dwell time ~10 ms; BSE imaging: accelerating voltage 20 kV, beam current 10 nA; LA-ICP-MS: energy density 3~3.5 J/cm2, spot sizes 29 to 51 μm, repetition rates 5 Hz (polished thin-section) and 10 Hz (polished blocks), ~30 s background acquisition, ~40 s sample data acquisition | STDGL3 (Danyushevsky et al. 2011) and GSD-1G (USGS) | 32.1419 | [19 empty] | 1662.9852 | [5 empty] | 0.11449 | [5 empty] | 18.7712 | [9 empty] | 9.4763 |  | 0.18107 |  |  |  | 0.20871 | [7 empty] | 0.44382 | [13 empty] | 1.551 | [15 empty] | 17.9 | [17 empty] | 0.21928 | [9 empty] | 1.0463 | [32 empty] | 2025 |  |  | CHN | Tibet
| Lawu |  | Magmatic hydrothermal | Skarn | Cu-Pb-Zn skarn | Cu, Pb, Zn | In, Sn | Cu, Pb, Zn, In, Sn |  |  | 2019-MOR-004-SPA (slC2)-1 | 2019-MOR-004-SPA (slC2)-1 | underground mine |  |  |  |  | ore material | drill core | underground mining tunnels and drill cores | mineral separate | [5 empty] | mineralisation |  |  |  | sphalerite, chalcopyrite, pyrrhotite, pyrite, arsenopyrite |  |  | Sn-rich Epithermal |  |  |  | galena, bismuthinite, marcasite, iron oxides, pyroxene, actinolite, quartz | thin sections and polished blocks examined using optical microscope, BSE detector, and EDS prior to analysis | EMPA, LA-ICPMS | JEOL JXA-8230 electron probe microanalyzer; RESOlution-LR 193 nm ArF excimer laser ablation system coupled to an Agilent 7700x ICP-MS | Laboratory of Mineral Resources Research Center, Fuzhou University; Adelaide Microscopy, the University of Adelaide | EPMA point analysis: accelerating voltage 15 kV, beam current 20 nA, beam diameter ~5 μm; EPMA mapping: accelerating voltage 20 kV, working current 50 nA, dwell time ~10 ms; BSE imaging: accelerating voltage 20 kV, beam current 10 nA; LA-ICP-MS: energy density 3~3.5 J/cm2, spot sizes 29 to 51 μm, repetition rates 5 Hz (polished thin-section) and 10 Hz (polished blocks), ~30 s background acquisition, ~40 s sample data acquisition | STDGL3 (Danyushevsky et al. 2011) and GSD-1G (USGS) | 13.1932 | [19 empty] | 1555.9473 | [5 empty] | 0.18179 | [5 empty] | 1650.5519 | [9 empty] | 1604.7111 |  | 14.6386 |  |  |  | 1.2446 | [7 empty] | 323.2568 | [13 empty] | 302.1877 | [15 empty] | 57.0125 | [17 empty] | 8.1033 | [9 empty] | 60.1124 | [32 empty] | 2025 |  |  | CHN | Tibet
| Lawu |  | Magmatic hydrothermal | Skarn | Cu-Pb-Zn skarn | Cu, Pb, Zn | In, Sn | Cu, Pb, Zn, In, Sn |  |  | 2019-MOR-004-SPA (slC2)-2 | 2019-MOR-004-SPA (slC2)-2 | underground mine |  |  |  |  | ore material | drill core | underground mining tunnels and drill cores | mineral separate | [5 empty] | mineralisation |  |  |  | sphalerite, chalcopyrite, pyrrhotite, pyrite, arsenopyrite |  |  | Sn-rich Epithermal |  |  |  | galena, bismuthinite, marcasite, iron oxides, pyroxene, actinolite, quartz | thin sections and polished blocks examined using optical microscope, BSE detector, and EDS prior to analysis | EMPA, LA-ICPMS | JEOL JXA-8230 electron probe microanalyzer; RESOlution-LR 193 nm ArF excimer laser ablation system coupled to an Agilent 7700x ICP-MS | Laboratory of Mineral Resources Research Center, Fuzhou University; Adelaide Microscopy, the University of Adelaide | EPMA point analysis: accelerating voltage 15 kV, beam current 20 nA, beam diameter ~5 μm; EPMA mapping: accelerating voltage 20 kV, working current 50 nA, dwell time ~10 ms; BSE imaging: accelerating voltage 20 kV, beam current 10 nA; LA-ICP-MS: energy density 3~3.5 J/cm2, spot sizes 29 to 51 μm, repetition rates 5 Hz (polished thin-section) and 10 Hz (polished blocks), ~30 s background acquisition, ~40 s sample data acquisition | STDGL3 (Danyushevsky et al. 2011) and GSD-1G (USGS) | 11.4697 | [19 empty] | 1125.6474 | [5 empty] | 0.11037 | [5 empty] | 403.2651 | [9 empty] | 3070.9162 |  | 190.6881 |  |  |  | 28.4864 | [7 empty] | 0.017656 | [13 empty] | 17.1039 | [15 empty] | 9.356 | [17 empty] | 132.8341 | [9 empty] | 1.7041 | [32 empty] | 2025 |  |  | CHN | Tibet
| Lawu |  | Magmatic hydrothermal | Skarn | Cu-Pb-Zn skarn | Cu, Pb, Zn | In, Sn | Cu, Pb, Zn, In, Sn |  |  | 2019-MOR-004-SPA (slC2)-3 | 2019-MOR-004-SPA (slC2)-3 | underground mine |  |  |  |  | ore material | drill core | underground mining tunnels and drill cores | mineral separate | [5 empty] | mineralisation |  |  |  | sphalerite, chalcopyrite, pyrrhotite, pyrite, arsenopyrite |  |  | Sn-rich Epithermal |  |  |  | galena, bismuthinite, marcasite, iron oxides, pyroxene, actinolite, quartz | thin sections and polished blocks examined using optical microscope, BSE detector, and EDS prior to analysis | EMPA, LA-ICPMS | JEOL JXA-8230 electron probe microanalyzer; RESOlution-LR 193 nm ArF excimer laser ablation system coupled to an Agilent 7700x ICP-MS | Laboratory of Mineral Resources Research Center, Fuzhou University; Adelaide Microscopy, the University of Adelaide | EPMA point analysis: accelerating voltage 15 kV, beam current 20 nA, beam diameter ~5 μm; EPMA mapping: accelerating voltage 20 kV, working current 50 nA, dwell time ~10 ms; BSE imaging: accelerating voltage 20 kV, beam current 10 nA; LA-ICP-MS: energy density 3~3.5 J/cm2, spot sizes 29 to 51 μm, repetition rates 5 Hz (polished thin-section) and 10 Hz (polished blocks), ~30 s background acquisition, ~40 s sample data acquisition | STDGL3 (Danyushevsky et al. 2011) and GSD-1G (USGS) | 1.6152 | [19 empty] | 2137.5827 | [5 empty] | 0.12361 | [5 empty] | 38.8712 | [9 empty] | 1206.4685 |  | 15.669 |  |  |  | 0.52175 | [7 empty] | 16.1989 | [13 empty] | 7.7885 | [15 empty] | 0.6102 | [17 empty] | 1.4322 | [9 empty] | 8.5363 | [32 empty] | 2025 |  |  | CHN | Tibet
| Lawu |  | Magmatic hydrothermal | Skarn | Cu-Pb-Zn skarn | Cu, Pb, Zn | In, Sn | Cu, Pb, Zn, In, Sn |  |  | 2019-MOR-004-SPA (slC2)-4 | 2019-MOR-004-SPA (slC2)-4 | underground mine |  |  |  |  | ore material | drill core | underground mining tunnels and drill cores | mineral separate | [5 empty] | mineralisation |  |  |  | sphalerite, chalcopyrite, pyrrhotite, pyrite, arsenopyrite |  |  | Sn-rich Epithermal |  |  |  | galena, bismuthinite, marcasite, iron oxides, pyroxene, actinolite, quartz | thin sections and polished blocks examined using optical microscope, BSE detector, and EDS prior to analysis | EMPA, LA-ICPMS | JEOL JXA-8230 electron probe microanalyzer; RESOlution-LR 193 nm ArF excimer laser ablation system coupled to an Agilent 7700x ICP-MS | Laboratory of Mineral Resources Research Center, Fuzhou University; Adelaide Microscopy, the University of Adelaide | EPMA point analysis: accelerating voltage 15 kV, beam current 20 nA, beam diameter ~5 μm; EPMA mapping: accelerating voltage 20 kV, working current 50 nA, dwell time ~10 ms; BSE imaging: accelerating voltage 20 kV, beam current 10 nA; LA-ICP-MS: energy density 3~3.5 J/cm2, spot sizes 29 to 51 μm, repetition rates 5 Hz (polished thin-section) and 10 Hz (polished blocks), ~30 s background acquisition, ~40 s sample data acquisition | STDGL3 (Danyushevsky et al. 2011) and GSD-1G (USGS) | 62.7929 | [19 empty] | 1376.4934 | [5 empty] | 0.096916 | [5 empty] | 1615.5035 | [9 empty] | 1402.0434 |  | 136.3312 |  |  |  | 11.9595 | [7 empty] | 22.0585 | [13 empty] | 11.4881 | [15 empty] | 49.7487 | [17 empty] | 98.2334 | [9 empty] | 43.1617 | [32 empty] | 2025 |  |  | CHN | Tibet
| Lawu |  | Magmatic hydrothermal | Skarn | Cu-Pb-Zn skarn | Cu, Pb, Zn | In, Sn | Cu, Pb, Zn, In, Sn |  |  | 2019-MOR-004-SPA (slC2)-5 | 2019-MOR-004-SPA (slC2)-5 | underground mine |  |  |  |  | ore material | drill core | underground mining tunnels and drill cores | mineral separate | [5 empty] | mineralisation |  |  |  | sphalerite, chalcopyrite, pyrrhotite, pyrite, arsenopyrite |  |  | Sn-rich Epithermal |  |  |  | galena, bismuthinite, marcasite, iron oxides, pyroxene, actinolite, quartz | thin sections and polished blocks examined using optical microscope, BSE detector, and EDS prior to analysis | EMPA, LA-ICPMS | JEOL JXA-8230 electron probe microanalyzer; RESOlution-LR 193 nm ArF excimer laser ablation system coupled to an Agilent 7700x ICP-MS | Laboratory of Mineral Resources Research Center, Fuzhou University; Adelaide Microscopy, the University of Adelaide | EPMA point analysis: accelerating voltage 15 kV, beam current 20 nA, beam diameter ~5 μm; EPMA mapping: accelerating voltage 20 kV, working current 50 nA, dwell time ~10 ms; BSE imaging: accelerating voltage 20 kV, beam current 10 nA; LA-ICP-MS: energy density 3~3.5 J/cm2, spot sizes 29 to 51 μm, repetition rates 5 Hz (polished thin-section) and 10 Hz (polished blocks), ~30 s background acquisition, ~40 s sample data acquisition | STDGL3 (Danyushevsky et al. 2011) and GSD-1G (USGS) | 3.8193 | [19 empty] | 1056.381 | [5 empty] | 0.10681 | [5 empty] | 208.2366 | [9 empty] | 163.8765 |  | 73.7804 |  |  |  | 44.6419 | [7 empty] | 0.093078 | [13 empty] | 44.9702 | [15 empty] | 2.9516 | [17 empty] | 4.42 | [9 empty] | 0.33993 | [32 empty] | 2025 |  |  | CHN | Tibet
| Lawu |  | Magmatic hydrothermal | Skarn | Cu-Pb-Zn skarn | Cu, Pb, Zn | In, Sn | Cu, Pb, Zn, In, Sn |  |  | 2019-MOR-004-SPA (slC2)-6 | 2019-MOR-004-SPA (slC2)-6 | underground mine |  |  |  |  | ore material | drill core | underground mining tunnels and drill cores | mineral separate | [5 empty] | mineralisation |  |  |  | sphalerite, chalcopyrite, pyrrhotite, pyrite, arsenopyrite |  |  | Sn-rich Epithermal |  |  |  | galena, bismuthinite, marcasite, iron oxides, pyroxene, actinolite, quartz | thin sections and polished blocks examined using optical microscope, BSE detector, and EDS prior to analysis | EMPA, LA-ICPMS | JEOL JXA-8230 electron probe microanalyzer; RESOlution-LR 193 nm ArF excimer laser ablation system coupled to an Agilent 7700x ICP-MS | Laboratory of Mineral Resources Research Center, Fuzhou University; Adelaide Microscopy, the University of Adelaide | EPMA point analysis: accelerating voltage 15 kV, beam current 20 nA, beam diameter ~5 μm; EPMA mapping: accelerating voltage 20 kV, working current 50 nA, dwell time ~10 ms; BSE imaging: accelerating voltage 20 kV, beam current 10 nA; LA-ICP-MS: energy density 3~3.5 J/cm2, spot sizes 29 to 51 μm, repetition rates 5 Hz (polished thin-section) and 10 Hz (polished blocks), ~30 s background acquisition, ~40 s sample data acquisition | STDGL3 (Danyushevsky et al. 2011) and GSD-1G (USGS) | 3.8063 | [19 empty] | 1610.7355 | [5 empty] | 0.10935 | [5 empty] | 102.3728 | [9 empty] | 19.1224 |  | 0.20897 |  |  |  | 0.16592 | [7 empty] | 33.4147 | [13 empty] | 1.4405 | [15 empty] | 1.3714 | [17 empty] | 1.96 | [9 empty] | 48.4773 | [32 empty] | 2025 |  |  | CHN | Tibet
| Lawu |  | Magmatic hydrothermal | Skarn | Cu-Pb-Zn skarn | Cu, Pb, Zn | In, Sn | Cu, Pb, Zn, In, Sn |  |  | 2019-MOR-006-SPB (slC2)-1 | 2019-MOR-006-SPB (slC2)-1 | underground mine |  |  |  |  | ore material | drill core | underground mining tunnels and drill cores | mineral separate | [5 empty] | mineralisation |  |  |  | sphalerite, chalcopyrite, pyrrhotite, pyrite, arsenopyrite |  |  | Sn-rich Epithermal |  |  |  | galena, bismuthinite, marcasite, iron oxides, pyroxene, actinolite, quartz | thin sections and polished blocks examined using optical microscope, BSE detector, and EDS prior to analysis | EMPA, LA-ICPMS | JEOL JXA-8230 electron probe microanalyzer; RESOlution-LR 193 nm ArF excimer laser ablation system coupled to an Agilent 7700x ICP-MS | Laboratory of Mineral Resources Research Center, Fuzhou University; Adelaide Microscopy, the University of Adelaide | EPMA point analysis: accelerating voltage 15 kV, beam current 20 nA, beam diameter ~5 μm; EPMA mapping: accelerating voltage 20 kV, working current 50 nA, dwell time ~10 ms; BSE imaging: accelerating voltage 20 kV, beam current 10 nA; LA-ICP-MS: energy density 3~3.5 J/cm2, spot sizes 29 to 51 μm, repetition rates 5 Hz (polished thin-section) and 10 Hz (polished blocks), ~30 s background acquisition, ~40 s sample data acquisition | STDGL3 (Danyushevsky et al. 2011) and GSD-1G (USGS) | 3.6442 | [19 empty] | 2160.4127 | [5 empty] | 0.10305 | [5 empty] | 860.1769 | [9 empty] | 145.0972 |  | 3.4943 |  |  |  | 0.26301 | [7 empty] | 784.3305 | [13 empty] | 1.3553 | [15 empty] | 2.1749 | [17 empty] | 3.906 | [9 empty] | 244.1611 | [32 empty] | 2025 |  |  | CHN | Tibet
| Lawu |  | Magmatic hydrothermal | Skarn | Cu-Pb-Zn skarn | Cu, Pb, Zn | In, Sn | Cu, Pb, Zn, In, Sn |  |  | 2019-MOR-006-SPB (slC2)-2 | 2019-MOR-006-SPB (slC2)-2 | underground mine |  |  |  |  | ore material | drill core | underground mining tunnels and drill cores | mineral separate | [5 empty] | mineralisation |  |  |  | sphalerite, chalcopyrite, pyrrhotite, pyrite, arsenopyrite |  |  | Sn-rich Epithermal |  |  |  | galena, bismuthinite, marcasite, iron oxides, pyroxene, actinolite, quartz | thin sections and polished blocks examined using optical microscope, BSE detector, and EDS prior to analysis | EMPA, LA-ICPMS | JEOL JXA-8230 electron probe microanalyzer; RESOlution-LR 193 nm ArF excimer laser ablation system coupled to an Agilent 7700x ICP-MS | Laboratory of Mineral Resources Research Center, Fuzhou University; Adelaide Microscopy, the University of Adelaide | EPMA point analysis: accelerating voltage 15 kV, beam current 20 nA, beam diameter ~5 μm; EPMA mapping: accelerating voltage 20 kV, working current 50 nA, dwell time ~10 ms; BSE imaging: accelerating voltage 20 kV, beam current 10 nA; LA-ICP-MS: energy density 3~3.5 J/cm2, spot sizes 29 to 51 μm, repetition rates 5 Hz (polished thin-section) and 10 Hz (polished blocks), ~30 s background acquisition, ~40 s sample data acquisition | STDGL3 (Danyushevsky et al. 2011) and GSD-1G (USGS) | 3.5455 | [19 empty] | 2016.3691 | [5 empty] | 0.10168 | [5 empty] | 72.9436 | [9 empty] | 237.4881 |  | 4.6888 |  |  |  | 0.16011 | [7 empty] | 67.049 | [13 empty] | 3.7791 | [15 empty] | 1.0911 | [17 empty] | 0.88589 | [9 empty] | 15.2017 | [32 empty] | 2025 |  |  | CHN | Tibet
| Lawu |  | Magmatic hydrothermal | Skarn | Cu-Pb-Zn skarn | Cu, Pb, Zn | In, Sn | Cu, Pb, Zn, In, Sn |  |  | 2019-MOR-006-SPB (slC2)-3 | 2019-MOR-006-SPB (slC2)-3 | underground mine |  |  |  |  | ore material | drill core | underground mining tunnels and drill cores | mineral separate | [5 empty] | mineralisation |  |  |  | sphalerite, chalcopyrite, pyrrhotite, pyrite, arsenopyrite |  |  | Sn-rich Epithermal |  |  |  | galena, bismuthinite, marcasite, iron oxides, pyroxene, actinolite, quartz | thin sections and polished blocks examined using optical microscope, BSE detector, and EDS prior to analysis | EMPA, LA-ICPMS | JEOL JXA-8230 electron probe microanalyzer; RESOlution-LR 193 nm ArF excimer laser ablation system coupled to an Agilent 7700x ICP-MS | Laboratory of Mineral Resources Research Center, Fuzhou University; Adelaide Microscopy, the University of Adelaide | EPMA point analysis: accelerating voltage 15 kV, beam current 20 nA, beam diameter ~5 μm; EPMA mapping: accelerating voltage 20 kV, working current 50 nA, dwell time ~10 ms; BSE imaging: accelerating voltage 20 kV, beam current 10 nA; LA-ICP-MS: energy density 3~3.5 J/cm2, spot sizes 29 to 51 μm, repetition rates 5 Hz (polished thin-section) and 10 Hz (polished blocks), ~30 s background acquisition, ~40 s sample data acquisition | STDGL3 (Danyushevsky et al. 2011) and GSD-1G (USGS) | 2.8776 | [19 empty] | 2042.0929 | [5 empty] | 0.11025 | [5 empty] | 1274.9655 | [9 empty] | 208.4986 |  | 35.4083 |  |  |  | 0.20917 | [7 empty] | 1448.8655 | [13 empty] | 1.8644 | [15 empty] | 0.32688 | [17 empty] | 0.18228 | [9 empty] | 126.1726 | [32 empty] | 2025 |  |  | CHN | Tibet
| Lawu |  | Magmatic hydrothermal | Skarn | Cu-Pb-Zn skarn | Cu, Pb, Zn | In, Sn | Cu, Pb, Zn, In, Sn |  |  | 2019-MOR-003--SPA (slC2)-1 | 2019-MOR-003--SPA (slC2)-1 | underground mine |  |  |  |  | ore material | drill core | underground mining tunnels and drill cores | mineral separate | [5 empty] | mineralisation |  |  |  | sphalerite, chalcopyrite, pyrrhotite, pyrite, arsenopyrite |  |  | Sn-rich Epithermal |  |  |  | galena, bismuthinite, marcasite, iron oxides, pyroxene, actinolite, quartz | thin sections and polished blocks examined using optical microscope, BSE detector, and EDS prior to analysis | EMPA, LA-ICPMS | JEOL JXA-8230 electron probe microanalyzer; RESOlution-LR 193 nm ArF excimer laser ablation system coupled to an Agilent 7700x ICP-MS | Laboratory of Mineral Resources Research Center, Fuzhou University; Adelaide Microscopy, the University of Adelaide | EPMA point analysis: accelerating voltage 15 kV, beam current 20 nA, beam diameter ~5 μm; EPMA mapping: accelerating voltage 20 kV, working current 50 nA, dwell time ~10 ms; BSE imaging: accelerating voltage 20 kV, beam current 10 nA; LA-ICP-MS: energy density 3~3.5 J/cm2, spot sizes 29 to 51 μm, repetition rates 5 Hz (polished thin-section) and 10 Hz (polished blocks), ~30 s background acquisition, ~40 s sample data acquisition | STDGL3 (Danyushevsky et al. 2011) and GSD-1G (USGS) | 6.3174 | [19 empty] | 1420.7374 | [5 empty] | 0.19291 | [5 empty] | 1108.9257 | [9 empty] | 424.7268 |  | 386.7902 |  |  |  | 0.46624 | [7 empty] | 521.8706 | [13 empty] | 141.863 | [15 empty] | 15.4612 | [17 empty] | 0.48654 | [9 empty] | 26.7884 | [32 empty] | 2025 |  |  | CHN | Tibet
| Lawu |  | Magmatic hydrothermal | Skarn | Cu-Pb-Zn skarn | Cu, Pb, Zn | In, Sn | Cu, Pb, Zn, In, Sn |  |  | 2019-MOR-003--SPA (slC2)-2 | 2019-MOR-003--SPA (slC2)-2 | underground mine |  |  |  |  | ore material | drill core | underground mining tunnels and drill cores | mineral separate | [5 empty] | mineralisation |  |  |  | sphalerite, chalcopyrite, pyrrhotite, pyrite, arsenopyrite |  |  | Sn-rich Epithermal |  |  |  | galena, bismuthinite, marcasite, iron oxides, pyroxene, actinolite, quartz | thin sections and polished blocks examined using optical microscope, BSE detector, and EDS prior to analysis | EMPA, LA-ICPMS | JEOL JXA-8230 electron probe microanalyzer; RESOlution-LR 193 nm ArF excimer laser ablation system coupled to an Agilent 7700x ICP-MS | Laboratory of Mineral Resources Research Center, Fuzhou University; Adelaide Microscopy, the University of Adelaide | EPMA point analysis: accelerating voltage 15 kV, beam current 20 nA, beam diameter ~5 μm; EPMA mapping: accelerating voltage 20 kV, working current 50 nA, dwell time ~10 ms; BSE imaging: accelerating voltage 20 kV, beam current 10 nA; LA-ICP-MS: energy density 3~3.5 J/cm2, spot sizes 29 to 51 μm, repetition rates 5 Hz (polished thin-section) and 10 Hz (polished blocks), ~30 s background acquisition, ~40 s sample data acquisition | STDGL3 (Danyushevsky et al. 2011) and GSD-1G (USGS) | 6.0736 | [19 empty] | 1543.3431 | [5 empty] | 0.15163 | [5 empty] | 1995.5426 | [9 empty] | 1144.1501 |  | 599.1112 |  |  |  | 0.34744 | [7 empty] | 393.6646 | [13 empty] | 376.3232 | [15 empty] | 1.176 | [17 empty] | 0.092789 | [9 empty] | 29.0167 | [32 empty] | 2025 |  |  | CHN | Tibet
| Lawu |  | Magmatic hydrothermal | Skarn | Cu-Pb-Zn skarn | Cu, Pb, Zn | In, Sn | Cu, Pb, Zn, In, Sn |  |  | 2019-MOR-003--SPA (slC2)-3 | 2019-MOR-003--SPA (slC2)-3 | underground mine |  |  |  |  | ore material | drill core | underground mining tunnels and drill cores | mineral separate | [5 empty] | mineralisation |  |  |  | sphalerite, chalcopyrite, pyrrhotite, pyrite, arsenopyrite |  |  | Sn-rich Epithermal |  |  |  | galena, bismuthinite, marcasite, iron oxides, pyroxene, actinolite, quartz | thin sections and polished blocks examined using optical microscope, BSE detector, and EDS prior to analysis | EMPA, LA-ICPMS | JEOL JXA-8230 electron probe microanalyzer; RESOlution-LR 193 nm ArF excimer laser ablation system coupled to an Agilent 7700x ICP-MS | Laboratory of Mineral Resources Research Center, Fuzhou University; Adelaide Microscopy, the University of Adelaide | EPMA point analysis: accelerating voltage 15 kV, beam current 20 nA, beam diameter ~5 μm; EPMA mapping: accelerating voltage 20 kV, working current 50 nA, dwell time ~10 ms; BSE imaging: accelerating voltage 20 kV, beam current 10 nA; LA-ICP-MS: energy density 3~3.5 J/cm2, spot sizes 29 to 51 μm, repetition rates 5 Hz (polished thin-section) and 10 Hz (polished blocks), ~30 s background acquisition, ~40 s sample data acquisition | STDGL3 (Danyushevsky et al. 2011) and GSD-1G (USGS) | 5.4352 | [19 empty] | 1585.4093 | [5 empty] | 0.16461 | [5 empty] | 1655.9657 | [9 empty] | 1201.8227 |  | 431.0489 |  |  |  | 1.1023 | [7 empty] | 208.8795 | [13 empty] | 855.1538 | [15 empty] | 2.8725 | [17 empty] | 0.2623 | [9 empty] | 11.3176 | [32 empty] | 2025 |  |  | CHN | Tibet
| Lawu |  | Magmatic hydrothermal | Skarn | Cu-Pb-Zn skarn | Cu, Pb, Zn | In, Sn | Cu, Pb, Zn, In, Sn |  |  | 2019-MOR-003--SPA (slC2)-4 | 2019-MOR-003--SPA (slC2)-4 | underground mine |  |  |  |  | ore material | drill core | underground mining tunnels and drill cores | mineral separate | [5 empty] | mineralisation |  |  |  | sphalerite, chalcopyrite, pyrrhotite, pyrite, arsenopyrite |  |  | Sn-rich Epithermal |  |  |  | galena, bismuthinite, marcasite, iron oxides, pyroxene, actinolite, quartz | thin sections and polished blocks examined using optical microscope, BSE detector, and EDS prior to analysis | EMPA, LA-ICPMS | JEOL JXA-8230 electron probe microanalyzer; RESOlution-LR 193 nm ArF excimer laser ablation system coupled to an Agilent 7700x ICP-MS | Laboratory of Mineral Resources Research Center, Fuzhou University; Adelaide Microscopy, the University of Adelaide | EPMA point analysis: accelerating voltage 15 kV, beam current 20 nA, beam diameter ~5 μm; EPMA mapping: accelerating voltage 20 kV, working current 50 nA, dwell time ~10 ms; BSE imaging: accelerating voltage 20 kV, beam current 10 nA; LA-ICP-MS: energy density 3~3.5 J/cm2, spot sizes 29 to 51 μm, repetition rates 5 Hz (polished thin-section) and 10 Hz (polished blocks), ~30 s background acquisition, ~40 s sample data acquisition | STDGL3 (Danyushevsky et al. 2011) and GSD-1G (USGS) | 6.247 | [19 empty] | 1508.4978 | [5 empty] | 0.20953 | [5 empty] | 2221.282 | [9 empty] | 1127.3362 |  | 1655.9657 |  |  |  | 0.54433 | [7 empty] | 627.6373 | [13 empty] | 449.8377 | [15 empty] | 5.169 | [17 empty] | 0.75971 | [9 empty] | 29.358 | [32 empty] | 2025 |  |  | CHN | Tibet
| Lawu |  | Magmatic hydrothermal | Skarn | Cu-Pb-Zn skarn | Cu, Pb, Zn | In, Sn | Cu, Pb, Zn, In, Sn |  |  | 2019-MOR-003--SPA (slC2)-5 | 2019-MOR-003--SPA (slC2)-5 | underground mine |  |  |  |  | ore material | drill core | underground mining tunnels and drill cores | mineral separate | [5 empty] | mineralisation |  |  |  | sphalerite, chalcopyrite, pyrrhotite, pyrite, arsenopyrite |  |  | Sn-rich Epithermal |  |  |  | galena, bismuthinite, marcasite, iron oxides, pyroxene, actinolite, quartz | thin sections and polished blocks examined using optical microscope, BSE detector, and EDS prior to analysis | EMPA, LA-ICPMS | JEOL JXA-8230 electron probe microanalyzer; RESOlution-LR 193 nm ArF excimer laser ablation system coupled to an Agilent 7700x ICP-MS | Laboratory of Mineral Resources Research Center, Fuzhou University; Adelaide Microscopy, the University of Adelaide | EPMA point analysis: accelerating voltage 15 kV, beam current 20 nA, beam diameter ~5 μm; EPMA mapping: accelerating voltage 20 kV, working current 50 nA, dwell time ~10 ms; BSE imaging: accelerating voltage 20 kV, beam current 10 nA; LA-ICP-MS: energy density 3~3.5 J/cm2, spot sizes 29 to 51 μm, repetition rates 5 Hz (polished thin-section) and 10 Hz (polished blocks), ~30 s background acquisition, ~40 s sample data acquisition | STDGL3 (Danyushevsky et al. 2011) and GSD-1G (USGS) | 5.1003 | [19 empty] | 1571.661 | [5 empty] | 0.1971 | [5 empty] | 1714.6507 | [9 empty] | 1706.5293 |  | 237.95 |  |  |  | 1.0566 | [7 empty] | 319.5298 | [13 empty] | 354.5676 | [15 empty] | 0.33167 | [17 empty] | 0.080256 | [9 empty] | 11.1725 | [32 empty] | 2025 |  |  | CHN | Tibet
| Lawu |  | Magmatic hydrothermal | Skarn | Cu-Pb-Zn skarn | Cu, Pb, Zn | In, Sn | Cu, Pb, Zn, In, Sn |  |  | 2019-MOR-003--SPA (slC2)-6 | 2019-MOR-003--SPA (slC2)-6 | underground mine |  |  |  |  | ore material | drill core | underground mining tunnels and drill cores | mineral separate | [5 empty] | mineralisation |  |  |  | sphalerite, chalcopyrite, pyrrhotite, pyrite, arsenopyrite |  |  | Sn-rich Epithermal |  |  |  | galena, bismuthinite, marcasite, iron oxides, pyroxene, actinolite, quartz | thin sections and polished blocks examined using optical microscope, BSE detector, and EDS prior to analysis | EMPA, LA-ICPMS | JEOL JXA-8230 electron probe microanalyzer; RESOlution-LR 193 nm ArF excimer laser ablation system coupled to an Agilent 7700x ICP-MS | Laboratory of Mineral Resources Research Center, Fuzhou University; Adelaide Microscopy, the University of Adelaide | EPMA point analysis: accelerating voltage 15 kV, beam current 20 nA, beam diameter ~5 μm; EPMA mapping: accelerating voltage 20 kV, working current 50 nA, dwell time ~10 ms; BSE imaging: accelerating voltage 20 kV, beam current 10 nA; LA-ICP-MS: energy density 3~3.5 J/cm2, spot sizes 29 to 51 μm, repetition rates 5 Hz (polished thin-section) and 10 Hz (polished blocks), ~30 s background acquisition, ~40 s sample data acquisition | STDGL3 (Danyushevsky et al. 2011) and GSD-1G (USGS) | 15.444 | [19 empty] | 1310.9904 | [5 empty] | 0.17231 | [5 empty] | 870.5679 | [9 empty] | 516.0245 |  | 309.3588 |  |  |  | 1.4613 | [7 empty] | 470.2985 | [13 empty] | 33.1928 | [15 empty] | 46.7656 | [17 empty] | 0.41018 | [9 empty] | 14.5837 | [32 empty] | 2025 |  |  | CHN | Tibet
| Lawu |  | Magmatic hydrothermal | Skarn | Cu-Pb-Zn skarn | Cu, Pb, Zn | In, Sn | Cu, Pb, Zn, In, Sn |  |  | 2019-MOR-003--SPA (slC2)-7 | 2019-MOR-003--SPA (slC2)-7 | underground mine |  |  |  |  | ore material | drill core | underground mining tunnels and drill cores | mineral separate | [5 empty] | mineralisation |  |  |  | sphalerite, chalcopyrite, pyrrhotite, pyrite, arsenopyrite |  |  | Sn-rich Epithermal |  |  |  | galena, bismuthinite, marcasite, iron oxides, pyroxene, actinolite, quartz | thin sections and polished blocks examined using optical microscope, BSE detector, and EDS prior to analysis | EMPA, LA-ICPMS | JEOL JXA-8230 electron probe microanalyzer; RESOlution-LR 193 nm ArF excimer laser ablation system coupled to an Agilent 7700x ICP-MS | Laboratory of Mineral Resources Research Center, Fuzhou University; Adelaide Microscopy, the University of Adelaide | EPMA point analysis: accelerating voltage 15 kV, beam current 20 nA, beam diameter ~5 μm; EPMA mapping: accelerating voltage 20 kV, working current 50 nA, dwell time ~10 ms; BSE imaging: accelerating voltage 20 kV, beam current 10 nA; LA-ICP-MS: energy density 3~3.5 J/cm2, spot sizes 29 to 51 μm, repetition rates 5 Hz (polished thin-section) and 10 Hz (polished blocks), ~30 s background acquisition, ~40 s sample data acquisition | STDGL3 (Danyushevsky et al. 2011) and GSD-1G (USGS) | 3.6071 | [19 empty] | 1549.0462 | [5 empty] | 0.223 | [5 empty] | 1235.6583 | [9 empty] | 711.2742 |  | 559.1949 |  |  |  | 1.3728 | [7 empty] | 277.9022 | [13 empty] | 342.495 | [15 empty] | 1.3827 | [17 empty] | 0.084273 | [9 empty] | 2.9353 | [32 empty] | 2025 |  |  | CHN | Tibet
| Lawu |  | Magmatic hydrothermal | Skarn | Cu-Pb-Zn skarn | Cu, Pb, Zn | In, Sn | Cu, Pb, Zn, In, Sn |  |  | 2019-MOR-003--SPA (slC2)-8 | 2019-MOR-003--SPA (slC2)-8 | underground mine |  |  |  |  | ore material | drill core | underground mining tunnels and drill cores | mineral separate | [5 empty] | mineralisation |  |  |  | sphalerite, chalcopyrite, pyrrhotite, pyrite, arsenopyrite |  |  | Sn-rich Epithermal |  |  |  | galena, bismuthinite, marcasite, iron oxides, pyroxene, actinolite, quartz | thin sections and polished blocks examined using optical microscope, BSE detector, and EDS prior to analysis | EMPA, LA-ICPMS | JEOL JXA-8230 electron probe microanalyzer; RESOlution-LR 193 nm ArF excimer laser ablation system coupled to an Agilent 7700x ICP-MS | Laboratory of Mineral Resources Research Center, Fuzhou University; Adelaide Microscopy, the University of Adelaide | EPMA point analysis: accelerating voltage 15 kV, beam current 20 nA, beam diameter ~5 μm; EPMA mapping: accelerating voltage 20 kV, working current 50 nA, dwell time ~10 ms; BSE imaging: accelerating voltage 20 kV, beam current 10 nA; LA-ICP-MS: energy density 3~3.5 J/cm2, spot sizes 29 to 51 μm, repetition rates 5 Hz (polished thin-section) and 10 Hz (polished blocks), ~30 s background acquisition, ~40 s sample data acquisition | STDGL3 (Danyushevsky et al. 2011) and GSD-1G (USGS) | 11.0973 | [19 empty] | 1466.1244 | [5 empty] | 0.20799 | [5 empty] | 1370.3598 | [9 empty] | 309.4154 |  | 1370.3598 |  |  |  | 1.2746 | [7 empty] | 571.3054 | [13 empty] | 129.4623 | [15 empty] | 23.8585 | [17 empty] | 2.3437 | [9 empty] | 22.0556 | [32 empty] | 2025 |  |  | CHN | Tibet
| Lawu |  | Magmatic hydrothermal | Skarn | Cu-Pb-Zn skarn | Cu, Pb, Zn | In, Sn | Cu, Pb, Zn, In, Sn |  |  | 2019-MOR-003--SPA (slC2)-9 | 2019-MOR-003--SPA (slC2)-9 | underground mine |  |  |  |  | ore material | drill core | underground mining tunnels and drill cores | mineral separate | [5 empty] | mineralisation |  |  |  | sphalerite, chalcopyrite, pyrrhotite, pyrite, arsenopyrite |  |  | Sn-rich Epithermal |  |  |  | galena, bismuthinite, marcasite, iron oxides, pyroxene, actinolite, quartz | thin sections and polished blocks examined using optical microscope, BSE detector, and EDS prior to analysis | EMPA, LA-ICPMS | JEOL JXA-8230 electron probe microanalyzer; RESOlution-LR 193 nm ArF excimer laser ablation system coupled to an Agilent 7700x ICP-MS | Laboratory of Mineral Resources Research Center, Fuzhou University; Adelaide Microscopy, the University of Adelaide | EPMA point analysis: accelerating voltage 15 kV, beam current 20 nA, beam diameter ~5 μm; EPMA mapping: accelerating voltage 20 kV, working current 50 nA, dwell time ~10 ms; BSE imaging: accelerating voltage 20 kV, beam current 10 nA; LA-ICP-MS: energy density 3~3.5 J/cm2, spot sizes 29 to 51 μm, repetition rates 5 Hz (polished thin-section) and 10 Hz (polished blocks), ~30 s background acquisition, ~40 s sample data acquisition | STDGL3 (Danyushevsky et al. 2011) and GSD-1G (USGS) | 8.8579 | [19 empty] | 1524.3072 | [5 empty] | 0.18734 | [5 empty] | 2118.2433 | [9 empty] | 455.0934 |  | 2118.2433 |  |  |  | 2.2286 | [7 empty] | 589.7907 | [13 empty] | 1974.4415 | [15 empty] | 0.15693 | [17 empty] | 0.094995 | [9 empty] | 3.7495 | [32 empty] | 2025 |  |  | CHN | Tibet
| Lawu |  | Magmatic hydrothermal | Skarn | Cu-Pb-Zn skarn | Cu, Pb, Zn | In, Sn | Cu, Pb, Zn, In, Sn |  |  | 2019-MOR-003--SPA (slC2)-10 | 2019-MOR-003--SPA (slC2)-10 | underground mine |  |  |  |  | ore material | drill core | underground mining tunnels and drill cores | mineral separate | [5 empty] | mineralisation |  |  |  | sphalerite, chalcopyrite, pyrrhotite, pyrite, arsenopyrite |  |  | Sn-rich Epithermal |  |  |  | galena, bismuthinite, marcasite, iron oxides, pyroxene, actinolite, quartz | thin sections and polished blocks examined using optical microscope, BSE detector, and EDS prior to analysis | EMPA, LA-ICPMS | JEOL JXA-8230 electron probe microanalyzer; RESOlution-LR 193 nm ArF excimer laser ablation system coupled to an Agilent 7700x ICP-MS | Laboratory of Mineral Resources Research Center, Fuzhou University; Adelaide Microscopy, the University of Adelaide | EPMA point analysis: accelerating voltage 15 kV, beam current 20 nA, beam diameter ~5 μm; EPMA mapping: accelerating voltage 20 kV, working current 50 nA, dwell time ~10 ms; BSE imaging: accelerating voltage 20 kV, beam current 10 nA; LA-ICP-MS: energy density 3~3.5 J/cm2, spot sizes 29 to 51 μm, repetition rates 5 Hz (polished thin-section) and 10 Hz (polished blocks), ~30 s background acquisition, ~40 s sample data acquisition | STDGL3 (Danyushevsky et al. 2011) and GSD-1G (USGS) | 3.4366 | [19 empty] | 1556.8837 | [5 empty] | 0.22907 | [5 empty] | 1063.9485 | [9 empty] | 773.9881 |  | 343.4497 |  |  |  | 0.37782 | [7 empty] | 418.447 | [13 empty] | 1615.8579 | [15 empty] | 0.27093 | [17 empty] | 0.089702 | [9 empty] | 12.4089 | [32 empty] | 2025 |  |  | CHN | Tibet
| Lawu |  | Magmatic hydrothermal | Skarn | Cu-Pb-Zn skarn | Cu, Pb, Zn | In, Sn | Cu, Pb, Zn, In, Sn |  |  | 2019-MOR-006--SPA (slC2)-1 | 2019-MOR-006--SPA (slC2)-1 | underground mine |  |  |  |  | ore material | drill core | underground mining tunnels and drill cores | mineral separate | [5 empty] | mineralisation |  |  |  | sphalerite, chalcopyrite, pyrrhotite, pyrite, arsenopyrite |  |  | Sn-rich Epithermal |  |  |  | galena, bismuthinite, marcasite, iron oxides, pyroxene, actinolite, quartz | thin sections and polished blocks examined using optical microscope, BSE detector, and EDS prior to analysis | EMPA, LA-ICPMS | JEOL JXA-8230 electron probe microanalyzer; RESOlution-LR 193 nm ArF excimer laser ablation system coupled to an Agilent 7700x ICP-MS | Laboratory of Mineral Resources Research Center, Fuzhou University; Adelaide Microscopy, the University of Adelaide | EPMA point analysis: accelerating voltage 15 kV, beam current 20 nA, beam diameter ~5 μm; EPMA mapping: accelerating voltage 20 kV, working current 50 nA, dwell time ~10 ms; BSE imaging: accelerating voltage 20 kV, beam current 10 nA; LA-ICP-MS: energy density 3~3.5 J/cm2, spot sizes 29 to 51 μm, repetition rates 5 Hz (polished thin-section) and 10 Hz (polished blocks), ~30 s background acquisition, ~40 s sample data acquisition | STDGL3 (Danyushevsky et al. 2011) and GSD-1G (USGS) | 4.7001 | [19 empty] | 2515.0421 | [5 empty] | 0.19902 | [5 empty] | 70.2501 | [9 empty] | 951.7589 |  | 5.4604 |  |  |  | 0.43381 | [7 empty] | 114.6681 | [13 empty] | 10.5287 | [15 empty] | 4.4912 | [17 empty] | 3.1248 | [9 empty] | 20.7925 | [32 empty] | 2025 |  |  | CHN | Tibet
| Lawu |  | Magmatic hydrothermal | Skarn | Cu-Pb-Zn skarn | Cu, Pb, Zn | In, Sn | Cu, Pb, Zn, In, Sn |  |  | 2019-MOR-006--SPA (slC2)-2 | 2019-MOR-006--SPA (slC2)-2 | underground mine |  |  |  |  | ore material | drill core | underground mining tunnels and drill cores | mineral separate | [5 empty] | mineralisation |  |  |  | sphalerite, chalcopyrite, pyrrhotite, pyrite, arsenopyrite |  |  | Sn-rich Epithermal |  |  |  | galena, bismuthinite, marcasite, iron oxides, pyroxene, actinolite, quartz | thin sections and polished blocks examined using optical microscope, BSE detector, and EDS prior to analysis | EMPA, LA-ICPMS | JEOL JXA-8230 electron probe microanalyzer; RESOlution-LR 193 nm ArF excimer laser ablation system coupled to an Agilent 7700x ICP-MS | Laboratory of Mineral Resources Research Center, Fuzhou University; Adelaide Microscopy, the University of Adelaide | EPMA point analysis: accelerating voltage 15 kV, beam current 20 nA, beam diameter ~5 μm; EPMA mapping: accelerating voltage 20 kV, working current 50 nA, dwell time ~10 ms; BSE imaging: accelerating voltage 20 kV, beam current 10 nA; LA-ICP-MS: energy density 3~3.5 J/cm2, spot sizes 29 to 51 μm, repetition rates 5 Hz (polished thin-section) and 10 Hz (polished blocks), ~30 s background acquisition, ~40 s sample data acquisition | STDGL3 (Danyushevsky et al. 2011) and GSD-1G (USGS) | 5.4292 | [19 empty] | 1713.7403 | [5 empty] | 0.14779 | [5 empty] | 122.9817 | [9 empty] | 5604.3817 |  | 55.2466 |  |  |  | 5.7467 | [7 empty] | 0.015 | [13 empty] | 44.2782 | [15 empty] | 10.804 | [17 empty] | 65.7807 | [9 empty] | 0.42065 | [32 empty] | 2025 |  |  | CHN | Tibet
| Lawu |  | Magmatic hydrothermal | Skarn | Cu-Pb-Zn skarn | Cu, Pb, Zn | In, Sn | Cu, Pb, Zn, In, Sn |  |  | 2019-MOR-006--SPA (slC2)-3 | 2019-MOR-006--SPA (slC2)-3 | underground mine |  |  |  |  | ore material | drill core | underground mining tunnels and drill cores | mineral separate | [5 empty] | mineralisation |  |  |  | sphalerite, chalcopyrite, pyrrhotite, pyrite, arsenopyrite |  |  | Sn-rich Epithermal |  |  |  | galena, bismuthinite, marcasite, iron oxides, pyroxene, actinolite, quartz | thin sections and polished blocks examined using optical microscope, BSE detector, and EDS prior to analysis | EMPA, LA-ICPMS | JEOL JXA-8230 electron probe microanalyzer; RESOlution-LR 193 nm ArF excimer laser ablation system coupled to an Agilent 7700x ICP-MS | Laboratory of Mineral Resources Research Center, Fuzhou University; Adelaide Microscopy, the University of Adelaide | EPMA point analysis: accelerating voltage 15 kV, beam current 20 nA, beam diameter ~5 μm; EPMA mapping: accelerating voltage 20 kV, working current 50 nA, dwell time ~10 ms; BSE imaging: accelerating voltage 20 kV, beam current 10 nA; LA-ICP-MS: energy density 3~3.5 J/cm2, spot sizes 29 to 51 μm, repetition rates 5 Hz (polished thin-section) and 10 Hz (polished blocks), ~30 s background acquisition, ~40 s sample data acquisition | STDGL3 (Danyushevsky et al. 2011) and GSD-1G (USGS) | 16.3718 | [19 empty] | 1221.0904 | [5 empty] | 0.21787 | [5 empty] | 585.5013 | [9 empty] | 2940.843 |  | 319.1187 |  |  |  | 19.812 | [7 empty] | 3.2315 | [13 empty] | 17.2077 | [15 empty] | 16.0705 | [17 empty] | 58.1194 | [9 empty] | 37.7775 | [32 empty] | 2025 |  |  | CHN | Tibet
| Lawu |  | Magmatic hydrothermal | Skarn | Cu-Pb-Zn skarn | Cu, Pb, Zn | In, Sn | Cu, Pb, Zn, In, Sn |  |  | 2019-MOR-006--SPA (slC2)-4 | 2019-MOR-006--SPA (slC2)-4 | underground mine |  |  |  |  | ore material | drill core | underground mining tunnels and drill cores | mineral separate | [5 empty] | mineralisation |  |  |  | sphalerite, chalcopyrite, pyrrhotite, pyrite, arsenopyrite |  |  | Sn-rich Epithermal |  |  |  | galena, bismuthinite, marcasite, iron oxides, pyroxene, actinolite, quartz | thin sections and polished blocks examined using optical microscope, BSE detector, and EDS prior to analysis | EMPA, LA-ICPMS | JEOL JXA-8230 electron probe microanalyzer; RESOlution-LR 193 nm ArF excimer laser ablation system coupled to an Agilent 7700x ICP-MS | Laboratory of Mineral Resources Research Center, Fuzhou University; Adelaide Microscopy, the University of Adelaide | EPMA point analysis: accelerating voltage 15 kV, beam current 20 nA, beam diameter ~5 μm; EPMA mapping: accelerating voltage 20 kV, working current 50 nA, dwell time ~10 ms; BSE imaging: accelerating voltage 20 kV, beam current 10 nA; LA-ICP-MS: energy density 3~3.5 J/cm2, spot sizes 29 to 51 μm, repetition rates 5 Hz (polished thin-section) and 10 Hz (polished blocks), ~30 s background acquisition, ~40 s sample data acquisition | STDGL3 (Danyushevsky et al. 2011) and GSD-1G (USGS) | 10.1386 | [19 empty] | 888.4863 | [5 empty] | 0.16648 | [5 empty] | 376.6739 | [9 empty] | 3131.1153 |  | 130.7653 |  |  |  | 23.4162 | [7 empty] | 2.856 | [13 empty] | 20.2383 | [15 empty] | 20.9306 | [17 empty] | 246.6729 | [9 empty] | 0.37119 | [32 empty] | 2025 |  |  | CHN | Tibet
| Lawu |  | Magmatic hydrothermal | Skarn | Cu-Pb-Zn skarn | Cu, Pb, Zn | In, Sn | Cu, Pb, Zn, In, Sn |  |  | 2019-MOR-006--SPA (slC2)-5 | 2019-MOR-006--SPA (slC2)-5 | underground mine |  |  |  |  | ore material | drill core | underground mining tunnels and drill cores | mineral separate | [5 empty] | mineralisation |  |  |  | sphalerite, chalcopyrite, pyrrhotite, pyrite, arsenopyrite |  |  | Sn-rich Epithermal |  |  |  | galena, bismuthinite, marcasite, iron oxides, pyroxene, actinolite, quartz | thin sections and polished blocks examined using optical microscope, BSE detector, and EDS prior to analysis | EMPA, LA-ICPMS | JEOL JXA-8230 electron probe microanalyzer; RESOlution-LR 193 nm ArF excimer laser ablation system coupled to an Agilent 7700x ICP-MS | Laboratory of Mineral Resources Research Center, Fuzhou University; Adelaide Microscopy, the University of Adelaide | EPMA point analysis: accelerating voltage 15 kV, beam current 20 nA, beam diameter ~5 μm; EPMA mapping: accelerating voltage 20 kV, working current 50 nA, dwell time ~10 ms; BSE imaging: accelerating voltage 20 kV, beam current 10 nA; LA-ICP-MS: energy density 3~3.5 J/cm2, spot sizes 29 to 51 μm, repetition rates 5 Hz (polished thin-section) and 10 Hz (polished blocks), ~30 s background acquisition, ~40 s sample data acquisition | STDGL3 (Danyushevsky et al. 2011) and GSD-1G (USGS) | 8.3867 | [19 empty] | 1212.2723 | [5 empty] | 0.23001 | [5 empty] | 421.546 | [9 empty] | 4152.1849 |  | 85.5751 |  |  |  | 8.2143 | [7 empty] | 2.3057 | [13 empty] | 29.2928 | [15 empty] | 12.7695 | [17 empty] | 111.7442 | [9 empty] | 22.0668 | [32 empty] | 2025 |  |  | CHN | Tibet
| Lawu |  | Magmatic hydrothermal | Skarn | Cu-Pb-Zn skarn | Cu, Pb, Zn | In, Sn | Cu, Pb, Zn, In, Sn |  |  | 2019-MOR-006--SPA (slC2)-6 | 2019-MOR-006--SPA (slC2)-6 | underground mine |  |  |  |  | ore material | drill core | underground mining tunnels and drill cores | mineral separate | [5 empty] | mineralisation |  |  |  | sphalerite, chalcopyrite, pyrrhotite, pyrite, arsenopyrite |  |  | Sn-rich Epithermal |  |  |  | galena, bismuthinite, marcasite, iron oxides, pyroxene, actinolite, quartz | thin sections and polished blocks examined using optical microscope, BSE detector, and EDS prior to analysis | EMPA, LA-ICPMS | JEOL JXA-8230 electron probe microanalyzer; RESOlution-LR 193 nm ArF excimer laser ablation system coupled to an Agilent 7700x ICP-MS | Laboratory of Mineral Resources Research Center, Fuzhou University; Adelaide Microscopy, the University of Adelaide | EPMA point analysis: accelerating voltage 15 kV, beam current 20 nA, beam diameter ~5 μm; EPMA mapping: accelerating voltage 20 kV, working current 50 nA, dwell time ~10 ms; BSE imaging: accelerating voltage 20 kV, beam current 10 nA; LA-ICP-MS: energy density 3~3.5 J/cm2, spot sizes 29 to 51 μm, repetition rates 5 Hz (polished thin-section) and 10 Hz (polished blocks), ~30 s background acquisition, ~40 s sample data acquisition | STDGL3 (Danyushevsky et al. 2011) and GSD-1G (USGS) | 3.4672 | [19 empty] | 1745.8758 | [5 empty] | 0.14815 | [5 empty] | 191.1813 | [9 empty] | 3996.4713 |  | 48.2724 |  |  |  | 2.8122 | [7 empty] | 12.5025 | [13 empty] | 27.3763 | [15 empty] | 10.4154 | [17 empty] | 30.3288 | [9 empty] | 116.1516 | [32 empty] | 2025 |  |  | CHN | Tibet
| Lawu |  | Magmatic hydrothermal | Skarn | Cu-Pb-Zn skarn | Cu, Pb, Zn | In, Sn | Cu, Pb, Zn, In, Sn |  |  | 2019-MOR-006--SPA (slC2)-7 | 2019-MOR-006--SPA (slC2)-7 | underground mine |  |  |  |  | ore material | drill core | underground mining tunnels and drill cores | mineral separate | [5 empty] | mineralisation |  |  |  | sphalerite, chalcopyrite, pyrrhotite, pyrite, arsenopyrite |  |  | Sn-rich Epithermal |  |  |  | galena, bismuthinite, marcasite, iron oxides, pyroxene, actinolite, quartz | thin sections and polished blocks examined using optical microscope, BSE detector, and EDS prior to analysis | EMPA, LA-ICPMS | JEOL JXA-8230 electron probe microanalyzer; RESOlution-LR 193 nm ArF excimer laser ablation system coupled to an Agilent 7700x ICP-MS | Laboratory of Mineral Resources Research Center, Fuzhou University; Adelaide Microscopy, the University of Adelaide | EPMA point analysis: accelerating voltage 15 kV, beam current 20 nA, beam diameter ~5 μm; EPMA mapping: accelerating voltage 20 kV, working current 50 nA, dwell time ~10 ms; BSE imaging: accelerating voltage 20 kV, beam current 10 nA; LA-ICP-MS: energy density 3~3.5 J/cm2, spot sizes 29 to 51 μm, repetition rates 5 Hz (polished thin-section) and 10 Hz (polished blocks), ~30 s background acquisition, ~40 s sample data acquisition | STDGL3 (Danyushevsky et al. 2011) and GSD-1G (USGS) | 2.0063 | [19 empty] | 2613.6617 | [5 empty] | 0.18676 | [5 empty] | 62.6884 | [9 empty] | 5665.8142 |  | 4.4188 |  |  |  | 0.56404 | [7 empty] | 0.044738 | [13 empty] | 53.8197 | [15 empty] | 8.2332 | [17 empty] | 13.7916 | [9 empty] | 0.30751 | [32 empty] | 2025 |  |  | CHN | Tibet
| Lawu |  | Magmatic hydrothermal | Skarn | Cu-Pb-Zn skarn | Cu, Pb, Zn | In, Sn | Cu, Pb, Zn, In, Sn |  |  | 2019-MOR-006--SPA (slC2)-8 | 2019-MOR-006--SPA (slC2)-8 | underground mine |  |  |  |  | ore material | drill core | underground mining tunnels and drill cores | mineral separate | [5 empty] | mineralisation |  |  |  | sphalerite, chalcopyrite, pyrrhotite, pyrite, arsenopyrite |  |  | Sn-rich Epithermal |  |  |  | galena, bismuthinite, marcasite, iron oxides, pyroxene, actinolite, quartz | thin sections and polished blocks examined using optical microscope, BSE detector, and EDS prior to analysis | EMPA, LA-ICPMS | JEOL JXA-8230 electron probe microanalyzer; RESOlution-LR 193 nm ArF excimer laser ablation system coupled to an Agilent 7700x ICP-MS | Laboratory of Mineral Resources Research Center, Fuzhou University; Adelaide Microscopy, the University of Adelaide | EPMA point analysis: accelerating voltage 15 kV, beam current 20 nA, beam diameter ~5 μm; EPMA mapping: accelerating voltage 20 kV, working current 50 nA, dwell time ~10 ms; BSE imaging: accelerating voltage 20 kV, beam current 10 nA; LA-ICP-MS: energy density 3~3.5 J/cm2, spot sizes 29 to 51 μm, repetition rates 5 Hz (polished thin-section) and 10 Hz (polished blocks), ~30 s background acquisition, ~40 s sample data acquisition | STDGL3 (Danyushevsky et al. 2011) and GSD-1G (USGS) | 11.0222 | [19 empty] | 3083.6213 | [5 empty] | 0.1433 | [5 empty] | 408.3727 | [9 empty] | 1731.7794 |  | 7.4182 |  |  |  | 0.35533 | [7 empty] | 89.7727 | [13 empty] | 20.0721 | [15 empty] | 64.2981 | [17 empty] | 54.1696 | [9 empty] | 72.808 | [32 empty] | 2025 |  |  | CHN | Tibet
| Lawu |  | Magmatic hydrothermal | Skarn | Cu-Pb-Zn skarn | Cu, Pb, Zn | In, Sn | Cu, Pb, Zn, In, Sn |  |  | 2019-MOR-007-SP (slC2)-1 | 2019-MOR-007-SP (slC2)-1 | underground mine |  |  |  |  | ore material | drill core | underground mining tunnels and drill cores | mineral separate | [5 empty] | mineralisation |  |  |  | sphalerite, chalcopyrite, pyrrhotite, pyrite, arsenopyrite |  |  | Sn-rich Epithermal |  |  |  | galena, bismuthinite, marcasite, iron oxides, pyroxene, actinolite, quartz | thin sections and polished blocks examined using optical microscope, BSE detector, and EDS prior to analysis | EMPA, LA-ICPMS | JEOL JXA-8230 electron probe microanalyzer; RESOlution-LR 193 nm ArF excimer laser ablation system coupled to an Agilent 7700x ICP-MS | Laboratory of Mineral Resources Research Center, Fuzhou University; Adelaide Microscopy, the University of Adelaide | EPMA point analysis: accelerating voltage 15 kV, beam current 20 nA, beam diameter ~5 μm; EPMA mapping: accelerating voltage 20 kV, working current 50 nA, dwell time ~10 ms; BSE imaging: accelerating voltage 20 kV, beam current 10 nA; LA-ICP-MS: energy density 3~3.5 J/cm2, spot sizes 29 to 51 μm, repetition rates 5 Hz (polished thin-section) and 10 Hz (polished blocks), ~30 s background acquisition, ~40 s sample data acquisition | STDGL3 (Danyushevsky et al. 2011) and GSD-1G (USGS) | 20.6929 | [19 empty] | 2255.6344 | [5 empty] | 0.14674 | [5 empty] | 15.8239 | [9 empty] | 92.009 |  | 5.0093 |  |  |  | 0.97979 | [7 empty] | 0.082797 | [13 empty] | 1.4263 | [15 empty] | 22.5837 | [17 empty] | 15.6236 | [9 empty] | 0.26534 | [32 empty] | 2025 |  |  | CHN | Tibet
| Lawu |  | Magmatic hydrothermal | Skarn | Cu-Pb-Zn skarn | Cu, Pb, Zn | In, Sn | Cu, Pb, Zn, In, Sn |  |  | 2019-MOR-007-SP (slC2)-2 | 2019-MOR-007-SP (slC2)-2 | underground mine |  |  |  |  | ore material | drill core | underground mining tunnels and drill cores | mineral separate | [5 empty] | mineralisation |  |  |  | sphalerite, chalcopyrite, pyrrhotite, pyrite, arsenopyrite |  |  | Sn-rich Epithermal |  |  |  | galena, bismuthinite, marcasite, iron oxides, pyroxene, actinolite, quartz | thin sections and polished blocks examined using optical microscope, BSE detector, and EDS prior to analysis | EMPA, LA-ICPMS | JEOL JXA-8230 electron probe microanalyzer; RESOlution-LR 193 nm ArF excimer laser ablation system coupled to an Agilent 7700x ICP-MS | Laboratory of Mineral Resources Research Center, Fuzhou University; Adelaide Microscopy, the University of Adelaide | EPMA point analysis: accelerating voltage 15 kV, beam current 20 nA, beam diameter ~5 μm; EPMA mapping: accelerating voltage 20 kV, working current 50 nA, dwell time ~10 ms; BSE imaging: accelerating voltage 20 kV, beam current 10 nA; LA-ICP-MS: energy density 3~3.5 J/cm2, spot sizes 29 to 51 μm, repetition rates 5 Hz (polished thin-section) and 10 Hz (polished blocks), ~30 s background acquisition, ~40 s sample data acquisition | STDGL3 (Danyushevsky et al. 2011) and GSD-1G (USGS) | 14.5159 | [19 empty] | 1408.7933 | [5 empty] | 0.19374 | [5 empty] | 48.3736 | [9 empty] | 69.909 |  | 13.0645 |  |  |  | 1.9431 | [7 empty] | 0.87927 | [13 empty] | 1.705 | [15 empty] | 22.3783 | [17 empty] | 20.7841 | [9 empty] | 11.3321 | [32 empty] | 2025 |  |  | CHN | Tibet
| Lawu |  | Magmatic hydrothermal | Skarn | Cu-Pb-Zn skarn | Cu, Pb, Zn | In, Sn | Cu, Pb, Zn, In, Sn |  |  | 2019-MOR-007-SP (slC2)-3 | 2019-MOR-007-SP (slC2)-3 | underground mine |  |  |  |  | ore material | drill core | underground mining tunnels and drill cores | mineral separate | [5 empty] | mineralisation |  |  |  | sphalerite, chalcopyrite, pyrrhotite, pyrite, arsenopyrite |  |  | Sn-rich Epithermal |  |  |  | galena, bismuthinite, marcasite, iron oxides, pyroxene, actinolite, quartz | thin sections and polished blocks examined using optical microscope, BSE detector, and EDS prior to analysis | EMPA, LA-ICPMS | JEOL JXA-8230 electron probe microanalyzer; RESOlution-LR 193 nm ArF excimer laser ablation system coupled to an Agilent 7700x ICP-MS | Laboratory of Mineral Resources Research Center, Fuzhou University; Adelaide Microscopy, the University of Adelaide | EPMA point analysis: accelerating voltage 15 kV, beam current 20 nA, beam diameter ~5 μm; EPMA mapping: accelerating voltage 20 kV, working current 50 nA, dwell time ~10 ms; BSE imaging: accelerating voltage 20 kV, beam current 10 nA; LA-ICP-MS: energy density 3~3.5 J/cm2, spot sizes 29 to 51 μm, repetition rates 5 Hz (polished thin-section) and 10 Hz (polished blocks), ~30 s background acquisition, ~40 s sample data acquisition | STDGL3 (Danyushevsky et al. 2011) and GSD-1G (USGS) | 17.1922 | [19 empty] | 1526.6678 | [5 empty] | 0.13374 | [5 empty] | 40.3494 | [9 empty] | 78.385 |  | 10.903 |  |  |  | 3.4118 | [7 empty] | 0.018909 | [13 empty] | 1.3639 | [15 empty] | 19.0423 | [17 empty] | 37.9524 | [9 empty] | 0.24511 | [32 empty] | 2025 |  |  | CHN | Tibet
| Lawu |  | Magmatic hydrothermal | Skarn | Cu-Pb-Zn skarn | Cu, Pb, Zn | In, Sn | Cu, Pb, Zn, In, Sn |  |  | 2019-MOR-007-SP (slC2)-4 | 2019-MOR-007-SP (slC2)-4 | underground mine |  |  |  |  | ore material | drill core | underground mining tunnels and drill cores | mineral separate | [5 empty] | mineralisation |  |  |  | sphalerite, chalcopyrite, pyrrhotite, pyrite, arsenopyrite |  |  | Sn-rich Epithermal |  |  |  | galena, bismuthinite, marcasite, iron oxides, pyroxene, actinolite, quartz | thin sections and polished blocks examined using optical microscope, BSE detector, and EDS prior to analysis | EMPA, LA-ICPMS | JEOL JXA-8230 electron probe microanalyzer; RESOlution-LR 193 nm ArF excimer laser ablation system coupled to an Agilent 7700x ICP-MS | Laboratory of Mineral Resources Research Center, Fuzhou University; Adelaide Microscopy, the University of Adelaide | EPMA point analysis: accelerating voltage 15 kV, beam current 20 nA, beam diameter ~5 μm; EPMA mapping: accelerating voltage 20 kV, working current 50 nA, dwell time ~10 ms; BSE imaging: accelerating voltage 20 kV, beam current 10 nA; LA-ICP-MS: energy density 3~3.5 J/cm2, spot sizes 29 to 51 μm, repetition rates 5 Hz (polished thin-section) and 10 Hz (polished blocks), ~30 s background acquisition, ~40 s sample data acquisition | STDGL3 (Danyushevsky et al. 2011) and GSD-1G (USGS) | 18.4318 | [19 empty] | 1445.4506 | [5 empty] | 0.1529 | [5 empty] | 115.6559 | [9 empty] | 94.3718 |  | 102.0075 |  |  |  | 3.4549 | [7 empty] | 0.078436 | [13 empty] | 1.587 | [15 empty] | 15.0542 | [17 empty] | 52.287 | [9 empty] | 0.20123 | [32 empty] | 2025 |  |  | CHN | Tibet
| Lawu |  | Magmatic hydrothermal | Skarn | Cu-Pb-Zn skarn | Cu, Pb, Zn | In, Sn | Cu, Pb, Zn, In, Sn |  |  | 2019-MOR-007-SP (slC2)-5 | 2019-MOR-007-SP (slC2)-5 | underground mine |  |  |  |  | ore material | drill core | underground mining tunnels and drill cores | mineral separate | [5 empty] | mineralisation |  |  |  | sphalerite, chalcopyrite, pyrrhotite, pyrite, arsenopyrite |  |  | Sn-rich Epithermal |  |  |  | galena, bismuthinite, marcasite, iron oxides, pyroxene, actinolite, quartz | thin sections and polished blocks examined using optical microscope, BSE detector, and EDS prior to analysis | EMPA, LA-ICPMS | JEOL JXA-8230 electron probe microanalyzer; RESOlution-LR 193 nm ArF excimer laser ablation system coupled to an Agilent 7700x ICP-MS | Laboratory of Mineral Resources Research Center, Fuzhou University; Adelaide Microscopy, the University of Adelaide | EPMA point analysis: accelerating voltage 15 kV, beam current 20 nA, beam diameter ~5 μm; EPMA mapping: accelerating voltage 20 kV, working current 50 nA, dwell time ~10 ms; BSE imaging: accelerating voltage 20 kV, beam current 10 nA; LA-ICP-MS: energy density 3~3.5 J/cm2, spot sizes 29 to 51 μm, repetition rates 5 Hz (polished thin-section) and 10 Hz (polished blocks), ~30 s background acquisition, ~40 s sample data acquisition | STDGL3 (Danyushevsky et al. 2011) and GSD-1G (USGS) | 21.5323 | [19 empty] | 1885.6464 | [5 empty] | 0.14604 | [5 empty] | 73.6787 | [9 empty] | 61.8641 |  | 25.1948 |  |  |  | 7.0561 | [7 empty] | 1.0173 | [13 empty] | 1.459 | [15 empty] | 16.5581 | [17 empty] | 58.58 | [9 empty] | 1.5988 | [32 empty] | 2025 |  |  | CHN | Tibet
| Lawu |  | Magmatic hydrothermal | Skarn | Cu-Pb-Zn skarn | Cu, Pb, Zn | In, Sn | Cu, Pb, Zn, In, Sn |  |  | 2019-MOR-007-SP (slC2)-6 | 2019-MOR-007-SP (slC2)-6 | underground mine |  |  |  |  | ore material | drill core | underground mining tunnels and drill cores | mineral separate | [5 empty] | mineralisation |  |  |  | sphalerite, chalcopyrite, pyrrhotite, pyrite, arsenopyrite |  |  | Sn-rich Epithermal |  |  |  | galena, bismuthinite, marcasite, iron oxides, pyroxene, actinolite, quartz | thin sections and polished blocks examined using optical microscope, BSE detector, and EDS prior to analysis | EMPA, LA-ICPMS | JEOL JXA-8230 electron probe microanalyzer; RESOlution-LR 193 nm ArF excimer laser ablation system coupled to an Agilent 7700x ICP-MS | Laboratory of Mineral Resources Research Center, Fuzhou University; Adelaide Microscopy, the University of Adelaide | EPMA point analysis: accelerating voltage 15 kV, beam current 20 nA, beam diameter ~5 μm; EPMA mapping: accelerating voltage 20 kV, working current 50 nA, dwell time ~10 ms; BSE imaging: accelerating voltage 20 kV, beam current 10 nA; LA-ICP-MS: energy density 3~3.5 J/cm2, spot sizes 29 to 51 μm, repetition rates 5 Hz (polished thin-section) and 10 Hz (polished blocks), ~30 s background acquisition, ~40 s sample data acquisition | STDGL3 (Danyushevsky et al. 2011) and GSD-1G (USGS) | 2.2743 | [19 empty] | 3993.9494 | [5 empty] | 0.16687 | [5 empty] | 3.4276 | [9 empty] | 86.8209 |  | 1.3883 |  |  |  | 0.26402 | [7 empty] | 0.018 | [13 empty] | 1.582 | [15 empty] | 0.68109 | [17 empty] | 2.1408 | [9 empty] | 0.24534 | [32 empty] | 2025 |  |  | CHN | Tibet
| Lawu |  | Magmatic hydrothermal | Skarn | Cu-Pb-Zn skarn | Cu, Pb, Zn | In, Sn | Cu, Pb, Zn, In, Sn |  |  | 2019-MOR-007-SP (slC2)-7 | 2019-MOR-007-SP (slC2)-7 | underground mine |  |  |  |  | ore material | drill core | underground mining tunnels and drill cores | mineral separate | [5 empty] | mineralisation |  |  |  | sphalerite, chalcopyrite, pyrrhotite, pyrite, arsenopyrite |  |  | Sn-rich Epithermal |  |  |  | galena, bismuthinite, marcasite, iron oxides, pyroxene, actinolite, quartz | thin sections and polished blocks examined using optical microscope, BSE detector, and EDS prior to analysis | EMPA, LA-ICPMS | JEOL JXA-8230 electron probe microanalyzer; RESOlution-LR 193 nm ArF excimer laser ablation system coupled to an Agilent 7700x ICP-MS | Laboratory of Mineral Resources Research Center, Fuzhou University; Adelaide Microscopy, the University of Adelaide | EPMA point analysis: accelerating voltage 15 kV, beam current 20 nA, beam diameter ~5 μm; EPMA mapping: accelerating voltage 20 kV, working current 50 nA, dwell time ~10 ms; BSE imaging: accelerating voltage 20 kV, beam current 10 nA; LA-ICP-MS: energy density 3~3.5 J/cm2, spot sizes 29 to 51 μm, repetition rates 5 Hz (polished thin-section) and 10 Hz (polished blocks), ~30 s background acquisition, ~40 s sample data acquisition | STDGL3 (Danyushevsky et al. 2011) and GSD-1G (USGS) | 3.6689 | [19 empty] | 2776.8423 | [5 empty] | 0.15412 | [5 empty] | 20.7053 | [9 empty] | 88.361 |  | 20.2885 |  |  |  | 0.25191 | [7 empty] | 0.099147 | [13 empty] | 1.4748 | [15 empty] | 2.7745 | [17 empty] | 1.4945 | [9 empty] | 0.78424 | [32 empty] | 2025 |  |  | CHN | Tibet
| Lawu |  | Magmatic hydrothermal | Skarn | Cu-Pb-Zn skarn | Cu, Pb, Zn | In, Sn | Cu, Pb, Zn, In, Sn |  |  | 2019-MOR-007-SP (slC2)-8 | 2019-MOR-007-SP (slC2)-8 | underground mine |  |  |  |  | ore material | drill core | underground mining tunnels and drill cores | mineral separate | [5 empty] | mineralisation |  |  |  | sphalerite, chalcopyrite, pyrrhotite, pyrite, arsenopyrite |  |  | Sn-rich Epithermal |  |  |  | galena, bismuthinite, marcasite, iron oxides, pyroxene, actinolite, quartz | thin sections and polished blocks examined using optical microscope, BSE detector, and EDS prior to analysis | EMPA, LA-ICPMS | JEOL JXA-8230 electron probe microanalyzer; RESOlution-LR 193 nm ArF excimer laser ablation system coupled to an Agilent 7700x ICP-MS | Laboratory of Mineral Resources Research Center, Fuzhou University; Adelaide Microscopy, the University of Adelaide | EPMA point analysis: accelerating voltage 15 kV, beam current 20 nA, beam diameter ~5 μm; EPMA mapping: accelerating voltage 20 kV, working current 50 nA, dwell time ~10 ms; BSE imaging: accelerating voltage 20 kV, beam current 10 nA; LA-ICP-MS: energy density 3~3.5 J/cm2, spot sizes 29 to 51 μm, repetition rates 5 Hz (polished thin-section) and 10 Hz (polished blocks), ~30 s background acquisition, ~40 s sample data acquisition | STDGL3 (Danyushevsky et al. 2011) and GSD-1G (USGS) | 2.2005 | [19 empty] | 1926.9126 | [5 empty] | 0.16725 | [5 empty] | 19.6851 | [9 empty] | 91.6756 |  | 19.7381 |  |  |  | 0.34258 | [7 empty] | 0.39274 | [13 empty] | 1.6592 | [15 empty] | 0.3227 | [17 empty] | 0.68735 | [9 empty] | 1.4215 | [32 empty] | 2025 |  |  | CHN | Tibet
| Lawu |  | Magmatic hydrothermal | Skarn | Cu-Pb-Zn skarn | Cu, Pb, Zn | In, Sn | Cu, Pb, Zn, In, Sn |  |  | 2019-MOR-007-SP (slC2)-9 | 2019-MOR-007-SP (slC2)-9 | underground mine |  |  |  |  | ore material | drill core | underground mining tunnels and drill cores | mineral separate | [5 empty] | mineralisation |  |  |  | sphalerite, chalcopyrite, pyrrhotite, pyrite, arsenopyrite |  |  | Sn-rich Epithermal |  |  |  | galena, bismuthinite, marcasite, iron oxides, pyroxene, actinolite, quartz | thin sections and polished blocks examined using optical microscope, BSE detector, and EDS prior to analysis | EMPA, LA-ICPMS | JEOL JXA-8230 electron probe microanalyzer; RESOlution-LR 193 nm ArF excimer laser ablation system coupled to an Agilent 7700x ICP-MS | Laboratory of Mineral Resources Research Center, Fuzhou University; Adelaide Microscopy, the University of Adelaide | EPMA point analysis: accelerating voltage 15 kV, beam current 20 nA, beam diameter ~5 μm; EPMA mapping: accelerating voltage 20 kV, working current 50 nA, dwell time ~10 ms; BSE imaging: accelerating voltage 20 kV, beam current 10 nA; LA-ICP-MS: energy density 3~3.5 J/cm2, spot sizes 29 to 51 μm, repetition rates 5 Hz (polished thin-section) and 10 Hz (polished blocks), ~30 s background acquisition, ~40 s sample data acquisition | STDGL3 (Danyushevsky et al. 2011) and GSD-1G (USGS) | 20.183 | [19 empty] | 3034.9495 | [5 empty] | 0.15655 | [5 empty] | 39.8638 | [9 empty] | 72.4549 |  | 10.4618 |  |  |  | 0.72091 | [7 empty] | 8.2536 | [13 empty] | 1.5632 | [15 empty] | 6.3293 | [17 empty] | 3.6248 | [9 empty] | 16.7752 | [32 empty] | 2025 |  |  | CHN | Tibet
| Lawu |  | Magmatic hydrothermal | Skarn | Cu-Pb-Zn skarn | Cu, Pb, Zn | In, Sn | Cu, Pb, Zn, In, Sn |  |  | 2019-MOR-007-SP (slC2)-10 | 2019-MOR-007-SP (slC2)-10 | underground mine |  |  |  |  | ore material | drill core | underground mining tunnels and drill cores | mineral separate | [5 empty] | mineralisation |  |  |  | sphalerite, chalcopyrite, pyrrhotite, pyrite, arsenopyrite |  |  | Sn-rich Epithermal |  |  |  | galena, bismuthinite, marcasite, iron oxides, pyroxene, actinolite, quartz | thin sections and polished blocks examined using optical microscope, BSE detector, and EDS prior to analysis | EMPA, LA-ICPMS | JEOL JXA-8230 electron probe microanalyzer; RESOlution-LR 193 nm ArF excimer laser ablation system coupled to an Agilent 7700x ICP-MS | Laboratory of Mineral Resources Research Center, Fuzhou University; Adelaide Microscopy, the University of Adelaide | EPMA point analysis: accelerating voltage 15 kV, beam current 20 nA, beam diameter ~5 μm; EPMA mapping: accelerating voltage 20 kV, working current 50 nA, dwell time ~10 ms; BSE imaging: accelerating voltage 20 kV, beam current 10 nA; LA-ICP-MS: energy density 3~3.5 J/cm2, spot sizes 29 to 51 μm, repetition rates 5 Hz (polished thin-section) and 10 Hz (polished blocks), ~30 s background acquisition, ~40 s sample data acquisition | STDGL3 (Danyushevsky et al. 2011) and GSD-1G (USGS) | 1.7867 | [19 empty] | 2472.0274 | [5 empty] | 0.15953 | [5 empty] | 3.4344 | [9 empty] | 71.4066 |  | 0.81745 |  |  |  | 0.2657 | [7 empty] | 0.018 | [13 empty] | 1.5849 | [15 empty] | 0.091581 | [17 empty] | 0.060726 | [9 empty] | 0.32439 | [32 empty] | 2025 |  |  | CHN | Tibet
| Lawu |  | Magmatic hydrothermal | Skarn | Cu-Pb-Zn skarn | Cu, Pb, Zn | In, Sn | Cu, Pb, Zn, In, Sn |  |  | Eskay Creek P5-1 | Eskay Creek P5-1 | underground mine |  |  |  |  | ore material | drill core | underground mining tunnels and drill cores | mineral separate | [5 empty] | mineralisation |  |  |  | sphalerite, chalcopyrite, pyrrhotite, pyrite, arsenopyrite |  |  | Sn-poor VMS |  |  |  | galena, bismuthinite, marcasite, iron oxides, pyroxene, actinolite, quartz | thin sections and polished blocks examined using optical microscope, BSE detector, and EDS prior to analysis | EMPA, LA-ICPMS | JEOL JXA-8230 electron probe microanalyzer; RESOlution-LR 193 nm ArF excimer laser ablation system coupled to an Agilent 7700x ICP-MS | Laboratory of Mineral Resources Research Center, Fuzhou University; Adelaide Microscopy, the University of Adelaide | EPMA point analysis: accelerating voltage 15 kV, beam current 20 nA, beam diameter ~5 μm; EPMA mapping: accelerating voltage 20 kV, working current 50 nA, dwell time ~10 ms; BSE imaging: accelerating voltage 20 kV, beam current 10 nA; LA-ICP-MS: energy density 3~3.5 J/cm2, spot sizes 29 to 51 μm, repetition rates 5 Hz (polished thin-section) and 10 Hz (polished blocks), ~30 s background acquisition, ~40 s sample data acquisition | STDGL3 (Danyushevsky et al. 2011) and GSD-1G (USGS) | 39.5 | [19 empty] | 4955 | [5 empty] | 0.1 | [5 empty] | 67 | [9 empty] | 4479 |  | 25 |  |  |  | 0.8 | [7 empty] | 13.7 | [13 empty] | 3336 | [15 empty] | 46.3 | [17 empty] | 117 | [9 empty] | 3.7 | [32 empty] | 2025 |  |  | CHN | Tibet
| Lawu |  | Magmatic hydrothermal | Skarn | Cu-Pb-Zn skarn | Cu, Pb, Zn | In, Sn | Cu, Pb, Zn, In, Sn |  |  | Zinkgruvan 99-2-1 | Zinkgruvan 99-2-1 | underground mine |  |  |  |  | ore material | drill core | underground mining tunnels and drill cores | mineral separate | [5 empty] | mineralisation |  |  |  | sphalerite, chalcopyrite, pyrrhotite, pyrite, arsenopyrite |  |  | Sn-poor VMS |  |  |  | galena, bismuthinite, marcasite, iron oxides, pyroxene, actinolite, quartz | thin sections and polished blocks examined using optical microscope, BSE detector, and EDS prior to analysis | EMPA, LA-ICPMS | JEOL JXA-8230 electron probe microanalyzer; RESOlution-LR 193 nm ArF excimer laser ablation system coupled to an Agilent 7700x ICP-MS | Laboratory of Mineral Resources Research Center, Fuzhou University; Adelaide Microscopy, the University of Adelaide | EPMA point analysis: accelerating voltage 15 kV, beam current 20 nA, beam diameter ~5 μm; EPMA mapping: accelerating voltage 20 kV, working current 50 nA, dwell time ~10 ms; BSE imaging: accelerating voltage 20 kV, beam current 10 nA; LA-ICP-MS: energy density 3~3.5 J/cm2, spot sizes 29 to 51 μm, repetition rates 5 Hz (polished thin-section) and 10 Hz (polished blocks), ~30 s background acquisition, ~40 s sample data acquisition | STDGL3 (Danyushevsky et al. 2011) and GSD-1G (USGS) | 12.6 | [19 empty] | 3943 | [5 empty] | 164 | [5 empty] | 5.1 | [9 empty] | 33261 |  | 2.78 |  |  |  | 1.17 | [7 empty] | 0.31 | [13 empty] | 532 | [15 empty] | 193 | [17 empty] | 4.12 | [9 empty] | 0.21 | [32 empty] | 2025 |  |  | CHN | Tibet
| Lawu |  | Magmatic hydrothermal | Skarn | Cu-Pb-Zn skarn | Cu, Pb, Zn | In, Sn | Cu, Pb, Zn, In, Sn |  |  | Kaveltorp 99-1-1 | Kaveltorp 99-1-1 | underground mine |  |  |  |  | ore material | drill core | underground mining tunnels and drill cores | mineral separate | [5 empty] | mineralisation |  |  |  | sphalerite, chalcopyrite, pyrrhotite, pyrite, arsenopyrite |  |  | Sn-poor VMS |  |  |  | galena, bismuthinite, marcasite, iron oxides, pyroxene, actinolite, quartz | thin sections and polished blocks examined using optical microscope, BSE detector, and EDS prior to analysis | EMPA, LA-ICPMS | JEOL JXA-8230 electron probe microanalyzer; RESOlution-LR 193 nm ArF excimer laser ablation system coupled to an Agilent 7700x ICP-MS | Laboratory of Mineral Resources Research Center, Fuzhou University; Adelaide Microscopy, the University of Adelaide | EPMA point analysis: accelerating voltage 15 kV, beam current 20 nA, beam diameter ~5 μm; EPMA mapping: accelerating voltage 20 kV, working current 50 nA, dwell time ~10 ms; BSE imaging: accelerating voltage 20 kV, beam current 10 nA; LA-ICP-MS: energy density 3~3.5 J/cm2, spot sizes 29 to 51 μm, repetition rates 5 Hz (polished thin-section) and 10 Hz (polished blocks), ~30 s background acquisition, ~40 s sample data acquisition | STDGL3 (Danyushevsky et al. 2011) and GSD-1G (USGS) | 5.44 | [19 empty] | 1618 | [5 empty] | 11.3 | [5 empty] | 771 | [9 empty] | 84034 |  | 1.6 |  |  |  | 1.93 | [7 empty] | 4.3 | [13 empty] | 28678 | [15 empty] | 11.9 | [17 empty] | 0.17 | [9 empty] | 0.95 | [32 empty] | 2025 |  |  | CHN | Tibet
| Lawu |  | Magmatic hydrothermal | Skarn | Cu-Pb-Zn skarn | Cu, Pb, Zn | In, Sn | Cu, Pb, Zn, In, Sn |  |  | Kaveltorp 99-1-2 | Kaveltorp 99-1-2 | underground mine |  |  |  |  | ore material | drill core | underground mining tunnels and drill cores | mineral separate | [5 empty] | mineralisation |  |  |  | sphalerite, chalcopyrite, pyrrhotite, pyrite, arsenopyrite |  |  | Sn-poor VMS |  |  |  | galena, bismuthinite, marcasite, iron oxides, pyroxene, actinolite, quartz | thin sections and polished blocks examined using optical microscope, BSE detector, and EDS prior to analysis | EMPA, LA-ICPMS | JEOL JXA-8230 electron probe microanalyzer; RESOlution-LR 193 nm ArF excimer laser ablation system coupled to an Agilent 7700x ICP-MS | Laboratory of Mineral Resources Research Center, Fuzhou University; Adelaide Microscopy, the University of Adelaide | EPMA point analysis: accelerating voltage 15 kV, beam current 20 nA, beam diameter ~5 μm; EPMA mapping: accelerating voltage 20 kV, working current 50 nA, dwell time ~10 ms; BSE imaging: accelerating voltage 20 kV, beam current 10 nA; LA-ICP-MS: energy density 3~3.5 J/cm2, spot sizes 29 to 51 μm, repetition rates 5 Hz (polished thin-section) and 10 Hz (polished blocks), ~30 s background acquisition, ~40 s sample data acquisition | STDGL3 (Danyushevsky et al. 2011) and GSD-1G (USGS) | 3.11 | [19 empty] | 1706 | [5 empty] | 11.2 | [5 empty] | 45.1 | [9 empty] | 83749 |  | 1.62 |  |  |  | 1.82 | [7 empty] | 4.32 | [13 empty] | 29417 | [15 empty] | 5.93 | [17 empty] | 0.06 | [9 empty] | 0.38 | [32 empty] | 2025 |  |  | CHN | Tibet
| Lawu |  | Magmatic hydrothermal | Skarn | Cu-Pb-Zn skarn | Cu, Pb, Zn | In, Sn | Cu, Pb, Zn, In, Sn |  |  | Kaveltorp 99-1-3 | Kaveltorp 99-1-3 | underground mine |  |  |  |  | ore material | drill core | underground mining tunnels and drill cores | mineral separate | [5 empty] | mineralisation |  |  |  | sphalerite, chalcopyrite, pyrrhotite, pyrite, arsenopyrite |  |  | Sn-poor VMS |  |  |  | galena, bismuthinite, marcasite, iron oxides, pyroxene, actinolite, quartz | thin sections and polished blocks examined using optical microscope, BSE detector, and EDS prior to analysis | EMPA, LA-ICPMS | JEOL JXA-8230 electron probe microanalyzer; RESOlution-LR 193 nm ArF excimer laser ablation system coupled to an Agilent 7700x ICP-MS | Laboratory of Mineral Resources Research Center, Fuzhou University; Adelaide Microscopy, the University of Adelaide | EPMA point analysis: accelerating voltage 15 kV, beam current 20 nA, beam diameter ~5 μm; EPMA mapping: accelerating voltage 20 kV, working current 50 nA, dwell time ~10 ms; BSE imaging: accelerating voltage 20 kV, beam current 10 nA; LA-ICP-MS: energy density 3~3.5 J/cm2, spot sizes 29 to 51 μm, repetition rates 5 Hz (polished thin-section) and 10 Hz (polished blocks), ~30 s background acquisition, ~40 s sample data acquisition | STDGL3 (Danyushevsky et al. 2011) and GSD-1G (USGS) | 6.51 | [19 empty] | 1674 | [5 empty] | 11.5 | [5 empty] | 3743 | [9 empty] | 97424 |  | 2.97 |  |  |  | 2.05 | [7 empty] | 4.77 | [13 empty] | 29474 | [15 empty] | 12 | [17 empty] | 0.19 | [9 empty] | 1.03 | [32 empty] | 2025 |  |  | CHN | Tibet
| Lawu |  | Magmatic hydrothermal | Skarn | Cu-Pb-Zn skarn | Cu, Pb, Zn | In, Sn | Cu, Pb, Zn, In, Sn |  |  | Kaveltorp 99-1-4 | Kaveltorp 99-1-4 | underground mine |  |  |  |  | ore material | drill core | underground mining tunnels and drill cores | mineral separate | [5 empty] | mineralisation |  |  |  | sphalerite, chalcopyrite, pyrrhotite, pyrite, arsenopyrite |  |  | Sn-poor VMS |  |  |  | galena, bismuthinite, marcasite, iron oxides, pyroxene, actinolite, quartz | thin sections and polished blocks examined using optical microscope, BSE detector, and EDS prior to analysis | EMPA, LA-ICPMS | JEOL JXA-8230 electron probe microanalyzer; RESOlution-LR 193 nm ArF excimer laser ablation system coupled to an Agilent 7700x ICP-MS | Laboratory of Mineral Resources Research Center, Fuzhou University; Adelaide Microscopy, the University of Adelaide | EPMA point analysis: accelerating voltage 15 kV, beam current 20 nA, beam diameter ~5 μm; EPMA mapping: accelerating voltage 20 kV, working current 50 nA, dwell time ~10 ms; BSE imaging: accelerating voltage 20 kV, beam current 10 nA; LA-ICP-MS: energy density 3~3.5 J/cm2, spot sizes 29 to 51 μm, repetition rates 5 Hz (polished thin-section) and 10 Hz (polished blocks), ~30 s background acquisition, ~40 s sample data acquisition | STDGL3 (Danyushevsky et al. 2011) and GSD-1G (USGS) | 7.57 | [19 empty] | 1702 | [5 empty] | 11.3 | [5 empty] | 3432 | [9 empty] | 96287 |  | 2.16 |  |  |  | 2.13 | [7 empty] | 5.32 | [13 empty] | 34816 | [15 empty] | 15.3 | [17 empty] | 0.22 | [9 empty] | 0.94 | [32 empty] | 2025 |  |  | CHN | Tibet
| Lawu |  | Magmatic hydrothermal | Skarn | Cu-Pb-Zn skarn | Cu, Pb, Zn | In, Sn | Cu, Pb, Zn, In, Sn |  |  | Kaveltorp 99-1-5 | Kaveltorp 99-1-5 | underground mine |  |  |  |  | ore material | drill core | underground mining tunnels and drill cores | mineral separate | [5 empty] | mineralisation |  |  |  | sphalerite, chalcopyrite, pyrrhotite, pyrite, arsenopyrite |  |  | Sn-poor VMS |  |  |  | galena, bismuthinite, marcasite, iron oxides, pyroxene, actinolite, quartz | thin sections and polished blocks examined using optical microscope, BSE detector, and EDS prior to analysis | EMPA, LA-ICPMS | JEOL JXA-8230 electron probe microanalyzer; RESOlution-LR 193 nm ArF excimer laser ablation system coupled to an Agilent 7700x ICP-MS | Laboratory of Mineral Resources Research Center, Fuzhou University; Adelaide Microscopy, the University of Adelaide | EPMA point analysis: accelerating voltage 15 kV, beam current 20 nA, beam diameter ~5 μm; EPMA mapping: accelerating voltage 20 kV, working current 50 nA, dwell time ~10 ms; BSE imaging: accelerating voltage 20 kV, beam current 10 nA; LA-ICP-MS: energy density 3~3.5 J/cm2, spot sizes 29 to 51 μm, repetition rates 5 Hz (polished thin-section) and 10 Hz (polished blocks), ~30 s background acquisition, ~40 s sample data acquisition | STDGL3 (Danyushevsky et al. 2011) and GSD-1G (USGS) | 6.78 | [19 empty] | 1585 | [5 empty] | 12 | [5 empty] | 506 | [9 empty] | 163123 |  | 3.77 |  |  |  | 3.09 | [7 empty] | 4.31 | [13 empty] | 29508 | [15 empty] | 16.2 | [17 empty] | 0.35 | [9 empty] | 1.03 | [32 empty] | 2025 |  |  | CHN | Tibet
| Lawu |  | Magmatic hydrothermal | Skarn | Cu-Pb-Zn skarn | Cu, Pb, Zn | In, Sn | Cu, Pb, Zn, In, Sn |  |  | Marketorp 99-4-1 | Marketorp 99-4-1 | underground mine |  |  |  |  | ore material | drill core | underground mining tunnels and drill cores | mineral separate | [5 empty] | mineralisation |  |  |  | sphalerite, chalcopyrite, pyrrhotite, pyrite, arsenopyrite |  |  | Sn-poor VMS |  |  |  | galena, bismuthinite, marcasite, iron oxides, pyroxene, actinolite, quartz | thin sections and polished blocks examined using optical microscope, BSE detector, and EDS prior to analysis | EMPA, LA-ICPMS | JEOL JXA-8230 electron probe microanalyzer; RESOlution-LR 193 nm ArF excimer laser ablation system coupled to an Agilent 7700x ICP-MS | Laboratory of Mineral Resources Research Center, Fuzhou University; Adelaide Microscopy, the University of Adelaide | EPMA point analysis: accelerating voltage 15 kV, beam current 20 nA, beam diameter ~5 μm; EPMA mapping: accelerating voltage 20 kV, working current 50 nA, dwell time ~10 ms; BSE imaging: accelerating voltage 20 kV, beam current 10 nA; LA-ICP-MS: energy density 3~3.5 J/cm2, spot sizes 29 to 51 μm, repetition rates 5 Hz (polished thin-section) and 10 Hz (polished blocks), ~30 s background acquisition, ~40 s sample data acquisition | STDGL3 (Danyushevsky et al. 2011) and GSD-1G (USGS) | 7.42 | [19 empty] | 3136 | [5 empty] | 164 | [5 empty] | 2716 | [9 empty] | 89041 |  | 0.9 |  |  |  | 2.34 | [7 empty] | 24.7 | [13 empty] | 2098 | [15 empty] | 8.79 | [17 empty] | 0.04 | [9 empty] | 0.21 | [32 empty] | 2025 |  |  | CHN | Tibet
| Lawu |  | Magmatic hydrothermal | Skarn | Cu-Pb-Zn skarn | Cu, Pb, Zn | In, Sn | Cu, Pb, Zn, In, Sn |  |  | Marketorp 99-4-2 | Marketorp 99-4-2 | underground mine |  |  |  |  | ore material | drill core | underground mining tunnels and drill cores | mineral separate | [5 empty] | mineralisation |  |  |  | sphalerite, chalcopyrite, pyrrhotite, pyrite, arsenopyrite |  |  | Sn-poor VMS |  |  |  | galena, bismuthinite, marcasite, iron oxides, pyroxene, actinolite, quartz | thin sections and polished blocks examined using optical microscope, BSE detector, and EDS prior to analysis | EMPA, LA-ICPMS | JEOL JXA-8230 electron probe microanalyzer; RESOlution-LR 193 nm ArF excimer laser ablation system coupled to an Agilent 7700x ICP-MS | Laboratory of Mineral Resources Research Center, Fuzhou University; Adelaide Microscopy, the University of Adelaide | EPMA point analysis: accelerating voltage 15 kV, beam current 20 nA, beam diameter ~5 μm; EPMA mapping: accelerating voltage 20 kV, working current 50 nA, dwell time ~10 ms; BSE imaging: accelerating voltage 20 kV, beam current 10 nA; LA-ICP-MS: energy density 3~3.5 J/cm2, spot sizes 29 to 51 μm, repetition rates 5 Hz (polished thin-section) and 10 Hz (polished blocks), ~30 s background acquisition, ~40 s sample data acquisition | STDGL3 (Danyushevsky et al. 2011) and GSD-1G (USGS) | 11.61 | [19 empty] | 3250 | [5 empty] | 160 | [5 empty] | 1414 | [9 empty] | 88386 |  | 0.77 |  |  |  | 1.99 | [7 empty] | 26.5 | [13 empty] | 1718 | [15 empty] | 1.2 | [17 empty] | 0.04 | [9 empty] | 0.15 | [32 empty] | 2025 |  |  | CHN | Tibet
| Lawu |  | Magmatic hydrothermal | Skarn | Cu-Pb-Zn skarn | Cu, Pb, Zn | In, Sn | Cu, Pb, Zn, In, Sn |  |  | Marketorp 99-4-3 | Marketorp 99-4-3 | underground mine |  |  |  |  | ore material | drill core | underground mining tunnels and drill cores | mineral separate | [5 empty] | mineralisation |  |  |  | sphalerite, chalcopyrite, pyrrhotite, pyrite, arsenopyrite |  |  | Sn-poor VMS |  |  |  | galena, bismuthinite, marcasite, iron oxides, pyroxene, actinolite, quartz | thin sections and polished blocks examined using optical microscope, BSE detector, and EDS prior to analysis | EMPA, LA-ICPMS | JEOL JXA-8230 electron probe microanalyzer; RESOlution-LR 193 nm ArF excimer laser ablation system coupled to an Agilent 7700x ICP-MS | Laboratory of Mineral Resources Research Center, Fuzhou University; Adelaide Microscopy, the University of Adelaide | EPMA point analysis: accelerating voltage 15 kV, beam current 20 nA, beam diameter ~5 μm; EPMA mapping: accelerating voltage 20 kV, working current 50 nA, dwell time ~10 ms; BSE imaging: accelerating voltage 20 kV, beam current 10 nA; LA-ICP-MS: energy density 3~3.5 J/cm2, spot sizes 29 to 51 μm, repetition rates 5 Hz (polished thin-section) and 10 Hz (polished blocks), ~30 s background acquisition, ~40 s sample data acquisition | STDGL3 (Danyushevsky et al. 2011) and GSD-1G (USGS) | 18.25 | [19 empty] | 2968 | [5 empty] | 170 | [5 empty] | 3219 | [9 empty] | 119418 |  | 9.57 |  |  |  | 12.6 | [7 empty] | 26.7 | [13 empty] | 18729 | [15 empty] | 20.38 | [17 empty] | 0.08 | [9 empty] | 0.81 | [32 empty] | 2025 |  |  | CHN | Tibet
| Lawu |  | Magmatic hydrothermal | Skarn | Cu-Pb-Zn skarn | Cu, Pb, Zn | In, Sn | Cu, Pb, Zn, In, Sn |  |  | Marketorp 99-4-4 | Marketorp 99-4-4 | underground mine |  |  |  |  | ore material | drill core | underground mining tunnels and drill cores | mineral separate | [5 empty] | mineralisation |  |  |  | sphalerite, chalcopyrite, pyrrhotite, pyrite, arsenopyrite |  |  | Sn-poor VMS |  |  |  | galena, bismuthinite, marcasite, iron oxides, pyroxene, actinolite, quartz | thin sections and polished blocks examined using optical microscope, BSE detector, and EDS prior to analysis | EMPA, LA-ICPMS | JEOL JXA-8230 electron probe microanalyzer; RESOlution-LR 193 nm ArF excimer laser ablation system coupled to an Agilent 7700x ICP-MS | Laboratory of Mineral Resources Research Center, Fuzhou University; Adelaide Microscopy, the University of Adelaide | EPMA point analysis: accelerating voltage 15 kV, beam current 20 nA, beam diameter ~5 μm; EPMA mapping: accelerating voltage 20 kV, working current 50 nA, dwell time ~10 ms; BSE imaging: accelerating voltage 20 kV, beam current 10 nA; LA-ICP-MS: energy density 3~3.5 J/cm2, spot sizes 29 to 51 μm, repetition rates 5 Hz (polished thin-section) and 10 Hz (polished blocks), ~30 s background acquisition, ~40 s sample data acquisition | STDGL3 (Danyushevsky et al. 2011) and GSD-1G (USGS) | 8.06 | [19 empty] | 3289 | [5 empty] | 167 | [5 empty] | 2898 | [9 empty] | 111796 |  | 3.43 |  |  |  | 3.19 | [7 empty] | 27.1 | [13 empty] | 3198 | [15 empty] | 8.28 | [17 empty] | 0.07 | [9 empty] | 0.54 | [32 empty] | 2025 |  |  | CHN | Tibet
| Lawu |  | Magmatic hydrothermal | Skarn | Cu-Pb-Zn skarn | Cu, Pb, Zn | In, Sn | Cu, Pb, Zn, In, Sn |  |  | 9LC1-1 | 9LC1-1 | underground mine |  |  |  |  | ore material | drill core | underground mining tunnels and drill cores | mineral separate | [5 empty] | mineralisation |  |  |  | sphalerite, chalcopyrite, pyrrhotite, pyrite, arsenopyrite |  |  | Sn-poor VMS |  |  |  | galena, bismuthinite, marcasite, iron oxides, pyroxene, actinolite, quartz | thin sections and polished blocks examined using optical microscope, BSE detector, and EDS prior to analysis | EMPA, LA-ICPMS | JEOL JXA-8230 electron probe microanalyzer; RESOlution-LR 193 nm ArF excimer laser ablation system coupled to an Agilent 7700x ICP-MS | Laboratory of Mineral Resources Research Center, Fuzhou University; Adelaide Microscopy, the University of Adelaide | EPMA point analysis: accelerating voltage 15 kV, beam current 20 nA, beam diameter ~5 μm; EPMA mapping: accelerating voltage 20 kV, working current 50 nA, dwell time ~10 ms; BSE imaging: accelerating voltage 20 kV, beam current 10 nA; LA-ICP-MS: energy density 3~3.5 J/cm2, spot sizes 29 to 51 μm, repetition rates 5 Hz (polished thin-section) and 10 Hz (polished blocks), ~30 s background acquisition, ~40 s sample data acquisition | STDGL3 (Danyushevsky et al. 2011) and GSD-1G (USGS) | 5.8 | [19 empty] | 8798 | [5 empty] | 0.34 | [5 empty] | 139 | [9 empty] | 130008 |  | 8.66 |  |  |  | 2.83 | [7 empty] | 191 | [13 empty] | 2626 | [15 empty] | 0.8 | [17 empty] | 0.1 | [9 empty] | 3.33 | [32 empty] | 2025 |  |  | CHN | Tibet
| Lawu |  | Magmatic hydrothermal | Skarn | Cu-Pb-Zn skarn | Cu, Pb, Zn | In, Sn | Cu, Pb, Zn, In, Sn |  |  | 9LC3-1 | 9LC3-1 | underground mine |  |  |  |  | ore material | drill core | underground mining tunnels and drill cores | mineral separate | [5 empty] | mineralisation |  |  |  | sphalerite, chalcopyrite, pyrrhotite, pyrite, arsenopyrite |  |  | Sn-poor VMS |  |  |  | galena, bismuthinite, marcasite, iron oxides, pyroxene, actinolite, quartz | thin sections and polished blocks examined using optical microscope, BSE detector, and EDS prior to analysis | EMPA, LA-ICPMS | JEOL JXA-8230 electron probe microanalyzer; RESOlution-LR 193 nm ArF excimer laser ablation system coupled to an Agilent 7700x ICP-MS | Laboratory of Mineral Resources Research Center, Fuzhou University; Adelaide Microscopy, the University of Adelaide | EPMA point analysis: accelerating voltage 15 kV, beam current 20 nA, beam diameter ~5 μm; EPMA mapping: accelerating voltage 20 kV, working current 50 nA, dwell time ~10 ms; BSE imaging: accelerating voltage 20 kV, beam current 10 nA; LA-ICP-MS: energy density 3~3.5 J/cm2, spot sizes 29 to 51 μm, repetition rates 5 Hz (polished thin-section) and 10 Hz (polished blocks), ~30 s background acquisition, ~40 s sample data acquisition | STDGL3 (Danyushevsky et al. 2011) and GSD-1G (USGS) | 6.3 | [19 empty] | 8709 | [5 empty] | 0.16 | [5 empty] | 148 | [9 empty] | 129613 |  | 6.6 |  |  |  | 2.98 | [7 empty] | 184 | [13 empty] | 2707 | [15 empty] | 3.4 | [17 empty] | 0.1 | [9 empty] | 2.86 | [32 empty] | 2025 |  |  | CHN | Tibet
| Lawu |  | Magmatic hydrothermal | Skarn | Cu-Pb-Zn skarn | Cu, Pb, Zn | In, Sn | Cu, Pb, Zn, In, Sn |  |  | 9LC4-1 | 9LC4-1 | underground mine |  |  |  |  | ore material | drill core | underground mining tunnels and drill cores | mineral separate | [5 empty] | mineralisation |  |  |  | sphalerite, chalcopyrite, pyrrhotite, pyrite, arsenopyrite |  |  | Sn-poor VMS |  |  |  | galena, bismuthinite, marcasite, iron oxides, pyroxene, actinolite, quartz | thin sections and polished blocks examined using optical microscope, BSE detector, and EDS prior to analysis | EMPA, LA-ICPMS | JEOL JXA-8230 electron probe microanalyzer; RESOlution-LR 193 nm ArF excimer laser ablation system coupled to an Agilent 7700x ICP-MS | Laboratory of Mineral Resources Research Center, Fuzhou University; Adelaide Microscopy, the University of Adelaide | EPMA point analysis: accelerating voltage 15 kV, beam current 20 nA, beam diameter ~5 μm; EPMA mapping: accelerating voltage 20 kV, working current 50 nA, dwell time ~10 ms; BSE imaging: accelerating voltage 20 kV, beam current 10 nA; LA-ICP-MS: energy density 3~3.5 J/cm2, spot sizes 29 to 51 μm, repetition rates 5 Hz (polished thin-section) and 10 Hz (polished blocks), ~30 s background acquisition, ~40 s sample data acquisition | STDGL3 (Danyushevsky et al. 2011) and GSD-1G (USGS) | 5.5 | [19 empty] | 8607 | [5 empty] | 0.61 | [5 empty] | 167 | [9 empty] | 126228 |  | 13.83 |  |  |  | 3.57 | [7 empty] | 232 | [13 empty] | 2844 | [15 empty] | 0.3 | [17 empty] | 0.1 | [9 empty] | 5.17 | [32 empty] | 2025 |  |  | CHN | Tibet
| Lawu |  | Magmatic hydrothermal | Skarn | Cu-Pb-Zn skarn | Cu, Pb, Zn | In, Sn | Cu, Pb, Zn, In, Sn |  |  | 9LC5-1 | 9LC5-1 | underground mine |  |  |  |  | ore material | drill core | underground mining tunnels and drill cores | mineral separate | [5 empty] | mineralisation |  |  |  | sphalerite, chalcopyrite, pyrrhotite, pyrite, arsenopyrite |  |  | Sn-poor VMS |  |  |  | galena, bismuthinite, marcasite, iron oxides, pyroxene, actinolite, quartz | thin sections and polished blocks examined using optical microscope, BSE detector, and EDS prior to analysis | EMPA, LA-ICPMS | JEOL JXA-8230 electron probe microanalyzer; RESOlution-LR 193 nm ArF excimer laser ablation system coupled to an Agilent 7700x ICP-MS | Laboratory of Mineral Resources Research Center, Fuzhou University; Adelaide Microscopy, the University of Adelaide | EPMA point analysis: accelerating voltage 15 kV, beam current 20 nA, beam diameter ~5 μm; EPMA mapping: accelerating voltage 20 kV, working current 50 nA, dwell time ~10 ms; BSE imaging: accelerating voltage 20 kV, beam current 10 nA; LA-ICP-MS: energy density 3~3.5 J/cm2, spot sizes 29 to 51 μm, repetition rates 5 Hz (polished thin-section) and 10 Hz (polished blocks), ~30 s background acquisition, ~40 s sample data acquisition | STDGL3 (Danyushevsky et al. 2011) and GSD-1G (USGS) | 6.6 | [19 empty] | 8631 | [5 empty] | 0.57 | [5 empty] | 206 | [9 empty] | 129302 |  | 22.5 |  |  |  | 4.94 | [7 empty] | 230 | [13 empty] | 2845 | [15 empty] | 556 | [17 empty] | 4.1 | [9 empty] | 9.64 | [32 empty] | 2025 |  |  | CHN | Tibet
| Lawu |  | Magmatic hydrothermal | Skarn | Cu-Pb-Zn skarn | Cu, Pb, Zn | In, Sn | Cu, Pb, Zn, In, Sn |  |  | 9LC7-1 | 9LC7-1 | underground mine |  |  |  |  | ore material | drill core | underground mining tunnels and drill cores | mineral separate | [5 empty] | mineralisation |  |  |  | sphalerite, chalcopyrite, pyrrhotite, pyrite, arsenopyrite |  |  | Sn-poor VMS |  |  |  | galena, bismuthinite, marcasite, iron oxides, pyroxene, actinolite, quartz | thin sections and polished blocks examined using optical microscope, BSE detector, and EDS prior to analysis | EMPA, LA-ICPMS | JEOL JXA-8230 electron probe microanalyzer; RESOlution-LR 193 nm ArF excimer laser ablation system coupled to an Agilent 7700x ICP-MS | Laboratory of Mineral Resources Research Center, Fuzhou University; Adelaide Microscopy, the University of Adelaide | EPMA point analysis: accelerating voltage 15 kV, beam current 20 nA, beam diameter ~5 μm; EPMA mapping: accelerating voltage 20 kV, working current 50 nA, dwell time ~10 ms; BSE imaging: accelerating voltage 20 kV, beam current 10 nA; LA-ICP-MS: energy density 3~3.5 J/cm2, spot sizes 29 to 51 μm, repetition rates 5 Hz (polished thin-section) and 10 Hz (polished blocks), ~30 s background acquisition, ~40 s sample data acquisition | STDGL3 (Danyushevsky et al. 2011) and GSD-1G (USGS) | 6.3 | [19 empty] | 8766 | [5 empty] | 0.65 | [5 empty] | 163 | [9 empty] | 130321 |  | 12.72 |  |  |  | 2.93 | [7 empty] | 206 | [13 empty] | 2879 | [15 empty] | 9.7 | [17 empty] | 0.2 | [9 empty] | 2.38 | [32 empty] | 2025 |  |  | CHN | Tibet
| Lawu |  | Magmatic hydrothermal | Skarn | Cu-Pb-Zn skarn | Cu, Pb, Zn | In, Sn | Cu, Pb, Zn, In, Sn |  |  | 9LC9-1 | 9LC9-1 | underground mine |  |  |  |  | ore material | drill core | underground mining tunnels and drill cores | mineral separate | [5 empty] | mineralisation |  |  |  | sphalerite, chalcopyrite, pyrrhotite, pyrite, arsenopyrite |  |  | Sn-poor VMS |  |  |  | galena, bismuthinite, marcasite, iron oxides, pyroxene, actinolite, quartz | thin sections and polished blocks examined using optical microscope, BSE detector, and EDS prior to analysis | EMPA, LA-ICPMS | JEOL JXA-8230 electron probe microanalyzer; RESOlution-LR 193 nm ArF excimer laser ablation system coupled to an Agilent 7700x ICP-MS | Laboratory of Mineral Resources Research Center, Fuzhou University; Adelaide Microscopy, the University of Adelaide | EPMA point analysis: accelerating voltage 15 kV, beam current 20 nA, beam diameter ~5 μm; EPMA mapping: accelerating voltage 20 kV, working current 50 nA, dwell time ~10 ms; BSE imaging: accelerating voltage 20 kV, beam current 10 nA; LA-ICP-MS: energy density 3~3.5 J/cm2, spot sizes 29 to 51 μm, repetition rates 5 Hz (polished thin-section) and 10 Hz (polished blocks), ~30 s background acquisition, ~40 s sample data acquisition | STDGL3 (Danyushevsky et al. 2011) and GSD-1G (USGS) | 7.6 | [19 empty] | 8526 | [5 empty] | 0.08 | [5 empty] | 155 | [9 empty] | 125661 |  | 10.62 |  |  |  | 2.76 | [7 empty] | 179 | [13 empty] | 2678 | [15 empty] | 1.7 | [17 empty] | 1.9 | [9 empty] | 13.58 | [32 empty] | 2025 |  |  | CHN | Tibet
| Lawu |  | Magmatic hydrothermal | Skarn | Cu-Pb-Zn skarn | Cu, Pb, Zn | In, Sn | Cu, Pb, Zn, In, Sn |  |  | 9LC10-1 | 9LC10-1 | underground mine |  |  |  |  | ore material | drill core | underground mining tunnels and drill cores | mineral separate | [5 empty] | mineralisation |  |  |  | sphalerite, chalcopyrite, pyrrhotite, pyrite, arsenopyrite |  |  | Sn-poor VMS |  |  |  | galena, bismuthinite, marcasite, iron oxides, pyroxene, actinolite, quartz | thin sections and polished blocks examined using optical microscope, BSE detector, and EDS prior to analysis | EMPA, LA-ICPMS | JEOL JXA-8230 electron probe microanalyzer; RESOlution-LR 193 nm ArF excimer laser ablation system coupled to an Agilent 7700x ICP-MS | Laboratory of Mineral Resources Research Center, Fuzhou University; Adelaide Microscopy, the University of Adelaide | EPMA point analysis: accelerating voltage 15 kV, beam current 20 nA, beam diameter ~5 μm; EPMA mapping: accelerating voltage 20 kV, working current 50 nA, dwell time ~10 ms; BSE imaging: accelerating voltage 20 kV, beam current 10 nA; LA-ICP-MS: energy density 3~3.5 J/cm2, spot sizes 29 to 51 μm, repetition rates 5 Hz (polished thin-section) and 10 Hz (polished blocks), ~30 s background acquisition, ~40 s sample data acquisition | STDGL3 (Danyushevsky et al. 2011) and GSD-1G (USGS) | 6.7 | [19 empty] | 8832 | [5 empty] | 0.56 | [5 empty] | 146 | [9 empty] | 127950 |  | 11.62 |  |  |  | 3.13 | [7 empty] | 176 | [13 empty] | 2690 | [15 empty] | 0.4 | [17 empty] | 0.1 | [9 empty] | 4.98 | [32 empty] | 2025 |  |  | CHN | Tibet
| Lawu |  | Magmatic hydrothermal | Skarn | Cu-Pb-Zn skarn | Cu, Pb, Zn | In, Sn | Cu, Pb, Zn, In, Sn |  |  | 9LC11-1 | 9LC11-1 | underground mine |  |  |  |  | ore material | drill core | underground mining tunnels and drill cores | mineral separate | [5 empty] | mineralisation |  |  |  | sphalerite, chalcopyrite, pyrrhotite, pyrite, arsenopyrite |  |  | Sn-poor VMS |  |  |  | galena, bismuthinite, marcasite, iron oxides, pyroxene, actinolite, quartz | thin sections and polished blocks examined using optical microscope, BSE detector, and EDS prior to analysis | EMPA, LA-ICPMS | JEOL JXA-8230 electron probe microanalyzer; RESOlution-LR 193 nm ArF excimer laser ablation system coupled to an Agilent 7700x ICP-MS | Laboratory of Mineral Resources Research Center, Fuzhou University; Adelaide Microscopy, the University of Adelaide | EPMA point analysis: accelerating voltage 15 kV, beam current 20 nA, beam diameter ~5 μm; EPMA mapping: accelerating voltage 20 kV, working current 50 nA, dwell time ~10 ms; BSE imaging: accelerating voltage 20 kV, beam current 10 nA; LA-ICP-MS: energy density 3~3.5 J/cm2, spot sizes 29 to 51 μm, repetition rates 5 Hz (polished thin-section) and 10 Hz (polished blocks), ~30 s background acquisition, ~40 s sample data acquisition | STDGL3 (Danyushevsky et al. 2011) and GSD-1G (USGS) | 8 | [19 empty] | 8420 | [5 empty] | 0.35 | [5 empty] | 236 | [9 empty] | 123724 |  | 7.1 |  |  |  | 7.13 | [7 empty] | 183 | [13 empty] | 2645 | [15 empty] | 7.8 | [17 empty] | 2.8 | [9 empty] | 4.94 | [32 empty] | 2025 |  |  | CHN | Tibet
| Lawu |  | Magmatic hydrothermal | Skarn | Cu-Pb-Zn skarn | Cu, Pb, Zn | In, Sn | Cu, Pb, Zn, In, Sn |  |  | 9LC12-1 | 9LC12-1 | underground mine |  |  |  |  | ore material | drill core | underground mining tunnels and drill cores | mineral separate | [5 empty] | mineralisation |  |  |  | sphalerite, chalcopyrite, pyrrhotite, pyrite, arsenopyrite |  |  | Sn-poor VMS |  |  |  | galena, bismuthinite, marcasite, iron oxides, pyroxene, actinolite, quartz | thin sections and polished blocks examined using optical microscope, BSE detector, and EDS prior to analysis | EMPA, LA-ICPMS | JEOL JXA-8230 electron probe microanalyzer; RESOlution-LR 193 nm ArF excimer laser ablation system coupled to an Agilent 7700x ICP-MS | Laboratory of Mineral Resources Research Center, Fuzhou University; Adelaide Microscopy, the University of Adelaide | EPMA point analysis: accelerating voltage 15 kV, beam current 20 nA, beam diameter ~5 μm; EPMA mapping: accelerating voltage 20 kV, working current 50 nA, dwell time ~10 ms; BSE imaging: accelerating voltage 20 kV, beam current 10 nA; LA-ICP-MS: energy density 3~3.5 J/cm2, spot sizes 29 to 51 μm, repetition rates 5 Hz (polished thin-section) and 10 Hz (polished blocks), ~30 s background acquisition, ~40 s sample data acquisition | STDGL3 (Danyushevsky et al. 2011) and GSD-1G (USGS) | 8.6 | [19 empty] | 8532 | [5 empty] | 0.07 | [5 empty] | 380 | [9 empty] | 126937 |  | 9.98 |  |  |  | 5.64 | [7 empty] | 191 | [13 empty] | 2767 | [15 empty] | 19.8 | [17 empty] | 3.2 | [9 empty] | 9.11 | [32 empty] | 2025 |  |  | CHN | Tibet
| Lawu |  | Magmatic hydrothermal | Skarn | Cu-Pb-Zn skarn | Cu, Pb, Zn | In, Sn | Cu, Pb, Zn, In, Sn |  |  | 9LC13-1 | 9LC13-1 | underground mine |  |  |  |  | ore material | drill core | underground mining tunnels and drill cores | mineral separate | [5 empty] | mineralisation |  |  |  | sphalerite, chalcopyrite, pyrrhotite, pyrite, arsenopyrite |  |  | Sn-poor VMS |  |  |  | galena, bismuthinite, marcasite, iron oxides, pyroxene, actinolite, quartz | thin sections and polished blocks examined using optical microscope, BSE detector, and EDS prior to analysis | EMPA, LA-ICPMS | JEOL JXA-8230 electron probe microanalyzer; RESOlution-LR 193 nm ArF excimer laser ablation system coupled to an Agilent 7700x ICP-MS | Laboratory of Mineral Resources Research Center, Fuzhou University; Adelaide Microscopy, the University of Adelaide | EPMA point analysis: accelerating voltage 15 kV, beam current 20 nA, beam diameter ~5 μm; EPMA mapping: accelerating voltage 20 kV, working current 50 nA, dwell time ~10 ms; BSE imaging: accelerating voltage 20 kV, beam current 10 nA; LA-ICP-MS: energy density 3~3.5 J/cm2, spot sizes 29 to 51 μm, repetition rates 5 Hz (polished thin-section) and 10 Hz (polished blocks), ~30 s background acquisition, ~40 s sample data acquisition | STDGL3 (Danyushevsky et al. 2011) and GSD-1G (USGS) | 6.4 | [19 empty] | 8697 | [5 empty] | 0.72 | [5 empty] | 188 | [9 empty] | 132072 |  | 46.4 |  |  |  | 2.11 | [7 empty] | 134 | [13 empty] | 2771 | [15 empty] | 1.8 | [17 empty] | 0.3 | [9 empty] | 6.25 | [32 empty] | 2025 |  |  | CHN | Tibet
| Lawu |  | Magmatic hydrothermal | Skarn | Cu-Pb-Zn skarn | Cu, Pb, Zn | In, Sn | Cu, Pb, Zn, In, Sn |  |  | 9LC14-1 | 9LC14-1 | underground mine |  |  |  |  | ore material | drill core | underground mining tunnels and drill cores | mineral separate | [5 empty] | mineralisation |  |  |  | sphalerite, chalcopyrite, pyrrhotite, pyrite, arsenopyrite |  |  | Sn-poor VMS |  |  |  | galena, bismuthinite, marcasite, iron oxides, pyroxene, actinolite, quartz | thin sections and polished blocks examined using optical microscope, BSE detector, and EDS prior to analysis | EMPA, LA-ICPMS | JEOL JXA-8230 electron probe microanalyzer; RESOlution-LR 193 nm ArF excimer laser ablation system coupled to an Agilent 7700x ICP-MS | Laboratory of Mineral Resources Research Center, Fuzhou University; Adelaide Microscopy, the University of Adelaide | EPMA point analysis: accelerating voltage 15 kV, beam current 20 nA, beam diameter ~5 μm; EPMA mapping: accelerating voltage 20 kV, working current 50 nA, dwell time ~10 ms; BSE imaging: accelerating voltage 20 kV, beam current 10 nA; LA-ICP-MS: energy density 3~3.5 J/cm2, spot sizes 29 to 51 μm, repetition rates 5 Hz (polished thin-section) and 10 Hz (polished blocks), ~30 s background acquisition, ~40 s sample data acquisition | STDGL3 (Danyushevsky et al. 2011) and GSD-1G (USGS) | 6 | [19 empty] | 8665 | [5 empty] | 0.91 | [5 empty] | 119 | [9 empty] | 129473 |  | 46.53 |  |  |  | 3.85 | [7 empty] | 80 | [13 empty] | 2695 | [15 empty] | 0.4 | [17 empty] | 0.1 | [9 empty] | 4.07 | [32 empty] | 2025 |  |  | CHN | Tibet
| Lawu |  | Magmatic hydrothermal | Skarn | Cu-Pb-Zn skarn | Cu, Pb, Zn | In, Sn | Cu, Pb, Zn, In, Sn |  |  | LC19.1-1 | LC19.1-1 | underground mine |  |  |  |  | ore material | drill core | underground mining tunnels and drill cores | mineral separate | [5 empty] | mineralisation |  |  |  | sphalerite, chalcopyrite, pyrrhotite, pyrite, arsenopyrite |  |  | Sn-poor VMS |  |  |  | galena, bismuthinite, marcasite, iron oxides, pyroxene, actinolite, quartz | thin sections and polished blocks examined using optical microscope, BSE detector, and EDS prior to analysis | EMPA, LA-ICPMS | JEOL JXA-8230 electron probe microanalyzer; RESOlution-LR 193 nm ArF excimer laser ablation system coupled to an Agilent 7700x ICP-MS | Laboratory of Mineral Resources Research Center, Fuzhou University; Adelaide Microscopy, the University of Adelaide | EPMA point analysis: accelerating voltage 15 kV, beam current 20 nA, beam diameter ~5 μm; EPMA mapping: accelerating voltage 20 kV, working current 50 nA, dwell time ~10 ms; BSE imaging: accelerating voltage 20 kV, beam current 10 nA; LA-ICP-MS: energy density 3~3.5 J/cm2, spot sizes 29 to 51 μm, repetition rates 5 Hz (polished thin-section) and 10 Hz (polished blocks), ~30 s background acquisition, ~40 s sample data acquisition | STDGL3 (Danyushevsky et al. 2011) and GSD-1G (USGS) | 6.3 | [19 empty] | 8770 | [5 empty] | 0.6 | [5 empty] | 197 | [9 empty] | 154203 |  | 12.05 |  |  |  | 3.78 | [7 empty] | 263 | [13 empty] | 4111 | [15 empty] | 4.8 | [17 empty] | 1.5 | [9 empty] | 19.49 | [32 empty] | 2025 |  |  | CHN | Tibet
| Lawu |  | Magmatic hydrothermal | Skarn | Cu-Pb-Zn skarn | Cu, Pb, Zn | In, Sn | Cu, Pb, Zn, In, Sn |  |  | LC19.2-1 | LC19.2-1 | underground mine |  |  |  |  | ore material | drill core | underground mining tunnels and drill cores | mineral separate | [5 empty] | mineralisation |  |  |  | sphalerite, chalcopyrite, pyrrhotite, pyrite, arsenopyrite |  |  | Sn-poor VMS |  |  |  | galena, bismuthinite, marcasite, iron oxides, pyroxene, actinolite, quartz | thin sections and polished blocks examined using optical microscope, BSE detector, and EDS prior to analysis | EMPA, LA-ICPMS | JEOL JXA-8230 electron probe microanalyzer; RESOlution-LR 193 nm ArF excimer laser ablation system coupled to an Agilent 7700x ICP-MS | Laboratory of Mineral Resources Research Center, Fuzhou University; Adelaide Microscopy, the University of Adelaide | EPMA point analysis: accelerating voltage 15 kV, beam current 20 nA, beam diameter ~5 μm; EPMA mapping: accelerating voltage 20 kV, working current 50 nA, dwell time ~10 ms; BSE imaging: accelerating voltage 20 kV, beam current 10 nA; LA-ICP-MS: energy density 3~3.5 J/cm2, spot sizes 29 to 51 μm, repetition rates 5 Hz (polished thin-section) and 10 Hz (polished blocks), ~30 s background acquisition, ~40 s sample data acquisition | STDGL3 (Danyushevsky et al. 2011) and GSD-1G (USGS) | 6.2 | [19 empty] | 8749 | [5 empty] | 1.13 | [5 empty] | 364 | [9 empty] | 138954 |  | 5.68 |  |  |  | 3.21 | [7 empty] | 566 | [13 empty] | 3173 | [15 empty] | 0.4 | [17 empty] | 0.01 | [9 empty] | 3.72 | [32 empty] | 2025 |  |  | CHN | Tibet
| Lawu |  | Magmatic hydrothermal | Skarn | Cu-Pb-Zn skarn | Cu, Pb, Zn | In, Sn | Cu, Pb, Zn, In, Sn |  |  | LC19.3-1 | LC19.3-1 | underground mine |  |  |  |  | ore material | drill core | underground mining tunnels and drill cores | mineral separate | [5 empty] | mineralisation |  |  |  | sphalerite, chalcopyrite, pyrrhotite, pyrite, arsenopyrite |  |  | Sn-poor VMS |  |  |  | galena, bismuthinite, marcasite, iron oxides, pyroxene, actinolite, quartz | thin sections and polished blocks examined using optical microscope, BSE detector, and EDS prior to analysis | EMPA, LA-ICPMS | JEOL JXA-8230 electron probe microanalyzer; RESOlution-LR 193 nm ArF excimer laser ablation system coupled to an Agilent 7700x ICP-MS | Laboratory of Mineral Resources Research Center, Fuzhou University; Adelaide Microscopy, the University of Adelaide | EPMA point analysis: accelerating voltage 15 kV, beam current 20 nA, beam diameter ~5 μm; EPMA mapping: accelerating voltage 20 kV, working current 50 nA, dwell time ~10 ms; BSE imaging: accelerating voltage 20 kV, beam current 10 nA; LA-ICP-MS: energy density 3~3.5 J/cm2, spot sizes 29 to 51 μm, repetition rates 5 Hz (polished thin-section) and 10 Hz (polished blocks), ~30 s background acquisition, ~40 s sample data acquisition | STDGL3 (Danyushevsky et al. 2011) and GSD-1G (USGS) | 5.2 | [19 empty] | 8807 | [5 empty] | 1.21 | [5 empty] | 164 | [9 empty] | 138823 |  | 6.11 |  |  |  | 4.32 | [7 empty] | 236 | [13 empty] | 3123 | [15 empty] | 1 | [17 empty] | 0.2 | [9 empty] | 4.04 | [32 empty] | 2025 |  |  | CHN | Tibet
| Lawu |  | Magmatic hydrothermal | Skarn | Cu-Pb-Zn skarn | Cu, Pb, Zn | In, Sn | Cu, Pb, Zn, In, Sn |  |  | LC19.4-1 | LC19.4-1 | underground mine |  |  |  |  | ore material | drill core | underground mining tunnels and drill cores | mineral separate | [5 empty] | mineralisation |  |  |  | sphalerite, chalcopyrite, pyrrhotite, pyrite, arsenopyrite |  |  | Sn-poor VMS |  |  |  | galena, bismuthinite, marcasite, iron oxides, pyroxene, actinolite, quartz | thin sections and polished blocks examined using optical microscope, BSE detector, and EDS prior to analysis | EMPA, LA-ICPMS | JEOL JXA-8230 electron probe microanalyzer; RESOlution-LR 193 nm ArF excimer laser ablation system coupled to an Agilent 7700x ICP-MS | Laboratory of Mineral Resources Research Center, Fuzhou University; Adelaide Microscopy, the University of Adelaide | EPMA point analysis: accelerating voltage 15 kV, beam current 20 nA, beam diameter ~5 μm; EPMA mapping: accelerating voltage 20 kV, working current 50 nA, dwell time ~10 ms; BSE imaging: accelerating voltage 20 kV, beam current 10 nA; LA-ICP-MS: energy density 3~3.5 J/cm2, spot sizes 29 to 51 μm, repetition rates 5 Hz (polished thin-section) and 10 Hz (polished blocks), ~30 s background acquisition, ~40 s sample data acquisition | STDGL3 (Danyushevsky et al. 2011) and GSD-1G (USGS) | 6.2 | [19 empty] | 8306 | [5 empty] | 0.45 | [5 empty] | 266 | [9 empty] | 144538 |  | 117.05 |  |  |  | 3.64 | [7 empty] | 252 | [13 empty] | 3558 | [15 empty] | 2 | [17 empty] | 0.9 | [9 empty] | 38.11 | [32 empty] | 2025 |  |  | CHN | Tibet
| Lawu |  | Magmatic hydrothermal | Skarn | Cu-Pb-Zn skarn | Cu, Pb, Zn | In, Sn | Cu, Pb, Zn, In, Sn |  |  | LC19.5-1 | LC19.5-1 | underground mine |  |  |  |  | ore material | drill core | underground mining tunnels and drill cores | mineral separate | [5 empty] | mineralisation |  |  |  | sphalerite, chalcopyrite, pyrrhotite, pyrite, arsenopyrite |  |  | Sn-poor VMS |  |  |  | galena, bismuthinite, marcasite, iron oxides, pyroxene, actinolite, quartz | thin sections and polished blocks examined using optical microscope, BSE detector, and EDS prior to analysis | EMPA, LA-ICPMS | JEOL JXA-8230 electron probe microanalyzer; RESOlution-LR 193 nm ArF excimer laser ablation system coupled to an Agilent 7700x ICP-MS | Laboratory of Mineral Resources Research Center, Fuzhou University; Adelaide Microscopy, the University of Adelaide | EPMA point analysis: accelerating voltage 15 kV, beam current 20 nA, beam diameter ~5 μm; EPMA mapping: accelerating voltage 20 kV, working current 50 nA, dwell time ~10 ms; BSE imaging: accelerating voltage 20 kV, beam current 10 nA; LA-ICP-MS: energy density 3~3.5 J/cm2, spot sizes 29 to 51 μm, repetition rates 5 Hz (polished thin-section) and 10 Hz (polished blocks), ~30 s background acquisition, ~40 s sample data acquisition | STDGL3 (Danyushevsky et al. 2011) and GSD-1G (USGS) | 7.5 | [19 empty] | 8947 | [5 empty] | 0.24 | [5 empty] | 274 | [9 empty] | 139883 |  | 60.72 |  |  |  | 3.86 | [7 empty] | 262 | [13 empty] | 3482 | [15 empty] | 2.4 | [17 empty] | 1.2 | [9 empty] | 2.81 | [32 empty] | 2025 |  |  | CHN | Tibet
| Lawu |  | Magmatic hydrothermal | Skarn | Cu-Pb-Zn skarn | Cu, Pb, Zn | In, Sn | Cu, Pb, Zn, In, Sn |  |  | LC19.6-1 | LC19.6-1 | underground mine |  |  |  |  | ore material | drill core | underground mining tunnels and drill cores | mineral separate | [5 empty] | mineralisation |  |  |  | sphalerite, chalcopyrite, pyrrhotite, pyrite, arsenopyrite |  |  | Sn-poor VMS |  |  |  | galena, bismuthinite, marcasite, iron oxides, pyroxene, actinolite, quartz | thin sections and polished blocks examined using optical microscope, BSE detector, and EDS prior to analysis | EMPA, LA-ICPMS | JEOL JXA-8230 electron probe microanalyzer; RESOlution-LR 193 nm ArF excimer laser ablation system coupled to an Agilent 7700x ICP-MS | Laboratory of Mineral Resources Research Center, Fuzhou University; Adelaide Microscopy, the University of Adelaide | EPMA point analysis: accelerating voltage 15 kV, beam current 20 nA, beam diameter ~5 μm; EPMA mapping: accelerating voltage 20 kV, working current 50 nA, dwell time ~10 ms; BSE imaging: accelerating voltage 20 kV, beam current 10 nA; LA-ICP-MS: energy density 3~3.5 J/cm2, spot sizes 29 to 51 μm, repetition rates 5 Hz (polished thin-section) and 10 Hz (polished blocks), ~30 s background acquisition, ~40 s sample data acquisition | STDGL3 (Danyushevsky et al. 2011) and GSD-1G (USGS) | 6 | [19 empty] | 8909 | [5 empty] | 0.37 | [5 empty] | 260 | [9 empty] | 141388 |  | 37.91 |  |  |  | 3.47 | [7 empty] | 262 | [13 empty] | 3558 | [15 empty] | 0.9 | [17 empty] | 0.2 | [9 empty] | 6.41 | [32 empty] | 2025 |  |  | CHN | Tibet
| Lawu |  | Magmatic hydrothermal | Skarn | Cu-Pb-Zn skarn | Cu, Pb, Zn | In, Sn | Cu, Pb, Zn, In, Sn |  |  | LC19.7-1 | LC19.7-1 | underground mine |  |  |  |  | ore material | drill core | underground mining tunnels and drill cores | mineral separate | [5 empty] | mineralisation |  |  |  | sphalerite, chalcopyrite, pyrrhotite, pyrite, arsenopyrite |  |  | Sn-poor VMS |  |  |  | galena, bismuthinite, marcasite, iron oxides, pyroxene, actinolite, quartz | thin sections and polished blocks examined using optical microscope, BSE detector, and EDS prior to analysis | EMPA, LA-ICPMS | JEOL JXA-8230 electron probe microanalyzer; RESOlution-LR 193 nm ArF excimer laser ablation system coupled to an Agilent 7700x ICP-MS | Laboratory of Mineral Resources Research Center, Fuzhou University; Adelaide Microscopy, the University of Adelaide | EPMA point analysis: accelerating voltage 15 kV, beam current 20 nA, beam diameter ~5 μm; EPMA mapping: accelerating voltage 20 kV, working current 50 nA, dwell time ~10 ms; BSE imaging: accelerating voltage 20 kV, beam current 10 nA; LA-ICP-MS: energy density 3~3.5 J/cm2, spot sizes 29 to 51 μm, repetition rates 5 Hz (polished thin-section) and 10 Hz (polished blocks), ~30 s background acquisition, ~40 s sample data acquisition | STDGL3 (Danyushevsky et al. 2011) and GSD-1G (USGS) | 5.9 | [19 empty] | 8915 | [5 empty] | 0.43 | [5 empty] | 275 | [9 empty] | 139995 |  | 59.09 |  |  |  | 3.45 | [7 empty] | 254 | [13 empty] | 3525 | [15 empty] | 0.5 | [17 empty] | 0.1 | [9 empty] | 5.76 | [32 empty] | 2025 |  |  | CHN | Tibet
| Lawu |  | Magmatic hydrothermal | Skarn | Cu-Pb-Zn skarn | Cu, Pb, Zn | In, Sn | Cu, Pb, Zn, In, Sn |  |  | LC19.8-1 | LC19.8-1 | underground mine |  |  |  |  | ore material | drill core | underground mining tunnels and drill cores | mineral separate | [5 empty] | mineralisation |  |  |  | sphalerite, chalcopyrite, pyrrhotite, pyrite, arsenopyrite |  |  | Sn-poor VMS |  |  |  | galena, bismuthinite, marcasite, iron oxides, pyroxene, actinolite, quartz | thin sections and polished blocks examined using optical microscope, BSE detector, and EDS prior to analysis | EMPA, LA-ICPMS | JEOL JXA-8230 electron probe microanalyzer; RESOlution-LR 193 nm ArF excimer laser ablation system coupled to an Agilent 7700x ICP-MS | Laboratory of Mineral Resources Research Center, Fuzhou University; Adelaide Microscopy, the University of Adelaide | EPMA point analysis: accelerating voltage 15 kV, beam current 20 nA, beam diameter ~5 μm; EPMA mapping: accelerating voltage 20 kV, working current 50 nA, dwell time ~10 ms; BSE imaging: accelerating voltage 20 kV, beam current 10 nA; LA-ICP-MS: energy density 3~3.5 J/cm2, spot sizes 29 to 51 μm, repetition rates 5 Hz (polished thin-section) and 10 Hz (polished blocks), ~30 s background acquisition, ~40 s sample data acquisition | STDGL3 (Danyushevsky et al. 2011) and GSD-1G (USGS) | 6.6 | [19 empty] | 8745 | [5 empty] | 0.18 | [5 empty] | 205 | [9 empty] | 138973 |  | 30.83 |  |  |  | 3.63 | [7 empty] | 250 | [13 empty] | 3191 | [15 empty] | 1.4 | [17 empty] | 0.5 | [9 empty] | 2.23 | [32 empty] | 2025 |  |  | CHN | Tibet
| Lawu |  | Magmatic hydrothermal | Skarn | Cu-Pb-Zn skarn | Cu, Pb, Zn | In, Sn | Cu, Pb, Zn, In, Sn |  |  | LC09-18.1-1 | LC09-18.1-1 | underground mine |  |  |  |  | ore material | drill core | underground mining tunnels and drill cores | mineral separate | [5 empty] | mineralisation |  |  |  | sphalerite, chalcopyrite, pyrrhotite, pyrite, arsenopyrite |  |  | Sn-poor VMS |  |  |  | galena, bismuthinite, marcasite, iron oxides, pyroxene, actinolite, quartz | thin sections and polished blocks examined using optical microscope, BSE detector, and EDS prior to analysis | EMPA, LA-ICPMS | JEOL JXA-8230 electron probe microanalyzer; RESOlution-LR 193 nm ArF excimer laser ablation system coupled to an Agilent 7700x ICP-MS | Laboratory of Mineral Resources Research Center, Fuzhou University; Adelaide Microscopy, the University of Adelaide | EPMA point analysis: accelerating voltage 15 kV, beam current 20 nA, beam diameter ~5 μm; EPMA mapping: accelerating voltage 20 kV, working current 50 nA, dwell time ~10 ms; BSE imaging: accelerating voltage 20 kV, beam current 10 nA; LA-ICP-MS: energy density 3~3.5 J/cm2, spot sizes 29 to 51 μm, repetition rates 5 Hz (polished thin-section) and 10 Hz (polished blocks), ~30 s background acquisition, ~40 s sample data acquisition | STDGL3 (Danyushevsky et al. 2011) and GSD-1G (USGS) | 7.3 | [19 empty] | 8519 | [5 empty] | 1.52 | [5 empty] | 411 | [9 empty] | 124740 |  | 24.49 |  |  |  | 9.2 | [7 empty] | 117 | [13 empty] | 3266 | [15 empty] | 14.7 | [17 empty] | 1 | [9 empty] | 5.85 | [32 empty] | 2025 |  |  | CHN | Tibet
| Lawu |  | Magmatic hydrothermal | Skarn | Cu-Pb-Zn skarn | Cu, Pb, Zn | In, Sn | Cu, Pb, Zn, In, Sn |  |  | LC09-18.2-1 | LC09-18.2-1 | underground mine |  |  |  |  | ore material | drill core | underground mining tunnels and drill cores | mineral separate | [5 empty] | mineralisation |  |  |  | sphalerite, chalcopyrite, pyrrhotite, pyrite, arsenopyrite |  |  | Sn-poor VMS |  |  |  | galena, bismuthinite, marcasite, iron oxides, pyroxene, actinolite, quartz | thin sections and polished blocks examined using optical microscope, BSE detector, and EDS prior to analysis | EMPA, LA-ICPMS | JEOL JXA-8230 electron probe microanalyzer; RESOlution-LR 193 nm ArF excimer laser ablation system coupled to an Agilent 7700x ICP-MS | Laboratory of Mineral Resources Research Center, Fuzhou University; Adelaide Microscopy, the University of Adelaide | EPMA point analysis: accelerating voltage 15 kV, beam current 20 nA, beam diameter ~5 μm; EPMA mapping: accelerating voltage 20 kV, working current 50 nA, dwell time ~10 ms; BSE imaging: accelerating voltage 20 kV, beam current 10 nA; LA-ICP-MS: energy density 3~3.5 J/cm2, spot sizes 29 to 51 μm, repetition rates 5 Hz (polished thin-section) and 10 Hz (polished blocks), ~30 s background acquisition, ~40 s sample data acquisition | STDGL3 (Danyushevsky et al. 2011) and GSD-1G (USGS) | 8.7 | [19 empty] | 8901 | [5 empty] | 1.12 | [5 empty] | 210 | [9 empty] | 128675 |  | 3 |  |  |  | 3.89 | [7 empty] | 231 | [13 empty] | 3287 | [15 empty] | 54.1 | [17 empty] | 2.9 | [9 empty] | 8.34 | [32 empty] | 2025 |  |  | CHN | Tibet
| Lawu |  | Magmatic hydrothermal | Skarn | Cu-Pb-Zn skarn | Cu, Pb, Zn | In, Sn | Cu, Pb, Zn, In, Sn |  |  | LC09-18.3-1 | LC09-18.3-1 | underground mine |  |  |  |  | ore material | drill core | underground mining tunnels and drill cores | mineral separate | [5 empty] | mineralisation |  |  |  | sphalerite, chalcopyrite, pyrrhotite, pyrite, arsenopyrite |  |  | Sn-poor VMS |  |  |  | galena, bismuthinite, marcasite, iron oxides, pyroxene, actinolite, quartz | thin sections and polished blocks examined using optical microscope, BSE detector, and EDS prior to analysis | EMPA, LA-ICPMS | JEOL JXA-8230 electron probe microanalyzer; RESOlution-LR 193 nm ArF excimer laser ablation system coupled to an Agilent 7700x ICP-MS | Laboratory of Mineral Resources Research Center, Fuzhou University; Adelaide Microscopy, the University of Adelaide | EPMA point analysis: accelerating voltage 15 kV, beam current 20 nA, beam diameter ~5 μm; EPMA mapping: accelerating voltage 20 kV, working current 50 nA, dwell time ~10 ms; BSE imaging: accelerating voltage 20 kV, beam current 10 nA; LA-ICP-MS: energy density 3~3.5 J/cm2, spot sizes 29 to 51 μm, repetition rates 5 Hz (polished thin-section) and 10 Hz (polished blocks), ~30 s background acquisition, ~40 s sample data acquisition | STDGL3 (Danyushevsky et al. 2011) and GSD-1G (USGS) | 7.6 | [19 empty] | 9600 | [5 empty] | 0.44 | [5 empty] | 2020 | [9 empty] | 126822 |  | 17.52 |  |  |  | 15.13 | [7 empty] | 160 | [13 empty] | 3222 | [15 empty] | 15.3 | [17 empty] | 2.3 | [9 empty] | 5.55 | [32 empty] | 2025 |  |  | CHN | Tibet
| Lawu |  | Magmatic hydrothermal | Skarn | Cu-Pb-Zn skarn | Cu, Pb, Zn | In, Sn | Cu, Pb, Zn, In, Sn |  |  | LC09-18.4-1 | LC09-18.4-1 | underground mine |  |  |  |  | ore material | drill core | underground mining tunnels and drill cores | mineral separate | [5 empty] | mineralisation |  |  |  | sphalerite, chalcopyrite, pyrrhotite, pyrite, arsenopyrite |  |  | Sn-poor VMS |  |  |  | galena, bismuthinite, marcasite, iron oxides, pyroxene, actinolite, quartz | thin sections and polished blocks examined using optical microscope, BSE detector, and EDS prior to analysis | EMPA, LA-ICPMS | JEOL JXA-8230 electron probe microanalyzer; RESOlution-LR 193 nm ArF excimer laser ablation system coupled to an Agilent 7700x ICP-MS | Laboratory of Mineral Resources Research Center, Fuzhou University; Adelaide Microscopy, the University of Adelaide | EPMA point analysis: accelerating voltage 15 kV, beam current 20 nA, beam diameter ~5 μm; EPMA mapping: accelerating voltage 20 kV, working current 50 nA, dwell time ~10 ms; BSE imaging: accelerating voltage 20 kV, beam current 10 nA; LA-ICP-MS: energy density 3~3.5 J/cm2, spot sizes 29 to 51 μm, repetition rates 5 Hz (polished thin-section) and 10 Hz (polished blocks), ~30 s background acquisition, ~40 s sample data acquisition | STDGL3 (Danyushevsky et al. 2011) and GSD-1G (USGS) | 7.1 | [19 empty] | 8573 | [5 empty] | 2.24 | [5 empty] | 143 | [9 empty] | 121861 |  | 24.19 |  |  |  | 2.71 | [7 empty] | 89 | [13 empty] | 3219 | [15 empty] | 5.1 | [17 empty] | 1.6 | [9 empty] | 4.29 | [32 empty] | 2025 |  |  | CHN | Tibet
| Lawu |  | Magmatic hydrothermal | Skarn | Cu-Pb-Zn skarn | Cu, Pb, Zn | In, Sn | Cu, Pb, Zn, In, Sn |  |  | LC09-18.5-1 | LC09-18.5-1 | underground mine |  |  |  |  | ore material | drill core | underground mining tunnels and drill cores | mineral separate | [5 empty] | mineralisation |  |  |  | sphalerite, chalcopyrite, pyrrhotite, pyrite, arsenopyrite |  |  | Sn-poor VMS |  |  |  | galena, bismuthinite, marcasite, iron oxides, pyroxene, actinolite, quartz | thin sections and polished blocks examined using optical microscope, BSE detector, and EDS prior to analysis | EMPA, LA-ICPMS | JEOL JXA-8230 electron probe microanalyzer; RESOlution-LR 193 nm ArF excimer laser ablation system coupled to an Agilent 7700x ICP-MS | Laboratory of Mineral Resources Research Center, Fuzhou University; Adelaide Microscopy, the University of Adelaide | EPMA point analysis: accelerating voltage 15 kV, beam current 20 nA, beam diameter ~5 μm; EPMA mapping: accelerating voltage 20 kV, working current 50 nA, dwell time ~10 ms; BSE imaging: accelerating voltage 20 kV, beam current 10 nA; LA-ICP-MS: energy density 3~3.5 J/cm2, spot sizes 29 to 51 μm, repetition rates 5 Hz (polished thin-section) and 10 Hz (polished blocks), ~30 s background acquisition, ~40 s sample data acquisition | STDGL3 (Danyushevsky et al. 2011) and GSD-1G (USGS) | 9.7 | [19 empty] | 8860 | [5 empty] | 3.06 | [5 empty] | 227 | [9 empty] | 123927 |  | 21.88 |  |  |  | 4.06 | [7 empty] | 117 | [13 empty] | 3309 | [15 empty] | 25.8 | [17 empty] | 2.6 | [9 empty] | 8.07 | [32 empty] | 2025 |  |  | CHN | Tibet
| Lawu |  | Magmatic hydrothermal | Skarn | Cu-Pb-Zn skarn | Cu, Pb, Zn | In, Sn | Cu, Pb, Zn, In, Sn |  |  | LC09-18.6-1 | LC09-18.6-1 | underground mine |  |  |  |  | ore material | drill core | underground mining tunnels and drill cores | mineral separate | [5 empty] | mineralisation |  |  |  | sphalerite, chalcopyrite, pyrrhotite, pyrite, arsenopyrite |  |  | Sn-poor VMS |  |  |  | galena, bismuthinite, marcasite, iron oxides, pyroxene, actinolite, quartz | thin sections and polished blocks examined using optical microscope, BSE detector, and EDS prior to analysis | EMPA, LA-ICPMS | JEOL JXA-8230 electron probe microanalyzer; RESOlution-LR 193 nm ArF excimer laser ablation system coupled to an Agilent 7700x ICP-MS | Laboratory of Mineral Resources Research Center, Fuzhou University; Adelaide Microscopy, the University of Adelaide | EPMA point analysis: accelerating voltage 15 kV, beam current 20 nA, beam diameter ~5 μm; EPMA mapping: accelerating voltage 20 kV, working current 50 nA, dwell time ~10 ms; BSE imaging: accelerating voltage 20 kV, beam current 10 nA; LA-ICP-MS: energy density 3~3.5 J/cm2, spot sizes 29 to 51 μm, repetition rates 5 Hz (polished thin-section) and 10 Hz (polished blocks), ~30 s background acquisition, ~40 s sample data acquisition | STDGL3 (Danyushevsky et al. 2011) and GSD-1G (USGS) | 7.5 | [19 empty] | 9070 | [5 empty] | 4.41 | [5 empty] | 128 | [9 empty] | 122400 |  | 22.34 |  |  |  | 2.89 | [7 empty] | 122 | [13 empty] | 3207 | [15 empty] | 5.7 | [17 empty] | 0.5 | [9 empty] | 4.22 | [32 empty] | 2025 |  |  | CHN | Tibet
| Lawu |  | Magmatic hydrothermal | Skarn | Cu-Pb-Zn skarn | Cu, Pb, Zn | In, Sn | Cu, Pb, Zn, In, Sn |  |  | LC09-18.7-1 | LC09-18.7-1 | underground mine |  |  |  |  | ore material | drill core | underground mining tunnels and drill cores | mineral separate | [5 empty] | mineralisation |  |  |  | sphalerite, chalcopyrite, pyrrhotite, pyrite, arsenopyrite |  |  | Sn-poor VMS |  |  |  | galena, bismuthinite, marcasite, iron oxides, pyroxene, actinolite, quartz | thin sections and polished blocks examined using optical microscope, BSE detector, and EDS prior to analysis | EMPA, LA-ICPMS | JEOL JXA-8230 electron probe microanalyzer; RESOlution-LR 193 nm ArF excimer laser ablation system coupled to an Agilent 7700x ICP-MS | Laboratory of Mineral Resources Research Center, Fuzhou University; Adelaide Microscopy, the University of Adelaide | EPMA point analysis: accelerating voltage 15 kV, beam current 20 nA, beam diameter ~5 μm; EPMA mapping: accelerating voltage 20 kV, working current 50 nA, dwell time ~10 ms; BSE imaging: accelerating voltage 20 kV, beam current 10 nA; LA-ICP-MS: energy density 3~3.5 J/cm2, spot sizes 29 to 51 μm, repetition rates 5 Hz (polished thin-section) and 10 Hz (polished blocks), ~30 s background acquisition, ~40 s sample data acquisition | STDGL3 (Danyushevsky et al. 2011) and GSD-1G (USGS) | 5.8 | [19 empty] | 8558 | [5 empty] | 1.81 | [5 empty] | 210 | [9 empty] | 122818 |  | 2.27 |  |  |  | 2.81 | [7 empty] | 203 | [13 empty] | 3172 | [15 empty] | 2.8 | [17 empty] | 0.4 | [9 empty] | 3.83 | [32 empty] | 2025 |  |  | CHN | Tibet
| Lawu |  | Magmatic hydrothermal | Skarn | Cu-Pb-Zn skarn | Cu, Pb, Zn | In, Sn | Cu, Pb, Zn, In, Sn |  |  | LC09-18.8-1 | LC09-18.8-1 | underground mine |  |  |  |  | ore material | drill core | underground mining tunnels and drill cores | mineral separate | [5 empty] | mineralisation |  |  |  | sphalerite, chalcopyrite, pyrrhotite, pyrite, arsenopyrite |  |  | Sn-poor VMS |  |  |  | galena, bismuthinite, marcasite, iron oxides, pyroxene, actinolite, quartz | thin sections and polished blocks examined using optical microscope, BSE detector, and EDS prior to analysis | EMPA, LA-ICPMS | JEOL JXA-8230 electron probe microanalyzer; RESOlution-LR 193 nm ArF excimer laser ablation system coupled to an Agilent 7700x ICP-MS | Laboratory of Mineral Resources Research Center, Fuzhou University; Adelaide Microscopy, the University of Adelaide | EPMA point analysis: accelerating voltage 15 kV, beam current 20 nA, beam diameter ~5 μm; EPMA mapping: accelerating voltage 20 kV, working current 50 nA, dwell time ~10 ms; BSE imaging: accelerating voltage 20 kV, beam current 10 nA; LA-ICP-MS: energy density 3~3.5 J/cm2, spot sizes 29 to 51 μm, repetition rates 5 Hz (polished thin-section) and 10 Hz (polished blocks), ~30 s background acquisition, ~40 s sample data acquisition | STDGL3 (Danyushevsky et al. 2011) and GSD-1G (USGS) | 10.1 | [19 empty] | 8519 | [5 empty] | 1.68 | [5 empty] | 137 | [9 empty] | 121694 |  | 24.44 |  |  |  | 2.76 | [7 empty] | 66 | [13 empty] | 3114 | [15 empty] | 25.2 | [17 empty] | 1.3 | [9 empty] | 8.18 | [32 empty] | 2025 |  |  | CHN | Tibet
| Lawu |  | Magmatic hydrothermal | Skarn | Cu-Pb-Zn skarn | Cu, Pb, Zn | In, Sn | Cu, Pb, Zn, In, Sn |  |  | TB–6-1 | TB–6-1 | underground mine |  |  |  |  | ore material | drill core | underground mining tunnels and drill cores | mineral separate | [5 empty] | mineralisation |  |  |  | sphalerite, chalcopyrite, pyrrhotite, pyrite, arsenopyrite |  |  | Sn-poor VMS |  |  |  | galena, bismuthinite, marcasite, iron oxides, pyroxene, actinolite, quartz | thin sections and polished blocks examined using optical microscope, BSE detector, and EDS prior to analysis | EMPA, LA-ICPMS | JEOL JXA-8230 electron probe microanalyzer; RESOlution-LR 193 nm ArF excimer laser ablation system coupled to an Agilent 7700x ICP-MS | Laboratory of Mineral Resources Research Center, Fuzhou University; Adelaide Microscopy, the University of Adelaide | EPMA point analysis: accelerating voltage 15 kV, beam current 20 nA, beam diameter ~5 μm; EPMA mapping: accelerating voltage 20 kV, working current 50 nA, dwell time ~10 ms; BSE imaging: accelerating voltage 20 kV, beam current 10 nA; LA-ICP-MS: energy density 3~3.5 J/cm2, spot sizes 29 to 51 μm, repetition rates 5 Hz (polished thin-section) and 10 Hz (polished blocks), ~30 s background acquisition, ~40 s sample data acquisition | STDGL3 (Danyushevsky et al. 2011) and GSD-1G (USGS) | 12.61 | [19 empty] | 5065 | [5 empty] | 144.4 | [5 empty] | 526.1 | [9 empty] | 122300 |  | 0.2 |  |  |  | 2.77 | [7 empty] | 576.2 | [13 empty] | 1874 | [15 empty] | 7.53 | [17 empty] | 0.96 | [9 empty] | 3.92 | [32 empty] | 2025 |  |  | CHN | Tibet
| Lawu |  | Magmatic hydrothermal | Skarn | Cu-Pb-Zn skarn | Cu, Pb, Zn | In, Sn | Cu, Pb, Zn, In, Sn |  |  | TB–6-2 | TB–6-2 | underground mine |  |  |  |  | ore material | drill core | underground mining tunnels and drill cores | mineral separate | [5 empty] | mineralisation |  |  |  | sphalerite, chalcopyrite, pyrrhotite, pyrite, arsenopyrite |  |  | Sn-poor VMS |  |  |  | galena, bismuthinite, marcasite, iron oxides, pyroxene, actinolite, quartz | thin sections and polished blocks examined using optical microscope, BSE detector, and EDS prior to analysis | EMPA, LA-ICPMS | JEOL JXA-8230 electron probe microanalyzer; RESOlution-LR 193 nm ArF excimer laser ablation system coupled to an Agilent 7700x ICP-MS | Laboratory of Mineral Resources Research Center, Fuzhou University; Adelaide Microscopy, the University of Adelaide | EPMA point analysis: accelerating voltage 15 kV, beam current 20 nA, beam diameter ~5 μm; EPMA mapping: accelerating voltage 20 kV, working current 50 nA, dwell time ~10 ms; BSE imaging: accelerating voltage 20 kV, beam current 10 nA; LA-ICP-MS: energy density 3~3.5 J/cm2, spot sizes 29 to 51 μm, repetition rates 5 Hz (polished thin-section) and 10 Hz (polished blocks), ~30 s background acquisition, ~40 s sample data acquisition | STDGL3 (Danyushevsky et al. 2011) and GSD-1G (USGS) | 10.71 | [19 empty] | 4794 | [5 empty] | 142.7 | [5 empty] | 510.3 | [9 empty] | 129100 |  | 0.29 |  |  |  | 3.21 | [7 empty] | 558.8 | [13 empty] | 2559 | [15 empty] | 10.5 | [17 empty] | 1.03 | [9 empty] | 29.31 | [32 empty] | 2025 |  |  | CHN | Tibet
| Lawu |  | Magmatic hydrothermal | Skarn | Cu-Pb-Zn skarn | Cu, Pb, Zn | In, Sn | Cu, Pb, Zn, In, Sn |  |  | TB–6-3 | TB–6-3 | underground mine |  |  |  |  | ore material | drill core | underground mining tunnels and drill cores | mineral separate | [5 empty] | mineralisation |  |  |  | sphalerite, chalcopyrite, pyrrhotite, pyrite, arsenopyrite |  |  | Sn-poor VMS |  |  |  | galena, bismuthinite, marcasite, iron oxides, pyroxene, actinolite, quartz | thin sections and polished blocks examined using optical microscope, BSE detector, and EDS prior to analysis | EMPA, LA-ICPMS | JEOL JXA-8230 electron probe microanalyzer; RESOlution-LR 193 nm ArF excimer laser ablation system coupled to an Agilent 7700x ICP-MS | Laboratory of Mineral Resources Research Center, Fuzhou University; Adelaide Microscopy, the University of Adelaide | EPMA point analysis: accelerating voltage 15 kV, beam current 20 nA, beam diameter ~5 μm; EPMA mapping: accelerating voltage 20 kV, working current 50 nA, dwell time ~10 ms; BSE imaging: accelerating voltage 20 kV, beam current 10 nA; LA-ICP-MS: energy density 3~3.5 J/cm2, spot sizes 29 to 51 μm, repetition rates 5 Hz (polished thin-section) and 10 Hz (polished blocks), ~30 s background acquisition, ~40 s sample data acquisition | STDGL3 (Danyushevsky et al. 2011) and GSD-1G (USGS) | 6.37 | [19 empty] | 4721 | [5 empty] | 124.3 | [5 empty] | 354.4 | [9 empty] | 118400 |  | 0.22 |  |  |  | 2.78 | [7 empty] | 450.9 | [13 empty] | 2185 | [15 empty] | 3.12 | [17 empty] | 0.26 | [9 empty] | 7.35 | [32 empty] | 2025 |  |  | CHN | Tibet
| Lawu |  | Magmatic hydrothermal | Skarn | Cu-Pb-Zn skarn | Cu, Pb, Zn | In, Sn | Cu, Pb, Zn, In, Sn |  |  | TB–6-4 | TB–6-4 | underground mine |  |  |  |  | ore material | drill core | underground mining tunnels and drill cores | mineral separate | [5 empty] | mineralisation |  |  |  | sphalerite, chalcopyrite, pyrrhotite, pyrite, arsenopyrite |  |  | Sn-poor VMS |  |  |  | galena, bismuthinite, marcasite, iron oxides, pyroxene, actinolite, quartz | thin sections and polished blocks examined using optical microscope, BSE detector, and EDS prior to analysis | EMPA, LA-ICPMS | JEOL JXA-8230 electron probe microanalyzer; RESOlution-LR 193 nm ArF excimer laser ablation system coupled to an Agilent 7700x ICP-MS | Laboratory of Mineral Resources Research Center, Fuzhou University; Adelaide Microscopy, the University of Adelaide | EPMA point analysis: accelerating voltage 15 kV, beam current 20 nA, beam diameter ~5 μm; EPMA mapping: accelerating voltage 20 kV, working current 50 nA, dwell time ~10 ms; BSE imaging: accelerating voltage 20 kV, beam current 10 nA; LA-ICP-MS: energy density 3~3.5 J/cm2, spot sizes 29 to 51 μm, repetition rates 5 Hz (polished thin-section) and 10 Hz (polished blocks), ~30 s background acquisition, ~40 s sample data acquisition | STDGL3 (Danyushevsky et al. 2011) and GSD-1G (USGS) | 16.58 | [19 empty] | 5257 | [5 empty] | 134.7 | [5 empty] | 633.5 | [9 empty] | 118600 |  | 0.21 |  |  |  | 2.4 | [7 empty] | 519 | [13 empty] | 1655 | [15 empty] | 15.4 | [17 empty] | 1.93 | [9 empty] | 0.99 | [32 empty] | 2025 |  |  | CHN | Tibet
| Lawu |  | Magmatic hydrothermal | Skarn | Cu-Pb-Zn skarn | Cu, Pb, Zn | In, Sn | Cu, Pb, Zn, In, Sn |  |  | TB–6-5 | TB–6-5 | underground mine |  |  |  |  | ore material | drill core | underground mining tunnels and drill cores | mineral separate | [5 empty] | mineralisation |  |  |  | sphalerite, chalcopyrite, pyrrhotite, pyrite, arsenopyrite |  |  | Sn-poor VMS |  |  |  | galena, bismuthinite, marcasite, iron oxides, pyroxene, actinolite, quartz | thin sections and polished blocks examined using optical microscope, BSE detector, and EDS prior to analysis | EMPA, LA-ICPMS | JEOL JXA-8230 electron probe microanalyzer; RESOlution-LR 193 nm ArF excimer laser ablation system coupled to an Agilent 7700x ICP-MS | Laboratory of Mineral Resources Research Center, Fuzhou University; Adelaide Microscopy, the University of Adelaide | EPMA point analysis: accelerating voltage 15 kV, beam current 20 nA, beam diameter ~5 μm; EPMA mapping: accelerating voltage 20 kV, working current 50 nA, dwell time ~10 ms; BSE imaging: accelerating voltage 20 kV, beam current 10 nA; LA-ICP-MS: energy density 3~3.5 J/cm2, spot sizes 29 to 51 μm, repetition rates 5 Hz (polished thin-section) and 10 Hz (polished blocks), ~30 s background acquisition, ~40 s sample data acquisition | STDGL3 (Danyushevsky et al. 2011) and GSD-1G (USGS) | 13.43 | [19 empty] | 5419 | [5 empty] | 133.8 | [5 empty] | 570.8 | [9 empty] | 123300 |  | 0.23 |  |  |  | 3.01 | [7 empty] | 543.1 | [13 empty] | 1869 | [15 empty] | 10.25 | [17 empty] | 0.81 | [9 empty] | 1.54 | [32 empty] | 2025 |  |  | CHN | Tibet
| Lawu |  | Magmatic hydrothermal | Skarn | Cu-Pb-Zn skarn | Cu, Pb, Zn | In, Sn | Cu, Pb, Zn, In, Sn |  |  | TB–6-6 | TB–6-6 | underground mine |  |  |  |  | ore material | drill core | underground mining tunnels and drill cores | mineral separate | [5 empty] | mineralisation |  |  |  | sphalerite, chalcopyrite, pyrrhotite, pyrite, arsenopyrite |  |  | Sn-poor VMS |  |  |  | galena, bismuthinite, marcasite, iron oxides, pyroxene, actinolite, quartz | thin sections and polished blocks examined using optical microscope, BSE detector, and EDS prior to analysis | EMPA, LA-ICPMS | JEOL JXA-8230 electron probe microanalyzer; RESOlution-LR 193 nm ArF excimer laser ablation system coupled to an Agilent 7700x ICP-MS | Laboratory of Mineral Resources Research Center, Fuzhou University; Adelaide Microscopy, the University of Adelaide | EPMA point analysis: accelerating voltage 15 kV, beam current 20 nA, beam diameter ~5 μm; EPMA mapping: accelerating voltage 20 kV, working current 50 nA, dwell time ~10 ms; BSE imaging: accelerating voltage 20 kV, beam current 10 nA; LA-ICP-MS: energy density 3~3.5 J/cm2, spot sizes 29 to 51 μm, repetition rates 5 Hz (polished thin-section) and 10 Hz (polished blocks), ~30 s background acquisition, ~40 s sample data acquisition | STDGL3 (Danyushevsky et al. 2011) and GSD-1G (USGS) | 15.92 | [19 empty] | 5219 | [5 empty] | 128.6 | [5 empty] | 901.3 | [9 empty] | 118800 |  | 0.32 |  |  |  | 2.65 | [7 empty] | 534.5 | [13 empty] | 1808 | [15 empty] | 9.44 | [17 empty] | 1.02 | [9 empty] | 1.26 | [32 empty] | 2025 |  |  | CHN | Tibet
| Lawu |  | Magmatic hydrothermal | Skarn | Cu-Pb-Zn skarn | Cu, Pb, Zn | In, Sn | Cu, Pb, Zn, In, Sn |  |  | TB–6-7 | TB–6-7 | underground mine |  |  |  |  | ore material | drill core | underground mining tunnels and drill cores | mineral separate | [5 empty] | mineralisation |  |  |  | sphalerite, chalcopyrite, pyrrhotite, pyrite, arsenopyrite |  |  | Sn-poor VMS |  |  |  | galena, bismuthinite, marcasite, iron oxides, pyroxene, actinolite, quartz | thin sections and polished blocks examined using optical microscope, BSE detector, and EDS prior to analysis | EMPA, LA-ICPMS | JEOL JXA-8230 electron probe microanalyzer; RESOlution-LR 193 nm ArF excimer laser ablation system coupled to an Agilent 7700x ICP-MS | Laboratory of Mineral Resources Research Center, Fuzhou University; Adelaide Microscopy, the University of Adelaide | EPMA point analysis: accelerating voltage 15 kV, beam current 20 nA, beam diameter ~5 μm; EPMA mapping: accelerating voltage 20 kV, working current 50 nA, dwell time ~10 ms; BSE imaging: accelerating voltage 20 kV, beam current 10 nA; LA-ICP-MS: energy density 3~3.5 J/cm2, spot sizes 29 to 51 μm, repetition rates 5 Hz (polished thin-section) and 10 Hz (polished blocks), ~30 s background acquisition, ~40 s sample data acquisition | STDGL3 (Danyushevsky et al. 2011) and GSD-1G (USGS) | 9.05 | [19 empty] | 4983 | [5 empty] | 113.5 | [5 empty] | 429.3 | [9 empty] | 119300 |  | 0.24 |  |  |  | 3 | [7 empty] | 457.9 | [13 empty] | 2311 | [15 empty] | 5.11 | [17 empty] | 0.2 | [9 empty] | 1.19 | [32 empty] | 2025 |  |  | CHN | Tibet
| Lawu |  | Magmatic hydrothermal | Skarn | Cu-Pb-Zn skarn | Cu, Pb, Zn | In, Sn | Cu, Pb, Zn, In, Sn |  |  | TB–6-8 | TB–6-8 | underground mine |  |  |  |  | ore material | drill core | underground mining tunnels and drill cores | mineral separate | [5 empty] | mineralisation |  |  |  | sphalerite, chalcopyrite, pyrrhotite, pyrite, arsenopyrite |  |  | Sn-poor VMS |  |  |  | galena, bismuthinite, marcasite, iron oxides, pyroxene, actinolite, quartz | thin sections and polished blocks examined using optical microscope, BSE detector, and EDS prior to analysis | EMPA, LA-ICPMS | JEOL JXA-8230 electron probe microanalyzer; RESOlution-LR 193 nm ArF excimer laser ablation system coupled to an Agilent 7700x ICP-MS | Laboratory of Mineral Resources Research Center, Fuzhou University; Adelaide Microscopy, the University of Adelaide | EPMA point analysis: accelerating voltage 15 kV, beam current 20 nA, beam diameter ~5 μm; EPMA mapping: accelerating voltage 20 kV, working current 50 nA, dwell time ~10 ms; BSE imaging: accelerating voltage 20 kV, beam current 10 nA; LA-ICP-MS: energy density 3~3.5 J/cm2, spot sizes 29 to 51 μm, repetition rates 5 Hz (polished thin-section) and 10 Hz (polished blocks), ~30 s background acquisition, ~40 s sample data acquisition | STDGL3 (Danyushevsky et al. 2011) and GSD-1G (USGS) | 16.59 | [19 empty] | 5174 | [5 empty] | 148.3 | [5 empty] | 550.2 | [9 empty] | 136300 |  | 0.12 |  |  |  | 3.43 | [7 empty] | 585.9 | [13 empty] | 1433 | [15 empty] | 13.87 | [17 empty] | 1.94 | [9 empty] | 1.27 | [32 empty] | 2025 |  |  | CHN | Tibet
| Lawu |  | Magmatic hydrothermal | Skarn | Cu-Pb-Zn skarn | Cu, Pb, Zn | In, Sn | Cu, Pb, Zn, In, Sn |  |  | TB–6-9 | TB–6-9 | underground mine |  |  |  |  | ore material | drill core | underground mining tunnels and drill cores | mineral separate | [5 empty] | mineralisation |  |  |  | sphalerite, chalcopyrite, pyrrhotite, pyrite, arsenopyrite |  |  | Sn-poor VMS |  |  |  | galena, bismuthinite, marcasite, iron oxides, pyroxene, actinolite, quartz | thin sections and polished blocks examined using optical microscope, BSE detector, and EDS prior to analysis | EMPA, LA-ICPMS | JEOL JXA-8230 electron probe microanalyzer; RESOlution-LR 193 nm ArF excimer laser ablation system coupled to an Agilent 7700x ICP-MS | Laboratory of Mineral Resources Research Center, Fuzhou University; Adelaide Microscopy, the University of Adelaide | EPMA point analysis: accelerating voltage 15 kV, beam current 20 nA, beam diameter ~5 μm; EPMA mapping: accelerating voltage 20 kV, working current 50 nA, dwell time ~10 ms; BSE imaging: accelerating voltage 20 kV, beam current 10 nA; LA-ICP-MS: energy density 3~3.5 J/cm2, spot sizes 29 to 51 μm, repetition rates 5 Hz (polished thin-section) and 10 Hz (polished blocks), ~30 s background acquisition, ~40 s sample data acquisition | STDGL3 (Danyushevsky et al. 2011) and GSD-1G (USGS) | 18.6 | [19 empty] | 5126 | [5 empty] | 144.7 | [5 empty] | 609.6 | [9 empty] | 127200 |  | 0.16 |  |  |  | 3.05 | [7 empty] | 619.4 | [13 empty] | 1721 | [15 empty] | 17.3 | [17 empty] | 1.16 | [9 empty] | 5.15 | [32 empty] | 2025 |  |  | CHN | Tibet
| Lawu |  | Magmatic hydrothermal | Skarn | Cu-Pb-Zn skarn | Cu, Pb, Zn | In, Sn | Cu, Pb, Zn, In, Sn |  |  | TB–6-10 | TB–6-10 | underground mine |  |  |  |  | ore material | drill core | underground mining tunnels and drill cores | mineral separate | [5 empty] | mineralisation |  |  |  | sphalerite, chalcopyrite, pyrrhotite, pyrite, arsenopyrite |  |  | Sn-poor VMS |  |  |  | galena, bismuthinite, marcasite, iron oxides, pyroxene, actinolite, quartz | thin sections and polished blocks examined using optical microscope, BSE detector, and EDS prior to analysis | EMPA, LA-ICPMS | JEOL JXA-8230 electron probe microanalyzer; RESOlution-LR 193 nm ArF excimer laser ablation system coupled to an Agilent 7700x ICP-MS | Laboratory of Mineral Resources Research Center, Fuzhou University; Adelaide Microscopy, the University of Adelaide | EPMA point analysis: accelerating voltage 15 kV, beam current 20 nA, beam diameter ~5 μm; EPMA mapping: accelerating voltage 20 kV, working current 50 nA, dwell time ~10 ms; BSE imaging: accelerating voltage 20 kV, beam current 10 nA; LA-ICP-MS: energy density 3~3.5 J/cm2, spot sizes 29 to 51 μm, repetition rates 5 Hz (polished thin-section) and 10 Hz (polished blocks), ~30 s background acquisition, ~40 s sample data acquisition | STDGL3 (Danyushevsky et al. 2011) and GSD-1G (USGS) | 10.69 | [19 empty] | 4408 | [5 empty] | 126.3 | [5 empty] | 444.6 | [9 empty] | 122800 |  | 0.32 |  |  |  | 2.97 | [7 empty] | 506.5 | [13 empty] | 2047 | [15 empty] | 7.41 | [17 empty] | 0.52 | [9 empty] | 1.88 | [32 empty] | 2025 |  |  | CHN | Tibet
| Lawu |  | Magmatic hydrothermal | Skarn | Cu-Pb-Zn skarn | Cu, Pb, Zn | In, Sn | Cu, Pb, Zn, In, Sn |  |  | TB–6-11 | TB–6-11 | underground mine |  |  |  |  | ore material | drill core | underground mining tunnels and drill cores | mineral separate | [5 empty] | mineralisation |  |  |  | sphalerite, chalcopyrite, pyrrhotite, pyrite, arsenopyrite |  |  | Sn-poor VMS |  |  |  | galena, bismuthinite, marcasite, iron oxides, pyroxene, actinolite, quartz | thin sections and polished blocks examined using optical microscope, BSE detector, and EDS prior to analysis | EMPA, LA-ICPMS | JEOL JXA-8230 electron probe microanalyzer; RESOlution-LR 193 nm ArF excimer laser ablation system coupled to an Agilent 7700x ICP-MS | Laboratory of Mineral Resources Research Center, Fuzhou University; Adelaide Microscopy, the University of Adelaide | EPMA point analysis: accelerating voltage 15 kV, beam current 20 nA, beam diameter ~5 μm; EPMA mapping: accelerating voltage 20 kV, working current 50 nA, dwell time ~10 ms; BSE imaging: accelerating voltage 20 kV, beam current 10 nA; LA-ICP-MS: energy density 3~3.5 J/cm2, spot sizes 29 to 51 μm, repetition rates 5 Hz (polished thin-section) and 10 Hz (polished blocks), ~30 s background acquisition, ~40 s sample data acquisition | STDGL3 (Danyushevsky et al. 2011) and GSD-1G (USGS) | 4.71 | [19 empty] | 5075 | [5 empty] | 111.7 | [5 empty] | 324 | [9 empty] | 120900 |  | 0.18 |  |  |  | 2.44 | [7 empty] | 419.8 | [13 empty] | 2463 | [15 empty] | 1.94 | [17 empty] | 0.4 | [9 empty] | 0.76 | [32 empty] | 2025 |  |  | CHN | Tibet
| Lawu |  | Magmatic hydrothermal | Skarn | Cu-Pb-Zn skarn | Cu, Pb, Zn | In, Sn | Cu, Pb, Zn, In, Sn |  |  | TB–6-12 | TB–6-12 | underground mine |  |  |  |  | ore material | drill core | underground mining tunnels and drill cores | mineral separate | [5 empty] | mineralisation |  |  |  | sphalerite, chalcopyrite, pyrrhotite, pyrite, arsenopyrite |  |  | Sn-poor VMS |  |  |  | galena, bismuthinite, marcasite, iron oxides, pyroxene, actinolite, quartz | thin sections and polished blocks examined using optical microscope, BSE detector, and EDS prior to analysis | EMPA, LA-ICPMS | JEOL JXA-8230 electron probe microanalyzer; RESOlution-LR 193 nm ArF excimer laser ablation system coupled to an Agilent 7700x ICP-MS | Laboratory of Mineral Resources Research Center, Fuzhou University; Adelaide Microscopy, the University of Adelaide | EPMA point analysis: accelerating voltage 15 kV, beam current 20 nA, beam diameter ~5 μm; EPMA mapping: accelerating voltage 20 kV, working current 50 nA, dwell time ~10 ms; BSE imaging: accelerating voltage 20 kV, beam current 10 nA; LA-ICP-MS: energy density 3~3.5 J/cm2, spot sizes 29 to 51 μm, repetition rates 5 Hz (polished thin-section) and 10 Hz (polished blocks), ~30 s background acquisition, ~40 s sample data acquisition | STDGL3 (Danyushevsky et al. 2011) and GSD-1G (USGS) | 14.46 | [19 empty] | 4491 | [5 empty] | 132.5 | [5 empty] | 627.4 | [9 empty] | 141800 |  | 0.7 |  |  |  | 5.82 | [7 empty] | 466.7 | [13 empty] | 6318 | [15 empty] | 11.81 | [17 empty] | 1.07 | [9 empty] | 6.62 | [32 empty] | 2025 |  |  | CHN | Tibet
| Lawu |  | Magmatic hydrothermal | Skarn | Cu-Pb-Zn skarn | Cu, Pb, Zn | In, Sn | Cu, Pb, Zn, In, Sn |  |  | TB–6-13 | TB–6-13 | underground mine |  |  |  |  | ore material | drill core | underground mining tunnels and drill cores | mineral separate | [5 empty] | mineralisation |  |  |  | sphalerite, chalcopyrite, pyrrhotite, pyrite, arsenopyrite |  |  | Sn-poor VMS |  |  |  | galena, bismuthinite, marcasite, iron oxides, pyroxene, actinolite, quartz | thin sections and polished blocks examined using optical microscope, BSE detector, and EDS prior to analysis | EMPA, LA-ICPMS | JEOL JXA-8230 electron probe microanalyzer; RESOlution-LR 193 nm ArF excimer laser ablation system coupled to an Agilent 7700x ICP-MS | Laboratory of Mineral Resources Research Center, Fuzhou University; Adelaide Microscopy, the University of Adelaide | EPMA point analysis: accelerating voltage 15 kV, beam current 20 nA, beam diameter ~5 μm; EPMA mapping: accelerating voltage 20 kV, working current 50 nA, dwell time ~10 ms; BSE imaging: accelerating voltage 20 kV, beam current 10 nA; LA-ICP-MS: energy density 3~3.5 J/cm2, spot sizes 29 to 51 μm, repetition rates 5 Hz (polished thin-section) and 10 Hz (polished blocks), ~30 s background acquisition, ~40 s sample data acquisition | STDGL3 (Danyushevsky et al. 2011) and GSD-1G (USGS) | 15.92 | [19 empty] | 5354 | [5 empty] | 140.5 | [5 empty] | 668.9 | [9 empty] | 118700 |  | 0.18 |  |  |  | 3.25 | [7 empty] | 571.9 | [13 empty] | 1663 | [15 empty] | 10.93 | [17 empty] | 0.88 | [9 empty] | 2.65 | [32 empty] | 2025 |  |  | CHN | Tibet
| Lawu |  | Magmatic hydrothermal | Skarn | Cu-Pb-Zn skarn | Cu, Pb, Zn | In, Sn | Cu, Pb, Zn, In, Sn |  |  | TB–6-14 | TB–6-14 | underground mine |  |  |  |  | ore material | drill core | underground mining tunnels and drill cores | mineral separate | [5 empty] | mineralisation |  |  |  | sphalerite, chalcopyrite, pyrrhotite, pyrite, arsenopyrite |  |  | Sn-poor VMS |  |  |  | galena, bismuthinite, marcasite, iron oxides, pyroxene, actinolite, quartz | thin sections and polished blocks examined using optical microscope, BSE detector, and EDS prior to analysis | EMPA, LA-ICPMS | JEOL JXA-8230 electron probe microanalyzer; RESOlution-LR 193 nm ArF excimer laser ablation system coupled to an Agilent 7700x ICP-MS | Laboratory of Mineral Resources Research Center, Fuzhou University; Adelaide Microscopy, the University of Adelaide | EPMA point analysis: accelerating voltage 15 kV, beam current 20 nA, beam diameter ~5 μm; EPMA mapping: accelerating voltage 20 kV, working current 50 nA, dwell time ~10 ms; BSE imaging: accelerating voltage 20 kV, beam current 10 nA; LA-ICP-MS: energy density 3~3.5 J/cm2, spot sizes 29 to 51 μm, repetition rates 5 Hz (polished thin-section) and 10 Hz (polished blocks), ~30 s background acquisition, ~40 s sample data acquisition | STDGL3 (Danyushevsky et al. 2011) and GSD-1G (USGS) | 16.08 | [19 empty] | 4725 | [5 empty] | 113.1 | [5 empty] | 503.1 | [9 empty] | 114200 |  | 0.21 |  |  |  | 2.64 | [7 empty] | 428.6 | [13 empty] | 1819 | [15 empty] | 15.21 | [17 empty] | 1.19 | [9 empty] | 1.56 | [32 empty] | 2025 |  |  | CHN | Tibet
| Lawu |  | Magmatic hydrothermal | Skarn | Cu-Pb-Zn skarn | Cu, Pb, Zn | In, Sn | Cu, Pb, Zn, In, Sn |  |  | TB–6-15 | TB–6-15 | underground mine |  |  |  |  | ore material | drill core | underground mining tunnels and drill cores | mineral separate | [5 empty] | mineralisation |  |  |  | sphalerite, chalcopyrite, pyrrhotite, pyrite, arsenopyrite |  |  | Sn-poor VMS |  |  |  | galena, bismuthinite, marcasite, iron oxides, pyroxene, actinolite, quartz | thin sections and polished blocks examined using optical microscope, BSE detector, and EDS prior to analysis | EMPA, LA-ICPMS | JEOL JXA-8230 electron probe microanalyzer; RESOlution-LR 193 nm ArF excimer laser ablation system coupled to an Agilent 7700x ICP-MS | Laboratory of Mineral Resources Research Center, Fuzhou University; Adelaide Microscopy, the University of Adelaide | EPMA point analysis: accelerating voltage 15 kV, beam current 20 nA, beam diameter ~5 μm; EPMA mapping: accelerating voltage 20 kV, working current 50 nA, dwell time ~10 ms; BSE imaging: accelerating voltage 20 kV, beam current 10 nA; LA-ICP-MS: energy density 3~3.5 J/cm2, spot sizes 29 to 51 μm, repetition rates 5 Hz (polished thin-section) and 10 Hz (polished blocks), ~30 s background acquisition, ~40 s sample data acquisition | STDGL3 (Danyushevsky et al. 2011) and GSD-1G (USGS) | 20.29 | [19 empty] | 4372 | [5 empty] | 112.9 | [5 empty] | 383.3 | [9 empty] | 110600 |  | 0.22 |  |  |  | 2.88 | [7 empty] | 394.1 | [13 empty] | 1731 | [15 empty] | 22.09 | [17 empty] | 1.73 | [9 empty] | 1.98 | [32 empty] | 2025 |  |  | CHN | Tibet
| Lawu |  | Magmatic hydrothermal | Skarn | Cu-Pb-Zn skarn | Cu, Pb, Zn | In, Sn | Cu, Pb, Zn, In, Sn |  |  | TB–6-16 | TB–6-16 | underground mine |  |  |  |  | ore material | drill core | underground mining tunnels and drill cores | mineral separate | [5 empty] | mineralisation |  |  |  | sphalerite, chalcopyrite, pyrrhotite, pyrite, arsenopyrite |  |  | Sn-poor VMS |  |  |  | galena, bismuthinite, marcasite, iron oxides, pyroxene, actinolite, quartz | thin sections and polished blocks examined using optical microscope, BSE detector, and EDS prior to analysis | EMPA, LA-ICPMS | JEOL JXA-8230 electron probe microanalyzer; RESOlution-LR 193 nm ArF excimer laser ablation system coupled to an Agilent 7700x ICP-MS | Laboratory of Mineral Resources Research Center, Fuzhou University; Adelaide Microscopy, the University of Adelaide | EPMA point analysis: accelerating voltage 15 kV, beam current 20 nA, beam diameter ~5 μm; EPMA mapping: accelerating voltage 20 kV, working current 50 nA, dwell time ~10 ms; BSE imaging: accelerating voltage 20 kV, beam current 10 nA; LA-ICP-MS: energy density 3~3.5 J/cm2, spot sizes 29 to 51 μm, repetition rates 5 Hz (polished thin-section) and 10 Hz (polished blocks), ~30 s background acquisition, ~40 s sample data acquisition | STDGL3 (Danyushevsky et al. 2011) and GSD-1G (USGS) | 6.47 | [19 empty] | 4683 | [5 empty] | 115 | [5 empty] | 329.8 | [9 empty] | 116100 |  | 0.23 |  |  |  | 2.81 | [7 empty] | 413.9 | [13 empty] | 1951 | [15 empty] | 4.39 | [17 empty] | 0.45 | [9 empty] | 0.9 | [32 empty] | 2025 |  |  | CHN | Tibet
| Lawu |  | Magmatic hydrothermal | Skarn | Cu-Pb-Zn skarn | Cu, Pb, Zn | In, Sn | Cu, Pb, Zn, In, Sn |  |  | TB–6-17 | TB–6-17 | underground mine |  |  |  |  | ore material | drill core | underground mining tunnels and drill cores | mineral separate | [5 empty] | mineralisation |  |  |  | sphalerite, chalcopyrite, pyrrhotite, pyrite, arsenopyrite |  |  | Sn-poor VMS |  |  |  | galena, bismuthinite, marcasite, iron oxides, pyroxene, actinolite, quartz | thin sections and polished blocks examined using optical microscope, BSE detector, and EDS prior to analysis | EMPA, LA-ICPMS | JEOL JXA-8230 electron probe microanalyzer; RESOlution-LR 193 nm ArF excimer laser ablation system coupled to an Agilent 7700x ICP-MS | Laboratory of Mineral Resources Research Center, Fuzhou University; Adelaide Microscopy, the University of Adelaide | EPMA point analysis: accelerating voltage 15 kV, beam current 20 nA, beam diameter ~5 μm; EPMA mapping: accelerating voltage 20 kV, working current 50 nA, dwell time ~10 ms; BSE imaging: accelerating voltage 20 kV, beam current 10 nA; LA-ICP-MS: energy density 3~3.5 J/cm2, spot sizes 29 to 51 μm, repetition rates 5 Hz (polished thin-section) and 10 Hz (polished blocks), ~30 s background acquisition, ~40 s sample data acquisition | STDGL3 (Danyushevsky et al. 2011) and GSD-1G (USGS) | 12.77 | [19 empty] | 4497 | [5 empty] | 115.6 | [5 empty] | 419.1 | [9 empty] | 112000 |  | 0.18 |  |  |  | 2.79 | [7 empty] | 419.1 | [13 empty] | 1654 | [15 empty] | 9.98 | [17 empty] | 1.22 | [9 empty] | 1.08 | [32 empty] | 2025 |  |  | CHN | Tibet
| Lawu |  | Magmatic hydrothermal | Skarn | Cu-Pb-Zn skarn | Cu, Pb, Zn | In, Sn | Cu, Pb, Zn, In, Sn |  |  | TB–6-18 | TB–6-18 | underground mine |  |  |  |  | ore material | drill core | underground mining tunnels and drill cores | mineral separate | [5 empty] | mineralisation |  |  |  | sphalerite, chalcopyrite, pyrrhotite, pyrite, arsenopyrite |  |  | Sn-poor VMS |  |  |  | galena, bismuthinite, marcasite, iron oxides, pyroxene, actinolite, quartz | thin sections and polished blocks examined using optical microscope, BSE detector, and EDS prior to analysis | EMPA, LA-ICPMS | JEOL JXA-8230 electron probe microanalyzer; RESOlution-LR 193 nm ArF excimer laser ablation system coupled to an Agilent 7700x ICP-MS | Laboratory of Mineral Resources Research Center, Fuzhou University; Adelaide Microscopy, the University of Adelaide | EPMA point analysis: accelerating voltage 15 kV, beam current 20 nA, beam diameter ~5 μm; EPMA mapping: accelerating voltage 20 kV, working current 50 nA, dwell time ~10 ms; BSE imaging: accelerating voltage 20 kV, beam current 10 nA; LA-ICP-MS: energy density 3~3.5 J/cm2, spot sizes 29 to 51 μm, repetition rates 5 Hz (polished thin-section) and 10 Hz (polished blocks), ~30 s background acquisition, ~40 s sample data acquisition | STDGL3 (Danyushevsky et al. 2011) and GSD-1G (USGS) | 14.11 | [19 empty] | 4644 | [5 empty] | 112.7 | [5 empty] | 402.8 | [9 empty] | 112900 |  | 0.22 |  |  |  | 2.23 | [7 empty] | 422.3 | [13 empty] | 1747 | [15 empty] | 11.67 | [17 empty] | 1.43 | [9 empty] | 1.1 | [32 empty] | 2025 |  |  | CHN | Tibet
| Lawu |  | Magmatic hydrothermal | Skarn | Cu-Pb-Zn skarn | Cu, Pb, Zn | In, Sn | Cu, Pb, Zn, In, Sn |  |  | TB–6-19 | TB–6-19 | underground mine |  |  |  |  | ore material | drill core | underground mining tunnels and drill cores | mineral separate | [5 empty] | mineralisation |  |  |  | sphalerite, chalcopyrite, pyrrhotite, pyrite, arsenopyrite |  |  | Sn-poor VMS |  |  |  | galena, bismuthinite, marcasite, iron oxides, pyroxene, actinolite, quartz | thin sections and polished blocks examined using optical microscope, BSE detector, and EDS prior to analysis | EMPA, LA-ICPMS | JEOL JXA-8230 electron probe microanalyzer; RESOlution-LR 193 nm ArF excimer laser ablation system coupled to an Agilent 7700x ICP-MS | Laboratory of Mineral Resources Research Center, Fuzhou University; Adelaide Microscopy, the University of Adelaide | EPMA point analysis: accelerating voltage 15 kV, beam current 20 nA, beam diameter ~5 μm; EPMA mapping: accelerating voltage 20 kV, working current 50 nA, dwell time ~10 ms; BSE imaging: accelerating voltage 20 kV, beam current 10 nA; LA-ICP-MS: energy density 3~3.5 J/cm2, spot sizes 29 to 51 μm, repetition rates 5 Hz (polished thin-section) and 10 Hz (polished blocks), ~30 s background acquisition, ~40 s sample data acquisition | STDGL3 (Danyushevsky et al. 2011) and GSD-1G (USGS) | 8.94 | [19 empty] | 5808 | [5 empty] | 139.1 | [5 empty] | 515.9 | [9 empty] | 125400 |  | 0.23 |  |  |  | 2.85 | [7 empty] | 575 | [13 empty] | 1854 | [15 empty] | 4.05 | [17 empty] | 0.4 | [9 empty] | 0.82 | [32 empty] | 2025 |  |  | CHN | Tibet
| Lawu |  | Magmatic hydrothermal | Skarn | Cu-Pb-Zn skarn | Cu, Pb, Zn | In, Sn | Cu, Pb, Zn, In, Sn |  |  | TB–6-20 | TB–6-20 | underground mine |  |  |  |  | ore material | drill core | underground mining tunnels and drill cores | mineral separate | [5 empty] | mineralisation |  |  |  | sphalerite, chalcopyrite, pyrrhotite, pyrite, arsenopyrite |  |  | Sn-poor VMS |  |  |  | galena, bismuthinite, marcasite, iron oxides, pyroxene, actinolite, quartz | thin sections and polished blocks examined using optical microscope, BSE detector, and EDS prior to analysis | EMPA, LA-ICPMS | JEOL JXA-8230 electron probe microanalyzer; RESOlution-LR 193 nm ArF excimer laser ablation system coupled to an Agilent 7700x ICP-MS | Laboratory of Mineral Resources Research Center, Fuzhou University; Adelaide Microscopy, the University of Adelaide | EPMA point analysis: accelerating voltage 15 kV, beam current 20 nA, beam diameter ~5 μm; EPMA mapping: accelerating voltage 20 kV, working current 50 nA, dwell time ~10 ms; BSE imaging: accelerating voltage 20 kV, beam current 10 nA; LA-ICP-MS: energy density 3~3.5 J/cm2, spot sizes 29 to 51 μm, repetition rates 5 Hz (polished thin-section) and 10 Hz (polished blocks), ~30 s background acquisition, ~40 s sample data acquisition | STDGL3 (Danyushevsky et al. 2011) and GSD-1G (USGS) | 17.63 | [19 empty] | 5579 | [5 empty] | 158.9 | [5 empty] | 560.9 | [9 empty] | 188100 |  | 0.21 |  |  |  | 4.41 | [7 empty] | 643.5 | [13 empty] | 1720 | [15 empty] | 17.19 | [17 empty] | 1.95 | [9 empty] | 4.8 | [32 empty] | 2025 |  |  | CHN | Tibet
| Lawu |  | Magmatic hydrothermal | Skarn | Cu-Pb-Zn skarn | Cu, Pb, Zn | In, Sn | Cu, Pb, Zn, In, Sn |  |  | TB–6-21 | TB–6-21 | underground mine |  |  |  |  | ore material | drill core | underground mining tunnels and drill cores | mineral separate | [5 empty] | mineralisation |  |  |  | sphalerite, chalcopyrite, pyrrhotite, pyrite, arsenopyrite |  |  | Sn-poor VMS |  |  |  | galena, bismuthinite, marcasite, iron oxides, pyroxene, actinolite, quartz | thin sections and polished blocks examined using optical microscope, BSE detector, and EDS prior to analysis | EMPA, LA-ICPMS | JEOL JXA-8230 electron probe microanalyzer; RESOlution-LR 193 nm ArF excimer laser ablation system coupled to an Agilent 7700x ICP-MS | Laboratory of Mineral Resources Research Center, Fuzhou University; Adelaide Microscopy, the University of Adelaide | EPMA point analysis: accelerating voltage 15 kV, beam current 20 nA, beam diameter ~5 μm; EPMA mapping: accelerating voltage 20 kV, working current 50 nA, dwell time ~10 ms; BSE imaging: accelerating voltage 20 kV, beam current 10 nA; LA-ICP-MS: energy density 3~3.5 J/cm2, spot sizes 29 to 51 μm, repetition rates 5 Hz (polished thin-section) and 10 Hz (polished blocks), ~30 s background acquisition, ~40 s sample data acquisition | STDGL3 (Danyushevsky et al. 2011) and GSD-1G (USGS) | 18.97 | [19 empty] | 4784 | [5 empty] | 118.2 | [5 empty] | 357.3 | [9 empty] | 114200 |  | 0.13 |  |  |  | 1.95 | [7 empty] | 430 | [13 empty] | 1702 | [15 empty] | 17.07 | [17 empty] | 0.64 | [9 empty] | 1.37 | [32 empty] | 2025 |  |  | CHN | Tibet
| Lawu |  | Magmatic hydrothermal | Skarn | Cu-Pb-Zn skarn | Cu, Pb, Zn | In, Sn | Cu, Pb, Zn, In, Sn |  |  | TB–6-22 | TB–6-22 | underground mine |  |  |  |  | ore material | drill core | underground mining tunnels and drill cores | mineral separate | [5 empty] | mineralisation |  |  |  | sphalerite, chalcopyrite, pyrrhotite, pyrite, arsenopyrite |  |  | Sn-poor VMS |  |  |  | galena, bismuthinite, marcasite, iron oxides, pyroxene, actinolite, quartz | thin sections and polished blocks examined using optical microscope, BSE detector, and EDS prior to analysis | EMPA, LA-ICPMS | JEOL JXA-8230 electron probe microanalyzer; RESOlution-LR 193 nm ArF excimer laser ablation system coupled to an Agilent 7700x ICP-MS | Laboratory of Mineral Resources Research Center, Fuzhou University; Adelaide Microscopy, the University of Adelaide | EPMA point analysis: accelerating voltage 15 kV, beam current 20 nA, beam diameter ~5 μm; EPMA mapping: accelerating voltage 20 kV, working current 50 nA, dwell time ~10 ms; BSE imaging: accelerating voltage 20 kV, beam current 10 nA; LA-ICP-MS: energy density 3~3.5 J/cm2, spot sizes 29 to 51 μm, repetition rates 5 Hz (polished thin-section) and 10 Hz (polished blocks), ~30 s background acquisition, ~40 s sample data acquisition | STDGL3 (Danyushevsky et al. 2011) and GSD-1G (USGS) | 8.29 | [19 empty] | 4772 | [5 empty] | 106 | [5 empty] | 327.1 | [9 empty] | 114100 |  | 0.34 |  |  |  | 2.7 | [7 empty] | 433.4 | [13 empty] | 2107 | [15 empty] | 5.67 | [17 empty] | 0.52 | [9 empty] | 0.79 | [32 empty] | 2025 |  |  | CHN | Tibet
| Lawu |  | Magmatic hydrothermal | Skarn | Cu-Pb-Zn skarn | Cu, Pb, Zn | In, Sn | Cu, Pb, Zn, In, Sn |  |  | TB–6-23 | TB–6-23 | underground mine |  |  |  |  | ore material | drill core | underground mining tunnels and drill cores | mineral separate | [5 empty] | mineralisation |  |  |  | sphalerite, chalcopyrite, pyrrhotite, pyrite, arsenopyrite |  |  | Sn-poor VMS |  |  |  | galena, bismuthinite, marcasite, iron oxides, pyroxene, actinolite, quartz | thin sections and polished blocks examined using optical microscope, BSE detector, and EDS prior to analysis | EMPA, LA-ICPMS | JEOL JXA-8230 electron probe microanalyzer; RESOlution-LR 193 nm ArF excimer laser ablation system coupled to an Agilent 7700x ICP-MS | Laboratory of Mineral Resources Research Center, Fuzhou University; Adelaide Microscopy, the University of Adelaide | EPMA point analysis: accelerating voltage 15 kV, beam current 20 nA, beam diameter ~5 μm; EPMA mapping: accelerating voltage 20 kV, working current 50 nA, dwell time ~10 ms; BSE imaging: accelerating voltage 20 kV, beam current 10 nA; LA-ICP-MS: energy density 3~3.5 J/cm2, spot sizes 29 to 51 μm, repetition rates 5 Hz (polished thin-section) and 10 Hz (polished blocks), ~30 s background acquisition, ~40 s sample data acquisition | STDGL3 (Danyushevsky et al. 2011) and GSD-1G (USGS) | 12.47 | [19 empty] | 4719 | [5 empty] | 105.6 | [5 empty] | 409.3 | [9 empty] | 113300 |  | 0.22 |  |  |  | 2.34 | [7 empty] | 435.8 | [13 empty] | 2062 | [15 empty] | 10.9 | [17 empty] | 1.03 | [9 empty] | 0.94 | [32 empty] | 2025 |  |  | CHN | Tibet
| Lawu |  | Magmatic hydrothermal | Skarn | Cu-Pb-Zn skarn | Cu, Pb, Zn | In, Sn | Cu, Pb, Zn, In, Sn |  |  | TB–6-24 | TB–6-24 | underground mine |  |  |  |  | ore material | drill core | underground mining tunnels and drill cores | mineral separate | [5 empty] | mineralisation |  |  |  | sphalerite, chalcopyrite, pyrrhotite, pyrite, arsenopyrite |  |  | Sn-poor VMS |  |  |  | galena, bismuthinite, marcasite, iron oxides, pyroxene, actinolite, quartz | thin sections and polished blocks examined using optical microscope, BSE detector, and EDS prior to analysis | EMPA, LA-ICPMS | JEOL JXA-8230 electron probe microanalyzer; RESOlution-LR 193 nm ArF excimer laser ablation system coupled to an Agilent 7700x ICP-MS | Laboratory of Mineral Resources Research Center, Fuzhou University; Adelaide Microscopy, the University of Adelaide | EPMA point analysis: accelerating voltage 15 kV, beam current 20 nA, beam diameter ~5 μm; EPMA mapping: accelerating voltage 20 kV, working current 50 nA, dwell time ~10 ms; BSE imaging: accelerating voltage 20 kV, beam current 10 nA; LA-ICP-MS: energy density 3~3.5 J/cm2, spot sizes 29 to 51 μm, repetition rates 5 Hz (polished thin-section) and 10 Hz (polished blocks), ~30 s background acquisition, ~40 s sample data acquisition | STDGL3 (Danyushevsky et al. 2011) and GSD-1G (USGS) | 10.92 | [19 empty] | 5297 | [5 empty] | 112.9 | [5 empty] | 478.8 | [9 empty] | 121100 |  | 0.26 |  |  |  | 3.33 | [7 empty] | 466.1 | [13 empty] | 2084 | [15 empty] | 8.62 | [17 empty] | 0.86 | [9 empty] | 1.23 | [32 empty] | 2025 |  |  | CHN | Tibet
| Lawu |  | Magmatic hydrothermal | Skarn | Cu-Pb-Zn skarn | Cu, Pb, Zn | In, Sn | Cu, Pb, Zn, In, Sn |  |  | TB–6-25 | TB–6-25 | underground mine |  |  |  |  | ore material | drill core | underground mining tunnels and drill cores | mineral separate | [5 empty] | mineralisation |  |  |  | sphalerite, chalcopyrite, pyrrhotite, pyrite, arsenopyrite |  |  | Sn-poor VMS |  |  |  | galena, bismuthinite, marcasite, iron oxides, pyroxene, actinolite, quartz | thin sections and polished blocks examined using optical microscope, BSE detector, and EDS prior to analysis | EMPA, LA-ICPMS | JEOL JXA-8230 electron probe microanalyzer; RESOlution-LR 193 nm ArF excimer laser ablation system coupled to an Agilent 7700x ICP-MS | Laboratory of Mineral Resources Research Center, Fuzhou University; Adelaide Microscopy, the University of Adelaide | EPMA point analysis: accelerating voltage 15 kV, beam current 20 nA, beam diameter ~5 μm; EPMA mapping: accelerating voltage 20 kV, working current 50 nA, dwell time ~10 ms; BSE imaging: accelerating voltage 20 kV, beam current 10 nA; LA-ICP-MS: energy density 3~3.5 J/cm2, spot sizes 29 to 51 μm, repetition rates 5 Hz (polished thin-section) and 10 Hz (polished blocks), ~30 s background acquisition, ~40 s sample data acquisition | STDGL3 (Danyushevsky et al. 2011) and GSD-1G (USGS) | 18.81 | [19 empty] | 5417 | [5 empty] | 134.1 | [5 empty] | 649 | [9 empty] | 120200 |  | 0.22 |  |  |  | 2.39 | [7 empty] | 547.3 | [13 empty] | 1780 | [15 empty] | 11.63 | [17 empty] | 2.97 | [9 empty] | 0.96 | [32 empty] | 2025 |  |  | CHN | Tibet
| Lawu |  | Magmatic hydrothermal | Skarn | Cu-Pb-Zn skarn | Cu, Pb, Zn | In, Sn | Cu, Pb, Zn, In, Sn |  |  | Calera-Sofía D-340-1 | Calera-Sofía D-340-1 | underground mine |  |  |  |  | ore material | drill core | underground mining tunnels and drill cores | mineral separate | [5 empty] | mineralisation |  |  |  | sphalerite, chalcopyrite, pyrrhotite, pyrite, arsenopyrite |  |  | Sn-poor VMS |  |  |  | galena, bismuthinite, marcasite, iron oxides, pyroxene, actinolite, quartz | thin sections and polished blocks examined using optical microscope, BSE detector, and EDS prior to analysis | EMPA, LA-ICPMS | JEOL JXA-8230 electron probe microanalyzer; RESOlution-LR 193 nm ArF excimer laser ablation system coupled to an Agilent 7700x ICP-MS | Laboratory of Mineral Resources Research Center, Fuzhou University; Adelaide Microscopy, the University of Adelaide | EPMA point analysis: accelerating voltage 15 kV, beam current 20 nA, beam diameter ~5 μm; EPMA mapping: accelerating voltage 20 kV, working current 50 nA, dwell time ~10 ms; BSE imaging: accelerating voltage 20 kV, beam current 10 nA; LA-ICP-MS: energy density 3~3.5 J/cm2, spot sizes 29 to 51 μm, repetition rates 5 Hz (polished thin-section) and 10 Hz (polished blocks), ~30 s background acquisition, ~40 s sample data acquisition | STDGL3 (Danyushevsky et al. 2011) and GSD-1G (USGS) | 4.1082 | [19 empty] | 6993.2474 | [5 empty] | 0.24026 | [5 empty] | 5.3087 | [9 empty] | 18062.4659 |  | 1.6222 |  |  |  | 0.11714 | [7 empty] | 0.61974 | [13 empty] | 112.9531 | [15 empty] | 1.0405 | [17 empty] | 1.1025 | [9 empty] | 0.18014 | [32 empty] | 2025 |  |  | CHN | Tibet
| Lawu |  | Magmatic hydrothermal | Skarn | Cu-Pb-Zn skarn | Cu, Pb, Zn | In, Sn | Cu, Pb, Zn, In, Sn |  |  | Calera-Sofía D-340-2 | Calera-Sofía D-340-2 | underground mine |  |  |  |  | ore material | drill core | underground mining tunnels and drill cores | mineral separate | [5 empty] | mineralisation |  |  |  | sphalerite, chalcopyrite, pyrrhotite, pyrite, arsenopyrite |  |  | Sn-poor VMS |  |  |  | galena, bismuthinite, marcasite, iron oxides, pyroxene, actinolite, quartz | thin sections and polished blocks examined using optical microscope, BSE detector, and EDS prior to analysis | EMPA, LA-ICPMS | JEOL JXA-8230 electron probe microanalyzer; RESOlution-LR 193 nm ArF excimer laser ablation system coupled to an Agilent 7700x ICP-MS | Laboratory of Mineral Resources Research Center, Fuzhou University; Adelaide Microscopy, the University of Adelaide | EPMA point analysis: accelerating voltage 15 kV, beam current 20 nA, beam diameter ~5 μm; EPMA mapping: accelerating voltage 20 kV, working current 50 nA, dwell time ~10 ms; BSE imaging: accelerating voltage 20 kV, beam current 10 nA; LA-ICP-MS: energy density 3~3.5 J/cm2, spot sizes 29 to 51 μm, repetition rates 5 Hz (polished thin-section) and 10 Hz (polished blocks), ~30 s background acquisition, ~40 s sample data acquisition | STDGL3 (Danyushevsky et al. 2011) and GSD-1G (USGS) | 5.1582 | [19 empty] | 7013.7772 | [5 empty] | 0.24705 | [5 empty] | 4.8373 | [9 empty] | 27026.7028 |  | 1.527 |  |  |  | 0.20256 | [7 empty] | 0.5521 | [13 empty] | 131.8264 | [15 empty] | 0.36737 | [17 empty] | 0.25871 | [9 empty] | 0.71999 | [32 empty] | 2025 |  |  | CHN | Tibet
| Lawu |  | Magmatic hydrothermal | Skarn | Cu-Pb-Zn skarn | Cu, Pb, Zn | In, Sn | Cu, Pb, Zn, In, Sn |  |  | Calera-Sofía D-340-3 | Calera-Sofía D-340-3 | underground mine |  |  |  |  | ore material | drill core | underground mining tunnels and drill cores | mineral separate | [5 empty] | mineralisation |  |  |  | sphalerite, chalcopyrite, pyrrhotite, pyrite, arsenopyrite |  |  | Sn-poor VMS |  |  |  | galena, bismuthinite, marcasite, iron oxides, pyroxene, actinolite, quartz | thin sections and polished blocks examined using optical microscope, BSE detector, and EDS prior to analysis | EMPA, LA-ICPMS | JEOL JXA-8230 electron probe microanalyzer; RESOlution-LR 193 nm ArF excimer laser ablation system coupled to an Agilent 7700x ICP-MS | Laboratory of Mineral Resources Research Center, Fuzhou University; Adelaide Microscopy, the University of Adelaide | EPMA point analysis: accelerating voltage 15 kV, beam current 20 nA, beam diameter ~5 μm; EPMA mapping: accelerating voltage 20 kV, working current 50 nA, dwell time ~10 ms; BSE imaging: accelerating voltage 20 kV, beam current 10 nA; LA-ICP-MS: energy density 3~3.5 J/cm2, spot sizes 29 to 51 μm, repetition rates 5 Hz (polished thin-section) and 10 Hz (polished blocks), ~30 s background acquisition, ~40 s sample data acquisition | STDGL3 (Danyushevsky et al. 2011) and GSD-1G (USGS) | 5.478 | [19 empty] | 7044.1267 | [5 empty] | 0.29435 | [5 empty] | 5.3211 | [9 empty] | 27708.3681 |  | 1.3921 |  |  |  | 0.056252 | [7 empty] | 0.58937 | [13 empty] | 142.1339 | [15 empty] | 0.48203 | [17 empty] | 0.23898 | [9 empty] | 0.57966 | [32 empty] | 2025 |  |  | CHN | Tibet
| Lawu |  | Magmatic hydrothermal | Skarn | Cu-Pb-Zn skarn | Cu, Pb, Zn | In, Sn | Cu, Pb, Zn, In, Sn |  |  | Calera-Sofía D-340-4 | Calera-Sofía D-340-4 | underground mine |  |  |  |  | ore material | drill core | underground mining tunnels and drill cores | mineral separate | [5 empty] | mineralisation |  |  |  | sphalerite, chalcopyrite, pyrrhotite, pyrite, arsenopyrite |  |  | Sn-poor VMS |  |  |  | galena, bismuthinite, marcasite, iron oxides, pyroxene, actinolite, quartz | thin sections and polished blocks examined using optical microscope, BSE detector, and EDS prior to analysis | EMPA, LA-ICPMS | JEOL JXA-8230 electron probe microanalyzer; RESOlution-LR 193 nm ArF excimer laser ablation system coupled to an Agilent 7700x ICP-MS | Laboratory of Mineral Resources Research Center, Fuzhou University; Adelaide Microscopy, the University of Adelaide | EPMA point analysis: accelerating voltage 15 kV, beam current 20 nA, beam diameter ~5 μm; EPMA mapping: accelerating voltage 20 kV, working current 50 nA, dwell time ~10 ms; BSE imaging: accelerating voltage 20 kV, beam current 10 nA; LA-ICP-MS: energy density 3~3.5 J/cm2, spot sizes 29 to 51 μm, repetition rates 5 Hz (polished thin-section) and 10 Hz (polished blocks), ~30 s background acquisition, ~40 s sample data acquisition | STDGL3 (Danyushevsky et al. 2011) and GSD-1G (USGS) | 7.3459 | [19 empty] | 6473.1422 | [5 empty] | 0.23396 | [5 empty] | 3.768 | [9 empty] | 23115.9158 |  | 1.5108 |  |  |  | 0.17069 | [7 empty] | 0.45954 | [13 empty] | 138.4136 | [15 empty] | 0.8502 | [17 empty] | 0.94846 | [9 empty] | 0.25285 | [32 empty] | 2025 |  |  | CHN | Tibet
| Lawu |  | Magmatic hydrothermal | Skarn | Cu-Pb-Zn skarn | Cu, Pb, Zn | In, Sn | Cu, Pb, Zn, In, Sn |  |  | Calera-Sofía D-340-5 | Calera-Sofía D-340-5 | underground mine |  |  |  |  | ore material | drill core | underground mining tunnels and drill cores | mineral separate | [5 empty] | mineralisation |  |  |  | sphalerite, chalcopyrite, pyrrhotite, pyrite, arsenopyrite |  |  | Sn-poor VMS |  |  |  | galena, bismuthinite, marcasite, iron oxides, pyroxene, actinolite, quartz | thin sections and polished blocks examined using optical microscope, BSE detector, and EDS prior to analysis | EMPA, LA-ICPMS | JEOL JXA-8230 electron probe microanalyzer; RESOlution-LR 193 nm ArF excimer laser ablation system coupled to an Agilent 7700x ICP-MS | Laboratory of Mineral Resources Research Center, Fuzhou University; Adelaide Microscopy, the University of Adelaide | EPMA point analysis: accelerating voltage 15 kV, beam current 20 nA, beam diameter ~5 μm; EPMA mapping: accelerating voltage 20 kV, working current 50 nA, dwell time ~10 ms; BSE imaging: accelerating voltage 20 kV, beam current 10 nA; LA-ICP-MS: energy density 3~3.5 J/cm2, spot sizes 29 to 51 μm, repetition rates 5 Hz (polished thin-section) and 10 Hz (polished blocks), ~30 s background acquisition, ~40 s sample data acquisition | STDGL3 (Danyushevsky et al. 2011) and GSD-1G (USGS) | 7.9694 | [19 empty] | 6615.4788 | [5 empty] | 0.16585 | [5 empty] | 5.6404 | [9 empty] | 27373.919 |  | 1.5109 |  |  |  | 0.20505 | [7 empty] | 0.43726 | [13 empty] | 139.9803 | [15 empty] | 0.93674 | [17 empty] | 1.1047 | [9 empty] | 0.28989 | [32 empty] | 2025 |  |  | CHN | Tibet
| Lawu |  | Magmatic hydrothermal | Skarn | Cu-Pb-Zn skarn | Cu, Pb, Zn | In, Sn | Cu, Pb, Zn, In, Sn |  |  | Calera-Sofía D-340-6 | Calera-Sofía D-340-6 | underground mine |  |  |  |  | ore material | drill core | underground mining tunnels and drill cores | mineral separate | [5 empty] | mineralisation |  |  |  | sphalerite, chalcopyrite, pyrrhotite, pyrite, arsenopyrite |  |  | Sn-poor VMS |  |  |  | galena, bismuthinite, marcasite, iron oxides, pyroxene, actinolite, quartz | thin sections and polished blocks examined using optical microscope, BSE detector, and EDS prior to analysis | EMPA, LA-ICPMS | JEOL JXA-8230 electron probe microanalyzer; RESOlution-LR 193 nm ArF excimer laser ablation system coupled to an Agilent 7700x ICP-MS | Laboratory of Mineral Resources Research Center, Fuzhou University; Adelaide Microscopy, the University of Adelaide | EPMA point analysis: accelerating voltage 15 kV, beam current 20 nA, beam diameter ~5 μm; EPMA mapping: accelerating voltage 20 kV, working current 50 nA, dwell time ~10 ms; BSE imaging: accelerating voltage 20 kV, beam current 10 nA; LA-ICP-MS: energy density 3~3.5 J/cm2, spot sizes 29 to 51 μm, repetition rates 5 Hz (polished thin-section) and 10 Hz (polished blocks), ~30 s background acquisition, ~40 s sample data acquisition | STDGL3 (Danyushevsky et al. 2011) and GSD-1G (USGS) | 9.2161 | [19 empty] | 5655.5232 | [5 empty] | 0.03905 | [5 empty] | 76.2953 | [9 empty] | 41162.425 |  | 38.3932 |  |  |  | 0.16205 | [7 empty] | 41.6482 | [13 empty] | 1633.1674 | [15 empty] | 2.4634 | [17 empty] | 0.64555 | [9 empty] | 0.30224 | [32 empty] | 2025 |  |  | CHN | Tibet
| Lawu |  | Magmatic hydrothermal | Skarn | Cu-Pb-Zn skarn | Cu, Pb, Zn | In, Sn | Cu, Pb, Zn, In, Sn |  |  | Calera-Sofía D-340-7 | Calera-Sofía D-340-7 | underground mine |  |  |  |  | ore material | drill core | underground mining tunnels and drill cores | mineral separate | [5 empty] | mineralisation |  |  |  | sphalerite, chalcopyrite, pyrrhotite, pyrite, arsenopyrite |  |  | Sn-poor VMS |  |  |  | galena, bismuthinite, marcasite, iron oxides, pyroxene, actinolite, quartz | thin sections and polished blocks examined using optical microscope, BSE detector, and EDS prior to analysis | EMPA, LA-ICPMS | JEOL JXA-8230 electron probe microanalyzer; RESOlution-LR 193 nm ArF excimer laser ablation system coupled to an Agilent 7700x ICP-MS | Laboratory of Mineral Resources Research Center, Fuzhou University; Adelaide Microscopy, the University of Adelaide | EPMA point analysis: accelerating voltage 15 kV, beam current 20 nA, beam diameter ~5 μm; EPMA mapping: accelerating voltage 20 kV, working current 50 nA, dwell time ~10 ms; BSE imaging: accelerating voltage 20 kV, beam current 10 nA; LA-ICP-MS: energy density 3~3.5 J/cm2, spot sizes 29 to 51 μm, repetition rates 5 Hz (polished thin-section) and 10 Hz (polished blocks), ~30 s background acquisition, ~40 s sample data acquisition | STDGL3 (Danyushevsky et al. 2011) and GSD-1G (USGS) | 8.0567 | [19 empty] | 5667.1102 | [5 empty] | 0.038765 | [5 empty] | 68.932 | [9 empty] | 41663.366 |  | 37.4065 |  |  |  | 0.14244 | [7 empty] | 41.7875 | [13 empty] | 1641.5377 | [15 empty] | 0.27824 | [17 empty] | 0.095767 | [9 empty] | 1.7507 | [32 empty] | 2025 |  |  | CHN | Tibet
| Lawu |  | Magmatic hydrothermal | Skarn | Cu-Pb-Zn skarn | Cu, Pb, Zn | In, Sn | Cu, Pb, Zn, In, Sn |  |  | Calera-Sofía D-340-8 | Calera-Sofía D-340-8 | underground mine |  |  |  |  | ore material | drill core | underground mining tunnels and drill cores | mineral separate | [5 empty] | mineralisation |  |  |  | sphalerite, chalcopyrite, pyrrhotite, pyrite, arsenopyrite |  |  | Sn-poor VMS |  |  |  | galena, bismuthinite, marcasite, iron oxides, pyroxene, actinolite, quartz | thin sections and polished blocks examined using optical microscope, BSE detector, and EDS prior to analysis | EMPA, LA-ICPMS | JEOL JXA-8230 electron probe microanalyzer; RESOlution-LR 193 nm ArF excimer laser ablation system coupled to an Agilent 7700x ICP-MS | Laboratory of Mineral Resources Research Center, Fuzhou University; Adelaide Microscopy, the University of Adelaide | EPMA point analysis: accelerating voltage 15 kV, beam current 20 nA, beam diameter ~5 μm; EPMA mapping: accelerating voltage 20 kV, working current 50 nA, dwell time ~10 ms; BSE imaging: accelerating voltage 20 kV, beam current 10 nA; LA-ICP-MS: energy density 3~3.5 J/cm2, spot sizes 29 to 51 μm, repetition rates 5 Hz (polished thin-section) and 10 Hz (polished blocks), ~30 s background acquisition, ~40 s sample data acquisition | STDGL3 (Danyushevsky et al. 2011) and GSD-1G (USGS) | 8.724 | [19 empty] | 5623.7273 | [5 empty] | 0.041025 | [5 empty] | 69.9605 | [9 empty] | 41911.555 |  | 38.327 |  |  |  | 0.055754 | [7 empty] | 41.9639 | [13 empty] | 1661.5947 | [15 empty] | 1.6864 | [17 empty] | 0.37515 | [9 empty] | 0.57802 | [32 empty] | 2025 |  |  | CHN | Tibet
| Lawu |  | Magmatic hydrothermal | Skarn | Cu-Pb-Zn skarn | Cu, Pb, Zn | In, Sn | Cu, Pb, Zn, In, Sn |  |  | Calera-Sofía D-340-9 | Calera-Sofía D-340-9 | underground mine |  |  |  |  | ore material | drill core | underground mining tunnels and drill cores | mineral separate | [5 empty] | mineralisation |  |  |  | sphalerite, chalcopyrite, pyrrhotite, pyrite, arsenopyrite |  |  | Sn-poor VMS |  |  |  | galena, bismuthinite, marcasite, iron oxides, pyroxene, actinolite, quartz | thin sections and polished blocks examined using optical microscope, BSE detector, and EDS prior to analysis | EMPA, LA-ICPMS | JEOL JXA-8230 electron probe microanalyzer; RESOlution-LR 193 nm ArF excimer laser ablation system coupled to an Agilent 7700x ICP-MS | Laboratory of Mineral Resources Research Center, Fuzhou University; Adelaide Microscopy, the University of Adelaide | EPMA point analysis: accelerating voltage 15 kV, beam current 20 nA, beam diameter ~5 μm; EPMA mapping: accelerating voltage 20 kV, working current 50 nA, dwell time ~10 ms; BSE imaging: accelerating voltage 20 kV, beam current 10 nA; LA-ICP-MS: energy density 3~3.5 J/cm2, spot sizes 29 to 51 μm, repetition rates 5 Hz (polished thin-section) and 10 Hz (polished blocks), ~30 s background acquisition, ~40 s sample data acquisition | STDGL3 (Danyushevsky et al. 2011) and GSD-1G (USGS) | 6.1767 | [19 empty] | 5591.7263 | [5 empty] | 0.041574 | [5 empty] | 66.1825 | [9 empty] | 42131.7416 |  | 37.1247 |  |  |  | 0.055681 | [7 empty] | 41.8093 | [13 empty] | 1657.0233 | [15 empty] | 0.49219 | [17 empty] | 0.17631 | [9 empty] | 0.58481 | [32 empty] | 2025 |  |  | CHN | Tibet
| Lawu |  | Magmatic hydrothermal | Skarn | Cu-Pb-Zn skarn | Cu, Pb, Zn | In, Sn | Cu, Pb, Zn, In, Sn |  |  | Calera-Sofía D-340-10 | Calera-Sofía D-340-10 | underground mine |  |  |  |  | ore material | drill core | underground mining tunnels and drill cores | mineral separate | [5 empty] | mineralisation |  |  |  | sphalerite, chalcopyrite, pyrrhotite, pyrite, arsenopyrite |  |  | Sn-poor VMS |  |  |  | galena, bismuthinite, marcasite, iron oxides, pyroxene, actinolite, quartz | thin sections and polished blocks examined using optical microscope, BSE detector, and EDS prior to analysis | EMPA, LA-ICPMS | JEOL JXA-8230 electron probe microanalyzer; RESOlution-LR 193 nm ArF excimer laser ablation system coupled to an Agilent 7700x ICP-MS | Laboratory of Mineral Resources Research Center, Fuzhou University; Adelaide Microscopy, the University of Adelaide | EPMA point analysis: accelerating voltage 15 kV, beam current 20 nA, beam diameter ~5 μm; EPMA mapping: accelerating voltage 20 kV, working current 50 nA, dwell time ~10 ms; BSE imaging: accelerating voltage 20 kV, beam current 10 nA; LA-ICP-MS: energy density 3~3.5 J/cm2, spot sizes 29 to 51 μm, repetition rates 5 Hz (polished thin-section) and 10 Hz (polished blocks), ~30 s background acquisition, ~40 s sample data acquisition | STDGL3 (Danyushevsky et al. 2011) and GSD-1G (USGS) | 8.7316 | [19 empty] | 5607.5981 | [5 empty] | 0.042435 | [5 empty] | 70.8462 | [9 empty] | 41300.5982 |  | 37.6885 |  |  |  | 0.1156 | [7 empty] | 42.1396 | [13 empty] | 1647.5982 | [15 empty] | 1.9187 | [17 empty] | 0.39537 | [9 empty] | 0.44256 | [32 empty] | 2025 |  |  | CHN | Tibet
| Lawu |  | Magmatic hydrothermal | Skarn | Cu-Pb-Zn skarn | Cu, Pb, Zn | In, Sn | Cu, Pb, Zn, In, Sn |  |  | Calera-Sofía D-500-1 | Calera-Sofía D-500-1 | underground mine |  |  |  |  | ore material | drill core | underground mining tunnels and drill cores | mineral separate | [5 empty] | mineralisation |  |  |  | sphalerite, chalcopyrite, pyrrhotite, pyrite, arsenopyrite |  |  | Sn-poor VMS |  |  |  | galena, bismuthinite, marcasite, iron oxides, pyroxene, actinolite, quartz | thin sections and polished blocks examined using optical microscope, BSE detector, and EDS prior to analysis | EMPA, LA-ICPMS | JEOL JXA-8230 electron probe microanalyzer; RESOlution-LR 193 nm ArF excimer laser ablation system coupled to an Agilent 7700x ICP-MS | Laboratory of Mineral Resources Research Center, Fuzhou University; Adelaide Microscopy, the University of Adelaide | EPMA point analysis: accelerating voltage 15 kV, beam current 20 nA, beam diameter ~5 μm; EPMA mapping: accelerating voltage 20 kV, working current 50 nA, dwell time ~10 ms; BSE imaging: accelerating voltage 20 kV, beam current 10 nA; LA-ICP-MS: energy density 3~3.5 J/cm2, spot sizes 29 to 51 μm, repetition rates 5 Hz (polished thin-section) and 10 Hz (polished blocks), ~30 s background acquisition, ~40 s sample data acquisition | STDGL3 (Danyushevsky et al. 2011) and GSD-1G (USGS) | 24.31 | [19 empty] | 9135.909 | [5 empty] | 0.056633 | [5 empty] | 55.8926 | [9 empty] | 15295.7494 |  | 24.1034 |  |  |  | 0.327 | [7 empty] | 1.5887 | [13 empty] | 512.2895 | [15 empty] | 5.5664 | [17 empty] | 23.726 | [9 empty] | 1.7428 | [32 empty] | 2025 |  |  | CHN | Tibet
| Lawu |  | Magmatic hydrothermal | Skarn | Cu-Pb-Zn skarn | Cu, Pb, Zn | In, Sn | Cu, Pb, Zn, In, Sn |  |  | Calera-Sofía D-500-2 | Calera-Sofía D-500-2 | underground mine |  |  |  |  | ore material | drill core | underground mining tunnels and drill cores | mineral separate | [5 empty] | mineralisation |  |  |  | sphalerite, chalcopyrite, pyrrhotite, pyrite, arsenopyrite |  |  | Sn-poor VMS |  |  |  | galena, bismuthinite, marcasite, iron oxides, pyroxene, actinolite, quartz | thin sections and polished blocks examined using optical microscope, BSE detector, and EDS prior to analysis | EMPA, LA-ICPMS | JEOL JXA-8230 electron probe microanalyzer; RESOlution-LR 193 nm ArF excimer laser ablation system coupled to an Agilent 7700x ICP-MS | Laboratory of Mineral Resources Research Center, Fuzhou University; Adelaide Microscopy, the University of Adelaide | EPMA point analysis: accelerating voltage 15 kV, beam current 20 nA, beam diameter ~5 μm; EPMA mapping: accelerating voltage 20 kV, working current 50 nA, dwell time ~10 ms; BSE imaging: accelerating voltage 20 kV, beam current 10 nA; LA-ICP-MS: energy density 3~3.5 J/cm2, spot sizes 29 to 51 μm, repetition rates 5 Hz (polished thin-section) and 10 Hz (polished blocks), ~30 s background acquisition, ~40 s sample data acquisition | STDGL3 (Danyushevsky et al. 2011) and GSD-1G (USGS) | 16.4949 | [19 empty] | 9409.1705 | [5 empty] | 0.050045 | [5 empty] | 40.1475 | [9 empty] | 17459.5892 |  | 25.5721 |  |  |  | 0.94525 | [7 empty] | 1.7685 | [13 empty] | 584.4094 | [15 empty] | 10.0071 | [17 empty] | 0.30832 | [9 empty] | 0.96439 | [32 empty] | 2025 |  |  | CHN | Tibet
| Lawu |  | Magmatic hydrothermal | Skarn | Cu-Pb-Zn skarn | Cu, Pb, Zn | In, Sn | Cu, Pb, Zn, In, Sn |  |  | Calera-Sofía D-500-3 | Calera-Sofía D-500-3 | underground mine |  |  |  |  | ore material | drill core | underground mining tunnels and drill cores | mineral separate | [5 empty] | mineralisation |  |  |  | sphalerite, chalcopyrite, pyrrhotite, pyrite, arsenopyrite |  |  | Sn-poor VMS |  |  |  | galena, bismuthinite, marcasite, iron oxides, pyroxene, actinolite, quartz | thin sections and polished blocks examined using optical microscope, BSE detector, and EDS prior to analysis | EMPA, LA-ICPMS | JEOL JXA-8230 electron probe microanalyzer; RESOlution-LR 193 nm ArF excimer laser ablation system coupled to an Agilent 7700x ICP-MS | Laboratory of Mineral Resources Research Center, Fuzhou University; Adelaide Microscopy, the University of Adelaide | EPMA point analysis: accelerating voltage 15 kV, beam current 20 nA, beam diameter ~5 μm; EPMA mapping: accelerating voltage 20 kV, working current 50 nA, dwell time ~10 ms; BSE imaging: accelerating voltage 20 kV, beam current 10 nA; LA-ICP-MS: energy density 3~3.5 J/cm2, spot sizes 29 to 51 μm, repetition rates 5 Hz (polished thin-section) and 10 Hz (polished blocks), ~30 s background acquisition, ~40 s sample data acquisition | STDGL3 (Danyushevsky et al. 2011) and GSD-1G (USGS) | 25.2858 | [19 empty] | 9045.0749 | [5 empty] | 0.053895 | [5 empty] | 45.5937 | [9 empty] | 16356.8134 |  | 22.3596 |  |  |  | 0.34789 | [7 empty] | 1.5553 | [13 empty] | 546.5524 | [15 empty] | 7.2694 | [17 empty] | 15.9893 | [9 empty] | 2.1894 | [32 empty] | 2025 |  |  | CHN | Tibet
| Lawu |  | Magmatic hydrothermal | Skarn | Cu-Pb-Zn skarn | Cu, Pb, Zn | In, Sn | Cu, Pb, Zn, In, Sn |  |  | Calera-Sofía D-500-4 | Calera-Sofía D-500-4 | underground mine |  |  |  |  | ore material | drill core | underground mining tunnels and drill cores | mineral separate | [5 empty] | mineralisation |  |  |  | sphalerite, chalcopyrite, pyrrhotite, pyrite, arsenopyrite |  |  | Sn-poor VMS |  |  |  | galena, bismuthinite, marcasite, iron oxides, pyroxene, actinolite, quartz | thin sections and polished blocks examined using optical microscope, BSE detector, and EDS prior to analysis | EMPA, LA-ICPMS | JEOL JXA-8230 electron probe microanalyzer; RESOlution-LR 193 nm ArF excimer laser ablation system coupled to an Agilent 7700x ICP-MS | Laboratory of Mineral Resources Research Center, Fuzhou University; Adelaide Microscopy, the University of Adelaide | EPMA point analysis: accelerating voltage 15 kV, beam current 20 nA, beam diameter ~5 μm; EPMA mapping: accelerating voltage 20 kV, working current 50 nA, dwell time ~10 ms; BSE imaging: accelerating voltage 20 kV, beam current 10 nA; LA-ICP-MS: energy density 3~3.5 J/cm2, spot sizes 29 to 51 μm, repetition rates 5 Hz (polished thin-section) and 10 Hz (polished blocks), ~30 s background acquisition, ~40 s sample data acquisition | STDGL3 (Danyushevsky et al. 2011) and GSD-1G (USGS) | 46.1477 | [19 empty] | 9082.2673 | [5 empty] | 0.042237 | [5 empty] | 50.5566 | [9 empty] | 17121.9898 |  | 24.2586 |  |  |  | 0.28322 | [7 empty] | 1.698 | [13 empty] | 544.7944 | [15 empty] | 44.3297 | [17 empty] | 5.4762 | [9 empty] | 0.33752 | [32 empty] | 2025 |  |  | CHN | Tibet
| Lawu |  | Magmatic hydrothermal | Skarn | Cu-Pb-Zn skarn | Cu, Pb, Zn | In, Sn | Cu, Pb, Zn, In, Sn |  |  | Calera-Sofía D-500-5 | Calera-Sofía D-500-5 | underground mine |  |  |  |  | ore material | drill core | underground mining tunnels and drill cores | mineral separate | [5 empty] | mineralisation |  |  |  | sphalerite, chalcopyrite, pyrrhotite, pyrite, arsenopyrite |  |  | Sn-poor VMS |  |  |  | galena, bismuthinite, marcasite, iron oxides, pyroxene, actinolite, quartz | thin sections and polished blocks examined using optical microscope, BSE detector, and EDS prior to analysis | EMPA, LA-ICPMS | JEOL JXA-8230 electron probe microanalyzer; RESOlution-LR 193 nm ArF excimer laser ablation system coupled to an Agilent 7700x ICP-MS | Laboratory of Mineral Resources Research Center, Fuzhou University; Adelaide Microscopy, the University of Adelaide | EPMA point analysis: accelerating voltage 15 kV, beam current 20 nA, beam diameter ~5 μm; EPMA mapping: accelerating voltage 20 kV, working current 50 nA, dwell time ~10 ms; BSE imaging: accelerating voltage 20 kV, beam current 10 nA; LA-ICP-MS: energy density 3~3.5 J/cm2, spot sizes 29 to 51 μm, repetition rates 5 Hz (polished thin-section) and 10 Hz (polished blocks), ~30 s background acquisition, ~40 s sample data acquisition | STDGL3 (Danyushevsky et al. 2011) and GSD-1G (USGS) | 42.5199 | [19 empty] | 9156.9309 | [5 empty] | 0.046404 | [5 empty] | 50.683 | [9 empty] | 17190.6252 |  | 25.1167 |  |  |  | 0.73855 | [7 empty] | 1.7402 | [13 empty] | 560.846 | [15 empty] | 17.7941 | [17 empty] | 1.3841 | [9 empty] | 0.52997 | [32 empty] | 2025 |  |  | CHN | Tibet
| Lawu |  | Magmatic hydrothermal | Skarn | Cu-Pb-Zn skarn | Cu, Pb, Zn | In, Sn | Cu, Pb, Zn, In, Sn |  |  | Calera-Sofía D-300-1 | Calera-Sofía D-300-1 | underground mine |  |  |  |  | ore material | drill core | underground mining tunnels and drill cores | mineral separate | [5 empty] | mineralisation |  |  |  | sphalerite, chalcopyrite, pyrrhotite, pyrite, arsenopyrite |  |  | Sn-poor VMS |  |  |  | galena, bismuthinite, marcasite, iron oxides, pyroxene, actinolite, quartz | thin sections and polished blocks examined using optical microscope, BSE detector, and EDS prior to analysis | EMPA, LA-ICPMS | JEOL JXA-8230 electron probe microanalyzer; RESOlution-LR 193 nm ArF excimer laser ablation system coupled to an Agilent 7700x ICP-MS | Laboratory of Mineral Resources Research Center, Fuzhou University; Adelaide Microscopy, the University of Adelaide | EPMA point analysis: accelerating voltage 15 kV, beam current 20 nA, beam diameter ~5 μm; EPMA mapping: accelerating voltage 20 kV, working current 50 nA, dwell time ~10 ms; BSE imaging: accelerating voltage 20 kV, beam current 10 nA; LA-ICP-MS: energy density 3~3.5 J/cm2, spot sizes 29 to 51 μm, repetition rates 5 Hz (polished thin-section) and 10 Hz (polished blocks), ~30 s background acquisition, ~40 s sample data acquisition | STDGL3 (Danyushevsky et al. 2011) and GSD-1G (USGS) | 10.6107 | [19 empty] | 6425.4302 | [5 empty] | 0.047203 | [5 empty] | 82.73 | [9 empty] | 15390.3044 |  | 37.4527 |  |  |  | 1.0466 | [7 empty] | 52.9699 | [13 empty] | 128.7006 | [15 empty] | 6.563 | [17 empty] | 0.88559 | [9 empty] | 0.95066 | [32 empty] | 2025 |  |  | CHN | Tibet
| Lawu |  | Magmatic hydrothermal | Skarn | Cu-Pb-Zn skarn | Cu, Pb, Zn | In, Sn | Cu, Pb, Zn, In, Sn |  |  | Calera-Sofía D-300-2 | Calera-Sofía D-300-2 | underground mine |  |  |  |  | ore material | drill core | underground mining tunnels and drill cores | mineral separate | [5 empty] | mineralisation |  |  |  | sphalerite, chalcopyrite, pyrrhotite, pyrite, arsenopyrite |  |  | Sn-poor VMS |  |  |  | galena, bismuthinite, marcasite, iron oxides, pyroxene, actinolite, quartz | thin sections and polished blocks examined using optical microscope, BSE detector, and EDS prior to analysis | EMPA, LA-ICPMS | JEOL JXA-8230 electron probe microanalyzer; RESOlution-LR 193 nm ArF excimer laser ablation system coupled to an Agilent 7700x ICP-MS | Laboratory of Mineral Resources Research Center, Fuzhou University; Adelaide Microscopy, the University of Adelaide | EPMA point analysis: accelerating voltage 15 kV, beam current 20 nA, beam diameter ~5 μm; EPMA mapping: accelerating voltage 20 kV, working current 50 nA, dwell time ~10 ms; BSE imaging: accelerating voltage 20 kV, beam current 10 nA; LA-ICP-MS: energy density 3~3.5 J/cm2, spot sizes 29 to 51 μm, repetition rates 5 Hz (polished thin-section) and 10 Hz (polished blocks), ~30 s background acquisition, ~40 s sample data acquisition | STDGL3 (Danyushevsky et al. 2011) and GSD-1G (USGS) | 6.3854 | [19 empty] | 6581.3321 | [5 empty] | 0.053503 | [5 empty] | 79.8399 | [9 empty] | 15747.5338 |  | 38.0926 |  |  |  | 0.67519 | [7 empty] | 54.2518 | [13 empty] | 138.2206 | [15 empty] | 3.0474 | [17 empty] | 1.2543 | [9 empty] | 0.55501 | [32 empty] | 2025 |  |  | CHN | Tibet
| Lawu |  | Magmatic hydrothermal | Skarn | Cu-Pb-Zn skarn | Cu, Pb, Zn | In, Sn | Cu, Pb, Zn, In, Sn |  |  | Calera-Sofía D-300-3 | Calera-Sofía D-300-3 | underground mine |  |  |  |  | ore material | drill core | underground mining tunnels and drill cores | mineral separate | [5 empty] | mineralisation |  |  |  | sphalerite, chalcopyrite, pyrrhotite, pyrite, arsenopyrite |  |  | Sn-poor VMS |  |  |  | galena, bismuthinite, marcasite, iron oxides, pyroxene, actinolite, quartz | thin sections and polished blocks examined using optical microscope, BSE detector, and EDS prior to analysis | EMPA, LA-ICPMS | JEOL JXA-8230 electron probe microanalyzer; RESOlution-LR 193 nm ArF excimer laser ablation system coupled to an Agilent 7700x ICP-MS | Laboratory of Mineral Resources Research Center, Fuzhou University; Adelaide Microscopy, the University of Adelaide | EPMA point analysis: accelerating voltage 15 kV, beam current 20 nA, beam diameter ~5 μm; EPMA mapping: accelerating voltage 20 kV, working current 50 nA, dwell time ~10 ms; BSE imaging: accelerating voltage 20 kV, beam current 10 nA; LA-ICP-MS: energy density 3~3.5 J/cm2, spot sizes 29 to 51 μm, repetition rates 5 Hz (polished thin-section) and 10 Hz (polished blocks), ~30 s background acquisition, ~40 s sample data acquisition | STDGL3 (Danyushevsky et al. 2011) and GSD-1G (USGS) | 4.6676 | [19 empty] | 6515.5598 | [5 empty] | 0.047068 | [5 empty] | 73.961 | [9 empty] | 15588.1933 |  | 37.3542 |  |  |  | 1.4501 | [7 empty] | 48.2998 | [13 empty] | 139.6533 | [15 empty] | 1.657 | [17 empty] | 0.14916 | [9 empty] | 1.2517 | [32 empty] | 2025 |  |  | CHN | Tibet
| Lawu |  | Magmatic hydrothermal | Skarn | Cu-Pb-Zn skarn | Cu, Pb, Zn | In, Sn | Cu, Pb, Zn, In, Sn |  |  | Calera-Sofía D-300-4 | Calera-Sofía D-300-4 | underground mine |  |  |  |  | ore material | drill core | underground mining tunnels and drill cores | mineral separate | [5 empty] | mineralisation |  |  |  | sphalerite, chalcopyrite, pyrrhotite, pyrite, arsenopyrite |  |  | Sn-poor VMS |  |  |  | galena, bismuthinite, marcasite, iron oxides, pyroxene, actinolite, quartz | thin sections and polished blocks examined using optical microscope, BSE detector, and EDS prior to analysis | EMPA, LA-ICPMS | JEOL JXA-8230 electron probe microanalyzer; RESOlution-LR 193 nm ArF excimer laser ablation system coupled to an Agilent 7700x ICP-MS | Laboratory of Mineral Resources Research Center, Fuzhou University; Adelaide Microscopy, the University of Adelaide | EPMA point analysis: accelerating voltage 15 kV, beam current 20 nA, beam diameter ~5 μm; EPMA mapping: accelerating voltage 20 kV, working current 50 nA, dwell time ~10 ms; BSE imaging: accelerating voltage 20 kV, beam current 10 nA; LA-ICP-MS: energy density 3~3.5 J/cm2, spot sizes 29 to 51 μm, repetition rates 5 Hz (polished thin-section) and 10 Hz (polished blocks), ~30 s background acquisition, ~40 s sample data acquisition | STDGL3 (Danyushevsky et al. 2011) and GSD-1G (USGS) | 6.5635 | [19 empty] | 6621.0807 | [5 empty] | 0.048438 | [5 empty] | 72.8 | [9 empty] | 15417.2792 |  | 38.1163 |  |  |  | 1.1814 | [7 empty] | 50.1595 | [13 empty] | 139.2268 | [15 empty] | 2.4401 | [17 empty] | 0.6596 | [9 empty] | 0.46957 | [32 empty] | 2025 |  |  | CHN | Tibet
| Lawu |  | Magmatic hydrothermal | Skarn | Cu-Pb-Zn skarn | Cu, Pb, Zn | In, Sn | Cu, Pb, Zn, In, Sn |  |  | Calera-Sofía D-300-5 | Calera-Sofía D-300-5 | underground mine |  |  |  |  | ore material | drill core | underground mining tunnels and drill cores | mineral separate | [5 empty] | mineralisation |  |  |  | sphalerite, chalcopyrite, pyrrhotite, pyrite, arsenopyrite |  |  | Sn-poor VMS |  |  |  | galena, bismuthinite, marcasite, iron oxides, pyroxene, actinolite, quartz | thin sections and polished blocks examined using optical microscope, BSE detector, and EDS prior to analysis | EMPA, LA-ICPMS | JEOL JXA-8230 electron probe microanalyzer; RESOlution-LR 193 nm ArF excimer laser ablation system coupled to an Agilent 7700x ICP-MS | Laboratory of Mineral Resources Research Center, Fuzhou University; Adelaide Microscopy, the University of Adelaide | EPMA point analysis: accelerating voltage 15 kV, beam current 20 nA, beam diameter ~5 μm; EPMA mapping: accelerating voltage 20 kV, working current 50 nA, dwell time ~10 ms; BSE imaging: accelerating voltage 20 kV, beam current 10 nA; LA-ICP-MS: energy density 3~3.5 J/cm2, spot sizes 29 to 51 μm, repetition rates 5 Hz (polished thin-section) and 10 Hz (polished blocks), ~30 s background acquisition, ~40 s sample data acquisition | STDGL3 (Danyushevsky et al. 2011) and GSD-1G (USGS) | 8.2287 | [19 empty] | 6398.2516 | [5 empty] | 0.05654 | [5 empty] | 90.3186 | [9 empty] | 15917.6101 |  | 33.5488 |  |  |  | 1.3545 | [7 empty] | 61.7528 | [13 empty] | 138.5609 | [15 empty] | 5.1683 | [17 empty] | 2.8868 | [9 empty] | 1.6436 | [32 empty] | 2025 |  |  | CHN | Tibet
| Lawu |  | Magmatic hydrothermal | Skarn | Cu-Pb-Zn skarn | Cu, Pb, Zn | In, Sn | Cu, Pb, Zn, In, Sn |  |  | Calera-Sofía D-300-6 | Calera-Sofía D-300-6 | underground mine |  |  |  |  | ore material | drill core | underground mining tunnels and drill cores | mineral separate | [5 empty] | mineralisation |  |  |  | sphalerite, chalcopyrite, pyrrhotite, pyrite, arsenopyrite |  |  | Sn-poor VMS |  |  |  | galena, bismuthinite, marcasite, iron oxides, pyroxene, actinolite, quartz | thin sections and polished blocks examined using optical microscope, BSE detector, and EDS prior to analysis | EMPA, LA-ICPMS | JEOL JXA-8230 electron probe microanalyzer; RESOlution-LR 193 nm ArF excimer laser ablation system coupled to an Agilent 7700x ICP-MS | Laboratory of Mineral Resources Research Center, Fuzhou University; Adelaide Microscopy, the University of Adelaide | EPMA point analysis: accelerating voltage 15 kV, beam current 20 nA, beam diameter ~5 μm; EPMA mapping: accelerating voltage 20 kV, working current 50 nA, dwell time ~10 ms; BSE imaging: accelerating voltage 20 kV, beam current 10 nA; LA-ICP-MS: energy density 3~3.5 J/cm2, spot sizes 29 to 51 μm, repetition rates 5 Hz (polished thin-section) and 10 Hz (polished blocks), ~30 s background acquisition, ~40 s sample data acquisition | STDGL3 (Danyushevsky et al. 2011) and GSD-1G (USGS) | 6.5518 | [19 empty] | 6641.9179 | [5 empty] | 0.051579 | [5 empty] | 79.7144 | [9 empty] | 15246.9607 |  | 31.9422 |  |  |  | 0.93888 | [7 empty] | 61.4409 | [13 empty] | 136.3509 | [15 empty] | 4.484 | [17 empty] | 1.6565 | [9 empty] | 0.48196 | [32 empty] | 2025 |  |  | CHN | Tibet
| Lawu |  | Magmatic hydrothermal | Skarn | Cu-Pb-Zn skarn | Cu, Pb, Zn | In, Sn | Cu, Pb, Zn, In, Sn |  |  | Calera-Sofía D-300-7 | Calera-Sofía D-300-7 | underground mine |  |  |  |  | ore material | drill core | underground mining tunnels and drill cores | mineral separate | [5 empty] | mineralisation |  |  |  | sphalerite, chalcopyrite, pyrrhotite, pyrite, arsenopyrite |  |  | Sn-poor VMS |  |  |  | galena, bismuthinite, marcasite, iron oxides, pyroxene, actinolite, quartz | thin sections and polished blocks examined using optical microscope, BSE detector, and EDS prior to analysis | EMPA, LA-ICPMS | JEOL JXA-8230 electron probe microanalyzer; RESOlution-LR 193 nm ArF excimer laser ablation system coupled to an Agilent 7700x ICP-MS | Laboratory of Mineral Resources Research Center, Fuzhou University; Adelaide Microscopy, the University of Adelaide | EPMA point analysis: accelerating voltage 15 kV, beam current 20 nA, beam diameter ~5 μm; EPMA mapping: accelerating voltage 20 kV, working current 50 nA, dwell time ~10 ms; BSE imaging: accelerating voltage 20 kV, beam current 10 nA; LA-ICP-MS: energy density 3~3.5 J/cm2, spot sizes 29 to 51 μm, repetition rates 5 Hz (polished thin-section) and 10 Hz (polished blocks), ~30 s background acquisition, ~40 s sample data acquisition | STDGL3 (Danyushevsky et al. 2011) and GSD-1G (USGS) | 4.592 | [19 empty] | 6592.1581 | [5 empty] | 0.046367 | [5 empty] | 85.0113 | [9 empty] | 15627.0464 |  | 31.1193 |  |  |  | 1.1622 | [7 empty] | 68.3858 | [13 empty] | 136.7662 | [15 empty] | 0.51738 | [17 empty] | 0.034271 | [9 empty] | 1.1688 | [32 empty] | 2025 |  |  | CHN | Tibet
| Lawu |  | Magmatic hydrothermal | Skarn | Cu-Pb-Zn skarn | Cu, Pb, Zn | In, Sn | Cu, Pb, Zn, In, Sn |  |  | Calera-Sofía D-300-8 | Calera-Sofía D-300-8 | underground mine |  |  |  |  | ore material | drill core | underground mining tunnels and drill cores | mineral separate | [5 empty] | mineralisation |  |  |  | sphalerite, chalcopyrite, pyrrhotite, pyrite, arsenopyrite |  |  | Sn-poor VMS |  |  |  | galena, bismuthinite, marcasite, iron oxides, pyroxene, actinolite, quartz | thin sections and polished blocks examined using optical microscope, BSE detector, and EDS prior to analysis | EMPA, LA-ICPMS | JEOL JXA-8230 electron probe microanalyzer; RESOlution-LR 193 nm ArF excimer laser ablation system coupled to an Agilent 7700x ICP-MS | Laboratory of Mineral Resources Research Center, Fuzhou University; Adelaide Microscopy, the University of Adelaide | EPMA point analysis: accelerating voltage 15 kV, beam current 20 nA, beam diameter ~5 μm; EPMA mapping: accelerating voltage 20 kV, working current 50 nA, dwell time ~10 ms; BSE imaging: accelerating voltage 20 kV, beam current 10 nA; LA-ICP-MS: energy density 3~3.5 J/cm2, spot sizes 29 to 51 μm, repetition rates 5 Hz (polished thin-section) and 10 Hz (polished blocks), ~30 s background acquisition, ~40 s sample data acquisition | STDGL3 (Danyushevsky et al. 2011) and GSD-1G (USGS) | 8.4129 | [19 empty] | 6471.7143 | [5 empty] | 0.043962 | [5 empty] | 76.9929 | [9 empty] | 15720.466 |  | 28.4094 |  |  |  | 0.21929 | [7 empty] | 69.1598 | [13 empty] | 139.2824 | [15 empty] | 8.6924 | [17 empty] | 8.3252 | [9 empty] | 0.40346 | [32 empty] | 2025 |  |  | CHN | Tibet
| Lawu |  | Magmatic hydrothermal | Skarn | Cu-Pb-Zn skarn | Cu, Pb, Zn | In, Sn | Cu, Pb, Zn, In, Sn |  |  | Calera-Sofía D-300-9 | Calera-Sofía D-300-9 | underground mine |  |  |  |  | ore material | drill core | underground mining tunnels and drill cores | mineral separate | [5 empty] | mineralisation |  |  |  | sphalerite, chalcopyrite, pyrrhotite, pyrite, arsenopyrite |  |  | Sn-poor VMS |  |  |  | galena, bismuthinite, marcasite, iron oxides, pyroxene, actinolite, quartz | thin sections and polished blocks examined using optical microscope, BSE detector, and EDS prior to analysis | EMPA, LA-ICPMS | JEOL JXA-8230 electron probe microanalyzer; RESOlution-LR 193 nm ArF excimer laser ablation system coupled to an Agilent 7700x ICP-MS | Laboratory of Mineral Resources Research Center, Fuzhou University; Adelaide Microscopy, the University of Adelaide | EPMA point analysis: accelerating voltage 15 kV, beam current 20 nA, beam diameter ~5 μm; EPMA mapping: accelerating voltage 20 kV, working current 50 nA, dwell time ~10 ms; BSE imaging: accelerating voltage 20 kV, beam current 10 nA; LA-ICP-MS: energy density 3~3.5 J/cm2, spot sizes 29 to 51 μm, repetition rates 5 Hz (polished thin-section) and 10 Hz (polished blocks), ~30 s background acquisition, ~40 s sample data acquisition | STDGL3 (Danyushevsky et al. 2011) and GSD-1G (USGS) | 4.6391 | [19 empty] | 6989.5139 | [5 empty] | 0.049072 | [5 empty] | 30.8712 | [9 empty] | 10129.1882 |  | 3.331 |  |  |  | 0.06277 | [7 empty] | 11.6707 | [13 empty] | 107.0791 | [15 empty] | 1.5269 | [17 empty] | 0.21652 | [9 empty] | 0.2028 | [32 empty] | 2025 |  |  | CHN | Tibet
| Lawu |  | Magmatic hydrothermal | Skarn | Cu-Pb-Zn skarn | Cu, Pb, Zn | In, Sn | Cu, Pb, Zn, In, Sn |  |  | Calera-Sofía D-300-10 | Calera-Sofía D-300-10 | underground mine |  |  |  |  | ore material | drill core | underground mining tunnels and drill cores | mineral separate | [5 empty] | mineralisation |  |  |  | sphalerite, chalcopyrite, pyrrhotite, pyrite, arsenopyrite |  |  | Sn-poor VMS |  |  |  | galena, bismuthinite, marcasite, iron oxides, pyroxene, actinolite, quartz | thin sections and polished blocks examined using optical microscope, BSE detector, and EDS prior to analysis | EMPA, LA-ICPMS | JEOL JXA-8230 electron probe microanalyzer; RESOlution-LR 193 nm ArF excimer laser ablation system coupled to an Agilent 7700x ICP-MS | Laboratory of Mineral Resources Research Center, Fuzhou University; Adelaide Microscopy, the University of Adelaide | EPMA point analysis: accelerating voltage 15 kV, beam current 20 nA, beam diameter ~5 μm; EPMA mapping: accelerating voltage 20 kV, working current 50 nA, dwell time ~10 ms; BSE imaging: accelerating voltage 20 kV, beam current 10 nA; LA-ICP-MS: energy density 3~3.5 J/cm2, spot sizes 29 to 51 μm, repetition rates 5 Hz (polished thin-section) and 10 Hz (polished blocks), ~30 s background acquisition, ~40 s sample data acquisition | STDGL3 (Danyushevsky et al. 2011) and GSD-1G (USGS) | 3.6004 | [19 empty] | 6996.9542 | [5 empty] | 0.042204 | [5 empty] | 30.4742 | [9 empty] | 10737.14 |  | 9.0132 |  |  |  | 1.4583 | [7 empty] | 11.2085 | [13 empty] | 194.9308 | [15 empty] | 3.5122 | [17 empty] | 0.37747 | [9 empty] | 0.27496 | [32 empty] | 2025 |  |  | CHN | Tibet
| Lawu |  | Magmatic hydrothermal | Skarn | Cu-Pb-Zn skarn | Cu, Pb, Zn | In, Sn | Cu, Pb, Zn, In, Sn |  |  | Calera-Sofía D-300-11 | Calera-Sofía D-300-11 | underground mine |  |  |  |  | ore material | drill core | underground mining tunnels and drill cores | mineral separate | [5 empty] | mineralisation |  |  |  | sphalerite, chalcopyrite, pyrrhotite, pyrite, arsenopyrite |  |  | Sn-poor VMS |  |  |  | galena, bismuthinite, marcasite, iron oxides, pyroxene, actinolite, quartz | thin sections and polished blocks examined using optical microscope, BSE detector, and EDS prior to analysis | EMPA, LA-ICPMS | JEOL JXA-8230 electron probe microanalyzer; RESOlution-LR 193 nm ArF excimer laser ablation system coupled to an Agilent 7700x ICP-MS | Laboratory of Mineral Resources Research Center, Fuzhou University; Adelaide Microscopy, the University of Adelaide | EPMA point analysis: accelerating voltage 15 kV, beam current 20 nA, beam diameter ~5 μm; EPMA mapping: accelerating voltage 20 kV, working current 50 nA, dwell time ~10 ms; BSE imaging: accelerating voltage 20 kV, beam current 10 nA; LA-ICP-MS: energy density 3~3.5 J/cm2, spot sizes 29 to 51 μm, repetition rates 5 Hz (polished thin-section) and 10 Hz (polished blocks), ~30 s background acquisition, ~40 s sample data acquisition | STDGL3 (Danyushevsky et al. 2011) and GSD-1G (USGS) | 2.1765 | [19 empty] | 6931.0352 | [5 empty] | 0.068714 | [5 empty] | 30.4514 | [9 empty] | 10061.8793 |  | 8.7126 |  |  |  | 1.4088 | [7 empty] | 10.5645 | [13 empty] | 184.469 | [15 empty] | 0.25514 | [17 empty] | 0.019139 | [9 empty] | 0.33819 | [32 empty] | 2025 |  |  | CHN | Tibet
| Lawu |  | Magmatic hydrothermal | Skarn | Cu-Pb-Zn skarn | Cu, Pb, Zn | In, Sn | Cu, Pb, Zn, In, Sn |  |  | Calera-Sofía D-300-12 | Calera-Sofía D-300-12 | underground mine |  |  |  |  | ore material | drill core | underground mining tunnels and drill cores | mineral separate | [5 empty] | mineralisation |  |  |  | sphalerite, chalcopyrite, pyrrhotite, pyrite, arsenopyrite |  |  | Sn-poor VMS |  |  |  | galena, bismuthinite, marcasite, iron oxides, pyroxene, actinolite, quartz | thin sections and polished blocks examined using optical microscope, BSE detector, and EDS prior to analysis | EMPA, LA-ICPMS | JEOL JXA-8230 electron probe microanalyzer; RESOlution-LR 193 nm ArF excimer laser ablation system coupled to an Agilent 7700x ICP-MS | Laboratory of Mineral Resources Research Center, Fuzhou University; Adelaide Microscopy, the University of Adelaide | EPMA point analysis: accelerating voltage 15 kV, beam current 20 nA, beam diameter ~5 μm; EPMA mapping: accelerating voltage 20 kV, working current 50 nA, dwell time ~10 ms; BSE imaging: accelerating voltage 20 kV, beam current 10 nA; LA-ICP-MS: energy density 3~3.5 J/cm2, spot sizes 29 to 51 μm, repetition rates 5 Hz (polished thin-section) and 10 Hz (polished blocks), ~30 s background acquisition, ~40 s sample data acquisition | STDGL3 (Danyushevsky et al. 2011) and GSD-1G (USGS) | 3.8354 | [19 empty] | 6780.5431 | [5 empty] | 0.039635 | [5 empty] | 35.7952 | [9 empty] | 10586.1638 |  | 10.8643 |  |  |  | 1.0082 | [7 empty] | 11.1466 | [13 empty] | 146.4281 | [15 empty] | 3.5173 | [17 empty] | 0.14432 | [9 empty] | 0.22548 | [32 empty] | 2025 |  |  | CHN | Tibet
| Lawu |  | Magmatic hydrothermal | Skarn | Cu-Pb-Zn skarn | Cu, Pb, Zn | In, Sn | Cu, Pb, Zn, In, Sn |  |  | Calera-Sofía D-300-13 | Calera-Sofía D-300-13 | underground mine |  |  |  |  | ore material | drill core | underground mining tunnels and drill cores | mineral separate | [5 empty] | mineralisation |  |  |  | sphalerite, chalcopyrite, pyrrhotite, pyrite, arsenopyrite |  |  | Sn-poor VMS |  |  |  | galena, bismuthinite, marcasite, iron oxides, pyroxene, actinolite, quartz | thin sections and polished blocks examined using optical microscope, BSE detector, and EDS prior to analysis | EMPA, LA-ICPMS | JEOL JXA-8230 electron probe microanalyzer; RESOlution-LR 193 nm ArF excimer laser ablation system coupled to an Agilent 7700x ICP-MS | Laboratory of Mineral Resources Research Center, Fuzhou University; Adelaide Microscopy, the University of Adelaide | EPMA point analysis: accelerating voltage 15 kV, beam current 20 nA, beam diameter ~5 μm; EPMA mapping: accelerating voltage 20 kV, working current 50 nA, dwell time ~10 ms; BSE imaging: accelerating voltage 20 kV, beam current 10 nA; LA-ICP-MS: energy density 3~3.5 J/cm2, spot sizes 29 to 51 μm, repetition rates 5 Hz (polished thin-section) and 10 Hz (polished blocks), ~30 s background acquisition, ~40 s sample data acquisition | STDGL3 (Danyushevsky et al. 2011) and GSD-1G (USGS) | 3.9375 | [19 empty] | 6864.7069 | [5 empty] | 0.047009 | [5 empty] | 29.0135 | [9 empty] | 10632.5118 |  | 11.1883 |  |  |  | 1.1491 | [7 empty] | 11.5815 | [13 empty] | 175.9147 | [15 empty] | 6.7566 | [17 empty] | 0.15799 | [9 empty] | 0.25833 | [32 empty] | 2025 |  |  | CHN | Tibet
| Lawu |  | Magmatic hydrothermal | Skarn | Cu-Pb-Zn skarn | Cu, Pb, Zn | In, Sn | Cu, Pb, Zn, In, Sn |  |  | Calera-Sofía D-300-14 | Calera-Sofía D-300-14 | underground mine |  |  |  |  | ore material | drill core | underground mining tunnels and drill cores | mineral separate | [5 empty] | mineralisation |  |  |  | sphalerite, chalcopyrite, pyrrhotite, pyrite, arsenopyrite |  |  | Sn-poor VMS |  |  |  | galena, bismuthinite, marcasite, iron oxides, pyroxene, actinolite, quartz | thin sections and polished blocks examined using optical microscope, BSE detector, and EDS prior to analysis | EMPA, LA-ICPMS | JEOL JXA-8230 electron probe microanalyzer; RESOlution-LR 193 nm ArF excimer laser ablation system coupled to an Agilent 7700x ICP-MS | Laboratory of Mineral Resources Research Center, Fuzhou University; Adelaide Microscopy, the University of Adelaide | EPMA point analysis: accelerating voltage 15 kV, beam current 20 nA, beam diameter ~5 μm; EPMA mapping: accelerating voltage 20 kV, working current 50 nA, dwell time ~10 ms; BSE imaging: accelerating voltage 20 kV, beam current 10 nA; LA-ICP-MS: energy density 3~3.5 J/cm2, spot sizes 29 to 51 μm, repetition rates 5 Hz (polished thin-section) and 10 Hz (polished blocks), ~30 s background acquisition, ~40 s sample data acquisition | STDGL3 (Danyushevsky et al. 2011) and GSD-1G (USGS) | 5.0635 | [19 empty] | 6906.4374 | [5 empty] | 0.049224 | [5 empty] | 44.537 | [9 empty] | 10635.8871 |  | 10.5997 |  |  |  | 0.64434 | [7 empty] | 12.1429 | [13 empty] | 169.9356 | [15 empty] | 9.2665 | [17 empty] | 2.2967 | [9 empty] | 0.20947 | [32 empty] | 2025 |  |  | CHN | Tibet
| Lawu |  | Magmatic hydrothermal | Skarn | Cu-Pb-Zn skarn | Cu, Pb, Zn | In, Sn | Cu, Pb, Zn, In, Sn |  |  | Calera-Sofía D-300-15 | Calera-Sofía D-300-15 | underground mine |  |  |  |  | ore material | drill core | underground mining tunnels and drill cores | mineral separate | [5 empty] | mineralisation |  |  |  | sphalerite, chalcopyrite, pyrrhotite, pyrite, arsenopyrite |  |  | Sn-poor VMS |  |  |  | galena, bismuthinite, marcasite, iron oxides, pyroxene, actinolite, quartz | thin sections and polished blocks examined using optical microscope, BSE detector, and EDS prior to analysis | EMPA, LA-ICPMS | JEOL JXA-8230 electron probe microanalyzer; RESOlution-LR 193 nm ArF excimer laser ablation system coupled to an Agilent 7700x ICP-MS | Laboratory of Mineral Resources Research Center, Fuzhou University; Adelaide Microscopy, the University of Adelaide | EPMA point analysis: accelerating voltage 15 kV, beam current 20 nA, beam diameter ~5 μm; EPMA mapping: accelerating voltage 20 kV, working current 50 nA, dwell time ~10 ms; BSE imaging: accelerating voltage 20 kV, beam current 10 nA; LA-ICP-MS: energy density 3~3.5 J/cm2, spot sizes 29 to 51 μm, repetition rates 5 Hz (polished thin-section) and 10 Hz (polished blocks), ~30 s background acquisition, ~40 s sample data acquisition | STDGL3 (Danyushevsky et al. 2011) and GSD-1G (USGS) | 4.1454 | [19 empty] | 6856.8046 | [5 empty] | 0.048126 | [5 empty] | 37.9003 | [9 empty] | 10777.0386 |  | 10.5617 |  |  |  | 1.1088 | [7 empty] | 11.7965 | [13 empty] | 150.6919 | [15 empty] | 5.2582 | [17 empty] | 0.93837 | [9 empty] | 0.14932 | [32 empty] | 2025 |  |  | CHN | Tibet
| Lawu |  | Magmatic hydrothermal | Skarn | Cu-Pb-Zn skarn | Cu, Pb, Zn | In, Sn | Cu, Pb, Zn, In, Sn |  |  | Calera-Sofía D-300-16 | Calera-Sofía D-300-16 | underground mine |  |  |  |  | ore material | drill core | underground mining tunnels and drill cores | mineral separate | [5 empty] | mineralisation |  |  |  | sphalerite, chalcopyrite, pyrrhotite, pyrite, arsenopyrite |  |  | Sn-poor VMS |  |  |  | galena, bismuthinite, marcasite, iron oxides, pyroxene, actinolite, quartz | thin sections and polished blocks examined using optical microscope, BSE detector, and EDS prior to analysis | EMPA, LA-ICPMS | JEOL JXA-8230 electron probe microanalyzer; RESOlution-LR 193 nm ArF excimer laser ablation system coupled to an Agilent 7700x ICP-MS | Laboratory of Mineral Resources Research Center, Fuzhou University; Adelaide Microscopy, the University of Adelaide | EPMA point analysis: accelerating voltage 15 kV, beam current 20 nA, beam diameter ~5 μm; EPMA mapping: accelerating voltage 20 kV, working current 50 nA, dwell time ~10 ms; BSE imaging: accelerating voltage 20 kV, beam current 10 nA; LA-ICP-MS: energy density 3~3.5 J/cm2, spot sizes 29 to 51 μm, repetition rates 5 Hz (polished thin-section) and 10 Hz (polished blocks), ~30 s background acquisition, ~40 s sample data acquisition | STDGL3 (Danyushevsky et al. 2011) and GSD-1G (USGS) | 3.8186 | [19 empty] | 7048.4074 | [5 empty] | 0.043943 | [5 empty] | 32.5923 | [9 empty] | 10560.8603 |  | 10.5188 |  |  |  | 0.9241 | [7 empty] | 12.2142 | [13 empty] | 168.9033 | [15 empty] | 5.5336 | [17 empty] | 0.5204 | [9 empty] | 0.17916 | [32 empty] | 2025 |  |  | CHN | Tibet
| Lawu |  | Magmatic hydrothermal | Skarn | Cu-Pb-Zn skarn | Cu, Pb, Zn | In, Sn | Cu, Pb, Zn, In, Sn |  |  | Calera-Sofía D-300-17 | Calera-Sofía D-300-17 | underground mine |  |  |  |  | ore material | drill core | underground mining tunnels and drill cores | mineral separate | [5 empty] | mineralisation |  |  |  | sphalerite, chalcopyrite, pyrrhotite, pyrite, arsenopyrite |  |  | Sn-poor VMS |  |  |  | galena, bismuthinite, marcasite, iron oxides, pyroxene, actinolite, quartz | thin sections and polished blocks examined using optical microscope, BSE detector, and EDS prior to analysis | EMPA, LA-ICPMS | JEOL JXA-8230 electron probe microanalyzer; RESOlution-LR 193 nm ArF excimer laser ablation system coupled to an Agilent 7700x ICP-MS | Laboratory of Mineral Resources Research Center, Fuzhou University; Adelaide Microscopy, the University of Adelaide | EPMA point analysis: accelerating voltage 15 kV, beam current 20 nA, beam diameter ~5 μm; EPMA mapping: accelerating voltage 20 kV, working current 50 nA, dwell time ~10 ms; BSE imaging: accelerating voltage 20 kV, beam current 10 nA; LA-ICP-MS: energy density 3~3.5 J/cm2, spot sizes 29 to 51 μm, repetition rates 5 Hz (polished thin-section) and 10 Hz (polished blocks), ~30 s background acquisition, ~40 s sample data acquisition | STDGL3 (Danyushevsky et al. 2011) and GSD-1G (USGS) | 4.5693 | [19 empty] | 7114.0463 | [5 empty] | 0.045363 | [5 empty] | 42.4791 | [9 empty] | 10578.4224 |  | 10.6471 |  |  |  | 0.68306 | [7 empty] | 12.375 | [13 empty] | 172.4077 | [15 empty] | 11.5864 | [17 empty] | 1.7968 | [9 empty] | 0.18541 | [32 empty] | 2025 |  |  | CHN | Tibet
| Lawu |  | Magmatic hydrothermal | Skarn | Cu-Pb-Zn skarn | Cu, Pb, Zn | In, Sn | Cu, Pb, Zn, In, Sn |  |  | Calera-Sofía D-300-18 | Calera-Sofía D-300-18 | underground mine |  |  |  |  | ore material | drill core | underground mining tunnels and drill cores | mineral separate | [5 empty] | mineralisation |  |  |  | sphalerite, chalcopyrite, pyrrhotite, pyrite, arsenopyrite |  |  | Sn-poor VMS |  |  |  | galena, bismuthinite, marcasite, iron oxides, pyroxene, actinolite, quartz | thin sections and polished blocks examined using optical microscope, BSE detector, and EDS prior to analysis | EMPA, LA-ICPMS | JEOL JXA-8230 electron probe microanalyzer; RESOlution-LR 193 nm ArF excimer laser ablation system coupled to an Agilent 7700x ICP-MS | Laboratory of Mineral Resources Research Center, Fuzhou University; Adelaide Microscopy, the University of Adelaide | EPMA point analysis: accelerating voltage 15 kV, beam current 20 nA, beam diameter ~5 μm; EPMA mapping: accelerating voltage 20 kV, working current 50 nA, dwell time ~10 ms; BSE imaging: accelerating voltage 20 kV, beam current 10 nA; LA-ICP-MS: energy density 3~3.5 J/cm2, spot sizes 29 to 51 μm, repetition rates 5 Hz (polished thin-section) and 10 Hz (polished blocks), ~30 s background acquisition, ~40 s sample data acquisition | STDGL3 (Danyushevsky et al. 2011) and GSD-1G (USGS) | 4.455 | [19 empty] | 7039.9197 | [5 empty] | 0.042595 | [5 empty] | 35.5712 | [9 empty] | 10433.6533 |  | 10.454 |  |  |  | 0.25964 | [7 empty] | 11.9423 | [13 empty] | 169.4944 | [15 empty] | 7.6801 | [17 empty] | 1.5124 | [9 empty] | 0.17468 | [32 empty] | 2025 |  |  | CHN | Tibet
| Lawu |  | Magmatic hydrothermal | Skarn | Cu-Pb-Zn skarn | Cu, Pb, Zn | In, Sn | Cu, Pb, Zn, In, Sn |  |  | Calera-Sofía D-300-19 | Calera-Sofía D-300-19 | underground mine |  |  |  |  | ore material | drill core | underground mining tunnels and drill cores | mineral separate | [5 empty] | mineralisation |  |  |  | sphalerite, chalcopyrite, pyrrhotite, pyrite, arsenopyrite |  |  | Sn-poor VMS |  |  |  | galena, bismuthinite, marcasite, iron oxides, pyroxene, actinolite, quartz | thin sections and polished blocks examined using optical microscope, BSE detector, and EDS prior to analysis | EMPA, LA-ICPMS | JEOL JXA-8230 electron probe microanalyzer; RESOlution-LR 193 nm ArF excimer laser ablation system coupled to an Agilent 7700x ICP-MS | Laboratory of Mineral Resources Research Center, Fuzhou University; Adelaide Microscopy, the University of Adelaide | EPMA point analysis: accelerating voltage 15 kV, beam current 20 nA, beam diameter ~5 μm; EPMA mapping: accelerating voltage 20 kV, working current 50 nA, dwell time ~10 ms; BSE imaging: accelerating voltage 20 kV, beam current 10 nA; LA-ICP-MS: energy density 3~3.5 J/cm2, spot sizes 29 to 51 μm, repetition rates 5 Hz (polished thin-section) and 10 Hz (polished blocks), ~30 s background acquisition, ~40 s sample data acquisition | STDGL3 (Danyushevsky et al. 2011) and GSD-1G (USGS) | 6.917 | [19 empty] | 7022.4081 | [5 empty] | 0.049975 | [5 empty] | 46.1191 | [9 empty] | 10774.5461 |  | 10.6515 |  |  |  | 0.23922 | [7 empty] | 12.2582 | [13 empty] | 185.9509 | [15 empty] | 11.7022 | [17 empty] | 7.7564 | [9 empty] | 0.19653 | [32 empty] | 2025 |  |  | CHN | Tibet
| Lawu |  | Magmatic hydrothermal | Skarn | Cu-Pb-Zn skarn | Cu, Pb, Zn | In, Sn | Cu, Pb, Zn, In, Sn |  |  | Calera-Sofía D-300-20 | Calera-Sofía D-300-20 | underground mine |  |  |  |  | ore material | drill core | underground mining tunnels and drill cores | mineral separate | [5 empty] | mineralisation |  |  |  | sphalerite, chalcopyrite, pyrrhotite, pyrite, arsenopyrite |  |  | Sn-poor VMS |  |  |  | galena, bismuthinite, marcasite, iron oxides, pyroxene, actinolite, quartz | thin sections and polished blocks examined using optical microscope, BSE detector, and EDS prior to analysis | EMPA, LA-ICPMS | JEOL JXA-8230 electron probe microanalyzer; RESOlution-LR 193 nm ArF excimer laser ablation system coupled to an Agilent 7700x ICP-MS | Laboratory of Mineral Resources Research Center, Fuzhou University; Adelaide Microscopy, the University of Adelaide | EPMA point analysis: accelerating voltage 15 kV, beam current 20 nA, beam diameter ~5 μm; EPMA mapping: accelerating voltage 20 kV, working current 50 nA, dwell time ~10 ms; BSE imaging: accelerating voltage 20 kV, beam current 10 nA; LA-ICP-MS: energy density 3~3.5 J/cm2, spot sizes 29 to 51 μm, repetition rates 5 Hz (polished thin-section) and 10 Hz (polished blocks), ~30 s background acquisition, ~40 s sample data acquisition | STDGL3 (Danyushevsky et al. 2011) and GSD-1G (USGS) | 3.298 | [19 empty] | 7184.5537 | [5 empty] | 0.045659 | [5 empty] | 31.6073 | [9 empty] | 10835.523 |  | 11.1372 |  |  |  | 0.7907 | [7 empty] | 12.0754 | [13 empty] | 188.7146 | [15 empty] | 2.1265 | [17 empty] | 0.32643 | [9 empty] | 0.19331 | [32 empty] | 2025 |  |  | CHN | Tibet
| Lawu |  | Magmatic hydrothermal | Skarn | Cu-Pb-Zn skarn | Cu, Pb, Zn | In, Sn | Cu, Pb, Zn, In, Sn |  |  | Calera-Sofía D-300-21 | Calera-Sofía D-300-21 | underground mine |  |  |  |  | ore material | drill core | underground mining tunnels and drill cores | mineral separate | [5 empty] | mineralisation |  |  |  | sphalerite, chalcopyrite, pyrrhotite, pyrite, arsenopyrite |  |  | Sn-poor VMS |  |  |  | galena, bismuthinite, marcasite, iron oxides, pyroxene, actinolite, quartz | thin sections and polished blocks examined using optical microscope, BSE detector, and EDS prior to analysis | EMPA, LA-ICPMS | JEOL JXA-8230 electron probe microanalyzer; RESOlution-LR 193 nm ArF excimer laser ablation system coupled to an Agilent 7700x ICP-MS | Laboratory of Mineral Resources Research Center, Fuzhou University; Adelaide Microscopy, the University of Adelaide | EPMA point analysis: accelerating voltage 15 kV, beam current 20 nA, beam diameter ~5 μm; EPMA mapping: accelerating voltage 20 kV, working current 50 nA, dwell time ~10 ms; BSE imaging: accelerating voltage 20 kV, beam current 10 nA; LA-ICP-MS: energy density 3~3.5 J/cm2, spot sizes 29 to 51 μm, repetition rates 5 Hz (polished thin-section) and 10 Hz (polished blocks), ~30 s background acquisition, ~40 s sample data acquisition | STDGL3 (Danyushevsky et al. 2011) and GSD-1G (USGS) | 5.2249 | [19 empty] | 6978.6566 | [5 empty] | 0.043086 | [5 empty] | 47.4867 | [9 empty] | 10447.5476 |  | 11.0124 |  |  |  | 1.8417 | [7 empty] | 12.2535 | [13 empty] | 164.2926 | [15 empty] | 9.7935 | [17 empty] | 0.70438 | [9 empty] | 0.32048 | [32 empty] | 2025 |  |  | CHN | Tibet
| Lawu |  | Magmatic hydrothermal | Skarn | Cu-Pb-Zn skarn | Cu, Pb, Zn | In, Sn | Cu, Pb, Zn, In, Sn |  |  | Calera-Sofía D-300-22 | Calera-Sofía D-300-22 | underground mine |  |  |  |  | ore material | drill core | underground mining tunnels and drill cores | mineral separate | [5 empty] | mineralisation |  |  |  | sphalerite, chalcopyrite, pyrrhotite, pyrite, arsenopyrite |  |  | Sn-poor VMS |  |  |  | galena, bismuthinite, marcasite, iron oxides, pyroxene, actinolite, quartz | thin sections and polished blocks examined using optical microscope, BSE detector, and EDS prior to analysis | EMPA, LA-ICPMS | JEOL JXA-8230 electron probe microanalyzer; RESOlution-LR 193 nm ArF excimer laser ablation system coupled to an Agilent 7700x ICP-MS | Laboratory of Mineral Resources Research Center, Fuzhou University; Adelaide Microscopy, the University of Adelaide | EPMA point analysis: accelerating voltage 15 kV, beam current 20 nA, beam diameter ~5 μm; EPMA mapping: accelerating voltage 20 kV, working current 50 nA, dwell time ~10 ms; BSE imaging: accelerating voltage 20 kV, beam current 10 nA; LA-ICP-MS: energy density 3~3.5 J/cm2, spot sizes 29 to 51 μm, repetition rates 5 Hz (polished thin-section) and 10 Hz (polished blocks), ~30 s background acquisition, ~40 s sample data acquisition | STDGL3 (Danyushevsky et al. 2011) and GSD-1G (USGS) | 2.8567 | [19 empty] | 7110.8668 | [5 empty] | 5.1382 | [5 empty] | 30.0289 | [9 empty] | 27539.0529 |  | 8.9059 |  |  |  | 0.33423 | [7 empty] | 12.267 | [13 empty] | 2781.6052 | [15 empty] | 0.21101 | [17 empty] | 0.040234 | [9 empty] | 0.22726 | [32 empty] | 2025 |  |  | CHN | Tibet
| Lawu |  | Magmatic hydrothermal | Skarn | Cu-Pb-Zn skarn | Cu, Pb, Zn | In, Sn | Cu, Pb, Zn, In, Sn |  |  | Calera-Sofía D-300-23 | Calera-Sofía D-300-23 | underground mine |  |  |  |  | ore material | drill core | underground mining tunnels and drill cores | mineral separate | [5 empty] | mineralisation |  |  |  | sphalerite, chalcopyrite, pyrrhotite, pyrite, arsenopyrite |  |  | Sn-poor VMS |  |  |  | galena, bismuthinite, marcasite, iron oxides, pyroxene, actinolite, quartz | thin sections and polished blocks examined using optical microscope, BSE detector, and EDS prior to analysis | EMPA, LA-ICPMS | JEOL JXA-8230 electron probe microanalyzer; RESOlution-LR 193 nm ArF excimer laser ablation system coupled to an Agilent 7700x ICP-MS | Laboratory of Mineral Resources Research Center, Fuzhou University; Adelaide Microscopy, the University of Adelaide | EPMA point analysis: accelerating voltage 15 kV, beam current 20 nA, beam diameter ~5 μm; EPMA mapping: accelerating voltage 20 kV, working current 50 nA, dwell time ~10 ms; BSE imaging: accelerating voltage 20 kV, beam current 10 nA; LA-ICP-MS: energy density 3~3.5 J/cm2, spot sizes 29 to 51 μm, repetition rates 5 Hz (polished thin-section) and 10 Hz (polished blocks), ~30 s background acquisition, ~40 s sample data acquisition | STDGL3 (Danyushevsky et al. 2011) and GSD-1G (USGS) | 3.1915 | [19 empty] | 7050.4012 | [5 empty] | 4.8325 | [5 empty] | 35.7225 | [9 empty] | 27464.0277 |  | 9.4756 |  |  |  | 0.2859 | [7 empty] | 12.2071 | [13 empty] | 2836.7076 | [15 empty] | 0.48183 | [17 empty] | 0.47043 | [9 empty] | 0.20071 | [32 empty] | 2025 |  |  | CHN | Tibet
| Lawu |  | Magmatic hydrothermal | Skarn | Cu-Pb-Zn skarn | Cu, Pb, Zn | In, Sn | Cu, Pb, Zn, In, Sn |  |  | Calera-Sofía D-300-24 | Calera-Sofía D-300-24 | underground mine |  |  |  |  | ore material | drill core | underground mining tunnels and drill cores | mineral separate | [5 empty] | mineralisation |  |  |  | sphalerite, chalcopyrite, pyrrhotite, pyrite, arsenopyrite |  |  | Sn-poor VMS |  |  |  | galena, bismuthinite, marcasite, iron oxides, pyroxene, actinolite, quartz | thin sections and polished blocks examined using optical microscope, BSE detector, and EDS prior to analysis | EMPA, LA-ICPMS | JEOL JXA-8230 electron probe microanalyzer; RESOlution-LR 193 nm ArF excimer laser ablation system coupled to an Agilent 7700x ICP-MS | Laboratory of Mineral Resources Research Center, Fuzhou University; Adelaide Microscopy, the University of Adelaide | EPMA point analysis: accelerating voltage 15 kV, beam current 20 nA, beam diameter ~5 μm; EPMA mapping: accelerating voltage 20 kV, working current 50 nA, dwell time ~10 ms; BSE imaging: accelerating voltage 20 kV, beam current 10 nA; LA-ICP-MS: energy density 3~3.5 J/cm2, spot sizes 29 to 51 μm, repetition rates 5 Hz (polished thin-section) and 10 Hz (polished blocks), ~30 s background acquisition, ~40 s sample data acquisition | STDGL3 (Danyushevsky et al. 2011) and GSD-1G (USGS) | 4.2419 | [19 empty] | 7091.1558 | [5 empty] | 4.3261 | [5 empty] | 35.7278 | [9 empty] | 24725.7299 |  | 10.5994 |  |  |  | 0.32716 | [7 empty] | 12.2664 | [13 empty] | 2773.5817 | [15 empty] | 1.0376 | [17 empty] | 0.47283 | [9 empty] | 0.1687 | [32 empty] | 2025 |  |  | CHN | Tibet
| Lawu |  | Magmatic hydrothermal | Skarn | Cu-Pb-Zn skarn | Cu, Pb, Zn | In, Sn | Cu, Pb, Zn, In, Sn |  |  | Calera-Sofía D-300-25 | Calera-Sofía D-300-25 | underground mine |  |  |  |  | ore material | drill core | underground mining tunnels and drill cores | mineral separate | [5 empty] | mineralisation |  |  |  | sphalerite, chalcopyrite, pyrrhotite, pyrite, arsenopyrite |  |  | Sn-poor VMS |  |  |  | galena, bismuthinite, marcasite, iron oxides, pyroxene, actinolite, quartz | thin sections and polished blocks examined using optical microscope, BSE detector, and EDS prior to analysis | EMPA, LA-ICPMS | JEOL JXA-8230 electron probe microanalyzer; RESOlution-LR 193 nm ArF excimer laser ablation system coupled to an Agilent 7700x ICP-MS | Laboratory of Mineral Resources Research Center, Fuzhou University; Adelaide Microscopy, the University of Adelaide | EPMA point analysis: accelerating voltage 15 kV, beam current 20 nA, beam diameter ~5 μm; EPMA mapping: accelerating voltage 20 kV, working current 50 nA, dwell time ~10 ms; BSE imaging: accelerating voltage 20 kV, beam current 10 nA; LA-ICP-MS: energy density 3~3.5 J/cm2, spot sizes 29 to 51 μm, repetition rates 5 Hz (polished thin-section) and 10 Hz (polished blocks), ~30 s background acquisition, ~40 s sample data acquisition | STDGL3 (Danyushevsky et al. 2011) and GSD-1G (USGS) | 6.9427 | [19 empty] | 7087.9329 | [5 empty] | 5.7682 | [5 empty] | 38.992 | [9 empty] | 24094.5315 |  | 8.822 |  |  |  | 0.25229 | [7 empty] | 12.7292 | [13 empty] | 2668.9616 | [15 empty] | 3.4854 | [17 empty] | 1.0314 | [9 empty] | 0.18905 | [32 empty] | 2025 |  |  | CHN | Tibet
| Lawu |  | Magmatic hydrothermal | Skarn | Cu-Pb-Zn skarn | Cu, Pb, Zn | In, Sn | Cu, Pb, Zn, In, Sn |  |  | Calera-Sofía D-300-26 | Calera-Sofía D-300-26 | underground mine |  |  |  |  | ore material | drill core | underground mining tunnels and drill cores | mineral separate | [5 empty] | mineralisation |  |  |  | sphalerite, chalcopyrite, pyrrhotite, pyrite, arsenopyrite |  |  | Sn-poor VMS |  |  |  | galena, bismuthinite, marcasite, iron oxides, pyroxene, actinolite, quartz | thin sections and polished blocks examined using optical microscope, BSE detector, and EDS prior to analysis | EMPA, LA-ICPMS | JEOL JXA-8230 electron probe microanalyzer; RESOlution-LR 193 nm ArF excimer laser ablation system coupled to an Agilent 7700x ICP-MS | Laboratory of Mineral Resources Research Center, Fuzhou University; Adelaide Microscopy, the University of Adelaide | EPMA point analysis: accelerating voltage 15 kV, beam current 20 nA, beam diameter ~5 μm; EPMA mapping: accelerating voltage 20 kV, working current 50 nA, dwell time ~10 ms; BSE imaging: accelerating voltage 20 kV, beam current 10 nA; LA-ICP-MS: energy density 3~3.5 J/cm2, spot sizes 29 to 51 μm, repetition rates 5 Hz (polished thin-section) and 10 Hz (polished blocks), ~30 s background acquisition, ~40 s sample data acquisition | STDGL3 (Danyushevsky et al. 2011) and GSD-1G (USGS) | 10.9959 | [19 empty] | 6938.0286 | [5 empty] | 5.7977 | [5 empty] | 44.2575 | [9 empty] | 24615.7759 |  | 8.434 |  |  |  | 0.32811 | [7 empty] | 13.1309 | [13 empty] | 2561.5637 | [15 empty] | 8.0366 | [17 empty] | 5.4521 | [9 empty] | 0.21212 | [32 empty] | 2025 |  |  | CHN | Tibet
| Lawu |  | Magmatic hydrothermal | Skarn | Cu-Pb-Zn skarn | Cu, Pb, Zn | In, Sn | Cu, Pb, Zn, In, Sn |  |  | Calera-Sofía D-300-27 | Calera-Sofía D-300-27 | underground mine |  |  |  |  | ore material | drill core | underground mining tunnels and drill cores | mineral separate | [5 empty] | mineralisation |  |  |  | sphalerite, chalcopyrite, pyrrhotite, pyrite, arsenopyrite |  |  | Sn-poor VMS |  |  |  | galena, bismuthinite, marcasite, iron oxides, pyroxene, actinolite, quartz | thin sections and polished blocks examined using optical microscope, BSE detector, and EDS prior to analysis | EMPA, LA-ICPMS | JEOL JXA-8230 electron probe microanalyzer; RESOlution-LR 193 nm ArF excimer laser ablation system coupled to an Agilent 7700x ICP-MS | Laboratory of Mineral Resources Research Center, Fuzhou University; Adelaide Microscopy, the University of Adelaide | EPMA point analysis: accelerating voltage 15 kV, beam current 20 nA, beam diameter ~5 μm; EPMA mapping: accelerating voltage 20 kV, working current 50 nA, dwell time ~10 ms; BSE imaging: accelerating voltage 20 kV, beam current 10 nA; LA-ICP-MS: energy density 3~3.5 J/cm2, spot sizes 29 to 51 μm, repetition rates 5 Hz (polished thin-section) and 10 Hz (polished blocks), ~30 s background acquisition, ~40 s sample data acquisition | STDGL3 (Danyushevsky et al. 2011) and GSD-1G (USGS) | 9.764 | [19 empty] | 5356.5961 | [5 empty] | 0.047345 | [5 empty] | 25.7429 | [9 empty] | 42358.661 |  | 14.2709 |  |  |  | 0.059678 | [7 empty] | 4.0476 | [13 empty] | 647.4704 | [15 empty] | 4.1372 | [17 empty] | 5.5385 | [9 empty] | 0.31664 | [32 empty] | 2025 |  |  | CHN | Tibet
| Lawu |  | Magmatic hydrothermal | Skarn | Cu-Pb-Zn skarn | Cu, Pb, Zn | In, Sn | Cu, Pb, Zn, In, Sn |  |  | Calera-Sofía D-300-28 | Calera-Sofía D-300-28 | underground mine |  |  |  |  | ore material | drill core | underground mining tunnels and drill cores | mineral separate | [5 empty] | mineralisation |  |  |  | sphalerite, chalcopyrite, pyrrhotite, pyrite, arsenopyrite |  |  | Sn-poor VMS |  |  |  | galena, bismuthinite, marcasite, iron oxides, pyroxene, actinolite, quartz | thin sections and polished blocks examined using optical microscope, BSE detector, and EDS prior to analysis | EMPA, LA-ICPMS | JEOL JXA-8230 electron probe microanalyzer; RESOlution-LR 193 nm ArF excimer laser ablation system coupled to an Agilent 7700x ICP-MS | Laboratory of Mineral Resources Research Center, Fuzhou University; Adelaide Microscopy, the University of Adelaide | EPMA point analysis: accelerating voltage 15 kV, beam current 20 nA, beam diameter ~5 μm; EPMA mapping: accelerating voltage 20 kV, working current 50 nA, dwell time ~10 ms; BSE imaging: accelerating voltage 20 kV, beam current 10 nA; LA-ICP-MS: energy density 3~3.5 J/cm2, spot sizes 29 to 51 μm, repetition rates 5 Hz (polished thin-section) and 10 Hz (polished blocks), ~30 s background acquisition, ~40 s sample data acquisition | STDGL3 (Danyushevsky et al. 2011) and GSD-1G (USGS) | 10.6728 | [19 empty] | 5304.3583 | [5 empty] | 0.042199 | [5 empty] | 25.148 | [9 empty] | 43074.0609 |  | 14.2576 |  |  |  | 0.15257 | [7 empty] | 4.0686 | [13 empty] | 654.3818 | [15 empty] | 4.9757 | [17 empty] | 3.9165 | [9 empty] | 0.21573 | [32 empty] | 2025 |  |  | CHN | Tibet
| Lawu |  | Magmatic hydrothermal | Skarn | Cu-Pb-Zn skarn | Cu, Pb, Zn | In, Sn | Cu, Pb, Zn, In, Sn |  |  | Calera-Sofía D-300-29 | Calera-Sofía D-300-29 | underground mine |  |  |  |  | ore material | drill core | underground mining tunnels and drill cores | mineral separate | [5 empty] | mineralisation |  |  |  | sphalerite, chalcopyrite, pyrrhotite, pyrite, arsenopyrite |  |  | Sn-poor VMS |  |  |  | galena, bismuthinite, marcasite, iron oxides, pyroxene, actinolite, quartz | thin sections and polished blocks examined using optical microscope, BSE detector, and EDS prior to analysis | EMPA, LA-ICPMS | JEOL JXA-8230 electron probe microanalyzer; RESOlution-LR 193 nm ArF excimer laser ablation system coupled to an Agilent 7700x ICP-MS | Laboratory of Mineral Resources Research Center, Fuzhou University; Adelaide Microscopy, the University of Adelaide | EPMA point analysis: accelerating voltage 15 kV, beam current 20 nA, beam diameter ~5 μm; EPMA mapping: accelerating voltage 20 kV, working current 50 nA, dwell time ~10 ms; BSE imaging: accelerating voltage 20 kV, beam current 10 nA; LA-ICP-MS: energy density 3~3.5 J/cm2, spot sizes 29 to 51 μm, repetition rates 5 Hz (polished thin-section) and 10 Hz (polished blocks), ~30 s background acquisition, ~40 s sample data acquisition | STDGL3 (Danyushevsky et al. 2011) and GSD-1G (USGS) | 6.6278 | [19 empty] | 5211.9891 | [5 empty] | 0.045316 | [5 empty] | 22.3261 | [9 empty] | 43713.6994 |  | 15.0418 |  |  |  | 0.053169 | [7 empty] | 4.1297 | [13 empty] | 632.3065 | [15 empty] | 2.0729 | [17 empty] | 2.1135 | [9 empty] | 0.3159 | [32 empty] | 2025 |  |  | CHN | Tibet
| Lawu |  | Magmatic hydrothermal | Skarn | Cu-Pb-Zn skarn | Cu, Pb, Zn | In, Sn | Cu, Pb, Zn, In, Sn |  |  | Calera-Sofía D-300-30 | Calera-Sofía D-300-30 | underground mine |  |  |  |  | ore material | drill core | underground mining tunnels and drill cores | mineral separate | [5 empty] | mineralisation |  |  |  | sphalerite, chalcopyrite, pyrrhotite, pyrite, arsenopyrite |  |  | Sn-poor VMS |  |  |  | galena, bismuthinite, marcasite, iron oxides, pyroxene, actinolite, quartz | thin sections and polished blocks examined using optical microscope, BSE detector, and EDS prior to analysis | EMPA, LA-ICPMS | JEOL JXA-8230 electron probe microanalyzer; RESOlution-LR 193 nm ArF excimer laser ablation system coupled to an Agilent 7700x ICP-MS | Laboratory of Mineral Resources Research Center, Fuzhou University; Adelaide Microscopy, the University of Adelaide | EPMA point analysis: accelerating voltage 15 kV, beam current 20 nA, beam diameter ~5 μm; EPMA mapping: accelerating voltage 20 kV, working current 50 nA, dwell time ~10 ms; BSE imaging: accelerating voltage 20 kV, beam current 10 nA; LA-ICP-MS: energy density 3~3.5 J/cm2, spot sizes 29 to 51 μm, repetition rates 5 Hz (polished thin-section) and 10 Hz (polished blocks), ~30 s background acquisition, ~40 s sample data acquisition | STDGL3 (Danyushevsky et al. 2011) and GSD-1G (USGS) | 6.4546 | [19 empty] | 5314.1642 | [5 empty] | 0.04535 | [5 empty] | 23.3451 | [9 empty] | 42551.1588 |  | 14.5356 |  |  |  | 0.16685 | [7 empty] | 3.9466 | [13 empty] | 647.2227 | [15 empty] | 0.6444 | [17 empty] | 0.36929 | [9 empty] | 0.49276 | [32 empty] | 2025 |  |  | CHN | Tibet
| Lawu |  | Magmatic hydrothermal | Skarn | Cu-Pb-Zn skarn | Cu, Pb, Zn | In, Sn | Cu, Pb, Zn, In, Sn |  |  | Calera-Sofía D-300-31 | Calera-Sofía D-300-31 | underground mine |  |  |  |  | ore material | drill core | underground mining tunnels and drill cores | mineral separate | [5 empty] | mineralisation |  |  |  | sphalerite, chalcopyrite, pyrrhotite, pyrite, arsenopyrite |  |  | Sn-poor VMS |  |  |  | galena, bismuthinite, marcasite, iron oxides, pyroxene, actinolite, quartz | thin sections and polished blocks examined using optical microscope, BSE detector, and EDS prior to analysis | EMPA, LA-ICPMS | JEOL JXA-8230 electron probe microanalyzer; RESOlution-LR 193 nm ArF excimer laser ablation system coupled to an Agilent 7700x ICP-MS | Laboratory of Mineral Resources Research Center, Fuzhou University; Adelaide Microscopy, the University of Adelaide | EPMA point analysis: accelerating voltage 15 kV, beam current 20 nA, beam diameter ~5 μm; EPMA mapping: accelerating voltage 20 kV, working current 50 nA, dwell time ~10 ms; BSE imaging: accelerating voltage 20 kV, beam current 10 nA; LA-ICP-MS: energy density 3~3.5 J/cm2, spot sizes 29 to 51 μm, repetition rates 5 Hz (polished thin-section) and 10 Hz (polished blocks), ~30 s background acquisition, ~40 s sample data acquisition | STDGL3 (Danyushevsky et al. 2011) and GSD-1G (USGS) | 22.3498 | [19 empty] | 5251.3957 | [5 empty] | 0.058176 | [5 empty] | 25.9885 | [9 empty] | 44107.8334 |  | 12.1645 |  |  |  | 0.1627 | [7 empty] | 4.1546 | [13 empty] | 646.7808 | [15 empty] | 8.9963 | [17 empty] | 9.2659 | [9 empty] | 0.382 | [32 empty] | 2025 |  |  | CHN | Tibet
| Lawu |  | Magmatic hydrothermal | Skarn | Cu-Pb-Zn skarn | Cu, Pb, Zn | In, Sn | Cu, Pb, Zn, In, Sn |  |  | Calera-Sofía D-300-32 | Calera-Sofía D-300-32 | underground mine |  |  |  |  | ore material | drill core | underground mining tunnels and drill cores | mineral separate | [5 empty] | mineralisation |  |  |  | sphalerite, chalcopyrite, pyrrhotite, pyrite, arsenopyrite |  |  | Sn-poor VMS |  |  |  | galena, bismuthinite, marcasite, iron oxides, pyroxene, actinolite, quartz | thin sections and polished blocks examined using optical microscope, BSE detector, and EDS prior to analysis | EMPA, LA-ICPMS | JEOL JXA-8230 electron probe microanalyzer; RESOlution-LR 193 nm ArF excimer laser ablation system coupled to an Agilent 7700x ICP-MS | Laboratory of Mineral Resources Research Center, Fuzhou University; Adelaide Microscopy, the University of Adelaide | EPMA point analysis: accelerating voltage 15 kV, beam current 20 nA, beam diameter ~5 μm; EPMA mapping: accelerating voltage 20 kV, working current 50 nA, dwell time ~10 ms; BSE imaging: accelerating voltage 20 kV, beam current 10 nA; LA-ICP-MS: energy density 3~3.5 J/cm2, spot sizes 29 to 51 μm, repetition rates 5 Hz (polished thin-section) and 10 Hz (polished blocks), ~30 s background acquisition, ~40 s sample data acquisition | STDGL3 (Danyushevsky et al. 2011) and GSD-1G (USGS) | 5.4082 | [19 empty] | 5438.0394 | [5 empty] | 0.051648 | [5 empty] | 23.0633 | [9 empty] | 43271.2923 |  | 15.9325 |  |  |  | 0.058691 | [7 empty] | 4.4973 | [13 empty] | 610.7908 | [15 empty] | 1.6297 | [17 empty] | 1.2645 | [9 empty] | 0.54429 | [32 empty] | 2025 |  |  | CHN | Tibet
| Lawu |  | Magmatic hydrothermal | Skarn | Cu-Pb-Zn skarn | Cu, Pb, Zn | In, Sn | Cu, Pb, Zn, In, Sn |  |  | Calera-Sofía D-300-33 | Calera-Sofía D-300-33 | underground mine |  |  |  |  | ore material | drill core | underground mining tunnels and drill cores | mineral separate | [5 empty] | mineralisation |  |  |  | sphalerite, chalcopyrite, pyrrhotite, pyrite, arsenopyrite |  |  | Sn-poor VMS |  |  |  | galena, bismuthinite, marcasite, iron oxides, pyroxene, actinolite, quartz | thin sections and polished blocks examined using optical microscope, BSE detector, and EDS prior to analysis | EMPA, LA-ICPMS | JEOL JXA-8230 electron probe microanalyzer; RESOlution-LR 193 nm ArF excimer laser ablation system coupled to an Agilent 7700x ICP-MS | Laboratory of Mineral Resources Research Center, Fuzhou University; Adelaide Microscopy, the University of Adelaide | EPMA point analysis: accelerating voltage 15 kV, beam current 20 nA, beam diameter ~5 μm; EPMA mapping: accelerating voltage 20 kV, working current 50 nA, dwell time ~10 ms; BSE imaging: accelerating voltage 20 kV, beam current 10 nA; LA-ICP-MS: energy density 3~3.5 J/cm2, spot sizes 29 to 51 μm, repetition rates 5 Hz (polished thin-section) and 10 Hz (polished blocks), ~30 s background acquisition, ~40 s sample data acquisition | STDGL3 (Danyushevsky et al. 2011) and GSD-1G (USGS) | 14.4544 | [19 empty] | 5315.1246 | [5 empty] | 0.042679 | [5 empty] | 36.0779 | [9 empty] | 42100.397 |  | 14.3286 |  |  |  | 0.29109 | [7 empty] | 4.4061 | [13 empty] | 598.244 | [15 empty] | 8.8062 | [17 empty] | 12.6363 | [9 empty] | 0.67253 | [32 empty] | 2025 |  |  | CHN | Tibet
| Lawu |  | Magmatic hydrothermal | Skarn | Cu-Pb-Zn skarn | Cu, Pb, Zn | In, Sn | Cu, Pb, Zn, In, Sn |  |  | Calera-Sofía D-300-34 | Calera-Sofía D-300-34 | underground mine |  |  |  |  | ore material | drill core | underground mining tunnels and drill cores | mineral separate | [5 empty] | mineralisation |  |  |  | sphalerite, chalcopyrite, pyrrhotite, pyrite, arsenopyrite |  |  | Sn-poor VMS |  |  |  | galena, bismuthinite, marcasite, iron oxides, pyroxene, actinolite, quartz | thin sections and polished blocks examined using optical microscope, BSE detector, and EDS prior to analysis | EMPA, LA-ICPMS | JEOL JXA-8230 electron probe microanalyzer; RESOlution-LR 193 nm ArF excimer laser ablation system coupled to an Agilent 7700x ICP-MS | Laboratory of Mineral Resources Research Center, Fuzhou University; Adelaide Microscopy, the University of Adelaide | EPMA point analysis: accelerating voltage 15 kV, beam current 20 nA, beam diameter ~5 μm; EPMA mapping: accelerating voltage 20 kV, working current 50 nA, dwell time ~10 ms; BSE imaging: accelerating voltage 20 kV, beam current 10 nA; LA-ICP-MS: energy density 3~3.5 J/cm2, spot sizes 29 to 51 μm, repetition rates 5 Hz (polished thin-section) and 10 Hz (polished blocks), ~30 s background acquisition, ~40 s sample data acquisition | STDGL3 (Danyushevsky et al. 2011) and GSD-1G (USGS) | 6.1561 | [19 empty] | 5281.2807 | [5 empty] | 0.043644 | [5 empty] | 19.6697 | [9 empty] | 42249.7221 |  | 14.3237 |  |  |  | 0.04978 | [7 empty] | 4.3881 | [13 empty] | 633.3842 | [15 empty] | 1.5986 | [17 empty] | 2.8961 | [9 empty] | 0.21199 | [32 empty] | 2025 |  |  | CHN | Tibet
| Lawu |  | Magmatic hydrothermal | Skarn | Cu-Pb-Zn skarn | Cu, Pb, Zn | In, Sn | Cu, Pb, Zn, In, Sn |  |  | Calera-Sofía D-300-35 | Calera-Sofía D-300-35 | underground mine |  |  |  |  | ore material | drill core | underground mining tunnels and drill cores | mineral separate | [5 empty] | mineralisation |  |  |  | sphalerite, chalcopyrite, pyrrhotite, pyrite, arsenopyrite |  |  | Sn-poor VMS |  |  |  | galena, bismuthinite, marcasite, iron oxides, pyroxene, actinolite, quartz | thin sections and polished blocks examined using optical microscope, BSE detector, and EDS prior to analysis | EMPA, LA-ICPMS | JEOL JXA-8230 electron probe microanalyzer; RESOlution-LR 193 nm ArF excimer laser ablation system coupled to an Agilent 7700x ICP-MS | Laboratory of Mineral Resources Research Center, Fuzhou University; Adelaide Microscopy, the University of Adelaide | EPMA point analysis: accelerating voltage 15 kV, beam current 20 nA, beam diameter ~5 μm; EPMA mapping: accelerating voltage 20 kV, working current 50 nA, dwell time ~10 ms; BSE imaging: accelerating voltage 20 kV, beam current 10 nA; LA-ICP-MS: energy density 3~3.5 J/cm2, spot sizes 29 to 51 μm, repetition rates 5 Hz (polished thin-section) and 10 Hz (polished blocks), ~30 s background acquisition, ~40 s sample data acquisition | STDGL3 (Danyushevsky et al. 2011) and GSD-1G (USGS) | 15.5205 | [19 empty] | 5285.6261 | [5 empty] | 0.04389 | [5 empty] | 25.0848 | [9 empty] | 42774.9446 |  | 14.8009 |  |  |  | 0.053646 | [7 empty] | 4.5158 | [13 empty] | 639.4514 | [15 empty] | 3.4735 | [17 empty] | 3.5537 | [9 empty] | 0.27202 | [32 empty] | 2025 |  |  | CHN | Tibet
| Lawu |  | Magmatic hydrothermal | Skarn | Cu-Pb-Zn skarn | Cu, Pb, Zn | In, Sn | Cu, Pb, Zn, In, Sn |  |  | Calera-Sofía D-300-36 | Calera-Sofía D-300-36 | underground mine |  |  |  |  | ore material | drill core | underground mining tunnels and drill cores | mineral separate | [5 empty] | mineralisation |  |  |  | sphalerite, chalcopyrite, pyrrhotite, pyrite, arsenopyrite |  |  | Sn-poor VMS |  |  |  | galena, bismuthinite, marcasite, iron oxides, pyroxene, actinolite, quartz | thin sections and polished blocks examined using optical microscope, BSE detector, and EDS prior to analysis | EMPA, LA-ICPMS | JEOL JXA-8230 electron probe microanalyzer; RESOlution-LR 193 nm ArF excimer laser ablation system coupled to an Agilent 7700x ICP-MS | Laboratory of Mineral Resources Research Center, Fuzhou University; Adelaide Microscopy, the University of Adelaide | EPMA point analysis: accelerating voltage 15 kV, beam current 20 nA, beam diameter ~5 μm; EPMA mapping: accelerating voltage 20 kV, working current 50 nA, dwell time ~10 ms; BSE imaging: accelerating voltage 20 kV, beam current 10 nA; LA-ICP-MS: energy density 3~3.5 J/cm2, spot sizes 29 to 51 μm, repetition rates 5 Hz (polished thin-section) and 10 Hz (polished blocks), ~30 s background acquisition, ~40 s sample data acquisition | STDGL3 (Danyushevsky et al. 2011) and GSD-1G (USGS) | 7.6874 | [19 empty] | 5289.2776 | [5 empty] | 0.043552 | [5 empty] | 23.916 | [9 empty] | 40733.3251 |  | 13.8452 |  |  |  | 0.13785 | [7 empty] | 4.2358 | [13 empty] | 561.6537 | [15 empty] | 3.253 | [17 empty] | 3.0243 | [9 empty] | 0.31724 | [32 empty] | 2025 |  |  | CHN | Tibet
| Lawu |  | Magmatic hydrothermal | Skarn | Cu-Pb-Zn skarn | Cu, Pb, Zn | In, Sn | Cu, Pb, Zn, In, Sn |  |  | Calera-Sofía D-300-37 | Calera-Sofía D-300-37 | underground mine |  |  |  |  | ore material | drill core | underground mining tunnels and drill cores | mineral separate | [5 empty] | mineralisation |  |  |  | sphalerite, chalcopyrite, pyrrhotite, pyrite, arsenopyrite |  |  | Sn-poor VMS |  |  |  | galena, bismuthinite, marcasite, iron oxides, pyroxene, actinolite, quartz | thin sections and polished blocks examined using optical microscope, BSE detector, and EDS prior to analysis | EMPA, LA-ICPMS | JEOL JXA-8230 electron probe microanalyzer; RESOlution-LR 193 nm ArF excimer laser ablation system coupled to an Agilent 7700x ICP-MS | Laboratory of Mineral Resources Research Center, Fuzhou University; Adelaide Microscopy, the University of Adelaide | EPMA point analysis: accelerating voltage 15 kV, beam current 20 nA, beam diameter ~5 μm; EPMA mapping: accelerating voltage 20 kV, working current 50 nA, dwell time ~10 ms; BSE imaging: accelerating voltage 20 kV, beam current 10 nA; LA-ICP-MS: energy density 3~3.5 J/cm2, spot sizes 29 to 51 μm, repetition rates 5 Hz (polished thin-section) and 10 Hz (polished blocks), ~30 s background acquisition, ~40 s sample data acquisition | STDGL3 (Danyushevsky et al. 2011) and GSD-1G (USGS) | 8.1808 | [19 empty] | 5071.7833 | [5 empty] | 0.056269 | [5 empty] | 23.8088 | [9 empty] | 40445.6191 |  | 13.5006 |  |  |  | 0.061343 | [7 empty] | 4.0812 | [13 empty] | 558.0115 | [15 empty] | 4.1262 | [17 empty] | 3.9842 | [9 empty] | 0.32254 | [32 empty] | 2025 |  |  | CHN | Tibet
| Lawu |  | Magmatic hydrothermal | Skarn | Cu-Pb-Zn skarn | Cu, Pb, Zn | In, Sn | Cu, Pb, Zn, In, Sn |  |  | Calera-Sofía D-300-38 | Calera-Sofía D-300-38 | underground mine |  |  |  |  | ore material | drill core | underground mining tunnels and drill cores | mineral separate | [5 empty] | mineralisation |  |  |  | sphalerite, chalcopyrite, pyrrhotite, pyrite, arsenopyrite |  |  | Sn-poor VMS |  |  |  | galena, bismuthinite, marcasite, iron oxides, pyroxene, actinolite, quartz | thin sections and polished blocks examined using optical microscope, BSE detector, and EDS prior to analysis | EMPA, LA-ICPMS | JEOL JXA-8230 electron probe microanalyzer; RESOlution-LR 193 nm ArF excimer laser ablation system coupled to an Agilent 7700x ICP-MS | Laboratory of Mineral Resources Research Center, Fuzhou University; Adelaide Microscopy, the University of Adelaide | EPMA point analysis: accelerating voltage 15 kV, beam current 20 nA, beam diameter ~5 μm; EPMA mapping: accelerating voltage 20 kV, working current 50 nA, dwell time ~10 ms; BSE imaging: accelerating voltage 20 kV, beam current 10 nA; LA-ICP-MS: energy density 3~3.5 J/cm2, spot sizes 29 to 51 μm, repetition rates 5 Hz (polished thin-section) and 10 Hz (polished blocks), ~30 s background acquisition, ~40 s sample data acquisition | STDGL3 (Danyushevsky et al. 2011) and GSD-1G (USGS) | 11.1581 | [19 empty] | 5169.6478 | [5 empty] | 0.043677 | [5 empty] | 28.5105 | [9 empty] | 40319.7884 |  | 13.1495 |  |  |  | 0.1162 | [7 empty] | 4.1351 | [13 empty] | 591.3968 | [15 empty] | 7.3072 | [17 empty] | 12.98 | [9 empty] | 0.27622 | [32 empty] | 2025 |  |  | CHN | Tibet
| Lawu |  | Magmatic hydrothermal | Skarn | Cu-Pb-Zn skarn | Cu, Pb, Zn | In, Sn | Cu, Pb, Zn, In, Sn |  |  | Calera-Sofía D-300-39 | Calera-Sofía D-300-39 | underground mine |  |  |  |  | ore material | drill core | underground mining tunnels and drill cores | mineral separate | [5 empty] | mineralisation |  |  |  | sphalerite, chalcopyrite, pyrrhotite, pyrite, arsenopyrite |  |  | Sn-poor VMS |  |  |  | galena, bismuthinite, marcasite, iron oxides, pyroxene, actinolite, quartz | thin sections and polished blocks examined using optical microscope, BSE detector, and EDS prior to analysis | EMPA, LA-ICPMS | JEOL JXA-8230 electron probe microanalyzer; RESOlution-LR 193 nm ArF excimer laser ablation system coupled to an Agilent 7700x ICP-MS | Laboratory of Mineral Resources Research Center, Fuzhou University; Adelaide Microscopy, the University of Adelaide | EPMA point analysis: accelerating voltage 15 kV, beam current 20 nA, beam diameter ~5 μm; EPMA mapping: accelerating voltage 20 kV, working current 50 nA, dwell time ~10 ms; BSE imaging: accelerating voltage 20 kV, beam current 10 nA; LA-ICP-MS: energy density 3~3.5 J/cm2, spot sizes 29 to 51 μm, repetition rates 5 Hz (polished thin-section) and 10 Hz (polished blocks), ~30 s background acquisition, ~40 s sample data acquisition | STDGL3 (Danyushevsky et al. 2011) and GSD-1G (USGS) | 8.2437 | [19 empty] | 5175.9293 | [5 empty] | 0.045327 | [5 empty] | 23.5286 | [9 empty] | 40397.7836 |  | 13.4419 |  |  |  | 0.14949 | [7 empty] | 4.1807 | [13 empty] | 592.0241 | [15 empty] | 3.5823 | [17 empty] | 3.2614 | [9 empty] | 0.23434 | [32 empty] | 2025 |  |  | CHN | Tibet
| Lawu |  | Magmatic hydrothermal | Skarn | Cu-Pb-Zn skarn | Cu, Pb, Zn | In, Sn | Cu, Pb, Zn, In, Sn |  |  | Calera-Sofía D-300-40 | Calera-Sofía D-300-40 | underground mine |  |  |  |  | ore material | drill core | underground mining tunnels and drill cores | mineral separate | [5 empty] | mineralisation |  |  |  | sphalerite, chalcopyrite, pyrrhotite, pyrite, arsenopyrite |  |  | Sn-poor VMS |  |  |  | galena, bismuthinite, marcasite, iron oxides, pyroxene, actinolite, quartz | thin sections and polished blocks examined using optical microscope, BSE detector, and EDS prior to analysis | EMPA, LA-ICPMS | JEOL JXA-8230 electron probe microanalyzer; RESOlution-LR 193 nm ArF excimer laser ablation system coupled to an Agilent 7700x ICP-MS | Laboratory of Mineral Resources Research Center, Fuzhou University; Adelaide Microscopy, the University of Adelaide | EPMA point analysis: accelerating voltage 15 kV, beam current 20 nA, beam diameter ~5 μm; EPMA mapping: accelerating voltage 20 kV, working current 50 nA, dwell time ~10 ms; BSE imaging: accelerating voltage 20 kV, beam current 10 nA; LA-ICP-MS: energy density 3~3.5 J/cm2, spot sizes 29 to 51 μm, repetition rates 5 Hz (polished thin-section) and 10 Hz (polished blocks), ~30 s background acquisition, ~40 s sample data acquisition | STDGL3 (Danyushevsky et al. 2011) and GSD-1G (USGS) | 28.3209 | [19 empty] | 5239.9497 | [5 empty] | 0.052895 | [5 empty] | 53.0048 | [9 empty] | 39044.6453 |  | 14.2271 |  |  |  | 0.065634 | [7 empty] | 4.3688 | [13 empty] | 589.2187 | [15 empty] | 24.1442 | [17 empty] | 24.0379 | [9 empty] | 0.48732 | [32 empty] | 2025 |  |  | CHN | Tibet
| Lawu |  | Magmatic hydrothermal | Skarn | Cu-Pb-Zn skarn | Cu, Pb, Zn | In, Sn | Cu, Pb, Zn, In, Sn |  |  | Calera-Sofía D-300-41 | Calera-Sofía D-300-41 | underground mine |  |  |  |  | ore material | drill core | underground mining tunnels and drill cores | mineral separate | [5 empty] | mineralisation |  |  |  | sphalerite, chalcopyrite, pyrrhotite, pyrite, arsenopyrite |  |  | Sn-poor VMS |  |  |  | galena, bismuthinite, marcasite, iron oxides, pyroxene, actinolite, quartz | thin sections and polished blocks examined using optical microscope, BSE detector, and EDS prior to analysis | EMPA, LA-ICPMS | JEOL JXA-8230 electron probe microanalyzer; RESOlution-LR 193 nm ArF excimer laser ablation system coupled to an Agilent 7700x ICP-MS | Laboratory of Mineral Resources Research Center, Fuzhou University; Adelaide Microscopy, the University of Adelaide | EPMA point analysis: accelerating voltage 15 kV, beam current 20 nA, beam diameter ~5 μm; EPMA mapping: accelerating voltage 20 kV, working current 50 nA, dwell time ~10 ms; BSE imaging: accelerating voltage 20 kV, beam current 10 nA; LA-ICP-MS: energy density 3~3.5 J/cm2, spot sizes 29 to 51 μm, repetition rates 5 Hz (polished thin-section) and 10 Hz (polished blocks), ~30 s background acquisition, ~40 s sample data acquisition | STDGL3 (Danyushevsky et al. 2011) and GSD-1G (USGS) | 13.7678 | [19 empty] | 5047.148 | [5 empty] | 0.045561 | [5 empty] | 27.0418 | [9 empty] | 40634.791 |  | 13.6114 |  |  |  | 0.15095 | [7 empty] | 4.3187 | [13 empty] | 578.7116 | [15 empty] | 10.0217 | [17 empty] | 7.428 | [9 empty] | 0.33172 | [32 empty] | 2025 |  |  | CHN | Tibet
| Lawu |  | Magmatic hydrothermal | Skarn | Cu-Pb-Zn skarn | Cu, Pb, Zn | In, Sn | Cu, Pb, Zn, In, Sn |  |  | Calera-Sofía D-300-42 | Calera-Sofía D-300-42 | underground mine |  |  |  |  | ore material | drill core | underground mining tunnels and drill cores | mineral separate | [5 empty] | mineralisation |  |  |  | sphalerite, chalcopyrite, pyrrhotite, pyrite, arsenopyrite |  |  | Sn-poor VMS |  |  |  | galena, bismuthinite, marcasite, iron oxides, pyroxene, actinolite, quartz | thin sections and polished blocks examined using optical microscope, BSE detector, and EDS prior to analysis | EMPA, LA-ICPMS | JEOL JXA-8230 electron probe microanalyzer; RESOlution-LR 193 nm ArF excimer laser ablation system coupled to an Agilent 7700x ICP-MS | Laboratory of Mineral Resources Research Center, Fuzhou University; Adelaide Microscopy, the University of Adelaide | EPMA point analysis: accelerating voltage 15 kV, beam current 20 nA, beam diameter ~5 μm; EPMA mapping: accelerating voltage 20 kV, working current 50 nA, dwell time ~10 ms; BSE imaging: accelerating voltage 20 kV, beam current 10 nA; LA-ICP-MS: energy density 3~3.5 J/cm2, spot sizes 29 to 51 μm, repetition rates 5 Hz (polished thin-section) and 10 Hz (polished blocks), ~30 s background acquisition, ~40 s sample data acquisition | STDGL3 (Danyushevsky et al. 2011) and GSD-1G (USGS) | 21.4841 | [19 empty] | 5238.8979 | [5 empty] | 0.042841 | [5 empty] | 41.7379 | [9 empty] | 40817.0852 |  | 7.8652 |  |  |  | 0.052932 | [7 empty] | 4.7079 | [13 empty] | 570.0268 | [15 empty] | 8.8942 | [17 empty] | 4.6845 | [9 empty] | 0.34557 | [32 empty] | 2025 |  |  | CHN | Tibet
| Lawu |  | Magmatic hydrothermal | Skarn | Cu-Pb-Zn skarn | Cu, Pb, Zn | In, Sn | Cu, Pb, Zn, In, Sn |  |  | Calera-Sofía D-300-43 | Calera-Sofía D-300-43 | underground mine |  |  |  |  | ore material | drill core | underground mining tunnels and drill cores | mineral separate | [5 empty] | mineralisation |  |  |  | sphalerite, chalcopyrite, pyrrhotite, pyrite, arsenopyrite |  |  | Sn-poor VMS |  |  |  | galena, bismuthinite, marcasite, iron oxides, pyroxene, actinolite, quartz | thin sections and polished blocks examined using optical microscope, BSE detector, and EDS prior to analysis | EMPA, LA-ICPMS | JEOL JXA-8230 electron probe microanalyzer; RESOlution-LR 193 nm ArF excimer laser ablation system coupled to an Agilent 7700x ICP-MS | Laboratory of Mineral Resources Research Center, Fuzhou University; Adelaide Microscopy, the University of Adelaide | EPMA point analysis: accelerating voltage 15 kV, beam current 20 nA, beam diameter ~5 μm; EPMA mapping: accelerating voltage 20 kV, working current 50 nA, dwell time ~10 ms; BSE imaging: accelerating voltage 20 kV, beam current 10 nA; LA-ICP-MS: energy density 3~3.5 J/cm2, spot sizes 29 to 51 μm, repetition rates 5 Hz (polished thin-section) and 10 Hz (polished blocks), ~30 s background acquisition, ~40 s sample data acquisition | STDGL3 (Danyushevsky et al. 2011) and GSD-1G (USGS) | 12.8685 | [19 empty] | 4896.1775 | [5 empty] | 0.042893 | [5 empty] | 25.9122 | [9 empty] | 38763.5939 |  | 13.5415 |  |  |  | 0.04901 | [7 empty] | 4.3883 | [13 empty] | 563.2387 | [15 empty] | 6.9005 | [17 empty] | 5.9532 | [9 empty] | 0.27055 | [32 empty] | 2025 |  |  | CHN | Tibet
| Lawu |  | Magmatic hydrothermal | Skarn | Cu-Pb-Zn skarn | Cu, Pb, Zn | In, Sn | Cu, Pb, Zn, In, Sn |  |  | Calera-Sofía D-300-44 | Calera-Sofía D-300-44 | underground mine |  |  |  |  | ore material | drill core | underground mining tunnels and drill cores | mineral separate | [5 empty] | mineralisation |  |  |  | sphalerite, chalcopyrite, pyrrhotite, pyrite, arsenopyrite |  |  | Sn-poor VMS |  |  |  | galena, bismuthinite, marcasite, iron oxides, pyroxene, actinolite, quartz | thin sections and polished blocks examined using optical microscope, BSE detector, and EDS prior to analysis | EMPA, LA-ICPMS | JEOL JXA-8230 electron probe microanalyzer; RESOlution-LR 193 nm ArF excimer laser ablation system coupled to an Agilent 7700x ICP-MS | Laboratory of Mineral Resources Research Center, Fuzhou University; Adelaide Microscopy, the University of Adelaide | EPMA point analysis: accelerating voltage 15 kV, beam current 20 nA, beam diameter ~5 μm; EPMA mapping: accelerating voltage 20 kV, working current 50 nA, dwell time ~10 ms; BSE imaging: accelerating voltage 20 kV, beam current 10 nA; LA-ICP-MS: energy density 3~3.5 J/cm2, spot sizes 29 to 51 μm, repetition rates 5 Hz (polished thin-section) and 10 Hz (polished blocks), ~30 s background acquisition, ~40 s sample data acquisition | STDGL3 (Danyushevsky et al. 2011) and GSD-1G (USGS) | 11.9412 | [19 empty] | 5111.623 | [5 empty] | 0.061578 | [5 empty] | 26.2208 | [9 empty] | 38229.5531 |  | 13.9558 |  |  |  | 0.072412 | [7 empty] | 4.2108 | [13 empty] | 558.1882 | [15 empty] | 5.0353 | [17 empty] | 4.1593 | [9 empty] | 0.42173 | [32 empty] | 2025 |  |  | CHN | Tibet
| Lawu |  | Magmatic hydrothermal | Skarn | Cu-Pb-Zn skarn | Cu, Pb, Zn | In, Sn | Cu, Pb, Zn, In, Sn |  |  | Calera-Sofía D-300-45 | Calera-Sofía D-300-45 | underground mine |  |  |  |  | ore material | drill core | underground mining tunnels and drill cores | mineral separate | [5 empty] | mineralisation |  |  |  | sphalerite, chalcopyrite, pyrrhotite, pyrite, arsenopyrite |  |  | Sn-poor VMS |  |  |  | galena, bismuthinite, marcasite, iron oxides, pyroxene, actinolite, quartz | thin sections and polished blocks examined using optical microscope, BSE detector, and EDS prior to analysis | EMPA, LA-ICPMS | JEOL JXA-8230 electron probe microanalyzer; RESOlution-LR 193 nm ArF excimer laser ablation system coupled to an Agilent 7700x ICP-MS | Laboratory of Mineral Resources Research Center, Fuzhou University; Adelaide Microscopy, the University of Adelaide | EPMA point analysis: accelerating voltage 15 kV, beam current 20 nA, beam diameter ~5 μm; EPMA mapping: accelerating voltage 20 kV, working current 50 nA, dwell time ~10 ms; BSE imaging: accelerating voltage 20 kV, beam current 10 nA; LA-ICP-MS: energy density 3~3.5 J/cm2, spot sizes 29 to 51 μm, repetition rates 5 Hz (polished thin-section) and 10 Hz (polished blocks), ~30 s background acquisition, ~40 s sample data acquisition | STDGL3 (Danyushevsky et al. 2011) and GSD-1G (USGS) | 12.8809 | [19 empty] | 5074.7885 | [5 empty] | 0.043185 | [5 empty] | 27.3359 | [9 empty] | 40915.9651 |  | 14.0398 |  |  |  | 0.050269 | [7 empty] | 4.3473 | [13 empty] | 573.0797 | [15 empty] | 2.0386 | [17 empty] | 1.7962 | [9 empty] | 0.27634 | [32 empty] | 2025 |  |  | CHN | Tibet
| Lawu |  | Magmatic hydrothermal | Skarn | Cu-Pb-Zn skarn | Cu, Pb, Zn | In, Sn | Cu, Pb, Zn, In, Sn |  |  | Calera-Sofía D-300-46 | Calera-Sofía D-300-46 | underground mine |  |  |  |  | ore material | drill core | underground mining tunnels and drill cores | mineral separate | [5 empty] | mineralisation |  |  |  | sphalerite, chalcopyrite, pyrrhotite, pyrite, arsenopyrite |  |  | Sn-poor VMS |  |  |  | galena, bismuthinite, marcasite, iron oxides, pyroxene, actinolite, quartz | thin sections and polished blocks examined using optical microscope, BSE detector, and EDS prior to analysis | EMPA, LA-ICPMS | JEOL JXA-8230 electron probe microanalyzer; RESOlution-LR 193 nm ArF excimer laser ablation system coupled to an Agilent 7700x ICP-MS | Laboratory of Mineral Resources Research Center, Fuzhou University; Adelaide Microscopy, the University of Adelaide | EPMA point analysis: accelerating voltage 15 kV, beam current 20 nA, beam diameter ~5 μm; EPMA mapping: accelerating voltage 20 kV, working current 50 nA, dwell time ~10 ms; BSE imaging: accelerating voltage 20 kV, beam current 10 nA; LA-ICP-MS: energy density 3~3.5 J/cm2, spot sizes 29 to 51 μm, repetition rates 5 Hz (polished thin-section) and 10 Hz (polished blocks), ~30 s background acquisition, ~40 s sample data acquisition | STDGL3 (Danyushevsky et al. 2011) and GSD-1G (USGS) | 2.3497 | [19 empty] | 5470.6909 | [5 empty] | 0.042672 | [5 empty] | 35.6674 | [9 empty] | 22519.762 |  | 7.8692 |  |  |  | 0.15129 | [7 empty] | 27.0041 | [13 empty] | 1053.5986 | [15 empty] | 1.9686 | [17 empty] | 1.0388 | [9 empty] | 0.28666 | [32 empty] | 2025 |  |  | CHN | Tibet
| Lawu |  | Magmatic hydrothermal | Skarn | Cu-Pb-Zn skarn | Cu, Pb, Zn | In, Sn | Cu, Pb, Zn, In, Sn |  |  | Calera-Sofía D-300-47 | Calera-Sofía D-300-47 | underground mine |  |  |  |  | ore material | drill core | underground mining tunnels and drill cores | mineral separate | [5 empty] | mineralisation |  |  |  | sphalerite, chalcopyrite, pyrrhotite, pyrite, arsenopyrite |  |  | Sn-poor VMS |  |  |  | galena, bismuthinite, marcasite, iron oxides, pyroxene, actinolite, quartz | thin sections and polished blocks examined using optical microscope, BSE detector, and EDS prior to analysis | EMPA, LA-ICPMS | JEOL JXA-8230 electron probe microanalyzer; RESOlution-LR 193 nm ArF excimer laser ablation system coupled to an Agilent 7700x ICP-MS | Laboratory of Mineral Resources Research Center, Fuzhou University; Adelaide Microscopy, the University of Adelaide | EPMA point analysis: accelerating voltage 15 kV, beam current 20 nA, beam diameter ~5 μm; EPMA mapping: accelerating voltage 20 kV, working current 50 nA, dwell time ~10 ms; BSE imaging: accelerating voltage 20 kV, beam current 10 nA; LA-ICP-MS: energy density 3~3.5 J/cm2, spot sizes 29 to 51 μm, repetition rates 5 Hz (polished thin-section) and 10 Hz (polished blocks), ~30 s background acquisition, ~40 s sample data acquisition | STDGL3 (Danyushevsky et al. 2011) and GSD-1G (USGS) | 2.7431 | [19 empty] | 5448.5702 | [5 empty] | 0.040404 | [5 empty] | 41.5911 | [9 empty] | 21849.8983 |  | 7.9258 |  |  |  | 0.37795 | [7 empty] | 26.8375 | [13 empty] | 1000.2822 | [15 empty] | 2.297 | [17 empty] | 1.6546 | [9 empty] | 0.41716 | [32 empty] | 2025 |  |  | CHN | Tibet
| Lawu |  | Magmatic hydrothermal | Skarn | Cu-Pb-Zn skarn | Cu, Pb, Zn | In, Sn | Cu, Pb, Zn, In, Sn |  |  | Calera-Sofía D-300-48 | Calera-Sofía D-300-48 | underground mine |  |  |  |  | ore material | drill core | underground mining tunnels and drill cores | mineral separate | [5 empty] | mineralisation |  |  |  | sphalerite, chalcopyrite, pyrrhotite, pyrite, arsenopyrite |  |  | Sn-poor VMS |  |  |  | galena, bismuthinite, marcasite, iron oxides, pyroxene, actinolite, quartz | thin sections and polished blocks examined using optical microscope, BSE detector, and EDS prior to analysis | EMPA, LA-ICPMS | JEOL JXA-8230 electron probe microanalyzer; RESOlution-LR 193 nm ArF excimer laser ablation system coupled to an Agilent 7700x ICP-MS | Laboratory of Mineral Resources Research Center, Fuzhou University; Adelaide Microscopy, the University of Adelaide | EPMA point analysis: accelerating voltage 15 kV, beam current 20 nA, beam diameter ~5 μm; EPMA mapping: accelerating voltage 20 kV, working current 50 nA, dwell time ~10 ms; BSE imaging: accelerating voltage 20 kV, beam current 10 nA; LA-ICP-MS: energy density 3~3.5 J/cm2, spot sizes 29 to 51 μm, repetition rates 5 Hz (polished thin-section) and 10 Hz (polished blocks), ~30 s background acquisition, ~40 s sample data acquisition | STDGL3 (Danyushevsky et al. 2011) and GSD-1G (USGS) | 2.7888 | [19 empty] | 5464.2943 | [5 empty] | 0.05425 | [5 empty] | 35.7285 | [9 empty] | 22082.2918 |  | 8.677 |  |  |  | 0.062551 | [7 empty] | 26.293 | [13 empty] | 948.3874 | [15 empty] | 1.3212 | [17 empty] | 0.21952 | [9 empty] | 0.35833 | [32 empty] | 2025 |  |  | CHN | Tibet
| Lawu |  | Magmatic hydrothermal | Skarn | Cu-Pb-Zn skarn | Cu, Pb, Zn | In, Sn | Cu, Pb, Zn, In, Sn |  |  | Calera-Sofía D-300-49 | Calera-Sofía D-300-49 | underground mine |  |  |  |  | ore material | drill core | underground mining tunnels and drill cores | mineral separate | [5 empty] | mineralisation |  |  |  | sphalerite, chalcopyrite, pyrrhotite, pyrite, arsenopyrite |  |  | Sn-poor VMS |  |  |  | galena, bismuthinite, marcasite, iron oxides, pyroxene, actinolite, quartz | thin sections and polished blocks examined using optical microscope, BSE detector, and EDS prior to analysis | EMPA, LA-ICPMS | JEOL JXA-8230 electron probe microanalyzer; RESOlution-LR 193 nm ArF excimer laser ablation system coupled to an Agilent 7700x ICP-MS | Laboratory of Mineral Resources Research Center, Fuzhou University; Adelaide Microscopy, the University of Adelaide | EPMA point analysis: accelerating voltage 15 kV, beam current 20 nA, beam diameter ~5 μm; EPMA mapping: accelerating voltage 20 kV, working current 50 nA, dwell time ~10 ms; BSE imaging: accelerating voltage 20 kV, beam current 10 nA; LA-ICP-MS: energy density 3~3.5 J/cm2, spot sizes 29 to 51 μm, repetition rates 5 Hz (polished thin-section) and 10 Hz (polished blocks), ~30 s background acquisition, ~40 s sample data acquisition | STDGL3 (Danyushevsky et al. 2011) and GSD-1G (USGS) | 2.4124 | [19 empty] | 5227.2217 | [5 empty] | 0.0441 | [5 empty] | 36.4881 | [9 empty] | 21611.2006 |  | 8.1369 |  |  |  | 0.12325 | [7 empty] | 25.5113 | [13 empty] | 925.7246 | [15 empty] | 1.6948 | [17 empty] | 0.2141 | [9 empty] | 0.35312 | [32 empty] | 2025 |  |  | CHN | Tibet
| Lawu |  | Magmatic hydrothermal | Skarn | Cu-Pb-Zn skarn | Cu, Pb, Zn | In, Sn | Cu, Pb, Zn, In, Sn |  |  | Calera-Sofía D-300-50 | Calera-Sofía D-300-50 | underground mine |  |  |  |  | ore material | drill core | underground mining tunnels and drill cores | mineral separate | [5 empty] | mineralisation |  |  |  | sphalerite, chalcopyrite, pyrrhotite, pyrite, arsenopyrite |  |  | Sn-poor VMS |  |  |  | galena, bismuthinite, marcasite, iron oxides, pyroxene, actinolite, quartz | thin sections and polished blocks examined using optical microscope, BSE detector, and EDS prior to analysis | EMPA, LA-ICPMS | JEOL JXA-8230 electron probe microanalyzer; RESOlution-LR 193 nm ArF excimer laser ablation system coupled to an Agilent 7700x ICP-MS | Laboratory of Mineral Resources Research Center, Fuzhou University; Adelaide Microscopy, the University of Adelaide | EPMA point analysis: accelerating voltage 15 kV, beam current 20 nA, beam diameter ~5 μm; EPMA mapping: accelerating voltage 20 kV, working current 50 nA, dwell time ~10 ms; BSE imaging: accelerating voltage 20 kV, beam current 10 nA; LA-ICP-MS: energy density 3~3.5 J/cm2, spot sizes 29 to 51 μm, repetition rates 5 Hz (polished thin-section) and 10 Hz (polished blocks), ~30 s background acquisition, ~40 s sample data acquisition | STDGL3 (Danyushevsky et al. 2011) and GSD-1G (USGS) | 2.874 | [19 empty] | 5391.0891 | [5 empty] | 0.051744 | [5 empty] | 40.6105 | [9 empty] | 20534.1217 |  | 8.6869 |  |  |  | 0.064531 | [7 empty] | 26.4269 | [13 empty] | 1095.9564 | [15 empty] | 2.0873 | [17 empty] | 0.79875 | [9 empty] | 0.2228 | [32 empty] | 2025 |  |  | CHN | Tibet
| Lawu |  | Magmatic hydrothermal | Skarn | Cu-Pb-Zn skarn | Cu, Pb, Zn | In, Sn | Cu, Pb, Zn, In, Sn |  |  | Calera-Sofía D-300-51 | Calera-Sofía D-300-51 | underground mine |  |  |  |  | ore material | drill core | underground mining tunnels and drill cores | mineral separate | [5 empty] | mineralisation |  |  |  | sphalerite, chalcopyrite, pyrrhotite, pyrite, arsenopyrite |  |  | Sn-poor VMS |  |  |  | galena, bismuthinite, marcasite, iron oxides, pyroxene, actinolite, quartz | thin sections and polished blocks examined using optical microscope, BSE detector, and EDS prior to analysis | EMPA, LA-ICPMS | JEOL JXA-8230 electron probe microanalyzer; RESOlution-LR 193 nm ArF excimer laser ablation system coupled to an Agilent 7700x ICP-MS | Laboratory of Mineral Resources Research Center, Fuzhou University; Adelaide Microscopy, the University of Adelaide | EPMA point analysis: accelerating voltage 15 kV, beam current 20 nA, beam diameter ~5 μm; EPMA mapping: accelerating voltage 20 kV, working current 50 nA, dwell time ~10 ms; BSE imaging: accelerating voltage 20 kV, beam current 10 nA; LA-ICP-MS: energy density 3~3.5 J/cm2, spot sizes 29 to 51 μm, repetition rates 5 Hz (polished thin-section) and 10 Hz (polished blocks), ~30 s background acquisition, ~40 s sample data acquisition | STDGL3 (Danyushevsky et al. 2011) and GSD-1G (USGS) | 3.4041 | [19 empty] | 5527.1703 | [5 empty] | 0.046794 | [5 empty] | 45.1239 | [9 empty] | 21025.6938 |  | 9.1175 |  |  |  | 0.1628 | [7 empty] | 26.2949 | [13 empty] | 1086.9917 | [15 empty] | 4.3976 | [17 empty] | 0.43624 | [9 empty] | 0.29996 | [32 empty] | 2025 |  |  | CHN | Tibet
| Lawu |  | Magmatic hydrothermal | Skarn | Cu-Pb-Zn skarn | Cu, Pb, Zn | In, Sn | Cu, Pb, Zn, In, Sn |  |  | Calera-Sofía D-300-52 | Calera-Sofía D-300-52 | underground mine |  |  |  |  | ore material | drill core | underground mining tunnels and drill cores | mineral separate | [5 empty] | mineralisation |  |  |  | sphalerite, chalcopyrite, pyrrhotite, pyrite, arsenopyrite |  |  | Sn-poor VMS |  |  |  | galena, bismuthinite, marcasite, iron oxides, pyroxene, actinolite, quartz | thin sections and polished blocks examined using optical microscope, BSE detector, and EDS prior to analysis | EMPA, LA-ICPMS | JEOL JXA-8230 electron probe microanalyzer; RESOlution-LR 193 nm ArF excimer laser ablation system coupled to an Agilent 7700x ICP-MS | Laboratory of Mineral Resources Research Center, Fuzhou University; Adelaide Microscopy, the University of Adelaide | EPMA point analysis: accelerating voltage 15 kV, beam current 20 nA, beam diameter ~5 μm; EPMA mapping: accelerating voltage 20 kV, working current 50 nA, dwell time ~10 ms; BSE imaging: accelerating voltage 20 kV, beam current 10 nA; LA-ICP-MS: energy density 3~3.5 J/cm2, spot sizes 29 to 51 μm, repetition rates 5 Hz (polished thin-section) and 10 Hz (polished blocks), ~30 s background acquisition, ~40 s sample data acquisition | STDGL3 (Danyushevsky et al. 2011) and GSD-1G (USGS) | 3.5016 | [19 empty] | 5595.8014 | [5 empty] | 0.042094 | [5 empty] | 37.7679 | [9 empty] | 22195.261 |  | 9.2072 |  |  |  | 0.052 | [7 empty] | 25.2029 | [13 empty] | 975.3091 | [15 empty] | 8.5528 | [17 empty] | 2.5615 | [9 empty] | 0.33397 | [32 empty] | 2025 |  |  | CHN | Tibet
| Lawu |  | Magmatic hydrothermal | Skarn | Cu-Pb-Zn skarn | Cu, Pb, Zn | In, Sn | Cu, Pb, Zn, In, Sn |  |  | Calera-Sofía D-300-53 | Calera-Sofía D-300-53 | underground mine |  |  |  |  | ore material | drill core | underground mining tunnels and drill cores | mineral separate | [5 empty] | mineralisation |  |  |  | sphalerite, chalcopyrite, pyrrhotite, pyrite, arsenopyrite |  |  | Sn-poor VMS |  |  |  | galena, bismuthinite, marcasite, iron oxides, pyroxene, actinolite, quartz | thin sections and polished blocks examined using optical microscope, BSE detector, and EDS prior to analysis | EMPA, LA-ICPMS | JEOL JXA-8230 electron probe microanalyzer; RESOlution-LR 193 nm ArF excimer laser ablation system coupled to an Agilent 7700x ICP-MS | Laboratory of Mineral Resources Research Center, Fuzhou University; Adelaide Microscopy, the University of Adelaide | EPMA point analysis: accelerating voltage 15 kV, beam current 20 nA, beam diameter ~5 μm; EPMA mapping: accelerating voltage 20 kV, working current 50 nA, dwell time ~10 ms; BSE imaging: accelerating voltage 20 kV, beam current 10 nA; LA-ICP-MS: energy density 3~3.5 J/cm2, spot sizes 29 to 51 μm, repetition rates 5 Hz (polished thin-section) and 10 Hz (polished blocks), ~30 s background acquisition, ~40 s sample data acquisition | STDGL3 (Danyushevsky et al. 2011) and GSD-1G (USGS) | 3.0596 | [19 empty] | 5290.1041 | [5 empty] | 0.046901 | [5 empty] | 41.6576 | [9 empty] | 20866.3713 |  | 9.2588 |  |  |  | 0.051391 | [7 empty] | 25.4461 | [13 empty] | 926.5197 | [15 empty] | 6.7814 | [17 empty] | 1.8995 | [9 empty] | 0.27253 | [32 empty] | 2025 |  |  | CHN | Tibet
| Lawu |  | Magmatic hydrothermal | Skarn | Cu-Pb-Zn skarn | Cu, Pb, Zn | In, Sn | Cu, Pb, Zn, In, Sn |  |  | Calera-Sofía D-300-54 | Calera-Sofía D-300-54 | underground mine |  |  |  |  | ore material | drill core | underground mining tunnels and drill cores | mineral separate | [5 empty] | mineralisation |  |  |  | sphalerite, chalcopyrite, pyrrhotite, pyrite, arsenopyrite |  |  | Sn-poor VMS |  |  |  | galena, bismuthinite, marcasite, iron oxides, pyroxene, actinolite, quartz | thin sections and polished blocks examined using optical microscope, BSE detector, and EDS prior to analysis | EMPA, LA-ICPMS | JEOL JXA-8230 electron probe microanalyzer; RESOlution-LR 193 nm ArF excimer laser ablation system coupled to an Agilent 7700x ICP-MS | Laboratory of Mineral Resources Research Center, Fuzhou University; Adelaide Microscopy, the University of Adelaide | EPMA point analysis: accelerating voltage 15 kV, beam current 20 nA, beam diameter ~5 μm; EPMA mapping: accelerating voltage 20 kV, working current 50 nA, dwell time ~10 ms; BSE imaging: accelerating voltage 20 kV, beam current 10 nA; LA-ICP-MS: energy density 3~3.5 J/cm2, spot sizes 29 to 51 μm, repetition rates 5 Hz (polished thin-section) and 10 Hz (polished blocks), ~30 s background acquisition, ~40 s sample data acquisition | STDGL3 (Danyushevsky et al. 2011) and GSD-1G (USGS) | 2.3916 | [19 empty] | 5237.506 | [5 empty] | 0.044079 | [5 empty] | 78.5508 | [9 empty] | 31638.6144 |  | 24.5315 |  |  |  | 0.24523 | [7 empty] | 82.6705 | [13 empty] | 1383.3716 | [15 empty] | 0.2798 | [17 empty] | 0.49963 | [9 empty] | 0.43412 | [32 empty] | 2025 |  |  | CHN | Tibet
| Lawu |  | Magmatic hydrothermal | Skarn | Cu-Pb-Zn skarn | Cu, Pb, Zn | In, Sn | Cu, Pb, Zn, In, Sn |  |  | Calera-Sofía D-300-55 | Calera-Sofía D-300-55 | underground mine |  |  |  |  | ore material | drill core | underground mining tunnels and drill cores | mineral separate | [5 empty] | mineralisation |  |  |  | sphalerite, chalcopyrite, pyrrhotite, pyrite, arsenopyrite |  |  | Sn-poor VMS |  |  |  | galena, bismuthinite, marcasite, iron oxides, pyroxene, actinolite, quartz | thin sections and polished blocks examined using optical microscope, BSE detector, and EDS prior to analysis | EMPA, LA-ICPMS | JEOL JXA-8230 electron probe microanalyzer; RESOlution-LR 193 nm ArF excimer laser ablation system coupled to an Agilent 7700x ICP-MS | Laboratory of Mineral Resources Research Center, Fuzhou University; Adelaide Microscopy, the University of Adelaide | EPMA point analysis: accelerating voltage 15 kV, beam current 20 nA, beam diameter ~5 μm; EPMA mapping: accelerating voltage 20 kV, working current 50 nA, dwell time ~10 ms; BSE imaging: accelerating voltage 20 kV, beam current 10 nA; LA-ICP-MS: energy density 3~3.5 J/cm2, spot sizes 29 to 51 μm, repetition rates 5 Hz (polished thin-section) and 10 Hz (polished blocks), ~30 s background acquisition, ~40 s sample data acquisition | STDGL3 (Danyushevsky et al. 2011) and GSD-1G (USGS) | 3.4859 | [19 empty] | 5043.3964 | [5 empty] | 0.043574 | [5 empty] | 81.5293 | [9 empty] | 31519.5825 |  | 25.6725 |  |  |  | 0.16879 | [7 empty] | 78.8965 | [13 empty] | 1470.0208 | [15 empty] | 0.81682 | [17 empty] | 0.71267 | [9 empty] | 0.24397 | [32 empty] | 2025 |  |  | CHN | Tibet
| Lawu |  | Magmatic hydrothermal | Skarn | Cu-Pb-Zn skarn | Cu, Pb, Zn | In, Sn | Cu, Pb, Zn, In, Sn |  |  | Calera-Sofía D-300-56 | Calera-Sofía D-300-56 | underground mine |  |  |  |  | ore material | drill core | underground mining tunnels and drill cores | mineral separate | [5 empty] | mineralisation |  |  |  | sphalerite, chalcopyrite, pyrrhotite, pyrite, arsenopyrite |  |  | Sn-poor VMS |  |  |  | galena, bismuthinite, marcasite, iron oxides, pyroxene, actinolite, quartz | thin sections and polished blocks examined using optical microscope, BSE detector, and EDS prior to analysis | EMPA, LA-ICPMS | JEOL JXA-8230 electron probe microanalyzer; RESOlution-LR 193 nm ArF excimer laser ablation system coupled to an Agilent 7700x ICP-MS | Laboratory of Mineral Resources Research Center, Fuzhou University; Adelaide Microscopy, the University of Adelaide | EPMA point analysis: accelerating voltage 15 kV, beam current 20 nA, beam diameter ~5 μm; EPMA mapping: accelerating voltage 20 kV, working current 50 nA, dwell time ~10 ms; BSE imaging: accelerating voltage 20 kV, beam current 10 nA; LA-ICP-MS: energy density 3~3.5 J/cm2, spot sizes 29 to 51 μm, repetition rates 5 Hz (polished thin-section) and 10 Hz (polished blocks), ~30 s background acquisition, ~40 s sample data acquisition | STDGL3 (Danyushevsky et al. 2011) and GSD-1G (USGS) | 8.0365 | [19 empty] | 5070.5141 | [5 empty] | 0.046005 | [5 empty] | 80.8486 | [9 empty] | 30436.653 |  | 24.0229 |  |  |  | 0.052156 | [7 empty] | 79.3672 | [13 empty] | 1452.3406 | [15 empty] | 6.5049 | [17 empty] | 3.5661 | [9 empty] | 0.21511 | [32 empty] | 2025 |  |  | CHN | Tibet
| Lawu |  | Magmatic hydrothermal | Skarn | Cu-Pb-Zn skarn | Cu, Pb, Zn | In, Sn | Cu, Pb, Zn, In, Sn |  |  | Calera-Sofía D-300-57 | Calera-Sofía D-300-57 | underground mine |  |  |  |  | ore material | drill core | underground mining tunnels and drill cores | mineral separate | [5 empty] | mineralisation |  |  |  | sphalerite, chalcopyrite, pyrrhotite, pyrite, arsenopyrite |  |  | Sn-poor VMS |  |  |  | galena, bismuthinite, marcasite, iron oxides, pyroxene, actinolite, quartz | thin sections and polished blocks examined using optical microscope, BSE detector, and EDS prior to analysis | EMPA, LA-ICPMS | JEOL JXA-8230 electron probe microanalyzer; RESOlution-LR 193 nm ArF excimer laser ablation system coupled to an Agilent 7700x ICP-MS | Laboratory of Mineral Resources Research Center, Fuzhou University; Adelaide Microscopy, the University of Adelaide | EPMA point analysis: accelerating voltage 15 kV, beam current 20 nA, beam diameter ~5 μm; EPMA mapping: accelerating voltage 20 kV, working current 50 nA, dwell time ~10 ms; BSE imaging: accelerating voltage 20 kV, beam current 10 nA; LA-ICP-MS: energy density 3~3.5 J/cm2, spot sizes 29 to 51 μm, repetition rates 5 Hz (polished thin-section) and 10 Hz (polished blocks), ~30 s background acquisition, ~40 s sample data acquisition | STDGL3 (Danyushevsky et al. 2011) and GSD-1G (USGS) | 4.8663 | [19 empty] | 5290.2216 | [5 empty] | 0.083955 | [5 empty] | 83.5338 | [9 empty] | 32796.3213 |  | 25.3499 |  |  |  | 0.14741 | [7 empty] | 77.9926 | [13 empty] | 1707.7318 | [15 empty] | 0.96081 | [17 empty] | 0.65502 | [9 empty] | 0.27508 | [32 empty] | 2025 |  |  | CHN | Tibet
| Lawu |  | Magmatic hydrothermal | Skarn | Cu-Pb-Zn skarn | Cu, Pb, Zn | In, Sn | Cu, Pb, Zn, In, Sn |  |  | Calera-Sofía D-300-58 | Calera-Sofía D-300-58 | underground mine |  |  |  |  | ore material | drill core | underground mining tunnels and drill cores | mineral separate | [5 empty] | mineralisation |  |  |  | sphalerite, chalcopyrite, pyrrhotite, pyrite, arsenopyrite |  |  | Sn-poor VMS |  |  |  | galena, bismuthinite, marcasite, iron oxides, pyroxene, actinolite, quartz | thin sections and polished blocks examined using optical microscope, BSE detector, and EDS prior to analysis | EMPA, LA-ICPMS | JEOL JXA-8230 electron probe microanalyzer; RESOlution-LR 193 nm ArF excimer laser ablation system coupled to an Agilent 7700x ICP-MS | Laboratory of Mineral Resources Research Center, Fuzhou University; Adelaide Microscopy, the University of Adelaide | EPMA point analysis: accelerating voltage 15 kV, beam current 20 nA, beam diameter ~5 μm; EPMA mapping: accelerating voltage 20 kV, working current 50 nA, dwell time ~10 ms; BSE imaging: accelerating voltage 20 kV, beam current 10 nA; LA-ICP-MS: energy density 3~3.5 J/cm2, spot sizes 29 to 51 μm, repetition rates 5 Hz (polished thin-section) and 10 Hz (polished blocks), ~30 s background acquisition, ~40 s sample data acquisition | STDGL3 (Danyushevsky et al. 2011) and GSD-1G (USGS) | 12.0026 | [19 empty] | 5165.8647 | [5 empty] | 0.046815 | [5 empty] | 89.6611 | [9 empty] | 31006.8138 |  | 24.4988 |  |  |  | 0.18877 | [7 empty] | 76.2514 | [13 empty] | 1752.6215 | [15 empty] | 8.4118 | [17 empty] | 5.8334 | [9 empty] | 0.31338 | [32 empty] | 2025 |  |  | CHN | Tibet
| Lawu |  | Magmatic hydrothermal | Skarn | Cu-Pb-Zn skarn | Cu, Pb, Zn | In, Sn | Cu, Pb, Zn, In, Sn |  |  | Calera-Sofía D-300-59 | Calera-Sofía D-300-59 | underground mine |  |  |  |  | ore material | drill core | underground mining tunnels and drill cores | mineral separate | [5 empty] | mineralisation |  |  |  | sphalerite, chalcopyrite, pyrrhotite, pyrite, arsenopyrite |  |  | Sn-poor VMS |  |  |  | galena, bismuthinite, marcasite, iron oxides, pyroxene, actinolite, quartz | thin sections and polished blocks examined using optical microscope, BSE detector, and EDS prior to analysis | EMPA, LA-ICPMS | JEOL JXA-8230 electron probe microanalyzer; RESOlution-LR 193 nm ArF excimer laser ablation system coupled to an Agilent 7700x ICP-MS | Laboratory of Mineral Resources Research Center, Fuzhou University; Adelaide Microscopy, the University of Adelaide | EPMA point analysis: accelerating voltage 15 kV, beam current 20 nA, beam diameter ~5 μm; EPMA mapping: accelerating voltage 20 kV, working current 50 nA, dwell time ~10 ms; BSE imaging: accelerating voltage 20 kV, beam current 10 nA; LA-ICP-MS: energy density 3~3.5 J/cm2, spot sizes 29 to 51 μm, repetition rates 5 Hz (polished thin-section) and 10 Hz (polished blocks), ~30 s background acquisition, ~40 s sample data acquisition | STDGL3 (Danyushevsky et al. 2011) and GSD-1G (USGS) | 7.3935 | [19 empty] | 5043.1456 | [5 empty] | 0.04827 | [5 empty] | 72.6104 | [9 empty] | 34252.9793 |  | 28.0294 |  |  |  | 0.056393 | [7 empty] | 51.3213 | [13 empty] | 2857.0833 | [15 empty] | 3.8709 | [17 empty] | 3.127 | [9 empty] | 0.2101 | [32 empty] | 2025 |  |  | CHN | Tibet
| Lawu |  | Magmatic hydrothermal | Skarn | Cu-Pb-Zn skarn | Cu, Pb, Zn | In, Sn | Cu, Pb, Zn, In, Sn |  |  | Calera-Sofía D-300-60 | Calera-Sofía D-300-60 | underground mine |  |  |  |  | ore material | drill core | underground mining tunnels and drill cores | mineral separate | [5 empty] | mineralisation |  |  |  | sphalerite, chalcopyrite, pyrrhotite, pyrite, arsenopyrite |  |  | Sn-poor VMS |  |  |  | galena, bismuthinite, marcasite, iron oxides, pyroxene, actinolite, quartz | thin sections and polished blocks examined using optical microscope, BSE detector, and EDS prior to analysis | EMPA, LA-ICPMS | JEOL JXA-8230 electron probe microanalyzer; RESOlution-LR 193 nm ArF excimer laser ablation system coupled to an Agilent 7700x ICP-MS | Laboratory of Mineral Resources Research Center, Fuzhou University; Adelaide Microscopy, the University of Adelaide | EPMA point analysis: accelerating voltage 15 kV, beam current 20 nA, beam diameter ~5 μm; EPMA mapping: accelerating voltage 20 kV, working current 50 nA, dwell time ~10 ms; BSE imaging: accelerating voltage 20 kV, beam current 10 nA; LA-ICP-MS: energy density 3~3.5 J/cm2, spot sizes 29 to 51 μm, repetition rates 5 Hz (polished thin-section) and 10 Hz (polished blocks), ~30 s background acquisition, ~40 s sample data acquisition | STDGL3 (Danyushevsky et al. 2011) and GSD-1G (USGS) | 5.898 | [19 empty] | 5038.5155 | [5 empty] | 0.046132 | [5 empty] | 72.0431 | [9 empty] | 33671.5139 |  | 30.4563 |  |  |  | 0.23245 | [7 empty] | 52.3724 | [13 empty] | 2777.8277 | [15 empty] | 4.304 | [17 empty] | 2.2528 | [9 empty] | 0.25025 | [32 empty] | 2025 |  |  | CHN | Tibet
| Lawu |  | Magmatic hydrothermal | Skarn | Cu-Pb-Zn skarn | Cu, Pb, Zn | In, Sn | Cu, Pb, Zn, In, Sn |  |  | Calera-Sofía D-300-61 | Calera-Sofía D-300-61 | underground mine |  |  |  |  | ore material | drill core | underground mining tunnels and drill cores | mineral separate | [5 empty] | mineralisation |  |  |  | sphalerite, chalcopyrite, pyrrhotite, pyrite, arsenopyrite |  |  | Sn-poor VMS |  |  |  | galena, bismuthinite, marcasite, iron oxides, pyroxene, actinolite, quartz | thin sections and polished blocks examined using optical microscope, BSE detector, and EDS prior to analysis | EMPA, LA-ICPMS | JEOL JXA-8230 electron probe microanalyzer; RESOlution-LR 193 nm ArF excimer laser ablation system coupled to an Agilent 7700x ICP-MS | Laboratory of Mineral Resources Research Center, Fuzhou University; Adelaide Microscopy, the University of Adelaide | EPMA point analysis: accelerating voltage 15 kV, beam current 20 nA, beam diameter ~5 μm; EPMA mapping: accelerating voltage 20 kV, working current 50 nA, dwell time ~10 ms; BSE imaging: accelerating voltage 20 kV, beam current 10 nA; LA-ICP-MS: energy density 3~3.5 J/cm2, spot sizes 29 to 51 μm, repetition rates 5 Hz (polished thin-section) and 10 Hz (polished blocks), ~30 s background acquisition, ~40 s sample data acquisition | STDGL3 (Danyushevsky et al. 2011) and GSD-1G (USGS) | 4.3583 | [19 empty] | 5107.4255 | [5 empty] | 0.12501 | [5 empty] | 72.2451 | [9 empty] | 35160.8605 |  | 31.8529 |  |  |  | 0.13617 | [7 empty] | 51.3778 | [13 empty] | 2813.825 | [15 empty] | 1.6273 | [17 empty] | 0.50716 | [9 empty] | 0.24711 | [32 empty] | 2025 |  |  | CHN | Tibet
| Lawu |  | Magmatic hydrothermal | Skarn | Cu-Pb-Zn skarn | Cu, Pb, Zn | In, Sn | Cu, Pb, Zn, In, Sn |  |  | Calera-Sofía D-300-62 | Calera-Sofía D-300-62 | underground mine |  |  |  |  | ore material | drill core | underground mining tunnels and drill cores | mineral separate | [5 empty] | mineralisation |  |  |  | sphalerite, chalcopyrite, pyrrhotite, pyrite, arsenopyrite |  |  | Sn-poor VMS |  |  |  | galena, bismuthinite, marcasite, iron oxides, pyroxene, actinolite, quartz | thin sections and polished blocks examined using optical microscope, BSE detector, and EDS prior to analysis | EMPA, LA-ICPMS | JEOL JXA-8230 electron probe microanalyzer; RESOlution-LR 193 nm ArF excimer laser ablation system coupled to an Agilent 7700x ICP-MS | Laboratory of Mineral Resources Research Center, Fuzhou University; Adelaide Microscopy, the University of Adelaide | EPMA point analysis: accelerating voltage 15 kV, beam current 20 nA, beam diameter ~5 μm; EPMA mapping: accelerating voltage 20 kV, working current 50 nA, dwell time ~10 ms; BSE imaging: accelerating voltage 20 kV, beam current 10 nA; LA-ICP-MS: energy density 3~3.5 J/cm2, spot sizes 29 to 51 μm, repetition rates 5 Hz (polished thin-section) and 10 Hz (polished blocks), ~30 s background acquisition, ~40 s sample data acquisition | STDGL3 (Danyushevsky et al. 2011) and GSD-1G (USGS) | 11.2913 | [19 empty] | 5137.0263 | [5 empty] | 0.046104 | [5 empty] | 125.9899 | [9 empty] | 34657.5203 |  | 30.7455 |  |  |  | 0.058155 | [7 empty] | 52.02 | [13 empty] | 2784.2806 | [15 empty] | 1.5156 | [17 empty] | 16.6317 | [9 empty] | 4.7517 | [32 empty] | 2025 |  |  | CHN | Tibet
| Lawu |  | Magmatic hydrothermal | Skarn | Cu-Pb-Zn skarn | Cu, Pb, Zn | In, Sn | Cu, Pb, Zn, In, Sn |  |  | Calera-Sofía D-300-63 | Calera-Sofía D-300-63 | underground mine |  |  |  |  | ore material | drill core | underground mining tunnels and drill cores | mineral separate | [5 empty] | mineralisation |  |  |  | sphalerite, chalcopyrite, pyrrhotite, pyrite, arsenopyrite |  |  | Sn-poor VMS |  |  |  | galena, bismuthinite, marcasite, iron oxides, pyroxene, actinolite, quartz | thin sections and polished blocks examined using optical microscope, BSE detector, and EDS prior to analysis | EMPA, LA-ICPMS | JEOL JXA-8230 electron probe microanalyzer; RESOlution-LR 193 nm ArF excimer laser ablation system coupled to an Agilent 7700x ICP-MS | Laboratory of Mineral Resources Research Center, Fuzhou University; Adelaide Microscopy, the University of Adelaide | EPMA point analysis: accelerating voltage 15 kV, beam current 20 nA, beam diameter ~5 μm; EPMA mapping: accelerating voltage 20 kV, working current 50 nA, dwell time ~10 ms; BSE imaging: accelerating voltage 20 kV, beam current 10 nA; LA-ICP-MS: energy density 3~3.5 J/cm2, spot sizes 29 to 51 μm, repetition rates 5 Hz (polished thin-section) and 10 Hz (polished blocks), ~30 s background acquisition, ~40 s sample data acquisition | STDGL3 (Danyushevsky et al. 2011) and GSD-1G (USGS) | 9.2698 | [19 empty] | 5128.7926 | [5 empty] | 0.04294 | [5 empty] | 106.0368 | [9 empty] | 34399.5808 |  | 31.9797 |  |  |  | 0.054721 | [7 empty] | 50.7682 | [13 empty] | 2781.1618 | [15 empty] | 5.6775 | [17 empty] | 4.3649 | [9 empty] | 0.1952 | [32 empty] | 2025 |  |  | CHN | Tibet
| Lawu |  | Magmatic hydrothermal | Skarn | Cu-Pb-Zn skarn | Cu, Pb, Zn | In, Sn | Cu, Pb, Zn, In, Sn |  |  | Calera-Sofía D-300-64 | Calera-Sofía D-300-64 | underground mine |  |  |  |  | ore material | drill core | underground mining tunnels and drill cores | mineral separate | [5 empty] | mineralisation |  |  |  | sphalerite, chalcopyrite, pyrrhotite, pyrite, arsenopyrite |  |  | Sn-poor VMS |  |  |  | galena, bismuthinite, marcasite, iron oxides, pyroxene, actinolite, quartz | thin sections and polished blocks examined using optical microscope, BSE detector, and EDS prior to analysis | EMPA, LA-ICPMS | JEOL JXA-8230 electron probe microanalyzer; RESOlution-LR 193 nm ArF excimer laser ablation system coupled to an Agilent 7700x ICP-MS | Laboratory of Mineral Resources Research Center, Fuzhou University; Adelaide Microscopy, the University of Adelaide | EPMA point analysis: accelerating voltage 15 kV, beam current 20 nA, beam diameter ~5 μm; EPMA mapping: accelerating voltage 20 kV, working current 50 nA, dwell time ~10 ms; BSE imaging: accelerating voltage 20 kV, beam current 10 nA; LA-ICP-MS: energy density 3~3.5 J/cm2, spot sizes 29 to 51 μm, repetition rates 5 Hz (polished thin-section) and 10 Hz (polished blocks), ~30 s background acquisition, ~40 s sample data acquisition | STDGL3 (Danyushevsky et al. 2011) and GSD-1G (USGS) | 7.6039 | [19 empty] | 5232.9364 | [5 empty] | 0.044871 | [5 empty] | 75.5248 | [9 empty] | 35338.1123 |  | 31.4166 |  |  |  | 0.14371 | [7 empty] | 51.9318 | [13 empty] | 2820.7823 | [15 empty] | 1.3427 | [17 empty] | 0.88981 | [9 empty] | 0.21185 | [32 empty] | 2025 |  |  | CHN | Tibet
| Lawu |  | Magmatic hydrothermal | Skarn | Cu-Pb-Zn skarn | Cu, Pb, Zn | In, Sn | Cu, Pb, Zn, In, Sn |  |  | Calera-Sofía D-300-65 | Calera-Sofía D-300-65 | underground mine |  |  |  |  | ore material | drill core | underground mining tunnels and drill cores | mineral separate | [5 empty] | mineralisation |  |  |  | sphalerite, chalcopyrite, pyrrhotite, pyrite, arsenopyrite |  |  | Sn-poor VMS |  |  |  | galena, bismuthinite, marcasite, iron oxides, pyroxene, actinolite, quartz | thin sections and polished blocks examined using optical microscope, BSE detector, and EDS prior to analysis | EMPA, LA-ICPMS | JEOL JXA-8230 electron probe microanalyzer; RESOlution-LR 193 nm ArF excimer laser ablation system coupled to an Agilent 7700x ICP-MS | Laboratory of Mineral Resources Research Center, Fuzhou University; Adelaide Microscopy, the University of Adelaide | EPMA point analysis: accelerating voltage 15 kV, beam current 20 nA, beam diameter ~5 μm; EPMA mapping: accelerating voltage 20 kV, working current 50 nA, dwell time ~10 ms; BSE imaging: accelerating voltage 20 kV, beam current 10 nA; LA-ICP-MS: energy density 3~3.5 J/cm2, spot sizes 29 to 51 μm, repetition rates 5 Hz (polished thin-section) and 10 Hz (polished blocks), ~30 s background acquisition, ~40 s sample data acquisition | STDGL3 (Danyushevsky et al. 2011) and GSD-1G (USGS) | 9.0573 | [19 empty] | 7372.6652 | [5 empty] | 0.056295 | [5 empty] | 58.4737 | [9 empty] | 63534.3339 |  | 7.0201 |  |  |  | 0.069936 | [7 empty] | 50.0279 | [13 empty] | 1826.802 | [15 empty] | 2.1757 | [17 empty] | 2.6095 | [9 empty] | 0.56062 | [32 empty] | 2025 |  |  | CHN | Tibet
| Lawu |  | Magmatic hydrothermal | Skarn | Cu-Pb-Zn skarn | Cu, Pb, Zn | In, Sn | Cu, Pb, Zn, In, Sn |  |  | Calera-Sofía D-300-66 | Calera-Sofía D-300-66 | underground mine |  |  |  |  | ore material | drill core | underground mining tunnels and drill cores | mineral separate | [5 empty] | mineralisation |  |  |  | sphalerite, chalcopyrite, pyrrhotite, pyrite, arsenopyrite |  |  | Sn-poor VMS |  |  |  | galena, bismuthinite, marcasite, iron oxides, pyroxene, actinolite, quartz | thin sections and polished blocks examined using optical microscope, BSE detector, and EDS prior to analysis | EMPA, LA-ICPMS | JEOL JXA-8230 electron probe microanalyzer; RESOlution-LR 193 nm ArF excimer laser ablation system coupled to an Agilent 7700x ICP-MS | Laboratory of Mineral Resources Research Center, Fuzhou University; Adelaide Microscopy, the University of Adelaide | EPMA point analysis: accelerating voltage 15 kV, beam current 20 nA, beam diameter ~5 μm; EPMA mapping: accelerating voltage 20 kV, working current 50 nA, dwell time ~10 ms; BSE imaging: accelerating voltage 20 kV, beam current 10 nA; LA-ICP-MS: energy density 3~3.5 J/cm2, spot sizes 29 to 51 μm, repetition rates 5 Hz (polished thin-section) and 10 Hz (polished blocks), ~30 s background acquisition, ~40 s sample data acquisition | STDGL3 (Danyushevsky et al. 2011) and GSD-1G (USGS) | 24.3544 | [19 empty] | 7282.063 | [5 empty] | 0.053763 | [5 empty] | 1055.895 | [9 empty] | 61643.6274 |  | 7.6833 |  |  |  | 0.064061 | [7 empty] | 48.1944 | [13 empty] | 1672.9303 | [15 empty] | 14.7926 | [17 empty] | 7.2504 | [9 empty] | 0.40534 | [32 empty] | 2025 |  |  | CHN | Tibet
| Lawu |  | Magmatic hydrothermal | Skarn | Cu-Pb-Zn skarn | Cu, Pb, Zn | In, Sn | Cu, Pb, Zn, In, Sn |  |  | Calera-Sofía D-300-67 | Calera-Sofía D-300-67 | underground mine |  |  |  |  | ore material | drill core | underground mining tunnels and drill cores | mineral separate | [5 empty] | mineralisation |  |  |  | sphalerite, chalcopyrite, pyrrhotite, pyrite, arsenopyrite |  |  | Sn-poor VMS |  |  |  | galena, bismuthinite, marcasite, iron oxides, pyroxene, actinolite, quartz | thin sections and polished blocks examined using optical microscope, BSE detector, and EDS prior to analysis | EMPA, LA-ICPMS | JEOL JXA-8230 electron probe microanalyzer; RESOlution-LR 193 nm ArF excimer laser ablation system coupled to an Agilent 7700x ICP-MS | Laboratory of Mineral Resources Research Center, Fuzhou University; Adelaide Microscopy, the University of Adelaide | EPMA point analysis: accelerating voltage 15 kV, beam current 20 nA, beam diameter ~5 μm; EPMA mapping: accelerating voltage 20 kV, working current 50 nA, dwell time ~10 ms; BSE imaging: accelerating voltage 20 kV, beam current 10 nA; LA-ICP-MS: energy density 3~3.5 J/cm2, spot sizes 29 to 51 μm, repetition rates 5 Hz (polished thin-section) and 10 Hz (polished blocks), ~30 s background acquisition, ~40 s sample data acquisition | STDGL3 (Danyushevsky et al. 2011) and GSD-1G (USGS) | 19.5565 | [19 empty] | 7798.3324 | [5 empty] | 0.054465 | [5 empty] | 451.2191 | [9 empty] | 59055.6877 |  | 9.2602 |  |  |  | 0.14906 | [7 empty] | 47.1975 | [13 empty] | 2255.9437 | [15 empty] | 8.9144 | [17 empty] | 5.3442 | [9 empty] | 15.3933 | [32 empty] | 2025 |  |  | CHN | Tibet
| Lawu |  | Magmatic hydrothermal | Skarn | Cu-Pb-Zn skarn | Cu, Pb, Zn | In, Sn | Cu, Pb, Zn, In, Sn |  |  | Calera-Sofía D-300-68 | Calera-Sofía D-300-68 | underground mine |  |  |  |  | ore material | drill core | underground mining tunnels and drill cores | mineral separate | [5 empty] | mineralisation |  |  |  | sphalerite, chalcopyrite, pyrrhotite, pyrite, arsenopyrite |  |  | Sn-poor VMS |  |  |  | galena, bismuthinite, marcasite, iron oxides, pyroxene, actinolite, quartz | thin sections and polished blocks examined using optical microscope, BSE detector, and EDS prior to analysis | EMPA, LA-ICPMS | JEOL JXA-8230 electron probe microanalyzer; RESOlution-LR 193 nm ArF excimer laser ablation system coupled to an Agilent 7700x ICP-MS | Laboratory of Mineral Resources Research Center, Fuzhou University; Adelaide Microscopy, the University of Adelaide | EPMA point analysis: accelerating voltage 15 kV, beam current 20 nA, beam diameter ~5 μm; EPMA mapping: accelerating voltage 20 kV, working current 50 nA, dwell time ~10 ms; BSE imaging: accelerating voltage 20 kV, beam current 10 nA; LA-ICP-MS: energy density 3~3.5 J/cm2, spot sizes 29 to 51 μm, repetition rates 5 Hz (polished thin-section) and 10 Hz (polished blocks), ~30 s background acquisition, ~40 s sample data acquisition | STDGL3 (Danyushevsky et al. 2011) and GSD-1G (USGS) | 16.2789 | [19 empty] | 8050.8541 | [5 empty] | 0.056465 | [5 empty] | 481.2041 | [9 empty] | 61631.523 |  | 10.2983 |  |  |  | 0.50833 | [7 empty] | 47.2898 | [13 empty] | 2318.0777 | [15 empty] | 6.5605 | [17 empty] | 3.4249 | [9 empty] | 16.1161 | [32 empty] | 2025 |  |  | CHN | Tibet
| Lawu |  | Magmatic hydrothermal | Skarn | Cu-Pb-Zn skarn | Cu, Pb, Zn | In, Sn | Cu, Pb, Zn, In, Sn |  |  | Calera-Sofía D-300-69 | Calera-Sofía D-300-69 | underground mine |  |  |  |  | ore material | drill core | underground mining tunnels and drill cores | mineral separate | [5 empty] | mineralisation |  |  |  | sphalerite, chalcopyrite, pyrrhotite, pyrite, arsenopyrite |  |  | Sn-poor VMS |  |  |  | galena, bismuthinite, marcasite, iron oxides, pyroxene, actinolite, quartz | thin sections and polished blocks examined using optical microscope, BSE detector, and EDS prior to analysis | EMPA, LA-ICPMS | JEOL JXA-8230 electron probe microanalyzer; RESOlution-LR 193 nm ArF excimer laser ablation system coupled to an Agilent 7700x ICP-MS | Laboratory of Mineral Resources Research Center, Fuzhou University; Adelaide Microscopy, the University of Adelaide | EPMA point analysis: accelerating voltage 15 kV, beam current 20 nA, beam diameter ~5 μm; EPMA mapping: accelerating voltage 20 kV, working current 50 nA, dwell time ~10 ms; BSE imaging: accelerating voltage 20 kV, beam current 10 nA; LA-ICP-MS: energy density 3~3.5 J/cm2, spot sizes 29 to 51 μm, repetition rates 5 Hz (polished thin-section) and 10 Hz (polished blocks), ~30 s background acquisition, ~40 s sample data acquisition | STDGL3 (Danyushevsky et al. 2011) and GSD-1G (USGS) | 9.8076 | [19 empty] | 7372.6856 | [5 empty] | 0.050259 | [5 empty] | 158.1714 | [9 empty] | 44245.7637 |  | 24.8849 |  |  |  | 0.35673 | [7 empty] | 173.1385 | [13 empty] | 2392.8914 | [15 empty] | 2.8622 | [17 empty] | 1.8889 | [9 empty] | 0.33531 | [32 empty] | 2025 |  |  | CHN | Tibet
| Lawu |  | Magmatic hydrothermal | Skarn | Cu-Pb-Zn skarn | Cu, Pb, Zn | In, Sn | Cu, Pb, Zn, In, Sn |  |  | Calera-Sofía D-300-70 | Calera-Sofía D-300-70 | underground mine |  |  |  |  | ore material | drill core | underground mining tunnels and drill cores | mineral separate | [5 empty] | mineralisation |  |  |  | sphalerite, chalcopyrite, pyrrhotite, pyrite, arsenopyrite |  |  | Sn-poor VMS |  |  |  | galena, bismuthinite, marcasite, iron oxides, pyroxene, actinolite, quartz | thin sections and polished blocks examined using optical microscope, BSE detector, and EDS prior to analysis | EMPA, LA-ICPMS | JEOL JXA-8230 electron probe microanalyzer; RESOlution-LR 193 nm ArF excimer laser ablation system coupled to an Agilent 7700x ICP-MS | Laboratory of Mineral Resources Research Center, Fuzhou University; Adelaide Microscopy, the University of Adelaide | EPMA point analysis: accelerating voltage 15 kV, beam current 20 nA, beam diameter ~5 μm; EPMA mapping: accelerating voltage 20 kV, working current 50 nA, dwell time ~10 ms; BSE imaging: accelerating voltage 20 kV, beam current 10 nA; LA-ICP-MS: energy density 3~3.5 J/cm2, spot sizes 29 to 51 μm, repetition rates 5 Hz (polished thin-section) and 10 Hz (polished blocks), ~30 s background acquisition, ~40 s sample data acquisition | STDGL3 (Danyushevsky et al. 2011) and GSD-1G (USGS) | 6.938 | [19 empty] | 7370.4335 | [5 empty] | 0.049135 | [5 empty] | 164.1494 | [9 empty] | 45197.2487 |  | 30.2436 |  |  |  | 0.32677 | [7 empty] | 167.6963 | [13 empty] | 2364.5542 | [15 empty] | 0.69075 | [17 empty] | 0.58338 | [9 empty] | 0.23311 | [32 empty] | 2025 |  |  | CHN | Tibet
| Lawu |  | Magmatic hydrothermal | Skarn | Cu-Pb-Zn skarn | Cu, Pb, Zn | In, Sn | Cu, Pb, Zn, In, Sn |  |  | Calera-Sofía D-300-71 | Calera-Sofía D-300-71 | underground mine |  |  |  |  | ore material | drill core | underground mining tunnels and drill cores | mineral separate | [5 empty] | mineralisation |  |  |  | sphalerite, chalcopyrite, pyrrhotite, pyrite, arsenopyrite |  |  | Sn-poor VMS |  |  |  | galena, bismuthinite, marcasite, iron oxides, pyroxene, actinolite, quartz | thin sections and polished blocks examined using optical microscope, BSE detector, and EDS prior to analysis | EMPA, LA-ICPMS | JEOL JXA-8230 electron probe microanalyzer; RESOlution-LR 193 nm ArF excimer laser ablation system coupled to an Agilent 7700x ICP-MS | Laboratory of Mineral Resources Research Center, Fuzhou University; Adelaide Microscopy, the University of Adelaide | EPMA point analysis: accelerating voltage 15 kV, beam current 20 nA, beam diameter ~5 μm; EPMA mapping: accelerating voltage 20 kV, working current 50 nA, dwell time ~10 ms; BSE imaging: accelerating voltage 20 kV, beam current 10 nA; LA-ICP-MS: energy density 3~3.5 J/cm2, spot sizes 29 to 51 μm, repetition rates 5 Hz (polished thin-section) and 10 Hz (polished blocks), ~30 s background acquisition, ~40 s sample data acquisition | STDGL3 (Danyushevsky et al. 2011) and GSD-1G (USGS) | 19.3182 | [19 empty] | 7496.2347 | [5 empty] | 0.044967 | [5 empty] | 176.9058 | [9 empty] | 40063.7653 |  | 32.9907 |  |  |  | 0.33293 | [7 empty] | 171.2839 | [13 empty] | 2527.597 | [15 empty] | 8.1793 | [17 empty] | 3.5076 | [9 empty] | 0.48948 | [32 empty] | 2025 |  |  | CHN | Tibet
| Lawu |  | Magmatic hydrothermal | Skarn | Cu-Pb-Zn skarn | Cu, Pb, Zn | In, Sn | Cu, Pb, Zn, In, Sn |  |  | Calera-Sofía D-300-72 | Calera-Sofía D-300-72 | underground mine |  |  |  |  | ore material | drill core | underground mining tunnels and drill cores | mineral separate | [5 empty] | mineralisation |  |  |  | sphalerite, chalcopyrite, pyrrhotite, pyrite, arsenopyrite |  |  | Sn-poor VMS |  |  |  | galena, bismuthinite, marcasite, iron oxides, pyroxene, actinolite, quartz | thin sections and polished blocks examined using optical microscope, BSE detector, and EDS prior to analysis | EMPA, LA-ICPMS | JEOL JXA-8230 electron probe microanalyzer; RESOlution-LR 193 nm ArF excimer laser ablation system coupled to an Agilent 7700x ICP-MS | Laboratory of Mineral Resources Research Center, Fuzhou University; Adelaide Microscopy, the University of Adelaide | EPMA point analysis: accelerating voltage 15 kV, beam current 20 nA, beam diameter ~5 μm; EPMA mapping: accelerating voltage 20 kV, working current 50 nA, dwell time ~10 ms; BSE imaging: accelerating voltage 20 kV, beam current 10 nA; LA-ICP-MS: energy density 3~3.5 J/cm2, spot sizes 29 to 51 μm, repetition rates 5 Hz (polished thin-section) and 10 Hz (polished blocks), ~30 s background acquisition, ~40 s sample data acquisition | STDGL3 (Danyushevsky et al. 2011) and GSD-1G (USGS) | 22.8817 | [19 empty] | 7436.0129 | [5 empty] | 0.054755 | [5 empty] | 184.7747 | [9 empty] | 40675.0895 |  | 37.6119 |  |  |  | 0.19257 | [7 empty] | 176.3551 | [13 empty] | 2500.5341 | [15 empty] | 10.8259 | [17 empty] | 2.6097 | [9 empty] | 0.57808 | [32 empty] | 2025 |  |  | CHN | Tibet
| Lawu |  | Magmatic hydrothermal | Skarn | Cu-Pb-Zn skarn | Cu, Pb, Zn | In, Sn | Cu, Pb, Zn, In, Sn |  |  | Calera-Sofía D-300-73 | Calera-Sofía D-300-73 | underground mine |  |  |  |  | ore material | drill core | underground mining tunnels and drill cores | mineral separate | [5 empty] | mineralisation |  |  |  | sphalerite, chalcopyrite, pyrrhotite, pyrite, arsenopyrite |  |  | Sn-poor VMS |  |  |  | galena, bismuthinite, marcasite, iron oxides, pyroxene, actinolite, quartz | thin sections and polished blocks examined using optical microscope, BSE detector, and EDS prior to analysis | EMPA, LA-ICPMS | JEOL JXA-8230 electron probe microanalyzer; RESOlution-LR 193 nm ArF excimer laser ablation system coupled to an Agilent 7700x ICP-MS | Laboratory of Mineral Resources Research Center, Fuzhou University; Adelaide Microscopy, the University of Adelaide | EPMA point analysis: accelerating voltage 15 kV, beam current 20 nA, beam diameter ~5 μm; EPMA mapping: accelerating voltage 20 kV, working current 50 nA, dwell time ~10 ms; BSE imaging: accelerating voltage 20 kV, beam current 10 nA; LA-ICP-MS: energy density 3~3.5 J/cm2, spot sizes 29 to 51 μm, repetition rates 5 Hz (polished thin-section) and 10 Hz (polished blocks), ~30 s background acquisition, ~40 s sample data acquisition | STDGL3 (Danyushevsky et al. 2011) and GSD-1G (USGS) | 6.3479 | [19 empty] | 7419.2921 | [5 empty] | 0.10961 | [5 empty] | 156.5302 | [9 empty] | 43322.4049 |  | 29.2107 |  |  |  | 0.32197 | [7 empty] | 165.3713 | [13 empty] | 2468.8107 | [15 empty] | 0.93613 | [17 empty] | 0.94739 | [9 empty] | 0.28296 | [32 empty] | 2025 |  |  | CHN | Tibet
| Lawu |  | Magmatic hydrothermal | Skarn | Cu-Pb-Zn skarn | Cu, Pb, Zn | In, Sn | Cu, Pb, Zn, In, Sn |  |  | Calera-Sofía D-300-74 | Calera-Sofía D-300-74 | underground mine |  |  |  |  | ore material | drill core | underground mining tunnels and drill cores | mineral separate | [5 empty] | mineralisation |  |  |  | sphalerite, chalcopyrite, pyrrhotite, pyrite, arsenopyrite |  |  | Sn-poor VMS |  |  |  | galena, bismuthinite, marcasite, iron oxides, pyroxene, actinolite, quartz | thin sections and polished blocks examined using optical microscope, BSE detector, and EDS prior to analysis | EMPA, LA-ICPMS | JEOL JXA-8230 electron probe microanalyzer; RESOlution-LR 193 nm ArF excimer laser ablation system coupled to an Agilent 7700x ICP-MS | Laboratory of Mineral Resources Research Center, Fuzhou University; Adelaide Microscopy, the University of Adelaide | EPMA point analysis: accelerating voltage 15 kV, beam current 20 nA, beam diameter ~5 μm; EPMA mapping: accelerating voltage 20 kV, working current 50 nA, dwell time ~10 ms; BSE imaging: accelerating voltage 20 kV, beam current 10 nA; LA-ICP-MS: energy density 3~3.5 J/cm2, spot sizes 29 to 51 μm, repetition rates 5 Hz (polished thin-section) and 10 Hz (polished blocks), ~30 s background acquisition, ~40 s sample data acquisition | STDGL3 (Danyushevsky et al. 2011) and GSD-1G (USGS) | 7.5974 | [19 empty] | 7278.063 | [5 empty] | 0.11743 | [5 empty] | 158.3578 | [9 empty] | 42899.4601 |  | 15.7136 |  |  |  | 0.32728 | [7 empty] | 166.1837 | [13 empty] | 2524.7818 | [15 empty] | 0.95904 | [17 empty] | 3.2353 | [9 empty] | 0.37824 | [32 empty] | 2025 |  |  | CHN | Tibet
| Lawu |  | Magmatic hydrothermal | Skarn | Cu-Pb-Zn skarn | Cu, Pb, Zn | In, Sn | Cu, Pb, Zn, In, Sn |  |  | Calera-Sofía D-300-75 | Calera-Sofía D-300-75 | underground mine |  |  |  |  | ore material | drill core | underground mining tunnels and drill cores | mineral separate | [5 empty] | mineralisation |  |  |  | sphalerite, chalcopyrite, pyrrhotite, pyrite, arsenopyrite |  |  | Sn-poor VMS |  |  |  | galena, bismuthinite, marcasite, iron oxides, pyroxene, actinolite, quartz | thin sections and polished blocks examined using optical microscope, BSE detector, and EDS prior to analysis | EMPA, LA-ICPMS | JEOL JXA-8230 electron probe microanalyzer; RESOlution-LR 193 nm ArF excimer laser ablation system coupled to an Agilent 7700x ICP-MS | Laboratory of Mineral Resources Research Center, Fuzhou University; Adelaide Microscopy, the University of Adelaide | EPMA point analysis: accelerating voltage 15 kV, beam current 20 nA, beam diameter ~5 μm; EPMA mapping: accelerating voltage 20 kV, working current 50 nA, dwell time ~10 ms; BSE imaging: accelerating voltage 20 kV, beam current 10 nA; LA-ICP-MS: energy density 3~3.5 J/cm2, spot sizes 29 to 51 μm, repetition rates 5 Hz (polished thin-section) and 10 Hz (polished blocks), ~30 s background acquisition, ~40 s sample data acquisition | STDGL3 (Danyushevsky et al. 2011) and GSD-1G (USGS) | 44.2851 | [19 empty] | 7541.3258 | [5 empty] | 0.04761 | [5 empty] | 194.2954 | [9 empty] | 38995.8671 |  | 27.8914 |  |  |  | 0.33948 | [7 empty] | 166.9014 | [13 empty] | 2544.2457 | [15 empty] | 11.905 | [17 empty] | 7.1228 | [9 empty] | 0.34335 | [32 empty] | 2025 |  |  | CHN | Tibet
| Lawu |  | Magmatic hydrothermal | Skarn | Cu-Pb-Zn skarn | Cu, Pb, Zn | In, Sn | Cu, Pb, Zn, In, Sn |  |  | Calera-Sofía D-300-76 | Calera-Sofía D-300-76 | underground mine |  |  |  |  | ore material | drill core | underground mining tunnels and drill cores | mineral separate | [5 empty] | mineralisation |  |  |  | sphalerite, chalcopyrite, pyrrhotite, pyrite, arsenopyrite |  |  | Sn-poor VMS |  |  |  | galena, bismuthinite, marcasite, iron oxides, pyroxene, actinolite, quartz | thin sections and polished blocks examined using optical microscope, BSE detector, and EDS prior to analysis | EMPA, LA-ICPMS | JEOL JXA-8230 electron probe microanalyzer; RESOlution-LR 193 nm ArF excimer laser ablation system coupled to an Agilent 7700x ICP-MS | Laboratory of Mineral Resources Research Center, Fuzhou University; Adelaide Microscopy, the University of Adelaide | EPMA point analysis: accelerating voltage 15 kV, beam current 20 nA, beam diameter ~5 μm; EPMA mapping: accelerating voltage 20 kV, working current 50 nA, dwell time ~10 ms; BSE imaging: accelerating voltage 20 kV, beam current 10 nA; LA-ICP-MS: energy density 3~3.5 J/cm2, spot sizes 29 to 51 μm, repetition rates 5 Hz (polished thin-section) and 10 Hz (polished blocks), ~30 s background acquisition, ~40 s sample data acquisition | STDGL3 (Danyushevsky et al. 2011) and GSD-1G (USGS) | 66.2236 | [19 empty] | 7528.6657 | [5 empty] | 0.04594 | [5 empty] | 267.1313 | [9 empty] | 37979.3054 |  | 25.6059 |  |  |  | 0.24746 | [7 empty] | 161.2908 | [13 empty] | 2522.3344 | [15 empty] | 22.2233 | [17 empty] | 9.0494 | [9 empty] | 0.338 | [32 empty] | 2025 |  |  | CHN | Tibet
| Lawu |  | Magmatic hydrothermal | Skarn | Cu-Pb-Zn skarn | Cu, Pb, Zn | In, Sn | Cu, Pb, Zn, In, Sn |  |  | Calera-Sofía D-300-77 | Calera-Sofía D-300-77 | underground mine |  |  |  |  | ore material | drill core | underground mining tunnels and drill cores | mineral separate | [5 empty] | mineralisation |  |  |  | sphalerite, chalcopyrite, pyrrhotite, pyrite, arsenopyrite |  |  | Sn-poor VMS |  |  |  | galena, bismuthinite, marcasite, iron oxides, pyroxene, actinolite, quartz | thin sections and polished blocks examined using optical microscope, BSE detector, and EDS prior to analysis | EMPA, LA-ICPMS | JEOL JXA-8230 electron probe microanalyzer; RESOlution-LR 193 nm ArF excimer laser ablation system coupled to an Agilent 7700x ICP-MS | Laboratory of Mineral Resources Research Center, Fuzhou University; Adelaide Microscopy, the University of Adelaide | EPMA point analysis: accelerating voltage 15 kV, beam current 20 nA, beam diameter ~5 μm; EPMA mapping: accelerating voltage 20 kV, working current 50 nA, dwell time ~10 ms; BSE imaging: accelerating voltage 20 kV, beam current 10 nA; LA-ICP-MS: energy density 3~3.5 J/cm2, spot sizes 29 to 51 μm, repetition rates 5 Hz (polished thin-section) and 10 Hz (polished blocks), ~30 s background acquisition, ~40 s sample data acquisition | STDGL3 (Danyushevsky et al. 2011) and GSD-1G (USGS) | 41.9731 | [19 empty] | 7408.2145 | [5 empty] | 0.05255 | [5 empty] | 183.6303 | [9 empty] | 39384.1283 |  | 27.2338 |  |  |  | 0.28595 | [7 empty] | 161.4834 | [13 empty] | 2621.9921 | [15 empty] | 14.6108 | [17 empty] | 8.7836 | [9 empty] | 0.30075 | [32 empty] | 2025 |  |  | CHN | Tibet
| Lawu |  | Magmatic hydrothermal | Skarn | Cu-Pb-Zn skarn | Cu, Pb, Zn | In, Sn | Cu, Pb, Zn, In, Sn |  |  | Calera-Sofía D-300-78 | Calera-Sofía D-300-78 | underground mine |  |  |  |  | ore material | drill core | underground mining tunnels and drill cores | mineral separate | [5 empty] | mineralisation |  |  |  | sphalerite, chalcopyrite, pyrrhotite, pyrite, arsenopyrite |  |  | Sn-poor VMS |  |  |  | galena, bismuthinite, marcasite, iron oxides, pyroxene, actinolite, quartz | thin sections and polished blocks examined using optical microscope, BSE detector, and EDS prior to analysis | EMPA, LA-ICPMS | JEOL JXA-8230 electron probe microanalyzer; RESOlution-LR 193 nm ArF excimer laser ablation system coupled to an Agilent 7700x ICP-MS | Laboratory of Mineral Resources Research Center, Fuzhou University; Adelaide Microscopy, the University of Adelaide | EPMA point analysis: accelerating voltage 15 kV, beam current 20 nA, beam diameter ~5 μm; EPMA mapping: accelerating voltage 20 kV, working current 50 nA, dwell time ~10 ms; BSE imaging: accelerating voltage 20 kV, beam current 10 nA; LA-ICP-MS: energy density 3~3.5 J/cm2, spot sizes 29 to 51 μm, repetition rates 5 Hz (polished thin-section) and 10 Hz (polished blocks), ~30 s background acquisition, ~40 s sample data acquisition | STDGL3 (Danyushevsky et al. 2011) and GSD-1G (USGS) | 17.0931 | [19 empty] | 7815.4438 | [5 empty] | 0.0517 | [5 empty] | 2209.305 | [9 empty] | 47378.54 |  | 7.3586 |  |  |  | 0.31967 | [7 empty] | 161.8874 | [13 empty] | 2342.8796 | [15 empty] | 8.6907 | [17 empty] | 27.9049 | [9 empty] | 1.0246 | [32 empty] | 2025 |  |  | CHN | Tibet
| Lawu |  | Magmatic hydrothermal | Skarn | Cu-Pb-Zn skarn | Cu, Pb, Zn | In, Sn | Cu, Pb, Zn, In, Sn |  |  | Calera-Sofía D-300-79 | Calera-Sofía D-300-79 | underground mine |  |  |  |  | ore material | drill core | underground mining tunnels and drill cores | mineral separate | [5 empty] | mineralisation |  |  |  | sphalerite, chalcopyrite, pyrrhotite, pyrite, arsenopyrite |  |  | Sn-poor VMS |  |  |  | galena, bismuthinite, marcasite, iron oxides, pyroxene, actinolite, quartz | thin sections and polished blocks examined using optical microscope, BSE detector, and EDS prior to analysis | EMPA, LA-ICPMS | JEOL JXA-8230 electron probe microanalyzer; RESOlution-LR 193 nm ArF excimer laser ablation system coupled to an Agilent 7700x ICP-MS | Laboratory of Mineral Resources Research Center, Fuzhou University; Adelaide Microscopy, the University of Adelaide | EPMA point analysis: accelerating voltage 15 kV, beam current 20 nA, beam diameter ~5 μm; EPMA mapping: accelerating voltage 20 kV, working current 50 nA, dwell time ~10 ms; BSE imaging: accelerating voltage 20 kV, beam current 10 nA; LA-ICP-MS: energy density 3~3.5 J/cm2, spot sizes 29 to 51 μm, repetition rates 5 Hz (polished thin-section) and 10 Hz (polished blocks), ~30 s background acquisition, ~40 s sample data acquisition | STDGL3 (Danyushevsky et al. 2011) and GSD-1G (USGS) | 24.5227 | [19 empty] | 7871.9449 | [5 empty] | 0.053303 | [5 empty] | 184.686 | [9 empty] | 44636.4704 |  | 23.7652 |  |  |  | 0.29889 | [7 empty] | 156.3936 | [13 empty] | 2519.0563 | [15 empty] | 19.0621 | [17 empty] | 8.2398 | [9 empty] | 0.43766 | [32 empty] | 2025 |  |  | CHN | Tibet
| Lawu |  | Magmatic hydrothermal | Skarn | Cu-Pb-Zn skarn | Cu, Pb, Zn | In, Sn | Cu, Pb, Zn, In, Sn |  |  | Calera-Sofía D-300-80 | Calera-Sofía D-300-80 | underground mine |  |  |  |  | ore material | drill core | underground mining tunnels and drill cores | mineral separate | [5 empty] | mineralisation |  |  |  | sphalerite, chalcopyrite, pyrrhotite, pyrite, arsenopyrite |  |  | Sn-poor VMS |  |  |  | galena, bismuthinite, marcasite, iron oxides, pyroxene, actinolite, quartz | thin sections and polished blocks examined using optical microscope, BSE detector, and EDS prior to analysis | EMPA, LA-ICPMS | JEOL JXA-8230 electron probe microanalyzer; RESOlution-LR 193 nm ArF excimer laser ablation system coupled to an Agilent 7700x ICP-MS | Laboratory of Mineral Resources Research Center, Fuzhou University; Adelaide Microscopy, the University of Adelaide | EPMA point analysis: accelerating voltage 15 kV, beam current 20 nA, beam diameter ~5 μm; EPMA mapping: accelerating voltage 20 kV, working current 50 nA, dwell time ~10 ms; BSE imaging: accelerating voltage 20 kV, beam current 10 nA; LA-ICP-MS: energy density 3~3.5 J/cm2, spot sizes 29 to 51 μm, repetition rates 5 Hz (polished thin-section) and 10 Hz (polished blocks), ~30 s background acquisition, ~40 s sample data acquisition | STDGL3 (Danyushevsky et al. 2011) and GSD-1G (USGS) | 46.1665 | [19 empty] | 7377.5842 | [5 empty] | 0.048559 | [5 empty] | 4292.1424 | [9 empty] | 44444.8658 |  | 15.1241 |  |  |  | 0.29684 | [7 empty] | 157.861 | [13 empty] | 2252.2737 | [15 empty] | 28.3232 | [17 empty] | 48.126 | [9 empty] | 1.0714 | [32 empty] | 2025 |  |  | CHN | Tibet
| Lawu |  | Magmatic hydrothermal | Skarn | Cu-Pb-Zn skarn | Cu, Pb, Zn | In, Sn | Cu, Pb, Zn, In, Sn |  |  | Calera-Sofía D-300-81 | Calera-Sofía D-300-81 | underground mine |  |  |  |  | ore material | drill core | underground mining tunnels and drill cores | mineral separate | [5 empty] | mineralisation |  |  |  | sphalerite, chalcopyrite, pyrrhotite, pyrite, arsenopyrite |  |  | Sn-poor VMS |  |  |  | galena, bismuthinite, marcasite, iron oxides, pyroxene, actinolite, quartz | thin sections and polished blocks examined using optical microscope, BSE detector, and EDS prior to analysis | EMPA, LA-ICPMS | JEOL JXA-8230 electron probe microanalyzer; RESOlution-LR 193 nm ArF excimer laser ablation system coupled to an Agilent 7700x ICP-MS | Laboratory of Mineral Resources Research Center, Fuzhou University; Adelaide Microscopy, the University of Adelaide | EPMA point analysis: accelerating voltage 15 kV, beam current 20 nA, beam diameter ~5 μm; EPMA mapping: accelerating voltage 20 kV, working current 50 nA, dwell time ~10 ms; BSE imaging: accelerating voltage 20 kV, beam current 10 nA; LA-ICP-MS: energy density 3~3.5 J/cm2, spot sizes 29 to 51 μm, repetition rates 5 Hz (polished thin-section) and 10 Hz (polished blocks), ~30 s background acquisition, ~40 s sample data acquisition | STDGL3 (Danyushevsky et al. 2011) and GSD-1G (USGS) | 28.0538 | [19 empty] | 7709.4349 | [5 empty] | 0.074059 | [5 empty] | 1731.7641 | [9 empty] | 49633.6693 |  | 27.2336 |  |  |  | 0.22185 | [7 empty] | 158.2057 | [13 empty] | 2616.9578 | [15 empty] | 14.5361 | [17 empty] | 12.3784 | [9 empty] | 0.57102 | [32 empty] | 2025 |  |  | CHN | Tibet
| Lawu |  | Magmatic hydrothermal | Skarn | Cu-Pb-Zn skarn | Cu, Pb, Zn | In, Sn | Cu, Pb, Zn, In, Sn |  |  | Calera-Sofía D-300-82 | Calera-Sofía D-300-82 | underground mine |  |  |  |  | ore material | drill core | underground mining tunnels and drill cores | mineral separate | [5 empty] | mineralisation |  |  |  | sphalerite, chalcopyrite, pyrrhotite, pyrite, arsenopyrite |  |  | Sn-poor VMS |  |  |  | galena, bismuthinite, marcasite, iron oxides, pyroxene, actinolite, quartz | thin sections and polished blocks examined using optical microscope, BSE detector, and EDS prior to analysis | EMPA, LA-ICPMS | JEOL JXA-8230 electron probe microanalyzer; RESOlution-LR 193 nm ArF excimer laser ablation system coupled to an Agilent 7700x ICP-MS | Laboratory of Mineral Resources Research Center, Fuzhou University; Adelaide Microscopy, the University of Adelaide | EPMA point analysis: accelerating voltage 15 kV, beam current 20 nA, beam diameter ~5 μm; EPMA mapping: accelerating voltage 20 kV, working current 50 nA, dwell time ~10 ms; BSE imaging: accelerating voltage 20 kV, beam current 10 nA; LA-ICP-MS: energy density 3~3.5 J/cm2, spot sizes 29 to 51 μm, repetition rates 5 Hz (polished thin-section) and 10 Hz (polished blocks), ~30 s background acquisition, ~40 s sample data acquisition | STDGL3 (Danyushevsky et al. 2011) and GSD-1G (USGS) | 20.3563 | [19 empty] | 7886.0456 | [5 empty] | 0.049195 | [5 empty] | 205.7796 | [9 empty] | 48628.6039 |  | 24.9883 |  |  |  | 0.23216 | [7 empty] | 153.8699 | [13 empty] | 2564.8565 | [15 empty] | 13.9896 | [17 empty] | 7.4359 | [9 empty] | 0.56261 | [32 empty] | 2025 |  |  | CHN | Tibet
| Lawu |  | Magmatic hydrothermal | Skarn | Cu-Pb-Zn skarn | Cu, Pb, Zn | In, Sn | Cu, Pb, Zn, In, Sn |  |  | Calera-Sofía D-300-83 | Calera-Sofía D-300-83 | underground mine |  |  |  |  | ore material | drill core | underground mining tunnels and drill cores | mineral separate | [5 empty] | mineralisation |  |  |  | sphalerite, chalcopyrite, pyrrhotite, pyrite, arsenopyrite |  |  | Sn-poor VMS |  |  |  | galena, bismuthinite, marcasite, iron oxides, pyroxene, actinolite, quartz | thin sections and polished blocks examined using optical microscope, BSE detector, and EDS prior to analysis | EMPA, LA-ICPMS | JEOL JXA-8230 electron probe microanalyzer; RESOlution-LR 193 nm ArF excimer laser ablation system coupled to an Agilent 7700x ICP-MS | Laboratory of Mineral Resources Research Center, Fuzhou University; Adelaide Microscopy, the University of Adelaide | EPMA point analysis: accelerating voltage 15 kV, beam current 20 nA, beam diameter ~5 μm; EPMA mapping: accelerating voltage 20 kV, working current 50 nA, dwell time ~10 ms; BSE imaging: accelerating voltage 20 kV, beam current 10 nA; LA-ICP-MS: energy density 3~3.5 J/cm2, spot sizes 29 to 51 μm, repetition rates 5 Hz (polished thin-section) and 10 Hz (polished blocks), ~30 s background acquisition, ~40 s sample data acquisition | STDGL3 (Danyushevsky et al. 2011) and GSD-1G (USGS) | 19.4629 | [19 empty] | 7905.2192 | [5 empty] | 0.051548 | [5 empty] | 399.4928 | [9 empty] | 48969.3169 |  | 23.1583 |  |  |  | 0.16586 | [7 empty] | 161.9286 | [13 empty] | 2629.3396 | [15 empty] | 9.9412 | [17 empty] | 13.0692 | [9 empty] | 0.60114 | [32 empty] | 2025 |  |  | CHN | Tibet
| Lawu |  | Magmatic hydrothermal | Skarn | Cu-Pb-Zn skarn | Cu, Pb, Zn | In, Sn | Cu, Pb, Zn, In, Sn |  |  | Calera-Sofía D-300-84 | Calera-Sofía D-300-84 | underground mine |  |  |  |  | ore material | drill core | underground mining tunnels and drill cores | mineral separate | [5 empty] | mineralisation |  |  |  | sphalerite, chalcopyrite, pyrrhotite, pyrite, arsenopyrite |  |  | Sn-poor VMS |  |  |  | galena, bismuthinite, marcasite, iron oxides, pyroxene, actinolite, quartz | thin sections and polished blocks examined using optical microscope, BSE detector, and EDS prior to analysis | EMPA, LA-ICPMS | JEOL JXA-8230 electron probe microanalyzer; RESOlution-LR 193 nm ArF excimer laser ablation system coupled to an Agilent 7700x ICP-MS | Laboratory of Mineral Resources Research Center, Fuzhou University; Adelaide Microscopy, the University of Adelaide | EPMA point analysis: accelerating voltage 15 kV, beam current 20 nA, beam diameter ~5 μm; EPMA mapping: accelerating voltage 20 kV, working current 50 nA, dwell time ~10 ms; BSE imaging: accelerating voltage 20 kV, beam current 10 nA; LA-ICP-MS: energy density 3~3.5 J/cm2, spot sizes 29 to 51 μm, repetition rates 5 Hz (polished thin-section) and 10 Hz (polished blocks), ~30 s background acquisition, ~40 s sample data acquisition | STDGL3 (Danyushevsky et al. 2011) and GSD-1G (USGS) | 18.6174 | [19 empty] | 7549.5238 | [5 empty] | 0.056568 | [5 empty] | 4793.1405 | [9 empty] | 49581.672 |  | 20.6631 |  |  |  | 0.22991 | [7 empty] | 165.745 | [13 empty] | 2484.8221 | [15 empty] | 2.4511 | [17 empty] | 5.889 | [9 empty] | 4.4043 | [32 empty] | 2025 |  |  | CHN | Tibet
| Lawu |  | Magmatic hydrothermal | Skarn | Cu-Pb-Zn skarn | Cu, Pb, Zn | In, Sn | Cu, Pb, Zn, In, Sn |  |  | Calera-Sofía D-300-85 | Calera-Sofía D-300-85 | underground mine |  |  |  |  | ore material | drill core | underground mining tunnels and drill cores | mineral separate | [5 empty] | mineralisation |  |  |  | sphalerite, chalcopyrite, pyrrhotite, pyrite, arsenopyrite |  |  | Sn-poor VMS |  |  |  | galena, bismuthinite, marcasite, iron oxides, pyroxene, actinolite, quartz | thin sections and polished blocks examined using optical microscope, BSE detector, and EDS prior to analysis | EMPA, LA-ICPMS | JEOL JXA-8230 electron probe microanalyzer; RESOlution-LR 193 nm ArF excimer laser ablation system coupled to an Agilent 7700x ICP-MS | Laboratory of Mineral Resources Research Center, Fuzhou University; Adelaide Microscopy, the University of Adelaide | EPMA point analysis: accelerating voltage 15 kV, beam current 20 nA, beam diameter ~5 μm; EPMA mapping: accelerating voltage 20 kV, working current 50 nA, dwell time ~10 ms; BSE imaging: accelerating voltage 20 kV, beam current 10 nA; LA-ICP-MS: energy density 3~3.5 J/cm2, spot sizes 29 to 51 μm, repetition rates 5 Hz (polished thin-section) and 10 Hz (polished blocks), ~30 s background acquisition, ~40 s sample data acquisition | STDGL3 (Danyushevsky et al. 2011) and GSD-1G (USGS) | 27.975 | [19 empty] | 7230.2244 | [5 empty] | 0.053502 | [5 empty] | 1623.5051 | [9 empty] | 46386.0413 |  | 18.5674 |  |  |  | 0.27228 | [7 empty] | 157.1866 | [13 empty] | 2689.1418 | [15 empty] | 10.7021 | [17 empty] | 25.5037 | [9 empty] | 0.4342 | [32 empty] | 2025 |  |  | CHN | Tibet
| Lawu |  | Magmatic hydrothermal | Skarn | Cu-Pb-Zn skarn | Cu, Pb, Zn | In, Sn | Cu, Pb, Zn, In, Sn |  |  | Calera-Sofía D-300-86 | Calera-Sofía D-300-86 | underground mine |  |  |  |  | ore material | drill core | underground mining tunnels and drill cores | mineral separate | [5 empty] | mineralisation |  |  |  | sphalerite, chalcopyrite, pyrrhotite, pyrite, arsenopyrite |  |  | Sn-poor VMS |  |  |  | galena, bismuthinite, marcasite, iron oxides, pyroxene, actinolite, quartz | thin sections and polished blocks examined using optical microscope, BSE detector, and EDS prior to analysis | EMPA, LA-ICPMS | JEOL JXA-8230 electron probe microanalyzer; RESOlution-LR 193 nm ArF excimer laser ablation system coupled to an Agilent 7700x ICP-MS | Laboratory of Mineral Resources Research Center, Fuzhou University; Adelaide Microscopy, the University of Adelaide | EPMA point analysis: accelerating voltage 15 kV, beam current 20 nA, beam diameter ~5 μm; EPMA mapping: accelerating voltage 20 kV, working current 50 nA, dwell time ~10 ms; BSE imaging: accelerating voltage 20 kV, beam current 10 nA; LA-ICP-MS: energy density 3~3.5 J/cm2, spot sizes 29 to 51 μm, repetition rates 5 Hz (polished thin-section) and 10 Hz (polished blocks), ~30 s background acquisition, ~40 s sample data acquisition | STDGL3 (Danyushevsky et al. 2011) and GSD-1G (USGS) | 2.4027 | [19 empty] | 7238.6691 | [5 empty] | 0.036011 | [5 empty] | 332.0502 | [9 empty] | 10283.3921 |  | 30.5633 |  |  |  | 2.0636 | [7 empty] | 404.5859 | [13 empty] | 247.4297 | [15 empty] | 0.037618 | [17 empty] | 0.016574 | [9 empty] | 0.57809 | [32 empty] | 2025 |  |  | CHN | Tibet
| Lawu |  | Magmatic hydrothermal | Skarn | Cu-Pb-Zn skarn | Cu, Pb, Zn | In, Sn | Cu, Pb, Zn, In, Sn |  |  | Calera-Sofía D-300-87 | Calera-Sofía D-300-87 | underground mine |  |  |  |  | ore material | drill core | underground mining tunnels and drill cores | mineral separate | [5 empty] | mineralisation |  |  |  | sphalerite, chalcopyrite, pyrrhotite, pyrite, arsenopyrite |  |  | Sn-poor VMS |  |  |  | galena, bismuthinite, marcasite, iron oxides, pyroxene, actinolite, quartz | thin sections and polished blocks examined using optical microscope, BSE detector, and EDS prior to analysis | EMPA, LA-ICPMS | JEOL JXA-8230 electron probe microanalyzer; RESOlution-LR 193 nm ArF excimer laser ablation system coupled to an Agilent 7700x ICP-MS | Laboratory of Mineral Resources Research Center, Fuzhou University; Adelaide Microscopy, the University of Adelaide | EPMA point analysis: accelerating voltage 15 kV, beam current 20 nA, beam diameter ~5 μm; EPMA mapping: accelerating voltage 20 kV, working current 50 nA, dwell time ~10 ms; BSE imaging: accelerating voltage 20 kV, beam current 10 nA; LA-ICP-MS: energy density 3~3.5 J/cm2, spot sizes 29 to 51 μm, repetition rates 5 Hz (polished thin-section) and 10 Hz (polished blocks), ~30 s background acquisition, ~40 s sample data acquisition | STDGL3 (Danyushevsky et al. 2011) and GSD-1G (USGS) | 3.8564 | [19 empty] | 7359.3414 | [5 empty] | 0.034769 | [5 empty] | 342.3375 | [9 empty] | 9771.6277 |  | 31.1689 |  |  |  | 1.9865 | [7 empty] | 415.0137 | [13 empty] | 236.5315 | [15 empty] | 0.37088 | [17 empty] | 0.015397 | [9 empty] | 0.47245 | [32 empty] | 2025 |  |  | CHN | Tibet
| Lawu |  | Magmatic hydrothermal | Skarn | Cu-Pb-Zn skarn | Cu, Pb, Zn | In, Sn | Cu, Pb, Zn, In, Sn |  |  | Calera-Sofía D-300-88 | Calera-Sofía D-300-88 | underground mine |  |  |  |  | ore material | drill core | underground mining tunnels and drill cores | mineral separate | [5 empty] | mineralisation |  |  |  | sphalerite, chalcopyrite, pyrrhotite, pyrite, arsenopyrite |  |  | Sn-poor VMS |  |  |  | galena, bismuthinite, marcasite, iron oxides, pyroxene, actinolite, quartz | thin sections and polished blocks examined using optical microscope, BSE detector, and EDS prior to analysis | EMPA, LA-ICPMS | JEOL JXA-8230 electron probe microanalyzer; RESOlution-LR 193 nm ArF excimer laser ablation system coupled to an Agilent 7700x ICP-MS | Laboratory of Mineral Resources Research Center, Fuzhou University; Adelaide Microscopy, the University of Adelaide | EPMA point analysis: accelerating voltage 15 kV, beam current 20 nA, beam diameter ~5 μm; EPMA mapping: accelerating voltage 20 kV, working current 50 nA, dwell time ~10 ms; BSE imaging: accelerating voltage 20 kV, beam current 10 nA; LA-ICP-MS: energy density 3~3.5 J/cm2, spot sizes 29 to 51 μm, repetition rates 5 Hz (polished thin-section) and 10 Hz (polished blocks), ~30 s background acquisition, ~40 s sample data acquisition | STDGL3 (Danyushevsky et al. 2011) and GSD-1G (USGS) | 3.321 | [19 empty] | 7616.7802 | [5 empty] | 0.037648 | [5 empty] | 312.5848 | [9 empty] | 10654.3785 |  | 30.2615 |  |  |  | 2.237 | [7 empty] | 395.5341 | [13 empty] | 250.7971 | [15 empty] | 0.28999 | [17 empty] | 0.076188 | [9 empty] | 0.54952 | [32 empty] | 2025 |  |  | CHN | Tibet
| Lawu |  | Magmatic hydrothermal | Skarn | Cu-Pb-Zn skarn | Cu, Pb, Zn | In, Sn | Cu, Pb, Zn, In, Sn |  |  | Calera-Sofía D-300-89 | Calera-Sofía D-300-89 | underground mine |  |  |  |  | ore material | drill core | underground mining tunnels and drill cores | mineral separate | [5 empty] | mineralisation |  |  |  | sphalerite, chalcopyrite, pyrrhotite, pyrite, arsenopyrite |  |  | Sn-poor VMS |  |  |  | galena, bismuthinite, marcasite, iron oxides, pyroxene, actinolite, quartz | thin sections and polished blocks examined using optical microscope, BSE detector, and EDS prior to analysis | EMPA, LA-ICPMS | JEOL JXA-8230 electron probe microanalyzer; RESOlution-LR 193 nm ArF excimer laser ablation system coupled to an Agilent 7700x ICP-MS | Laboratory of Mineral Resources Research Center, Fuzhou University; Adelaide Microscopy, the University of Adelaide | EPMA point analysis: accelerating voltage 15 kV, beam current 20 nA, beam diameter ~5 μm; EPMA mapping: accelerating voltage 20 kV, working current 50 nA, dwell time ~10 ms; BSE imaging: accelerating voltage 20 kV, beam current 10 nA; LA-ICP-MS: energy density 3~3.5 J/cm2, spot sizes 29 to 51 μm, repetition rates 5 Hz (polished thin-section) and 10 Hz (polished blocks), ~30 s background acquisition, ~40 s sample data acquisition | STDGL3 (Danyushevsky et al. 2011) and GSD-1G (USGS) | 3.2887 | [19 empty] | 7489.735 | [5 empty] | 0.050462 | [5 empty] | 324.4855 | [9 empty] | 10673.9521 |  | 32.2767 |  |  |  | 2.3288 | [7 empty] | 400.631 | [13 empty] | 238.6666 | [15 empty] | 1.3544 | [17 empty] | 1.6052 | [9 empty] | 0.48199 | [32 empty] | 2025 |  |  | CHN | Tibet
| Lawu |  | Magmatic hydrothermal | Skarn | Cu-Pb-Zn skarn | Cu, Pb, Zn | In, Sn | Cu, Pb, Zn, In, Sn |  |  | Calera-Sofía D-300-90 | Calera-Sofía D-300-90 | underground mine |  |  |  |  | ore material | drill core | underground mining tunnels and drill cores | mineral separate | [5 empty] | mineralisation |  |  |  | sphalerite, chalcopyrite, pyrrhotite, pyrite, arsenopyrite |  |  | Sn-poor VMS |  |  |  | galena, bismuthinite, marcasite, iron oxides, pyroxene, actinolite, quartz | thin sections and polished blocks examined using optical microscope, BSE detector, and EDS prior to analysis | EMPA, LA-ICPMS | JEOL JXA-8230 electron probe microanalyzer; RESOlution-LR 193 nm ArF excimer laser ablation system coupled to an Agilent 7700x ICP-MS | Laboratory of Mineral Resources Research Center, Fuzhou University; Adelaide Microscopy, the University of Adelaide | EPMA point analysis: accelerating voltage 15 kV, beam current 20 nA, beam diameter ~5 μm; EPMA mapping: accelerating voltage 20 kV, working current 50 nA, dwell time ~10 ms; BSE imaging: accelerating voltage 20 kV, beam current 10 nA; LA-ICP-MS: energy density 3~3.5 J/cm2, spot sizes 29 to 51 μm, repetition rates 5 Hz (polished thin-section) and 10 Hz (polished blocks), ~30 s background acquisition, ~40 s sample data acquisition | STDGL3 (Danyushevsky et al. 2011) and GSD-1G (USGS) | 3.1238 | [19 empty] | 7258.8688 | [5 empty] | 0.052166 | [5 empty] | 324.0297 | [9 empty] | 11509.7822 |  | 30.0601 |  |  |  | 2.1234 | [7 empty] | 405.1032 | [13 empty] | 237.3801 | [15 empty] | 0.97772 | [17 empty] | 0.78462 | [9 empty] | 0.44295 | [32 empty] | 2025 |  |  | CHN | Tibet
| Lawu |  | Magmatic hydrothermal | Skarn | Cu-Pb-Zn skarn | Cu, Pb, Zn | In, Sn | Cu, Pb, Zn, In, Sn |  |  | Calera-Sofía D-300-91 | Calera-Sofía D-300-91 | underground mine |  |  |  |  | ore material | drill core | underground mining tunnels and drill cores | mineral separate | [5 empty] | mineralisation |  |  |  | sphalerite, chalcopyrite, pyrrhotite, pyrite, arsenopyrite |  |  | Sn-poor VMS |  |  |  | galena, bismuthinite, marcasite, iron oxides, pyroxene, actinolite, quartz | thin sections and polished blocks examined using optical microscope, BSE detector, and EDS prior to analysis | EMPA, LA-ICPMS | JEOL JXA-8230 electron probe microanalyzer; RESOlution-LR 193 nm ArF excimer laser ablation system coupled to an Agilent 7700x ICP-MS | Laboratory of Mineral Resources Research Center, Fuzhou University; Adelaide Microscopy, the University of Adelaide | EPMA point analysis: accelerating voltage 15 kV, beam current 20 nA, beam diameter ~5 μm; EPMA mapping: accelerating voltage 20 kV, working current 50 nA, dwell time ~10 ms; BSE imaging: accelerating voltage 20 kV, beam current 10 nA; LA-ICP-MS: energy density 3~3.5 J/cm2, spot sizes 29 to 51 μm, repetition rates 5 Hz (polished thin-section) and 10 Hz (polished blocks), ~30 s background acquisition, ~40 s sample data acquisition | STDGL3 (Danyushevsky et al. 2011) and GSD-1G (USGS) | 4.4586 | [19 empty] | 7584.7126 | [5 empty] | 0.035762 | [5 empty] | 326.6423 | [9 empty] | 10378.2776 |  | 31.8872 |  |  |  | 1.9823 | [7 empty] | 406.918 | [13 empty] | 233.9614 | [15 empty] | 3.8761 | [17 empty] | 0.25078 | [9 empty] | 0.42281 | [32 empty] | 2025 |  |  | CHN | Tibet
| Lawu |  | Magmatic hydrothermal | Skarn | Cu-Pb-Zn skarn | Cu, Pb, Zn | In, Sn | Cu, Pb, Zn, In, Sn |  |  | Calera-Sofía D-300-92 | Calera-Sofía D-300-92 | underground mine |  |  |  |  | ore material | drill core | underground mining tunnels and drill cores | mineral separate | [5 empty] | mineralisation |  |  |  | sphalerite, chalcopyrite, pyrrhotite, pyrite, arsenopyrite |  |  | Sn-poor VMS |  |  |  | galena, bismuthinite, marcasite, iron oxides, pyroxene, actinolite, quartz | thin sections and polished blocks examined using optical microscope, BSE detector, and EDS prior to analysis | EMPA, LA-ICPMS | JEOL JXA-8230 electron probe microanalyzer; RESOlution-LR 193 nm ArF excimer laser ablation system coupled to an Agilent 7700x ICP-MS | Laboratory of Mineral Resources Research Center, Fuzhou University; Adelaide Microscopy, the University of Adelaide | EPMA point analysis: accelerating voltage 15 kV, beam current 20 nA, beam diameter ~5 μm; EPMA mapping: accelerating voltage 20 kV, working current 50 nA, dwell time ~10 ms; BSE imaging: accelerating voltage 20 kV, beam current 10 nA; LA-ICP-MS: energy density 3~3.5 J/cm2, spot sizes 29 to 51 μm, repetition rates 5 Hz (polished thin-section) and 10 Hz (polished blocks), ~30 s background acquisition, ~40 s sample data acquisition | STDGL3 (Danyushevsky et al. 2011) and GSD-1G (USGS) | 3.4205 | [19 empty] | 6661.6391 | [5 empty] | 0.042537 | [5 empty] | 41.2106 | [9 empty] | 12731.162 |  | 4.8784 |  |  |  | 0.17981 | [7 empty] | 42.1376 | [13 empty] | 1491.7646 | [15 empty] | 13.2519 | [17 empty] | 6.2069 | [9 empty] | 0.2855 | [32 empty] | 2025 |  |  | CHN | Tibet
| Lawu |  | Magmatic hydrothermal | Skarn | Cu-Pb-Zn skarn | Cu, Pb, Zn | In, Sn | Cu, Pb, Zn, In, Sn |  |  | Calera-Sofía D-300-93 | Calera-Sofía D-300-93 | underground mine |  |  |  |  | ore material | drill core | underground mining tunnels and drill cores | mineral separate | [5 empty] | mineralisation |  |  |  | sphalerite, chalcopyrite, pyrrhotite, pyrite, arsenopyrite |  |  | Sn-poor VMS |  |  |  | galena, bismuthinite, marcasite, iron oxides, pyroxene, actinolite, quartz | thin sections and polished blocks examined using optical microscope, BSE detector, and EDS prior to analysis | EMPA, LA-ICPMS | JEOL JXA-8230 electron probe microanalyzer; RESOlution-LR 193 nm ArF excimer laser ablation system coupled to an Agilent 7700x ICP-MS | Laboratory of Mineral Resources Research Center, Fuzhou University; Adelaide Microscopy, the University of Adelaide | EPMA point analysis: accelerating voltage 15 kV, beam current 20 nA, beam diameter ~5 μm; EPMA mapping: accelerating voltage 20 kV, working current 50 nA, dwell time ~10 ms; BSE imaging: accelerating voltage 20 kV, beam current 10 nA; LA-ICP-MS: energy density 3~3.5 J/cm2, spot sizes 29 to 51 μm, repetition rates 5 Hz (polished thin-section) and 10 Hz (polished blocks), ~30 s background acquisition, ~40 s sample data acquisition | STDGL3 (Danyushevsky et al. 2011) and GSD-1G (USGS) | 3.0498 | [19 empty] | 6181.675 | [5 empty] | 0.12432 | [5 empty] | 54.5381 | [9 empty] | 16804.5251 |  | 17.889 |  |  |  | 0.070896 | [7 empty] | 37.8379 | [13 empty] | 1608.8614 | [15 empty] | 3.6555 | [17 empty] | 0.96076 | [9 empty] | 0.18003 | [32 empty] | 2025 |  |  | CHN | Tibet
| Lawu |  | Magmatic hydrothermal | Skarn | Cu-Pb-Zn skarn | Cu, Pb, Zn | In, Sn | Cu, Pb, Zn, In, Sn |  |  | Calera-Sofía D-300-94 | Calera-Sofía D-300-94 | underground mine |  |  |  |  | ore material | drill core | underground mining tunnels and drill cores | mineral separate | [5 empty] | mineralisation |  |  |  | sphalerite, chalcopyrite, pyrrhotite, pyrite, arsenopyrite |  |  | Sn-poor VMS |  |  |  | galena, bismuthinite, marcasite, iron oxides, pyroxene, actinolite, quartz | thin sections and polished blocks examined using optical microscope, BSE detector, and EDS prior to analysis | EMPA, LA-ICPMS | JEOL JXA-8230 electron probe microanalyzer; RESOlution-LR 193 nm ArF excimer laser ablation system coupled to an Agilent 7700x ICP-MS | Laboratory of Mineral Resources Research Center, Fuzhou University; Adelaide Microscopy, the University of Adelaide | EPMA point analysis: accelerating voltage 15 kV, beam current 20 nA, beam diameter ~5 μm; EPMA mapping: accelerating voltage 20 kV, working current 50 nA, dwell time ~10 ms; BSE imaging: accelerating voltage 20 kV, beam current 10 nA; LA-ICP-MS: energy density 3~3.5 J/cm2, spot sizes 29 to 51 μm, repetition rates 5 Hz (polished thin-section) and 10 Hz (polished blocks), ~30 s background acquisition, ~40 s sample data acquisition | STDGL3 (Danyushevsky et al. 2011) and GSD-1G (USGS) | 5.0245 | [19 empty] | 6283.5059 | [5 empty] | 0.035926 | [5 empty] | 55.7994 | [9 empty] | 16463.9119 |  | 18.3233 |  |  |  | 0.19441 | [7 empty] | 38.0272 | [13 empty] | 1602.0622 | [15 empty] | 16.8695 | [17 empty] | 3.1146 | [9 empty] | 0.20744 | [32 empty] | 2025 |  |  | CHN | Tibet
| Lawu |  | Magmatic hydrothermal | Skarn | Cu-Pb-Zn skarn | Cu, Pb, Zn | In, Sn | Cu, Pb, Zn, In, Sn |  |  | Calera-Sofía D-300-95 | Calera-Sofía D-300-95 | underground mine |  |  |  |  | ore material | drill core | underground mining tunnels and drill cores | mineral separate | [5 empty] | mineralisation |  |  |  | sphalerite, chalcopyrite, pyrrhotite, pyrite, arsenopyrite |  |  | Sn-poor VMS |  |  |  | galena, bismuthinite, marcasite, iron oxides, pyroxene, actinolite, quartz | thin sections and polished blocks examined using optical microscope, BSE detector, and EDS prior to analysis | EMPA, LA-ICPMS | JEOL JXA-8230 electron probe microanalyzer; RESOlution-LR 193 nm ArF excimer laser ablation system coupled to an Agilent 7700x ICP-MS | Laboratory of Mineral Resources Research Center, Fuzhou University; Adelaide Microscopy, the University of Adelaide | EPMA point analysis: accelerating voltage 15 kV, beam current 20 nA, beam diameter ~5 μm; EPMA mapping: accelerating voltage 20 kV, working current 50 nA, dwell time ~10 ms; BSE imaging: accelerating voltage 20 kV, beam current 10 nA; LA-ICP-MS: energy density 3~3.5 J/cm2, spot sizes 29 to 51 μm, repetition rates 5 Hz (polished thin-section) and 10 Hz (polished blocks), ~30 s background acquisition, ~40 s sample data acquisition | STDGL3 (Danyushevsky et al. 2011) and GSD-1G (USGS) | 4.1541 | [19 empty] | 6338.8288 | [5 empty] | 0.03741 | [5 empty] | 54.9997 | [9 empty] | 19038.8946 |  | 14.294 |  |  |  | 0.14335 | [7 empty] | 35.817 | [13 empty] | 1431.8458 | [15 empty] | 5.3297 | [17 empty] | 0.66561 | [9 empty] | 0.26831 | [32 empty] | 2025 |  |  | CHN | Tibet
| Lawu |  | Magmatic hydrothermal | Skarn | Cu-Pb-Zn skarn | Cu, Pb, Zn | In, Sn | Cu, Pb, Zn, In, Sn |  |  | Calera-Sofía D-300-96 | Calera-Sofía D-300-96 | underground mine |  |  |  |  | ore material | drill core | underground mining tunnels and drill cores | mineral separate | [5 empty] | mineralisation |  |  |  | sphalerite, chalcopyrite, pyrrhotite, pyrite, arsenopyrite |  |  | Sn-poor VMS |  |  |  | galena, bismuthinite, marcasite, iron oxides, pyroxene, actinolite, quartz | thin sections and polished blocks examined using optical microscope, BSE detector, and EDS prior to analysis | EMPA, LA-ICPMS | JEOL JXA-8230 electron probe microanalyzer; RESOlution-LR 193 nm ArF excimer laser ablation system coupled to an Agilent 7700x ICP-MS | Laboratory of Mineral Resources Research Center, Fuzhou University; Adelaide Microscopy, the University of Adelaide | EPMA point analysis: accelerating voltage 15 kV, beam current 20 nA, beam diameter ~5 μm; EPMA mapping: accelerating voltage 20 kV, working current 50 nA, dwell time ~10 ms; BSE imaging: accelerating voltage 20 kV, beam current 10 nA; LA-ICP-MS: energy density 3~3.5 J/cm2, spot sizes 29 to 51 μm, repetition rates 5 Hz (polished thin-section) and 10 Hz (polished blocks), ~30 s background acquisition, ~40 s sample data acquisition | STDGL3 (Danyushevsky et al. 2011) and GSD-1G (USGS) | 8.1767 | [19 empty] | 6574.7442 | [5 empty] | 0.031699 | [5 empty] | 70.881 | [9 empty] | 18787.2855 |  | 8.274 |  |  |  | 0.20626 | [7 empty] | 37.0019 | [13 empty] | 1471.8774 | [15 empty] | 29.9672 | [17 empty] | 30.6795 | [9 empty] | 0.1688 | [32 empty] | 2025 |  |  | CHN | Tibet
| Lawu |  | Magmatic hydrothermal | Skarn | Cu-Pb-Zn skarn | Cu, Pb, Zn | In, Sn | Cu, Pb, Zn, In, Sn |  |  | Calera-Sofía D-300-97 | Calera-Sofía D-300-97 | underground mine |  |  |  |  | ore material | drill core | underground mining tunnels and drill cores | mineral separate | [5 empty] | mineralisation |  |  |  | sphalerite, chalcopyrite, pyrrhotite, pyrite, arsenopyrite |  |  | Sn-poor VMS |  |  |  | galena, bismuthinite, marcasite, iron oxides, pyroxene, actinolite, quartz | thin sections and polished blocks examined using optical microscope, BSE detector, and EDS prior to analysis | EMPA, LA-ICPMS | JEOL JXA-8230 electron probe microanalyzer; RESOlution-LR 193 nm ArF excimer laser ablation system coupled to an Agilent 7700x ICP-MS | Laboratory of Mineral Resources Research Center, Fuzhou University; Adelaide Microscopy, the University of Adelaide | EPMA point analysis: accelerating voltage 15 kV, beam current 20 nA, beam diameter ~5 μm; EPMA mapping: accelerating voltage 20 kV, working current 50 nA, dwell time ~10 ms; BSE imaging: accelerating voltage 20 kV, beam current 10 nA; LA-ICP-MS: energy density 3~3.5 J/cm2, spot sizes 29 to 51 μm, repetition rates 5 Hz (polished thin-section) and 10 Hz (polished blocks), ~30 s background acquisition, ~40 s sample data acquisition | STDGL3 (Danyushevsky et al. 2011) and GSD-1G (USGS) | 3.576 | [19 empty] | 6202.5675 | [5 empty] | 0.037046 | [5 empty] | 55.493 | [9 empty] | 17813.295 |  | 14.0694 |  |  |  | 0.063782 | [7 empty] | 34.9696 | [13 empty] | 1352.0765 | [15 empty] | 10.2598 | [17 empty] | 4.2226 | [9 empty] | 0.13668 | [32 empty] | 2025 |  |  | CHN | Tibet
| Lawu |  | Magmatic hydrothermal | Skarn | Cu-Pb-Zn skarn | Cu, Pb, Zn | In, Sn | Cu, Pb, Zn, In, Sn |  |  | Calera-Sofía D-300-98 | Calera-Sofía D-300-98 | underground mine |  |  |  |  | ore material | drill core | underground mining tunnels and drill cores | mineral separate | [5 empty] | mineralisation |  |  |  | sphalerite, chalcopyrite, pyrrhotite, pyrite, arsenopyrite |  |  | Sn-poor VMS |  |  |  | galena, bismuthinite, marcasite, iron oxides, pyroxene, actinolite, quartz | thin sections and polished blocks examined using optical microscope, BSE detector, and EDS prior to analysis | EMPA, LA-ICPMS | JEOL JXA-8230 electron probe microanalyzer; RESOlution-LR 193 nm ArF excimer laser ablation system coupled to an Agilent 7700x ICP-MS | Laboratory of Mineral Resources Research Center, Fuzhou University; Adelaide Microscopy, the University of Adelaide | EPMA point analysis: accelerating voltage 15 kV, beam current 20 nA, beam diameter ~5 μm; EPMA mapping: accelerating voltage 20 kV, working current 50 nA, dwell time ~10 ms; BSE imaging: accelerating voltage 20 kV, beam current 10 nA; LA-ICP-MS: energy density 3~3.5 J/cm2, spot sizes 29 to 51 μm, repetition rates 5 Hz (polished thin-section) and 10 Hz (polished blocks), ~30 s background acquisition, ~40 s sample data acquisition | STDGL3 (Danyushevsky et al. 2011) and GSD-1G (USGS) | 4.1154 | [19 empty] | 6340.6185 | [5 empty] | 0.036307 | [5 empty] | 55.3096 | [9 empty] | 18134.2122 |  | 13.9711 |  |  |  | 0.1603 | [7 empty] | 35.5428 | [13 empty] | 1374.9808 | [15 empty] | 4.6385 | [17 empty] | 1.3964 | [9 empty] | 0.19637 | [32 empty] | 2025 |  |  | CHN | Tibet
| Lawu |  | Magmatic hydrothermal | Skarn | Cu-Pb-Zn skarn | Cu, Pb, Zn | In, Sn | Cu, Pb, Zn, In, Sn |  |  | Calera-Sofía D-300-99 | Calera-Sofía D-300-99 | underground mine |  |  |  |  | ore material | drill core | underground mining tunnels and drill cores | mineral separate | [5 empty] | mineralisation |  |  |  | sphalerite, chalcopyrite, pyrrhotite, pyrite, arsenopyrite |  |  | Sn-poor VMS |  |  |  | galena, bismuthinite, marcasite, iron oxides, pyroxene, actinolite, quartz | thin sections and polished blocks examined using optical microscope, BSE detector, and EDS prior to analysis | EMPA, LA-ICPMS | JEOL JXA-8230 electron probe microanalyzer; RESOlution-LR 193 nm ArF excimer laser ablation system coupled to an Agilent 7700x ICP-MS | Laboratory of Mineral Resources Research Center, Fuzhou University; Adelaide Microscopy, the University of Adelaide | EPMA point analysis: accelerating voltage 15 kV, beam current 20 nA, beam diameter ~5 μm; EPMA mapping: accelerating voltage 20 kV, working current 50 nA, dwell time ~10 ms; BSE imaging: accelerating voltage 20 kV, beam current 10 nA; LA-ICP-MS: energy density 3~3.5 J/cm2, spot sizes 29 to 51 μm, repetition rates 5 Hz (polished thin-section) and 10 Hz (polished blocks), ~30 s background acquisition, ~40 s sample data acquisition | STDGL3 (Danyushevsky et al. 2011) and GSD-1G (USGS) | 9.4135 | [19 empty] | 6567.3929 | [5 empty] | 0.036438 | [5 empty] | 65.8688 | [9 empty] | 18268.5289 |  | 10.5686 |  |  |  | 0.062223 | [7 empty] | 37.2573 | [13 empty] | 1406.4755 | [15 empty] | 32.5441 | [17 empty] | 31.0329 | [9 empty] | 0.16702 | [32 empty] | 2025 |  |  | CHN | Tibet
| Lawu |  | Magmatic hydrothermal | Skarn | Cu-Pb-Zn skarn | Cu, Pb, Zn | In, Sn | Cu, Pb, Zn, In, Sn |  |  | Calera-Sofía D-300-100 | Calera-Sofía D-300-100 | underground mine |  |  |  |  | ore material | drill core | underground mining tunnels and drill cores | mineral separate | [5 empty] | mineralisation |  |  |  | sphalerite, chalcopyrite, pyrrhotite, pyrite, arsenopyrite |  |  | Sn-poor VMS |  |  |  | galena, bismuthinite, marcasite, iron oxides, pyroxene, actinolite, quartz | thin sections and polished blocks examined using optical microscope, BSE detector, and EDS prior to analysis | EMPA, LA-ICPMS | JEOL JXA-8230 electron probe microanalyzer; RESOlution-LR 193 nm ArF excimer laser ablation system coupled to an Agilent 7700x ICP-MS | Laboratory of Mineral Resources Research Center, Fuzhou University; Adelaide Microscopy, the University of Adelaide | EPMA point analysis: accelerating voltage 15 kV, beam current 20 nA, beam diameter ~5 μm; EPMA mapping: accelerating voltage 20 kV, working current 50 nA, dwell time ~10 ms; BSE imaging: accelerating voltage 20 kV, beam current 10 nA; LA-ICP-MS: energy density 3~3.5 J/cm2, spot sizes 29 to 51 μm, repetition rates 5 Hz (polished thin-section) and 10 Hz (polished blocks), ~30 s background acquisition, ~40 s sample data acquisition | STDGL3 (Danyushevsky et al. 2011) and GSD-1G (USGS) | 4.0869 | [19 empty] | 6605.4427 | [5 empty] | 0.039492 | [5 empty] | 51.3053 | [9 empty] | 23317.6915 |  | 14.1987 |  |  |  | 0.07042 | [7 empty] | 36.9885 | [13 empty] | 1622.6383 | [15 empty] | 7.2856 | [17 empty] | 0.81595 | [9 empty] | 0.25793 | [32 empty] | 2025 |  |  | CHN | Tibet
| Lawu |  | Magmatic hydrothermal | Skarn | Cu-Pb-Zn skarn | Cu, Pb, Zn | In, Sn | Cu, Pb, Zn, In, Sn |  |  | Calera-Sofía D-300-101 | Calera-Sofía D-300-101 | underground mine |  |  |  |  | ore material | drill core | underground mining tunnels and drill cores | mineral separate | [5 empty] | mineralisation |  |  |  | sphalerite, chalcopyrite, pyrrhotite, pyrite, arsenopyrite |  |  | Sn-poor VMS |  |  |  | galena, bismuthinite, marcasite, iron oxides, pyroxene, actinolite, quartz | thin sections and polished blocks examined using optical microscope, BSE detector, and EDS prior to analysis | EMPA, LA-ICPMS | JEOL JXA-8230 electron probe microanalyzer; RESOlution-LR 193 nm ArF excimer laser ablation system coupled to an Agilent 7700x ICP-MS | Laboratory of Mineral Resources Research Center, Fuzhou University; Adelaide Microscopy, the University of Adelaide | EPMA point analysis: accelerating voltage 15 kV, beam current 20 nA, beam diameter ~5 μm; EPMA mapping: accelerating voltage 20 kV, working current 50 nA, dwell time ~10 ms; BSE imaging: accelerating voltage 20 kV, beam current 10 nA; LA-ICP-MS: energy density 3~3.5 J/cm2, spot sizes 29 to 51 μm, repetition rates 5 Hz (polished thin-section) and 10 Hz (polished blocks), ~30 s background acquisition, ~40 s sample data acquisition | STDGL3 (Danyushevsky et al. 2011) and GSD-1G (USGS) | 2.9572 | [19 empty] | 6278.1312 | [5 empty] | 0.033963 | [5 empty] | 48.2668 | [9 empty] | 18273.834 |  | 13.7757 |  |  |  | 0.19644 | [7 empty] | 35.7741 | [13 empty] | 1423.4189 | [15 empty] | 4.8447 | [17 empty] | 1.0591 | [9 empty] | 0.16852 | [32 empty] | 2025 |  |  | CHN | Tibet
| Lawu |  | Magmatic hydrothermal | Skarn | Cu-Pb-Zn skarn | Cu, Pb, Zn | In, Sn | Cu, Pb, Zn, In, Sn |  |  | Calera-Sofía D-300-102 | Calera-Sofía D-300-102 | underground mine |  |  |  |  | ore material | drill core | underground mining tunnels and drill cores | mineral separate | [5 empty] | mineralisation |  |  |  | sphalerite, chalcopyrite, pyrrhotite, pyrite, arsenopyrite |  |  | Sn-poor VMS |  |  |  | galena, bismuthinite, marcasite, iron oxides, pyroxene, actinolite, quartz | thin sections and polished blocks examined using optical microscope, BSE detector, and EDS prior to analysis | EMPA, LA-ICPMS | JEOL JXA-8230 electron probe microanalyzer; RESOlution-LR 193 nm ArF excimer laser ablation system coupled to an Agilent 7700x ICP-MS | Laboratory of Mineral Resources Research Center, Fuzhou University; Adelaide Microscopy, the University of Adelaide | EPMA point analysis: accelerating voltage 15 kV, beam current 20 nA, beam diameter ~5 μm; EPMA mapping: accelerating voltage 20 kV, working current 50 nA, dwell time ~10 ms; BSE imaging: accelerating voltage 20 kV, beam current 10 nA; LA-ICP-MS: energy density 3~3.5 J/cm2, spot sizes 29 to 51 μm, repetition rates 5 Hz (polished thin-section) and 10 Hz (polished blocks), ~30 s background acquisition, ~40 s sample data acquisition | STDGL3 (Danyushevsky et al. 2011) and GSD-1G (USGS) | 3.9818 | [19 empty] | 6834.6115 | [5 empty] | 0.036226 | [5 empty] | 48.7518 | [9 empty] | 21390.0534 |  | 13.2457 |  |  |  | 0.17205 | [7 empty] | 36.3727 | [13 empty] | 1555.427 | [15 empty] | 9.0772 | [17 empty] | 3.659 | [9 empty] | 0.17357 | [32 empty] | 2025 |  |  | CHN | Tibet
| Lawu |  | Magmatic hydrothermal | Skarn | Cu-Pb-Zn skarn | Cu, Pb, Zn | In, Sn | Cu, Pb, Zn, In, Sn |  |  | Calera-Sofía D-300-103 | Calera-Sofía D-300-103 | underground mine |  |  |  |  | ore material | drill core | underground mining tunnels and drill cores | mineral separate | [5 empty] | mineralisation |  |  |  | sphalerite, chalcopyrite, pyrrhotite, pyrite, arsenopyrite |  |  | Sn-poor VMS |  |  |  | galena, bismuthinite, marcasite, iron oxides, pyroxene, actinolite, quartz | thin sections and polished blocks examined using optical microscope, BSE detector, and EDS prior to analysis | EMPA, LA-ICPMS | JEOL JXA-8230 electron probe microanalyzer; RESOlution-LR 193 nm ArF excimer laser ablation system coupled to an Agilent 7700x ICP-MS | Laboratory of Mineral Resources Research Center, Fuzhou University; Adelaide Microscopy, the University of Adelaide | EPMA point analysis: accelerating voltage 15 kV, beam current 20 nA, beam diameter ~5 μm; EPMA mapping: accelerating voltage 20 kV, working current 50 nA, dwell time ~10 ms; BSE imaging: accelerating voltage 20 kV, beam current 10 nA; LA-ICP-MS: energy density 3~3.5 J/cm2, spot sizes 29 to 51 μm, repetition rates 5 Hz (polished thin-section) and 10 Hz (polished blocks), ~30 s background acquisition, ~40 s sample data acquisition | STDGL3 (Danyushevsky et al. 2011) and GSD-1G (USGS) | 23.7654 | [19 empty] | 6996.0543 | [5 empty] | 0.038004 | [5 empty] | 739.6315 | [9 empty] | 58770.7818 |  | 5.4683 |  |  |  | 0.1381 | [7 empty] | 52.3813 | [13 empty] | 2034.9703 | [15 empty] | 17.2677 | [17 empty] | 8.4614 | [9 empty] | 1.2357 | [32 empty] | 2025 |  |  | CHN | Tibet
| Lawu |  | Magmatic hydrothermal | Skarn | Cu-Pb-Zn skarn | Cu, Pb, Zn | In, Sn | Cu, Pb, Zn, In, Sn |  |  | Calera-Sofía D-300-104 | Calera-Sofía D-300-104 | underground mine |  |  |  |  | ore material | drill core | underground mining tunnels and drill cores | mineral separate | [5 empty] | mineralisation |  |  |  | sphalerite, chalcopyrite, pyrrhotite, pyrite, arsenopyrite |  |  | Sn-poor VMS |  |  |  | galena, bismuthinite, marcasite, iron oxides, pyroxene, actinolite, quartz | thin sections and polished blocks examined using optical microscope, BSE detector, and EDS prior to analysis | EMPA, LA-ICPMS | JEOL JXA-8230 electron probe microanalyzer; RESOlution-LR 193 nm ArF excimer laser ablation system coupled to an Agilent 7700x ICP-MS | Laboratory of Mineral Resources Research Center, Fuzhou University; Adelaide Microscopy, the University of Adelaide | EPMA point analysis: accelerating voltage 15 kV, beam current 20 nA, beam diameter ~5 μm; EPMA mapping: accelerating voltage 20 kV, working current 50 nA, dwell time ~10 ms; BSE imaging: accelerating voltage 20 kV, beam current 10 nA; LA-ICP-MS: energy density 3~3.5 J/cm2, spot sizes 29 to 51 μm, repetition rates 5 Hz (polished thin-section) and 10 Hz (polished blocks), ~30 s background acquisition, ~40 s sample data acquisition | STDGL3 (Danyushevsky et al. 2011) and GSD-1G (USGS) | 17.6387 | [19 empty] | 7338.5362 | [5 empty] | 0.04586 | [5 empty] | 226.7148 | [9 empty] | 57296.0594 |  | 6.3657 |  |  |  | 0.077972 | [7 empty] | 54.2792 | [13 empty] | 2096.8137 | [15 empty] | 12.6146 | [17 empty] | 7.2153 | [9 empty] | 1.0262 | [32 empty] | 2025 |  |  | CHN | Tibet
| Lawu |  | Magmatic hydrothermal | Skarn | Cu-Pb-Zn skarn | Cu, Pb, Zn | In, Sn | Cu, Pb, Zn, In, Sn |  |  | Calera-Sofía D-300-105 | Calera-Sofía D-300-105 | underground mine |  |  |  |  | ore material | drill core | underground mining tunnels and drill cores | mineral separate | [5 empty] | mineralisation |  |  |  | sphalerite, chalcopyrite, pyrrhotite, pyrite, arsenopyrite |  |  | Sn-poor VMS |  |  |  | galena, bismuthinite, marcasite, iron oxides, pyroxene, actinolite, quartz | thin sections and polished blocks examined using optical microscope, BSE detector, and EDS prior to analysis | EMPA, LA-ICPMS | JEOL JXA-8230 electron probe microanalyzer; RESOlution-LR 193 nm ArF excimer laser ablation system coupled to an Agilent 7700x ICP-MS | Laboratory of Mineral Resources Research Center, Fuzhou University; Adelaide Microscopy, the University of Adelaide | EPMA point analysis: accelerating voltage 15 kV, beam current 20 nA, beam diameter ~5 μm; EPMA mapping: accelerating voltage 20 kV, working current 50 nA, dwell time ~10 ms; BSE imaging: accelerating voltage 20 kV, beam current 10 nA; LA-ICP-MS: energy density 3~3.5 J/cm2, spot sizes 29 to 51 μm, repetition rates 5 Hz (polished thin-section) and 10 Hz (polished blocks), ~30 s background acquisition, ~40 s sample data acquisition | STDGL3 (Danyushevsky et al. 2011) and GSD-1G (USGS) | 19.7272 | [19 empty] | 7226.1866 | [5 empty] | 0.042287 | [5 empty] | 50.7928 | [9 empty] | 20926.7028 |  | 3.0738 |  |  |  | 0.060996 | [7 empty] | 44.4125 | [13 empty] | 1109.5122 | [15 empty] | 10.3983 | [17 empty] | 1.5731 | [9 empty] | 0.17808 | [32 empty] | 2025 |  |  | CHN | Tibet
| Lawu |  | Magmatic hydrothermal | Skarn | Cu-Pb-Zn skarn | Cu, Pb, Zn | In, Sn | Cu, Pb, Zn, In, Sn |  |  | Calera-Sofía D-540-1 | Calera-Sofía D-540-1 | underground mine |  |  |  |  | ore material | drill core | underground mining tunnels and drill cores | mineral separate | [5 empty] | mineralisation |  |  |  | sphalerite, chalcopyrite, pyrrhotite, pyrite, arsenopyrite |  |  | Sn-poor VMS |  |  |  | galena, bismuthinite, marcasite, iron oxides, pyroxene, actinolite, quartz | thin sections and polished blocks examined using optical microscope, BSE detector, and EDS prior to analysis | EMPA, LA-ICPMS | JEOL JXA-8230 electron probe microanalyzer; RESOlution-LR 193 nm ArF excimer laser ablation system coupled to an Agilent 7700x ICP-MS | Laboratory of Mineral Resources Research Center, Fuzhou University; Adelaide Microscopy, the University of Adelaide | EPMA point analysis: accelerating voltage 15 kV, beam current 20 nA, beam diameter ~5 μm; EPMA mapping: accelerating voltage 20 kV, working current 50 nA, dwell time ~10 ms; BSE imaging: accelerating voltage 20 kV, beam current 10 nA; LA-ICP-MS: energy density 3~3.5 J/cm2, spot sizes 29 to 51 μm, repetition rates 5 Hz (polished thin-section) and 10 Hz (polished blocks), ~30 s background acquisition, ~40 s sample data acquisition | STDGL3 (Danyushevsky et al. 2011) and GSD-1G (USGS) | 10.6828 | [19 empty] | 8904.7975 | [5 empty] | 0.049543 | [5 empty] | 82.0634 | [9 empty] | 38232.8017 |  | 58.5201 |  |  |  | 0.12261 | [7 empty] | 1.0941 | [13 empty] | 319.7643 | [15 empty] | 3.9214 | [17 empty] | 1.5099 | [9 empty] | 1.0948 | [32 empty] | 2025 |  |  | CHN | Tibet
| Lawu |  | Magmatic hydrothermal | Skarn | Cu-Pb-Zn skarn | Cu, Pb, Zn | In, Sn | Cu, Pb, Zn, In, Sn |  |  | Calera-Sofía D-540-2 | Calera-Sofía D-540-2 | underground mine |  |  |  |  | ore material | drill core | underground mining tunnels and drill cores | mineral separate | [5 empty] | mineralisation |  |  |  | sphalerite, chalcopyrite, pyrrhotite, pyrite, arsenopyrite |  |  | Sn-poor VMS |  |  |  | galena, bismuthinite, marcasite, iron oxides, pyroxene, actinolite, quartz | thin sections and polished blocks examined using optical microscope, BSE detector, and EDS prior to analysis | EMPA, LA-ICPMS | JEOL JXA-8230 electron probe microanalyzer; RESOlution-LR 193 nm ArF excimer laser ablation system coupled to an Agilent 7700x ICP-MS | Laboratory of Mineral Resources Research Center, Fuzhou University; Adelaide Microscopy, the University of Adelaide | EPMA point analysis: accelerating voltage 15 kV, beam current 20 nA, beam diameter ~5 μm; EPMA mapping: accelerating voltage 20 kV, working current 50 nA, dwell time ~10 ms; BSE imaging: accelerating voltage 20 kV, beam current 10 nA; LA-ICP-MS: energy density 3~3.5 J/cm2, spot sizes 29 to 51 μm, repetition rates 5 Hz (polished thin-section) and 10 Hz (polished blocks), ~30 s background acquisition, ~40 s sample data acquisition | STDGL3 (Danyushevsky et al. 2011) and GSD-1G (USGS) | 7.1477 | [19 empty] | 9168.0886 | [5 empty] | 0.05359 | [5 empty] | 88.378 | [9 empty] | 38972.5703 |  | 62.6834 |  |  |  | 0.23112 | [7 empty] | 1.1797 | [13 empty] | 326.1646 | [15 empty] | 0.33698 | [17 empty] | 0.1628 | [9 empty] | 8.2114 | [32 empty] | 2025 |  |  | CHN | Tibet
| Lawu |  | Magmatic hydrothermal | Skarn | Cu-Pb-Zn skarn | Cu, Pb, Zn | In, Sn | Cu, Pb, Zn, In, Sn |  |  | Calera-Sofía D-540-3 | Calera-Sofía D-540-3 | underground mine |  |  |  |  | ore material | drill core | underground mining tunnels and drill cores | mineral separate | [5 empty] | mineralisation |  |  |  | sphalerite, chalcopyrite, pyrrhotite, pyrite, arsenopyrite |  |  | Sn-poor VMS |  |  |  | galena, bismuthinite, marcasite, iron oxides, pyroxene, actinolite, quartz | thin sections and polished blocks examined using optical microscope, BSE detector, and EDS prior to analysis | EMPA, LA-ICPMS | JEOL JXA-8230 electron probe microanalyzer; RESOlution-LR 193 nm ArF excimer laser ablation system coupled to an Agilent 7700x ICP-MS | Laboratory of Mineral Resources Research Center, Fuzhou University; Adelaide Microscopy, the University of Adelaide | EPMA point analysis: accelerating voltage 15 kV, beam current 20 nA, beam diameter ~5 μm; EPMA mapping: accelerating voltage 20 kV, working current 50 nA, dwell time ~10 ms; BSE imaging: accelerating voltage 20 kV, beam current 10 nA; LA-ICP-MS: energy density 3~3.5 J/cm2, spot sizes 29 to 51 μm, repetition rates 5 Hz (polished thin-section) and 10 Hz (polished blocks), ~30 s background acquisition, ~40 s sample data acquisition | STDGL3 (Danyushevsky et al. 2011) and GSD-1G (USGS) | 6.0269 | [19 empty] | 9011.3732 | [5 empty] | 0.055126 | [5 empty] | 83.8908 | [9 empty] | 38157.9979 |  | 62.9978 |  |  |  | 0.15756 | [7 empty] | 1.1879 | [13 empty] | 325.0306 | [15 empty] | 0.098392 | [17 empty] | 0.024362 | [9 empty] | 9.0594 | [32 empty] | 2025 |  |  | CHN | Tibet
| Lawu |  | Magmatic hydrothermal | Skarn | Cu-Pb-Zn skarn | Cu, Pb, Zn | In, Sn | Cu, Pb, Zn, In, Sn |  |  | Calera-Sofía D-540-4 | Calera-Sofía D-540-4 | underground mine |  |  |  |  | ore material | drill core | underground mining tunnels and drill cores | mineral separate | [5 empty] | mineralisation |  |  |  | sphalerite, chalcopyrite, pyrrhotite, pyrite, arsenopyrite |  |  | Sn-poor VMS |  |  |  | galena, bismuthinite, marcasite, iron oxides, pyroxene, actinolite, quartz | thin sections and polished blocks examined using optical microscope, BSE detector, and EDS prior to analysis | EMPA, LA-ICPMS | JEOL JXA-8230 electron probe microanalyzer; RESOlution-LR 193 nm ArF excimer laser ablation system coupled to an Agilent 7700x ICP-MS | Laboratory of Mineral Resources Research Center, Fuzhou University; Adelaide Microscopy, the University of Adelaide | EPMA point analysis: accelerating voltage 15 kV, beam current 20 nA, beam diameter ~5 μm; EPMA mapping: accelerating voltage 20 kV, working current 50 nA, dwell time ~10 ms; BSE imaging: accelerating voltage 20 kV, beam current 10 nA; LA-ICP-MS: energy density 3~3.5 J/cm2, spot sizes 29 to 51 μm, repetition rates 5 Hz (polished thin-section) and 10 Hz (polished blocks), ~30 s background acquisition, ~40 s sample data acquisition | STDGL3 (Danyushevsky et al. 2011) and GSD-1G (USGS) | 16.0829 | [19 empty] | 8879.4165 | [5 empty] | 0.059178 | [5 empty] | 136.7429 | [9 empty] | 38737.645 |  | 68.0152 |  |  |  | 1.2121 | [7 empty] | 1.2589 | [13 empty] | 338.2667 | [15 empty] | 8.7229 | [17 empty] | 11.3618 | [9 empty] | 19.6183 | [32 empty] | 2025 |  |  | CHN | Tibet
| Lawu |  | Magmatic hydrothermal | Skarn | Cu-Pb-Zn skarn | Cu, Pb, Zn | In, Sn | Cu, Pb, Zn, In, Sn |  |  | Calera-Sofía D-540-5 | Calera-Sofía D-540-5 | underground mine |  |  |  |  | ore material | drill core | underground mining tunnels and drill cores | mineral separate | [5 empty] | mineralisation |  |  |  | sphalerite, chalcopyrite, pyrrhotite, pyrite, arsenopyrite |  |  | Sn-poor VMS |  |  |  | galena, bismuthinite, marcasite, iron oxides, pyroxene, actinolite, quartz | thin sections and polished blocks examined using optical microscope, BSE detector, and EDS prior to analysis | EMPA, LA-ICPMS | JEOL JXA-8230 electron probe microanalyzer; RESOlution-LR 193 nm ArF excimer laser ablation system coupled to an Agilent 7700x ICP-MS | Laboratory of Mineral Resources Research Center, Fuzhou University; Adelaide Microscopy, the University of Adelaide | EPMA point analysis: accelerating voltage 15 kV, beam current 20 nA, beam diameter ~5 μm; EPMA mapping: accelerating voltage 20 kV, working current 50 nA, dwell time ~10 ms; BSE imaging: accelerating voltage 20 kV, beam current 10 nA; LA-ICP-MS: energy density 3~3.5 J/cm2, spot sizes 29 to 51 μm, repetition rates 5 Hz (polished thin-section) and 10 Hz (polished blocks), ~30 s background acquisition, ~40 s sample data acquisition | STDGL3 (Danyushevsky et al. 2011) and GSD-1G (USGS) | 27.1661 | [19 empty] | 8786.0461 | [5 empty] | 0.055302 | [5 empty] | 107.4895 | [9 empty] | 38845.6972 |  | 63.168 |  |  |  | 0.14369 | [7 empty] | 1.1233 | [13 empty] | 346 | [15 empty] | 30.8454 | [17 empty] | 4.1068 | [9 empty] | 4.9135 | [32 empty] | 2025 |  |  | CHN | Tibet
| Lawu |  | Magmatic hydrothermal | Skarn | Cu-Pb-Zn skarn | Cu, Pb, Zn | In, Sn | Cu, Pb, Zn, In, Sn |  |  | Calera-Sofía D-540-6 | Calera-Sofía D-540-6 | underground mine |  |  |  |  | ore material | drill core | underground mining tunnels and drill cores | mineral separate | [5 empty] | mineralisation |  |  |  | sphalerite, chalcopyrite, pyrrhotite, pyrite, arsenopyrite |  |  | Sn-poor VMS |  |  |  | galena, bismuthinite, marcasite, iron oxides, pyroxene, actinolite, quartz | thin sections and polished blocks examined using optical microscope, BSE detector, and EDS prior to analysis | EMPA, LA-ICPMS | JEOL JXA-8230 electron probe microanalyzer; RESOlution-LR 193 nm ArF excimer laser ablation system coupled to an Agilent 7700x ICP-MS | Laboratory of Mineral Resources Research Center, Fuzhou University; Adelaide Microscopy, the University of Adelaide | EPMA point analysis: accelerating voltage 15 kV, beam current 20 nA, beam diameter ~5 μm; EPMA mapping: accelerating voltage 20 kV, working current 50 nA, dwell time ~10 ms; BSE imaging: accelerating voltage 20 kV, beam current 10 nA; LA-ICP-MS: energy density 3~3.5 J/cm2, spot sizes 29 to 51 μm, repetition rates 5 Hz (polished thin-section) and 10 Hz (polished blocks), ~30 s background acquisition, ~40 s sample data acquisition | STDGL3 (Danyushevsky et al. 2011) and GSD-1G (USGS) | 11.7369 | [19 empty] | 8828.8075 | [5 empty] | 0.052884 | [5 empty] | 84.6292 | [9 empty] | 36905.3742 |  | 63.0144 |  |  |  | 0.19953 | [7 empty] | 1.0465 | [13 empty] | 328.1332 | [15 empty] | 6.913 | [17 empty] | 1.1354 | [9 empty] | 1.2739 | [32 empty] | 2025 |  |  | CHN | Tibet
| Lawu |  | Magmatic hydrothermal | Skarn | Cu-Pb-Zn skarn | Cu, Pb, Zn | In, Sn | Cu, Pb, Zn, In, Sn |  |  | Calera-Sofía D-540-7 | Calera-Sofía D-540-7 | underground mine |  |  |  |  | ore material | drill core | underground mining tunnels and drill cores | mineral separate | [5 empty] | mineralisation |  |  |  | sphalerite, chalcopyrite, pyrrhotite, pyrite, arsenopyrite |  |  | Sn-poor VMS |  |  |  | galena, bismuthinite, marcasite, iron oxides, pyroxene, actinolite, quartz | thin sections and polished blocks examined using optical microscope, BSE detector, and EDS prior to analysis | EMPA, LA-ICPMS | JEOL JXA-8230 electron probe microanalyzer; RESOlution-LR 193 nm ArF excimer laser ablation system coupled to an Agilent 7700x ICP-MS | Laboratory of Mineral Resources Research Center, Fuzhou University; Adelaide Microscopy, the University of Adelaide | EPMA point analysis: accelerating voltage 15 kV, beam current 20 nA, beam diameter ~5 μm; EPMA mapping: accelerating voltage 20 kV, working current 50 nA, dwell time ~10 ms; BSE imaging: accelerating voltage 20 kV, beam current 10 nA; LA-ICP-MS: energy density 3~3.5 J/cm2, spot sizes 29 to 51 μm, repetition rates 5 Hz (polished thin-section) and 10 Hz (polished blocks), ~30 s background acquisition, ~40 s sample data acquisition | STDGL3 (Danyushevsky et al. 2011) and GSD-1G (USGS) | 6.3372 | [19 empty] | 8643.5255 | [5 empty] | 0.055463 | [5 empty] | 81.5724 | [9 empty] | 38661.6426 |  | 64.6232 |  |  |  | 0.2058 | [7 empty] | 1.0245 | [13 empty] | 338.6851 | [15 empty] | 0.47569 | [17 empty] | 0.18197 | [9 empty] | 0.60728 | [32 empty] | 2025 |  |  | CHN | Tibet
| Lawu |  | Magmatic hydrothermal | Skarn | Cu-Pb-Zn skarn | Cu, Pb, Zn | In, Sn | Cu, Pb, Zn, In, Sn |  |  | Calera-Sofía D-540-8 | Calera-Sofía D-540-8 | underground mine |  |  |  |  | ore material | drill core | underground mining tunnels and drill cores | mineral separate | [5 empty] | mineralisation |  |  |  | sphalerite, chalcopyrite, pyrrhotite, pyrite, arsenopyrite |  |  | Sn-poor VMS |  |  |  | galena, bismuthinite, marcasite, iron oxides, pyroxene, actinolite, quartz | thin sections and polished blocks examined using optical microscope, BSE detector, and EDS prior to analysis | EMPA, LA-ICPMS | JEOL JXA-8230 electron probe microanalyzer; RESOlution-LR 193 nm ArF excimer laser ablation system coupled to an Agilent 7700x ICP-MS | Laboratory of Mineral Resources Research Center, Fuzhou University; Adelaide Microscopy, the University of Adelaide | EPMA point analysis: accelerating voltage 15 kV, beam current 20 nA, beam diameter ~5 μm; EPMA mapping: accelerating voltage 20 kV, working current 50 nA, dwell time ~10 ms; BSE imaging: accelerating voltage 20 kV, beam current 10 nA; LA-ICP-MS: energy density 3~3.5 J/cm2, spot sizes 29 to 51 μm, repetition rates 5 Hz (polished thin-section) and 10 Hz (polished blocks), ~30 s background acquisition, ~40 s sample data acquisition | STDGL3 (Danyushevsky et al. 2011) and GSD-1G (USGS) | 7.5067 | [19 empty] | 9102.3269 | [5 empty] | 0.056596 | [5 empty] | 86.1616 | [9 empty] | 37795.4952 |  | 68.027 |  |  |  | 0.16468 | [7 empty] | 1.3993 | [13 empty] | 329.3938 | [15 empty] | 2.523 | [17 empty] | 1.0128 | [9 empty] | 0.98076 | [32 empty] | 2025 |  |  | CHN | Tibet
| Lawu |  | Magmatic hydrothermal | Skarn | Cu-Pb-Zn skarn | Cu, Pb, Zn | In, Sn | Cu, Pb, Zn, In, Sn |  |  | Calera-Sofía D-540-9 | Calera-Sofía D-540-9 | underground mine |  |  |  |  | ore material | drill core | underground mining tunnels and drill cores | mineral separate | [5 empty] | mineralisation |  |  |  | sphalerite, chalcopyrite, pyrrhotite, pyrite, arsenopyrite |  |  | Sn-poor VMS |  |  |  | galena, bismuthinite, marcasite, iron oxides, pyroxene, actinolite, quartz | thin sections and polished blocks examined using optical microscope, BSE detector, and EDS prior to analysis | EMPA, LA-ICPMS | JEOL JXA-8230 electron probe microanalyzer; RESOlution-LR 193 nm ArF excimer laser ablation system coupled to an Agilent 7700x ICP-MS | Laboratory of Mineral Resources Research Center, Fuzhou University; Adelaide Microscopy, the University of Adelaide | EPMA point analysis: accelerating voltage 15 kV, beam current 20 nA, beam diameter ~5 μm; EPMA mapping: accelerating voltage 20 kV, working current 50 nA, dwell time ~10 ms; BSE imaging: accelerating voltage 20 kV, beam current 10 nA; LA-ICP-MS: energy density 3~3.5 J/cm2, spot sizes 29 to 51 μm, repetition rates 5 Hz (polished thin-section) and 10 Hz (polished blocks), ~30 s background acquisition, ~40 s sample data acquisition | STDGL3 (Danyushevsky et al. 2011) and GSD-1G (USGS) | 5.6526 | [19 empty] | 8777.376 | [5 empty] | 0.05211 | [5 empty] | 85.6214 | [9 empty] | 37445.4889 |  | 66.5443 |  |  |  | 0.28318 | [7 empty] | 1.4731 | [13 empty] | 328.2414 | [15 empty] | 0.37695 | [17 empty] | 2.7705 | [9 empty] | 2.8869 | [32 empty] | 2025 |  |  | CHN | Tibet
| Lawu |  | Magmatic hydrothermal | Skarn | Cu-Pb-Zn skarn | Cu, Pb, Zn | In, Sn | Cu, Pb, Zn, In, Sn |  |  | Calera-Sofía D-540-10 | Calera-Sofía D-540-10 | underground mine |  |  |  |  | ore material | drill core | underground mining tunnels and drill cores | mineral separate | [5 empty] | mineralisation |  |  |  | sphalerite, chalcopyrite, pyrrhotite, pyrite, arsenopyrite |  |  | Sn-poor VMS |  |  |  | galena, bismuthinite, marcasite, iron oxides, pyroxene, actinolite, quartz | thin sections and polished blocks examined using optical microscope, BSE detector, and EDS prior to analysis | EMPA, LA-ICPMS | JEOL JXA-8230 electron probe microanalyzer; RESOlution-LR 193 nm ArF excimer laser ablation system coupled to an Agilent 7700x ICP-MS | Laboratory of Mineral Resources Research Center, Fuzhou University; Adelaide Microscopy, the University of Adelaide | EPMA point analysis: accelerating voltage 15 kV, beam current 20 nA, beam diameter ~5 μm; EPMA mapping: accelerating voltage 20 kV, working current 50 nA, dwell time ~10 ms; BSE imaging: accelerating voltage 20 kV, beam current 10 nA; LA-ICP-MS: energy density 3~3.5 J/cm2, spot sizes 29 to 51 μm, repetition rates 5 Hz (polished thin-section) and 10 Hz (polished blocks), ~30 s background acquisition, ~40 s sample data acquisition | STDGL3 (Danyushevsky et al. 2011) and GSD-1G (USGS) | 6.9061 | [19 empty] | 8931.207 | [5 empty] | 0.05942 | [5 empty] | 86.6171 | [9 empty] | 38220.8876 |  | 70.0179 |  |  |  | 0.22208 | [7 empty] | 1.2336 | [13 empty] | 357.1867 | [15 empty] | 0.60429 | [17 empty] | 0.31902 | [9 empty] | 4.3561 | [32 empty] | 2025 |  |  | CHN | Tibet
| Lawu |  | Magmatic hydrothermal | Skarn | Cu-Pb-Zn skarn | Cu, Pb, Zn | In, Sn | Cu, Pb, Zn, In, Sn |  |  | Calera-Sofía D-540-11 | Calera-Sofía D-540-11 | underground mine |  |  |  |  | ore material | drill core | underground mining tunnels and drill cores | mineral separate | [5 empty] | mineralisation |  |  |  | sphalerite, chalcopyrite, pyrrhotite, pyrite, arsenopyrite |  |  | Sn-poor VMS |  |  |  | galena, bismuthinite, marcasite, iron oxides, pyroxene, actinolite, quartz | thin sections and polished blocks examined using optical microscope, BSE detector, and EDS prior to analysis | EMPA, LA-ICPMS | JEOL JXA-8230 electron probe microanalyzer; RESOlution-LR 193 nm ArF excimer laser ablation system coupled to an Agilent 7700x ICP-MS | Laboratory of Mineral Resources Research Center, Fuzhou University; Adelaide Microscopy, the University of Adelaide | EPMA point analysis: accelerating voltage 15 kV, beam current 20 nA, beam diameter ~5 μm; EPMA mapping: accelerating voltage 20 kV, working current 50 nA, dwell time ~10 ms; BSE imaging: accelerating voltage 20 kV, beam current 10 nA; LA-ICP-MS: energy density 3~3.5 J/cm2, spot sizes 29 to 51 μm, repetition rates 5 Hz (polished thin-section) and 10 Hz (polished blocks), ~30 s background acquisition, ~40 s sample data acquisition | STDGL3 (Danyushevsky et al. 2011) and GSD-1G (USGS) | 6.5688 | [19 empty] | 8677.305 | [5 empty] | 0.067158 | [5 empty] | 89.8694 | [9 empty] | 35834.9022 |  | 68.4921 |  |  |  | 0.074968 | [7 empty] | 0.95237 | [13 empty] | 340.6992 | [15 empty] | 2.7199 | [17 empty] | 0.54911 | [9 empty] | 1.0586 | [32 empty] | 2025 |  |  | CHN | Tibet
| Lawu |  | Magmatic hydrothermal | Skarn | Cu-Pb-Zn skarn | Cu, Pb, Zn | In, Sn | Cu, Pb, Zn, In, Sn |  |  | Calera-Sofía D-540-12 | Calera-Sofía D-540-12 | underground mine |  |  |  |  | ore material | drill core | underground mining tunnels and drill cores | mineral separate | [5 empty] | mineralisation |  |  |  | sphalerite, chalcopyrite, pyrrhotite, pyrite, arsenopyrite |  |  | Sn-poor VMS |  |  |  | galena, bismuthinite, marcasite, iron oxides, pyroxene, actinolite, quartz | thin sections and polished blocks examined using optical microscope, BSE detector, and EDS prior to analysis | EMPA, LA-ICPMS | JEOL JXA-8230 electron probe microanalyzer; RESOlution-LR 193 nm ArF excimer laser ablation system coupled to an Agilent 7700x ICP-MS | Laboratory of Mineral Resources Research Center, Fuzhou University; Adelaide Microscopy, the University of Adelaide | EPMA point analysis: accelerating voltage 15 kV, beam current 20 nA, beam diameter ~5 μm; EPMA mapping: accelerating voltage 20 kV, working current 50 nA, dwell time ~10 ms; BSE imaging: accelerating voltage 20 kV, beam current 10 nA; LA-ICP-MS: energy density 3~3.5 J/cm2, spot sizes 29 to 51 μm, repetition rates 5 Hz (polished thin-section) and 10 Hz (polished blocks), ~30 s background acquisition, ~40 s sample data acquisition | STDGL3 (Danyushevsky et al. 2011) and GSD-1G (USGS) | 8.7966 | [19 empty] | 8828.7307 | [5 empty] | 0.066017 | [5 empty] | 87.1662 | [9 empty] | 36236.0849 |  | 58.2916 |  |  |  | 0.07311 | [7 empty] | 1.1664 | [13 empty] | 214.2635 | [15 empty] | 3.4596 | [17 empty] | 10.6902 | [9 empty] | 9.1782 | [32 empty] | 2025 |  |  | CHN | Tibet
| Lawu |  | Magmatic hydrothermal | Skarn | Cu-Pb-Zn skarn | Cu, Pb, Zn | In, Sn | Cu, Pb, Zn, In, Sn |  |  | Bubulina 1180-1 | Bubulina 1180-1 | underground mine |  |  |  |  | ore material | drill core | underground mining tunnels and drill cores | mineral separate | [5 empty] | mineralisation |  |  |  | sphalerite, chalcopyrite, pyrrhotite, pyrite, arsenopyrite |  |  | Sn-poor VMS |  |  |  | galena, bismuthinite, marcasite, iron oxides, pyroxene, actinolite, quartz | thin sections and polished blocks examined using optical microscope, BSE detector, and EDS prior to analysis | EMPA, LA-ICPMS | JEOL JXA-8230 electron probe microanalyzer; RESOlution-LR 193 nm ArF excimer laser ablation system coupled to an Agilent 7700x ICP-MS | Laboratory of Mineral Resources Research Center, Fuzhou University; Adelaide Microscopy, the University of Adelaide | EPMA point analysis: accelerating voltage 15 kV, beam current 20 nA, beam diameter ~5 μm; EPMA mapping: accelerating voltage 20 kV, working current 50 nA, dwell time ~10 ms; BSE imaging: accelerating voltage 20 kV, beam current 10 nA; LA-ICP-MS: energy density 3~3.5 J/cm2, spot sizes 29 to 51 μm, repetition rates 5 Hz (polished thin-section) and 10 Hz (polished blocks), ~30 s background acquisition, ~40 s sample data acquisition | STDGL3 (Danyushevsky et al. 2011) and GSD-1G (USGS) | 4.2306 | [19 empty] | 5036.0857 | [5 empty] | 0.058306 | [5 empty] | 129.9647 | [9 empty] | 13000.0907 |  | 51.4305 |  |  |  | 0.15576 | [7 empty] | 93.5759 | [13 empty] | 3139.2831 | [15 empty] | 1.8954 | [17 empty] | 0.54371 | [9 empty] | 0.29535 | [32 empty] | 2025 |  |  | CHN | Tibet
| Lawu |  | Magmatic hydrothermal | Skarn | Cu-Pb-Zn skarn | Cu, Pb, Zn | In, Sn | Cu, Pb, Zn, In, Sn |  |  | Bubulina 1180-2 | Bubulina 1180-2 | underground mine |  |  |  |  | ore material | drill core | underground mining tunnels and drill cores | mineral separate | [5 empty] | mineralisation |  |  |  | sphalerite, chalcopyrite, pyrrhotite, pyrite, arsenopyrite |  |  | Sn-poor VMS |  |  |  | galena, bismuthinite, marcasite, iron oxides, pyroxene, actinolite, quartz | thin sections and polished blocks examined using optical microscope, BSE detector, and EDS prior to analysis | EMPA, LA-ICPMS | JEOL JXA-8230 electron probe microanalyzer; RESOlution-LR 193 nm ArF excimer laser ablation system coupled to an Agilent 7700x ICP-MS | Laboratory of Mineral Resources Research Center, Fuzhou University; Adelaide Microscopy, the University of Adelaide | EPMA point analysis: accelerating voltage 15 kV, beam current 20 nA, beam diameter ~5 μm; EPMA mapping: accelerating voltage 20 kV, working current 50 nA, dwell time ~10 ms; BSE imaging: accelerating voltage 20 kV, beam current 10 nA; LA-ICP-MS: energy density 3~3.5 J/cm2, spot sizes 29 to 51 μm, repetition rates 5 Hz (polished thin-section) and 10 Hz (polished blocks), ~30 s background acquisition, ~40 s sample data acquisition | STDGL3 (Danyushevsky et al. 2011) and GSD-1G (USGS) | 4.5358 | [19 empty] | 5044.0101 | [5 empty] | 0.055981 | [5 empty] | 138.3411 | [9 empty] | 18665.5308 |  | 59.1636 |  |  |  | 0.062671 | [7 empty] | 95.0594 | [13 empty] | 4746.8355 | [15 empty] | 4.2724 | [17 empty] | 0.5354 | [9 empty] | 1.6485 | [32 empty] | 2025 |  |  | CHN | Tibet
| Lawu |  | Magmatic hydrothermal | Skarn | Cu-Pb-Zn skarn | Cu, Pb, Zn | In, Sn | Cu, Pb, Zn, In, Sn |  |  | Bubulina 1180-3 | Bubulina 1180-3 | underground mine |  |  |  |  | ore material | drill core | underground mining tunnels and drill cores | mineral separate | [5 empty] | mineralisation |  |  |  | sphalerite, chalcopyrite, pyrrhotite, pyrite, arsenopyrite |  |  | Sn-poor VMS |  |  |  | galena, bismuthinite, marcasite, iron oxides, pyroxene, actinolite, quartz | thin sections and polished blocks examined using optical microscope, BSE detector, and EDS prior to analysis | EMPA, LA-ICPMS | JEOL JXA-8230 electron probe microanalyzer; RESOlution-LR 193 nm ArF excimer laser ablation system coupled to an Agilent 7700x ICP-MS | Laboratory of Mineral Resources Research Center, Fuzhou University; Adelaide Microscopy, the University of Adelaide | EPMA point analysis: accelerating voltage 15 kV, beam current 20 nA, beam diameter ~5 μm; EPMA mapping: accelerating voltage 20 kV, working current 50 nA, dwell time ~10 ms; BSE imaging: accelerating voltage 20 kV, beam current 10 nA; LA-ICP-MS: energy density 3~3.5 J/cm2, spot sizes 29 to 51 μm, repetition rates 5 Hz (polished thin-section) and 10 Hz (polished blocks), ~30 s background acquisition, ~40 s sample data acquisition | STDGL3 (Danyushevsky et al. 2011) and GSD-1G (USGS) | 3.1569 | [19 empty] | 4964.4371 | [5 empty] | 0.057357 | [5 empty] | 121.1609 | [9 empty] | 18702.2267 |  | 43.0973 |  |  |  | 0.064428 | [7 empty] | 93.1017 | [13 empty] | 4571.7373 | [15 empty] | 0.20611 | [17 empty] | 0.04769 | [9 empty] | 3.2012 | [32 empty] | 2025 |  |  | CHN | Tibet
| Lawu |  | Magmatic hydrothermal | Skarn | Cu-Pb-Zn skarn | Cu, Pb, Zn | In, Sn | Cu, Pb, Zn, In, Sn |  |  | Bubulina 1180-4 | Bubulina 1180-4 | underground mine |  |  |  |  | ore material | drill core | underground mining tunnels and drill cores | mineral separate | [5 empty] | mineralisation |  |  |  | sphalerite, chalcopyrite, pyrrhotite, pyrite, arsenopyrite |  |  | Sn-poor VMS |  |  |  | galena, bismuthinite, marcasite, iron oxides, pyroxene, actinolite, quartz | thin sections and polished blocks examined using optical microscope, BSE detector, and EDS prior to analysis | EMPA, LA-ICPMS | JEOL JXA-8230 electron probe microanalyzer; RESOlution-LR 193 nm ArF excimer laser ablation system coupled to an Agilent 7700x ICP-MS | Laboratory of Mineral Resources Research Center, Fuzhou University; Adelaide Microscopy, the University of Adelaide | EPMA point analysis: accelerating voltage 15 kV, beam current 20 nA, beam diameter ~5 μm; EPMA mapping: accelerating voltage 20 kV, working current 50 nA, dwell time ~10 ms; BSE imaging: accelerating voltage 20 kV, beam current 10 nA; LA-ICP-MS: energy density 3~3.5 J/cm2, spot sizes 29 to 51 μm, repetition rates 5 Hz (polished thin-section) and 10 Hz (polished blocks), ~30 s background acquisition, ~40 s sample data acquisition | STDGL3 (Danyushevsky et al. 2011) and GSD-1G (USGS) | 4.553 | [19 empty] | 4851.1663 | [5 empty] | 0.072598 | [5 empty] | 174.1733 | [9 empty] | 18087.8106 |  | 53.9989 |  |  |  | 0.076979 | [7 empty] | 98.6067 | [13 empty] | 4707.7339 | [15 empty] | 0.93082 | [17 empty] | 0.32706 | [9 empty] | 2.2714 | [32 empty] | 2025 |  |  | CHN | Tibet
| Lawu |  | Magmatic hydrothermal | Skarn | Cu-Pb-Zn skarn | Cu, Pb, Zn | In, Sn | Cu, Pb, Zn, In, Sn |  |  | Bubulina 1180-5 | Bubulina 1180-5 | underground mine |  |  |  |  | ore material | drill core | underground mining tunnels and drill cores | mineral separate | [5 empty] | mineralisation |  |  |  | sphalerite, chalcopyrite, pyrrhotite, pyrite, arsenopyrite |  |  | Sn-poor VMS |  |  |  | galena, bismuthinite, marcasite, iron oxides, pyroxene, actinolite, quartz | thin sections and polished blocks examined using optical microscope, BSE detector, and EDS prior to analysis | EMPA, LA-ICPMS | JEOL JXA-8230 electron probe microanalyzer; RESOlution-LR 193 nm ArF excimer laser ablation system coupled to an Agilent 7700x ICP-MS | Laboratory of Mineral Resources Research Center, Fuzhou University; Adelaide Microscopy, the University of Adelaide | EPMA point analysis: accelerating voltage 15 kV, beam current 20 nA, beam diameter ~5 μm; EPMA mapping: accelerating voltage 20 kV, working current 50 nA, dwell time ~10 ms; BSE imaging: accelerating voltage 20 kV, beam current 10 nA; LA-ICP-MS: energy density 3~3.5 J/cm2, spot sizes 29 to 51 μm, repetition rates 5 Hz (polished thin-section) and 10 Hz (polished blocks), ~30 s background acquisition, ~40 s sample data acquisition | STDGL3 (Danyushevsky et al. 2011) and GSD-1G (USGS) | 3.8027 | [19 empty] | 4760.9296 | [5 empty] | 0.055951 | [5 empty] | 145.7778 | [9 empty] | 17551.1914 |  | 67.6562 |  |  |  | 0.063613 | [7 empty] | 92.7325 | [13 empty] | 4491.7191 | [15 empty] | 0.81997 | [17 empty] | 0.15266 | [9 empty] | 1.5074 | [32 empty] | 2025 |  |  | CHN | Tibet
| Lawu |  | Magmatic hydrothermal | Skarn | Cu-Pb-Zn skarn | Cu, Pb, Zn | In, Sn | Cu, Pb, Zn, In, Sn |  |  | Bubulina 1180-6 | Bubulina 1180-6 | underground mine |  |  |  |  | ore material | drill core | underground mining tunnels and drill cores | mineral separate | [5 empty] | mineralisation |  |  |  | sphalerite, chalcopyrite, pyrrhotite, pyrite, arsenopyrite |  |  | Sn-poor VMS |  |  |  | galena, bismuthinite, marcasite, iron oxides, pyroxene, actinolite, quartz | thin sections and polished blocks examined using optical microscope, BSE detector, and EDS prior to analysis | EMPA, LA-ICPMS | JEOL JXA-8230 electron probe microanalyzer; RESOlution-LR 193 nm ArF excimer laser ablation system coupled to an Agilent 7700x ICP-MS | Laboratory of Mineral Resources Research Center, Fuzhou University; Adelaide Microscopy, the University of Adelaide | EPMA point analysis: accelerating voltage 15 kV, beam current 20 nA, beam diameter ~5 μm; EPMA mapping: accelerating voltage 20 kV, working current 50 nA, dwell time ~10 ms; BSE imaging: accelerating voltage 20 kV, beam current 10 nA; LA-ICP-MS: energy density 3~3.5 J/cm2, spot sizes 29 to 51 μm, repetition rates 5 Hz (polished thin-section) and 10 Hz (polished blocks), ~30 s background acquisition, ~40 s sample data acquisition | STDGL3 (Danyushevsky et al. 2011) and GSD-1G (USGS) | 5.1506 | [19 empty] | 4820.7225 | [5 empty] | 0.061301 | [5 empty] | 116.2742 | [9 empty] | 15613.8241 |  | 37.4556 |  |  |  | 0.068867 | [7 empty] | 94.2952 | [13 empty] | 4584.861 | [15 empty] | 4.0529 | [17 empty] | 1.1124 | [9 empty] | 0.35005 | [32 empty] | 2025 |  |  | CHN | Tibet
| Lawu |  | Magmatic hydrothermal | Skarn | Cu-Pb-Zn skarn | Cu, Pb, Zn | In, Sn | Cu, Pb, Zn, In, Sn |  |  | Bubulina 1180-7 | Bubulina 1180-7 | underground mine |  |  |  |  | ore material | drill core | underground mining tunnels and drill cores | mineral separate | [5 empty] | mineralisation |  |  |  | sphalerite, chalcopyrite, pyrrhotite, pyrite, arsenopyrite |  |  | Sn-poor VMS |  |  |  | galena, bismuthinite, marcasite, iron oxides, pyroxene, actinolite, quartz | thin sections and polished blocks examined using optical microscope, BSE detector, and EDS prior to analysis | EMPA, LA-ICPMS | JEOL JXA-8230 electron probe microanalyzer; RESOlution-LR 193 nm ArF excimer laser ablation system coupled to an Agilent 7700x ICP-MS | Laboratory of Mineral Resources Research Center, Fuzhou University; Adelaide Microscopy, the University of Adelaide | EPMA point analysis: accelerating voltage 15 kV, beam current 20 nA, beam diameter ~5 μm; EPMA mapping: accelerating voltage 20 kV, working current 50 nA, dwell time ~10 ms; BSE imaging: accelerating voltage 20 kV, beam current 10 nA; LA-ICP-MS: energy density 3~3.5 J/cm2, spot sizes 29 to 51 μm, repetition rates 5 Hz (polished thin-section) and 10 Hz (polished blocks), ~30 s background acquisition, ~40 s sample data acquisition | STDGL3 (Danyushevsky et al. 2011) and GSD-1G (USGS) | 4.2304 | [19 empty] | 4809.8923 | [5 empty] | 0.055749 | [5 empty] | 118.2367 | [9 empty] | 18021.2401 |  | 82.2521 |  |  |  | 0.060937 | [7 empty] | 21.1231 | [13 empty] | 4998.3362 | [15 empty] | 0.4983 | [17 empty] | 0.091259 | [9 empty] | 1.232 | [32 empty] | 2025 |  |  | CHN | Tibet
| Lawu |  | Magmatic hydrothermal | Skarn | Cu-Pb-Zn skarn | Cu, Pb, Zn | In, Sn | Cu, Pb, Zn, In, Sn |  |  | Bubulina 1180-8 | Bubulina 1180-8 | underground mine |  |  |  |  | ore material | drill core | underground mining tunnels and drill cores | mineral separate | [5 empty] | mineralisation |  |  |  | sphalerite, chalcopyrite, pyrrhotite, pyrite, arsenopyrite |  |  | Sn-poor VMS |  |  |  | galena, bismuthinite, marcasite, iron oxides, pyroxene, actinolite, quartz | thin sections and polished blocks examined using optical microscope, BSE detector, and EDS prior to analysis | EMPA, LA-ICPMS | JEOL JXA-8230 electron probe microanalyzer; RESOlution-LR 193 nm ArF excimer laser ablation system coupled to an Agilent 7700x ICP-MS | Laboratory of Mineral Resources Research Center, Fuzhou University; Adelaide Microscopy, the University of Adelaide | EPMA point analysis: accelerating voltage 15 kV, beam current 20 nA, beam diameter ~5 μm; EPMA mapping: accelerating voltage 20 kV, working current 50 nA, dwell time ~10 ms; BSE imaging: accelerating voltage 20 kV, beam current 10 nA; LA-ICP-MS: energy density 3~3.5 J/cm2, spot sizes 29 to 51 μm, repetition rates 5 Hz (polished thin-section) and 10 Hz (polished blocks), ~30 s background acquisition, ~40 s sample data acquisition | STDGL3 (Danyushevsky et al. 2011) and GSD-1G (USGS) | 3.3732 | [19 empty] | 4804.4813 | [5 empty] | 0.072874 | [5 empty] | 79.3173 | [9 empty] | 13737.5817 |  | 16.9208 |  |  |  | 0.083833 | [7 empty] | 24.6097 | [13 empty] | 4402.7486 | [15 empty] | 0.62326 | [17 empty] | 0.16815 | [9 empty] | 0.87103 | [32 empty] | 2025 |  |  | CHN | Tibet
| Lawu |  | Magmatic hydrothermal | Skarn | Cu-Pb-Zn skarn | Cu, Pb, Zn | In, Sn | Cu, Pb, Zn, In, Sn |  |  | Bubulina 1180-9 | Bubulina 1180-9 | underground mine |  |  |  |  | ore material | drill core | underground mining tunnels and drill cores | mineral separate | [5 empty] | mineralisation |  |  |  | sphalerite, chalcopyrite, pyrrhotite, pyrite, arsenopyrite |  |  | Sn-poor VMS |  |  |  | galena, bismuthinite, marcasite, iron oxides, pyroxene, actinolite, quartz | thin sections and polished blocks examined using optical microscope, BSE detector, and EDS prior to analysis | EMPA, LA-ICPMS | JEOL JXA-8230 electron probe microanalyzer; RESOlution-LR 193 nm ArF excimer laser ablation system coupled to an Agilent 7700x ICP-MS | Laboratory of Mineral Resources Research Center, Fuzhou University; Adelaide Microscopy, the University of Adelaide | EPMA point analysis: accelerating voltage 15 kV, beam current 20 nA, beam diameter ~5 μm; EPMA mapping: accelerating voltage 20 kV, working current 50 nA, dwell time ~10 ms; BSE imaging: accelerating voltage 20 kV, beam current 10 nA; LA-ICP-MS: energy density 3~3.5 J/cm2, spot sizes 29 to 51 μm, repetition rates 5 Hz (polished thin-section) and 10 Hz (polished blocks), ~30 s background acquisition, ~40 s sample data acquisition | STDGL3 (Danyushevsky et al. 2011) and GSD-1G (USGS) | 4.8137 | [19 empty] | 4720.3343 | [5 empty] | 0.059083 | [5 empty] | 133.3835 | [9 empty] | 17452.8454 |  | 94.1569 |  |  |  | 0.064654 | [7 empty] | 22.0894 | [13 empty] | 4940.2795 | [15 empty] | 4.2557 | [17 empty] | 0.8444 | [9 empty] | 0.35018 | [32 empty] | 2025 |  |  | CHN | Tibet
| Lawu |  | Magmatic hydrothermal | Skarn | Cu-Pb-Zn skarn | Cu, Pb, Zn | In, Sn | Cu, Pb, Zn, In, Sn |  |  | Old Mine-1 | Old Mine-1 | underground mine |  |  |  |  | ore material | drill core | underground mining tunnels and drill cores | mineral separate | [5 empty] | mineralisation |  |  |  | sphalerite, chalcopyrite, pyrrhotite, pyrite, arsenopyrite |  |  | Sn-poor VMS |  |  |  | galena, bismuthinite, marcasite, iron oxides, pyroxene, actinolite, quartz | thin sections and polished blocks examined using optical microscope, BSE detector, and EDS prior to analysis | EMPA, LA-ICPMS | JEOL JXA-8230 electron probe microanalyzer; RESOlution-LR 193 nm ArF excimer laser ablation system coupled to an Agilent 7700x ICP-MS | Laboratory of Mineral Resources Research Center, Fuzhou University; Adelaide Microscopy, the University of Adelaide | EPMA point analysis: accelerating voltage 15 kV, beam current 20 nA, beam diameter ~5 μm; EPMA mapping: accelerating voltage 20 kV, working current 50 nA, dwell time ~10 ms; BSE imaging: accelerating voltage 20 kV, beam current 10 nA; LA-ICP-MS: energy density 3~3.5 J/cm2, spot sizes 29 to 51 μm, repetition rates 5 Hz (polished thin-section) and 10 Hz (polished blocks), ~30 s background acquisition, ~40 s sample data acquisition | STDGL3 (Danyushevsky et al. 2011) and GSD-1G (USGS) | 1.898 | [19 empty] | 6263.3346 | [5 empty] | 24.8665 | [5 empty] | 27.0569 | [9 empty] | 63111.0257 |  | 0.70989 |  |  |  | 0.14614 | [7 empty] | 0.031622 | [13 empty] | 2606.3339 | [15 empty] | 2.4933 | [17 empty] | 0.40104 | [9 empty] | 0.16734 | [32 empty] | 2025 |  |  | CHN | Tibet
| Lawu |  | Magmatic hydrothermal | Skarn | Cu-Pb-Zn skarn | Cu, Pb, Zn | In, Sn | Cu, Pb, Zn, In, Sn |  |  | Old Mine-2 | Old Mine-2 | underground mine |  |  |  |  | ore material | drill core | underground mining tunnels and drill cores | mineral separate | [5 empty] | mineralisation |  |  |  | sphalerite, chalcopyrite, pyrrhotite, pyrite, arsenopyrite |  |  | Sn-poor VMS |  |  |  | galena, bismuthinite, marcasite, iron oxides, pyroxene, actinolite, quartz | thin sections and polished blocks examined using optical microscope, BSE detector, and EDS prior to analysis | EMPA, LA-ICPMS | JEOL JXA-8230 electron probe microanalyzer; RESOlution-LR 193 nm ArF excimer laser ablation system coupled to an Agilent 7700x ICP-MS | Laboratory of Mineral Resources Research Center, Fuzhou University; Adelaide Microscopy, the University of Adelaide | EPMA point analysis: accelerating voltage 15 kV, beam current 20 nA, beam diameter ~5 μm; EPMA mapping: accelerating voltage 20 kV, working current 50 nA, dwell time ~10 ms; BSE imaging: accelerating voltage 20 kV, beam current 10 nA; LA-ICP-MS: energy density 3~3.5 J/cm2, spot sizes 29 to 51 μm, repetition rates 5 Hz (polished thin-section) and 10 Hz (polished blocks), ~30 s background acquisition, ~40 s sample data acquisition | STDGL3 (Danyushevsky et al. 2011) and GSD-1G (USGS) | 6.5018 | [19 empty] | 5686.2949 | [5 empty] | 24.3299 | [5 empty] | 169.5599 | [9 empty] | 56478.586 |  | 0.7351 |  |  |  | 0.18974 | [7 empty] | 0.032031 | [13 empty] | 2340.0335 | [15 empty] | 38.5825 | [17 empty] | 11.5278 | [9 empty] | 0.35526 | [32 empty] | 2025 |  |  | CHN | Tibet
| Lawu |  | Magmatic hydrothermal | Skarn | Cu-Pb-Zn skarn | Cu, Pb, Zn | In, Sn | Cu, Pb, Zn, In, Sn |  |  | Old Mine-3 | Old Mine-3 | underground mine |  |  |  |  | ore material | drill core | underground mining tunnels and drill cores | mineral separate | [5 empty] | mineralisation |  |  |  | sphalerite, chalcopyrite, pyrrhotite, pyrite, arsenopyrite |  |  | Sn-poor VMS |  |  |  | galena, bismuthinite, marcasite, iron oxides, pyroxene, actinolite, quartz | thin sections and polished blocks examined using optical microscope, BSE detector, and EDS prior to analysis | EMPA, LA-ICPMS | JEOL JXA-8230 electron probe microanalyzer; RESOlution-LR 193 nm ArF excimer laser ablation system coupled to an Agilent 7700x ICP-MS | Laboratory of Mineral Resources Research Center, Fuzhou University; Adelaide Microscopy, the University of Adelaide | EPMA point analysis: accelerating voltage 15 kV, beam current 20 nA, beam diameter ~5 μm; EPMA mapping: accelerating voltage 20 kV, working current 50 nA, dwell time ~10 ms; BSE imaging: accelerating voltage 20 kV, beam current 10 nA; LA-ICP-MS: energy density 3~3.5 J/cm2, spot sizes 29 to 51 μm, repetition rates 5 Hz (polished thin-section) and 10 Hz (polished blocks), ~30 s background acquisition, ~40 s sample data acquisition | STDGL3 (Danyushevsky et al. 2011) and GSD-1G (USGS) | 1.7846 | [19 empty] | 6542.647 | [5 empty] | 21.9793 | [5 empty] | 12.8158 | [9 empty] | 55666.079 |  | 0.60917 |  |  |  | 0.069968 | [7 empty] | 0.036289 | [13 empty] | 2321.8857 | [15 empty] | 3.2442 | [17 empty] | 0.62734 | [9 empty] | 0.17941 | [32 empty] | 2025 |  |  | CHN | Tibet
| Lawu |  | Magmatic hydrothermal | Skarn | Cu-Pb-Zn skarn | Cu, Pb, Zn | In, Sn | Cu, Pb, Zn, In, Sn |  |  | Old Mine-4 | Old Mine-4 | underground mine |  |  |  |  | ore material | drill core | underground mining tunnels and drill cores | mineral separate | [5 empty] | mineralisation |  |  |  | sphalerite, chalcopyrite, pyrrhotite, pyrite, arsenopyrite |  |  | Sn-poor VMS |  |  |  | galena, bismuthinite, marcasite, iron oxides, pyroxene, actinolite, quartz | thin sections and polished blocks examined using optical microscope, BSE detector, and EDS prior to analysis | EMPA, LA-ICPMS | JEOL JXA-8230 electron probe microanalyzer; RESOlution-LR 193 nm ArF excimer laser ablation system coupled to an Agilent 7700x ICP-MS | Laboratory of Mineral Resources Research Center, Fuzhou University; Adelaide Microscopy, the University of Adelaide | EPMA point analysis: accelerating voltage 15 kV, beam current 20 nA, beam diameter ~5 μm; EPMA mapping: accelerating voltage 20 kV, working current 50 nA, dwell time ~10 ms; BSE imaging: accelerating voltage 20 kV, beam current 10 nA; LA-ICP-MS: energy density 3~3.5 J/cm2, spot sizes 29 to 51 μm, repetition rates 5 Hz (polished thin-section) and 10 Hz (polished blocks), ~30 s background acquisition, ~40 s sample data acquisition | STDGL3 (Danyushevsky et al. 2011) and GSD-1G (USGS) | 1.7512 | [19 empty] | 6211.296 | [5 empty] | 22.3266 | [5 empty] | 5.7154 | [9 empty] | 53684.7528 |  | 0.70781 |  |  |  | 0.055789 | [7 empty] | 0.031598 | [13 empty] | 2302.8237 | [15 empty] | 3.853 | [17 empty] | 0.79441 | [9 empty] | 0.19539 | [32 empty] | 2025 |  |  | CHN | Tibet
| Lawu |  | Magmatic hydrothermal | Skarn | Cu-Pb-Zn skarn | Cu, Pb, Zn | In, Sn | Cu, Pb, Zn, In, Sn |  |  | Old Mine-5 | Old Mine-5 | underground mine |  |  |  |  | ore material | drill core | underground mining tunnels and drill cores | mineral separate | [5 empty] | mineralisation |  |  |  | sphalerite, chalcopyrite, pyrrhotite, pyrite, arsenopyrite |  |  | Sn-poor VMS |  |  |  | galena, bismuthinite, marcasite, iron oxides, pyroxene, actinolite, quartz | thin sections and polished blocks examined using optical microscope, BSE detector, and EDS prior to analysis | EMPA, LA-ICPMS | JEOL JXA-8230 electron probe microanalyzer; RESOlution-LR 193 nm ArF excimer laser ablation system coupled to an Agilent 7700x ICP-MS | Laboratory of Mineral Resources Research Center, Fuzhou University; Adelaide Microscopy, the University of Adelaide | EPMA point analysis: accelerating voltage 15 kV, beam current 20 nA, beam diameter ~5 μm; EPMA mapping: accelerating voltage 20 kV, working current 50 nA, dwell time ~10 ms; BSE imaging: accelerating voltage 20 kV, beam current 10 nA; LA-ICP-MS: energy density 3~3.5 J/cm2, spot sizes 29 to 51 μm, repetition rates 5 Hz (polished thin-section) and 10 Hz (polished blocks), ~30 s background acquisition, ~40 s sample data acquisition | STDGL3 (Danyushevsky et al. 2011) and GSD-1G (USGS) | 1.7071 | [19 empty] | 6986.1048 | [5 empty] | 23.9674 | [5 empty] | 19.5804 | [9 empty] | 59341.5281 |  | 0.6962 |  |  |  | 0.16467 | [7 empty] | 0.033764 | [13 empty] | 2443.9133 | [15 empty] | 1.8264 | [17 empty] | 0.33045 | [9 empty] | 0.21209 | [32 empty] | 2025 |  |  | CHN | Tibet
| Lawu |  | Magmatic hydrothermal | Skarn | Cu-Pb-Zn skarn | Cu, Pb, Zn | In, Sn | Cu, Pb, Zn, In, Sn |  |  | Old Mine-6 | Old Mine-6 | underground mine |  |  |  |  | ore material | drill core | underground mining tunnels and drill cores | mineral separate | [5 empty] | mineralisation |  |  |  | sphalerite, chalcopyrite, pyrrhotite, pyrite, arsenopyrite |  |  | Sn-poor VMS |  |  |  | galena, bismuthinite, marcasite, iron oxides, pyroxene, actinolite, quartz | thin sections and polished blocks examined using optical microscope, BSE detector, and EDS prior to analysis | EMPA, LA-ICPMS | JEOL JXA-8230 electron probe microanalyzer; RESOlution-LR 193 nm ArF excimer laser ablation system coupled to an Agilent 7700x ICP-MS | Laboratory of Mineral Resources Research Center, Fuzhou University; Adelaide Microscopy, the University of Adelaide | EPMA point analysis: accelerating voltage 15 kV, beam current 20 nA, beam diameter ~5 μm; EPMA mapping: accelerating voltage 20 kV, working current 50 nA, dwell time ~10 ms; BSE imaging: accelerating voltage 20 kV, beam current 10 nA; LA-ICP-MS: energy density 3~3.5 J/cm2, spot sizes 29 to 51 μm, repetition rates 5 Hz (polished thin-section) and 10 Hz (polished blocks), ~30 s background acquisition, ~40 s sample data acquisition | STDGL3 (Danyushevsky et al. 2011) and GSD-1G (USGS) | 13.1365 | [19 empty] | 7072.49 | [5 empty] | 0.051063 | [5 empty] | 85.4568 | [9 empty] | 61903.7 |  | 2.2841 |  |  |  | 0.16542 | [7 empty] | 1.6185 | [13 empty] | 7028.13 | [15 empty] | 20.4881 | [17 empty] | 3.1412 | [9 empty] | 0.33429 | [32 empty] | 2025 |  |  | CHN | Tibet
| Lawu |  | Magmatic hydrothermal | Skarn | Cu-Pb-Zn skarn | Cu, Pb, Zn | In, Sn | Cu, Pb, Zn, In, Sn |  |  | Old Mine-7 | Old Mine-7 | underground mine |  |  |  |  | ore material | drill core | underground mining tunnels and drill cores | mineral separate | [5 empty] | mineralisation |  |  |  | sphalerite, chalcopyrite, pyrrhotite, pyrite, arsenopyrite |  |  | Sn-poor VMS |  |  |  | galena, bismuthinite, marcasite, iron oxides, pyroxene, actinolite, quartz | thin sections and polished blocks examined using optical microscope, BSE detector, and EDS prior to analysis | EMPA, LA-ICPMS | JEOL JXA-8230 electron probe microanalyzer; RESOlution-LR 193 nm ArF excimer laser ablation system coupled to an Agilent 7700x ICP-MS | Laboratory of Mineral Resources Research Center, Fuzhou University; Adelaide Microscopy, the University of Adelaide | EPMA point analysis: accelerating voltage 15 kV, beam current 20 nA, beam diameter ~5 μm; EPMA mapping: accelerating voltage 20 kV, working current 50 nA, dwell time ~10 ms; BSE imaging: accelerating voltage 20 kV, beam current 10 nA; LA-ICP-MS: energy density 3~3.5 J/cm2, spot sizes 29 to 51 μm, repetition rates 5 Hz (polished thin-section) and 10 Hz (polished blocks), ~30 s background acquisition, ~40 s sample data acquisition | STDGL3 (Danyushevsky et al. 2011) and GSD-1G (USGS) | 8.989 | [19 empty] | 7292.64 | [5 empty] | 0.053373 | [5 empty] | 65.585 | [9 empty] | 63422.9 |  | 1.502 |  |  |  | 0.1469 | [7 empty] | 1.6215 | [13 empty] | 6928.75 | [15 empty] | 5.4368 | [17 empty] | 1.9318 | [9 empty] | 0.25866 | [32 empty] | 2025 |  |  | CHN | Tibet
| Lawu |  | Magmatic hydrothermal | Skarn | Cu-Pb-Zn skarn | Cu, Pb, Zn | In, Sn | Cu, Pb, Zn, In, Sn |  |  | Old Mine-8 | Old Mine-8 | underground mine |  |  |  |  | ore material | drill core | underground mining tunnels and drill cores | mineral separate | [5 empty] | mineralisation |  |  |  | sphalerite, chalcopyrite, pyrrhotite, pyrite, arsenopyrite |  |  | Sn-poor VMS |  |  |  | galena, bismuthinite, marcasite, iron oxides, pyroxene, actinolite, quartz | thin sections and polished blocks examined using optical microscope, BSE detector, and EDS prior to analysis | EMPA, LA-ICPMS | JEOL JXA-8230 electron probe microanalyzer; RESOlution-LR 193 nm ArF excimer laser ablation system coupled to an Agilent 7700x ICP-MS | Laboratory of Mineral Resources Research Center, Fuzhou University; Adelaide Microscopy, the University of Adelaide | EPMA point analysis: accelerating voltage 15 kV, beam current 20 nA, beam diameter ~5 μm; EPMA mapping: accelerating voltage 20 kV, working current 50 nA, dwell time ~10 ms; BSE imaging: accelerating voltage 20 kV, beam current 10 nA; LA-ICP-MS: energy density 3~3.5 J/cm2, spot sizes 29 to 51 μm, repetition rates 5 Hz (polished thin-section) and 10 Hz (polished blocks), ~30 s background acquisition, ~40 s sample data acquisition | STDGL3 (Danyushevsky et al. 2011) and GSD-1G (USGS) | 18.7128 | [19 empty] | 4537.06 | [5 empty] | 0.049044 | [5 empty] | 27.9806 | [9 empty] | 28508.9 |  | 2.215 |  |  |  | 4.7948 | [7 empty] | 0.003293 | [13 empty] | 6673.5 | [15 empty] | 68.4003 | [17 empty] | 6.1755 | [9 empty] | 0.34316 | [32 empty] | 2025 |  |  | CHN | Tibet
| Lawu |  | Magmatic hydrothermal | Skarn | Cu-Pb-Zn skarn | Cu, Pb, Zn | In, Sn | Cu, Pb, Zn, In, Sn |  |  | Old Mine-9 | Old Mine-9 | underground mine |  |  |  |  | ore material | drill core | underground mining tunnels and drill cores | mineral separate | [5 empty] | mineralisation |  |  |  | sphalerite, chalcopyrite, pyrrhotite, pyrite, arsenopyrite |  |  | Sn-poor VMS |  |  |  | galena, bismuthinite, marcasite, iron oxides, pyroxene, actinolite, quartz | thin sections and polished blocks examined using optical microscope, BSE detector, and EDS prior to analysis | EMPA, LA-ICPMS | JEOL JXA-8230 electron probe microanalyzer; RESOlution-LR 193 nm ArF excimer laser ablation system coupled to an Agilent 7700x ICP-MS | Laboratory of Mineral Resources Research Center, Fuzhou University; Adelaide Microscopy, the University of Adelaide | EPMA point analysis: accelerating voltage 15 kV, beam current 20 nA, beam diameter ~5 μm; EPMA mapping: accelerating voltage 20 kV, working current 50 nA, dwell time ~10 ms; BSE imaging: accelerating voltage 20 kV, beam current 10 nA; LA-ICP-MS: energy density 3~3.5 J/cm2, spot sizes 29 to 51 μm, repetition rates 5 Hz (polished thin-section) and 10 Hz (polished blocks), ~30 s background acquisition, ~40 s sample data acquisition | STDGL3 (Danyushevsky et al. 2011) and GSD-1G (USGS) | 7.794 | [19 empty] | 4941.3 | [5 empty] | 0.048458 | [5 empty] | 17.3304 | [9 empty] | 32189.7 |  | 2.5159 |  |  |  | 6.8329 | [7 empty] | 0.003348 | [13 empty] | 7750.91 | [15 empty] | 103.894 | [17 empty] | 1.3718 | [9 empty] | 0.62977 | [32 empty] | 2025 |  |  | CHN | Tibet
| Lawu |  | Magmatic hydrothermal | Skarn | Cu-Pb-Zn skarn | Cu, Pb, Zn | In, Sn | Cu, Pb, Zn, In, Sn |  |  | Old Mine-10 | Old Mine-10 | underground mine |  |  |  |  | ore material | drill core | underground mining tunnels and drill cores | mineral separate | [5 empty] | mineralisation |  |  |  | sphalerite, chalcopyrite, pyrrhotite, pyrite, arsenopyrite |  |  | Sn-poor VMS |  |  |  | galena, bismuthinite, marcasite, iron oxides, pyroxene, actinolite, quartz | thin sections and polished blocks examined using optical microscope, BSE detector, and EDS prior to analysis | EMPA, LA-ICPMS | JEOL JXA-8230 electron probe microanalyzer; RESOlution-LR 193 nm ArF excimer laser ablation system coupled to an Agilent 7700x ICP-MS | Laboratory of Mineral Resources Research Center, Fuzhou University; Adelaide Microscopy, the University of Adelaide | EPMA point analysis: accelerating voltage 15 kV, beam current 20 nA, beam diameter ~5 μm; EPMA mapping: accelerating voltage 20 kV, working current 50 nA, dwell time ~10 ms; BSE imaging: accelerating voltage 20 kV, beam current 10 nA; LA-ICP-MS: energy density 3~3.5 J/cm2, spot sizes 29 to 51 μm, repetition rates 5 Hz (polished thin-section) and 10 Hz (polished blocks), ~30 s background acquisition, ~40 s sample data acquisition | STDGL3 (Danyushevsky et al. 2011) and GSD-1G (USGS) | 20.0416 | [19 empty] | 4894.15 | [5 empty] | 0.04967 | [5 empty] | 42.0703 | [9 empty] | 31015.6 |  | 2.2339 |  |  |  | 3.0952 | [7 empty] | 0.003129 | [13 empty] | 7169.6 | [15 empty] | 92.0031 | [17 empty] | 2.1896 | [9 empty] | 0.38212 | [32 empty] | 2025 |  |  | CHN | Tibet
| Lawu |  | Magmatic hydrothermal | Skarn | Cu-Pb-Zn skarn | Cu, Pb, Zn | In, Sn | Cu, Pb, Zn, In, Sn |  |  | Old Mine-11 | Old Mine-11 | underground mine |  |  |  |  | ore material | drill core | underground mining tunnels and drill cores | mineral separate | [5 empty] | mineralisation |  |  |  | sphalerite, chalcopyrite, pyrrhotite, pyrite, arsenopyrite |  |  | Sn-poor VMS |  |  |  | galena, bismuthinite, marcasite, iron oxides, pyroxene, actinolite, quartz | thin sections and polished blocks examined using optical microscope, BSE detector, and EDS prior to analysis | EMPA, LA-ICPMS | JEOL JXA-8230 electron probe microanalyzer; RESOlution-LR 193 nm ArF excimer laser ablation system coupled to an Agilent 7700x ICP-MS | Laboratory of Mineral Resources Research Center, Fuzhou University; Adelaide Microscopy, the University of Adelaide | EPMA point analysis: accelerating voltage 15 kV, beam current 20 nA, beam diameter ~5 μm; EPMA mapping: accelerating voltage 20 kV, working current 50 nA, dwell time ~10 ms; BSE imaging: accelerating voltage 20 kV, beam current 10 nA; LA-ICP-MS: energy density 3~3.5 J/cm2, spot sizes 29 to 51 μm, repetition rates 5 Hz (polished thin-section) and 10 Hz (polished blocks), ~30 s background acquisition, ~40 s sample data acquisition | STDGL3 (Danyushevsky et al. 2011) and GSD-1G (USGS) | 3.3598 | [19 empty] | 5173.92 | [5 empty] | 0.054774 | [5 empty] | 8.1451 | [9 empty] | 32564.9 |  | 3.0984 |  |  |  | 0.19701 | [7 empty] | 0.003475 | [13 empty] | 7398.55 | [15 empty] | 3.3127 | [17 empty] | 0.04247 | [9 empty] | 0.16855 | [32 empty] | 2025 |  |  | CHN | Tibet
| Lawu |  | Magmatic hydrothermal | Skarn | Cu-Pb-Zn skarn | Cu, Pb, Zn | In, Sn | Cu, Pb, Zn, In, Sn |  |  | Old Mine-12 | Old Mine-12 | underground mine |  |  |  |  | ore material | drill core | underground mining tunnels and drill cores | mineral separate | [5 empty] | mineralisation |  |  |  | sphalerite, chalcopyrite, pyrrhotite, pyrite, arsenopyrite |  |  | Sn-poor VMS |  |  |  | galena, bismuthinite, marcasite, iron oxides, pyroxene, actinolite, quartz | thin sections and polished blocks examined using optical microscope, BSE detector, and EDS prior to analysis | EMPA, LA-ICPMS | JEOL JXA-8230 electron probe microanalyzer; RESOlution-LR 193 nm ArF excimer laser ablation system coupled to an Agilent 7700x ICP-MS | Laboratory of Mineral Resources Research Center, Fuzhou University; Adelaide Microscopy, the University of Adelaide | EPMA point analysis: accelerating voltage 15 kV, beam current 20 nA, beam diameter ~5 μm; EPMA mapping: accelerating voltage 20 kV, working current 50 nA, dwell time ~10 ms; BSE imaging: accelerating voltage 20 kV, beam current 10 nA; LA-ICP-MS: energy density 3~3.5 J/cm2, spot sizes 29 to 51 μm, repetition rates 5 Hz (polished thin-section) and 10 Hz (polished blocks), ~30 s background acquisition, ~40 s sample data acquisition | STDGL3 (Danyushevsky et al. 2011) and GSD-1G (USGS) | 3.7075 | [19 empty] | 5125.08 | [5 empty] | 0.055335 | [5 empty] | 8.8328 | [9 empty] | 31973.8 |  | 2.4886 |  |  |  | 0.05574 | [7 empty] | 0.003584 | [13 empty] | 7194.56 | [15 empty] | 4.7387 | [17 empty] | 0.079935 | [9 empty] | 0.17232 | [32 empty] | 2025 |  |  | CHN | Tibet
| Lawu |  | Magmatic hydrothermal | Skarn | Cu-Pb-Zn skarn | Cu, Pb, Zn | In, Sn | Cu, Pb, Zn, In, Sn |  |  | Old Mine-13 | Old Mine-13 | underground mine |  |  |  |  | ore material | drill core | underground mining tunnels and drill cores | mineral separate | [5 empty] | mineralisation |  |  |  | sphalerite, chalcopyrite, pyrrhotite, pyrite, arsenopyrite |  |  | Sn-poor VMS |  |  |  | galena, bismuthinite, marcasite, iron oxides, pyroxene, actinolite, quartz | thin sections and polished blocks examined using optical microscope, BSE detector, and EDS prior to analysis | EMPA, LA-ICPMS | JEOL JXA-8230 electron probe microanalyzer; RESOlution-LR 193 nm ArF excimer laser ablation system coupled to an Agilent 7700x ICP-MS | Laboratory of Mineral Resources Research Center, Fuzhou University; Adelaide Microscopy, the University of Adelaide | EPMA point analysis: accelerating voltage 15 kV, beam current 20 nA, beam diameter ~5 μm; EPMA mapping: accelerating voltage 20 kV, working current 50 nA, dwell time ~10 ms; BSE imaging: accelerating voltage 20 kV, beam current 10 nA; LA-ICP-MS: energy density 3~3.5 J/cm2, spot sizes 29 to 51 μm, repetition rates 5 Hz (polished thin-section) and 10 Hz (polished blocks), ~30 s background acquisition, ~40 s sample data acquisition | STDGL3 (Danyushevsky et al. 2011) and GSD-1G (USGS) | 9.5334 | [19 empty] | 5243.27 | [5 empty] | 0.066879 | [5 empty] | 15.3993 | [9 empty] | 32016 |  | 2.535 |  |  |  | 0.19688 | [7 empty] | 0.00417 | [13 empty] | 7162.29 | [15 empty] | 24.3489 | [17 empty] | 0.41568 | [9 empty] | 0.17575 | [32 empty] | 2025 |  |  | CHN | Tibet
| Lawu |  | Magmatic hydrothermal | Skarn | Cu-Pb-Zn skarn | Cu, Pb, Zn | In, Sn | Cu, Pb, Zn, In, Sn |  |  | Old Mine-14 | Old Mine-14 | underground mine |  |  |  |  | ore material | drill core | underground mining tunnels and drill cores | mineral separate | [5 empty] | mineralisation |  |  |  | sphalerite, chalcopyrite, pyrrhotite, pyrite, arsenopyrite |  |  | Sn-poor VMS |  |  |  | galena, bismuthinite, marcasite, iron oxides, pyroxene, actinolite, quartz | thin sections and polished blocks examined using optical microscope, BSE detector, and EDS prior to analysis | EMPA, LA-ICPMS | JEOL JXA-8230 electron probe microanalyzer; RESOlution-LR 193 nm ArF excimer laser ablation system coupled to an Agilent 7700x ICP-MS | Laboratory of Mineral Resources Research Center, Fuzhou University; Adelaide Microscopy, the University of Adelaide | EPMA point analysis: accelerating voltage 15 kV, beam current 20 nA, beam diameter ~5 μm; EPMA mapping: accelerating voltage 20 kV, working current 50 nA, dwell time ~10 ms; BSE imaging: accelerating voltage 20 kV, beam current 10 nA; LA-ICP-MS: energy density 3~3.5 J/cm2, spot sizes 29 to 51 μm, repetition rates 5 Hz (polished thin-section) and 10 Hz (polished blocks), ~30 s background acquisition, ~40 s sample data acquisition | STDGL3 (Danyushevsky et al. 2011) and GSD-1G (USGS) | 5.3451 | [19 empty] | 5105.65 | [5 empty] | 0.057577 | [5 empty] | 7.6573 | [9 empty] | 31756.3 |  | 2.3632 |  |  |  | 0.17764 | [7 empty] | 0.003207 | [13 empty] | 7107.18 | [15 empty] | 17.0466 | [17 empty] | 0.17662 | [9 empty] | 0.16304 | [32 empty] | 2025 |  |  | CHN | Tibet
| Lawu |  | Magmatic hydrothermal | Skarn | Cu-Pb-Zn skarn | Cu, Pb, Zn | In, Sn | Cu, Pb, Zn, In, Sn |  |  | Old Mine-15 | Old Mine-15 | underground mine |  |  |  |  | ore material | drill core | underground mining tunnels and drill cores | mineral separate | [5 empty] | mineralisation |  |  |  | sphalerite, chalcopyrite, pyrrhotite, pyrite, arsenopyrite |  |  | Sn-poor VMS |  |  |  | galena, bismuthinite, marcasite, iron oxides, pyroxene, actinolite, quartz | thin sections and polished blocks examined using optical microscope, BSE detector, and EDS prior to analysis | EMPA, LA-ICPMS | JEOL JXA-8230 electron probe microanalyzer; RESOlution-LR 193 nm ArF excimer laser ablation system coupled to an Agilent 7700x ICP-MS | Laboratory of Mineral Resources Research Center, Fuzhou University; Adelaide Microscopy, the University of Adelaide | EPMA point analysis: accelerating voltage 15 kV, beam current 20 nA, beam diameter ~5 μm; EPMA mapping: accelerating voltage 20 kV, working current 50 nA, dwell time ~10 ms; BSE imaging: accelerating voltage 20 kV, beam current 10 nA; LA-ICP-MS: energy density 3~3.5 J/cm2, spot sizes 29 to 51 μm, repetition rates 5 Hz (polished thin-section) and 10 Hz (polished blocks), ~30 s background acquisition, ~40 s sample data acquisition | STDGL3 (Danyushevsky et al. 2011) and GSD-1G (USGS) | 11.3085 | [19 empty] | 5280.91 | [5 empty] | 0.054773 | [5 empty] | 25.5825 | [9 empty] | 32745.9 |  | 2.3916 |  |  |  | 0.39944 | [7 empty] | 0.003478 | [13 empty] | 7410.51 | [15 empty] | 33.63 | [17 empty] | 0.7566 | [9 empty] | 0.22703 | [32 empty] | 2025 |  |  | CHN | Tibet
| Lawu |  | Magmatic hydrothermal | Skarn | Cu-Pb-Zn skarn | Cu, Pb, Zn | In, Sn | Cu, Pb, Zn, In, Sn |  |  | Old Mine-16 | Old Mine-16 | underground mine |  |  |  |  | ore material | drill core | underground mining tunnels and drill cores | mineral separate | [5 empty] | mineralisation |  |  |  | sphalerite, chalcopyrite, pyrrhotite, pyrite, arsenopyrite |  |  | Sn-poor VMS |  |  |  | galena, bismuthinite, marcasite, iron oxides, pyroxene, actinolite, quartz | thin sections and polished blocks examined using optical microscope, BSE detector, and EDS prior to analysis | EMPA, LA-ICPMS | JEOL JXA-8230 electron probe microanalyzer; RESOlution-LR 193 nm ArF excimer laser ablation system coupled to an Agilent 7700x ICP-MS | Laboratory of Mineral Resources Research Center, Fuzhou University; Adelaide Microscopy, the University of Adelaide | EPMA point analysis: accelerating voltage 15 kV, beam current 20 nA, beam diameter ~5 μm; EPMA mapping: accelerating voltage 20 kV, working current 50 nA, dwell time ~10 ms; BSE imaging: accelerating voltage 20 kV, beam current 10 nA; LA-ICP-MS: energy density 3~3.5 J/cm2, spot sizes 29 to 51 μm, repetition rates 5 Hz (polished thin-section) and 10 Hz (polished blocks), ~30 s background acquisition, ~40 s sample data acquisition | STDGL3 (Danyushevsky et al. 2011) and GSD-1G (USGS) | 2.535 | [19 empty] | 5141.39 | [5 empty] | 0.052776 | [5 empty] | 8.3786 | [9 empty] | 32189.8 |  | 2.5147 |  |  |  | 0.12266 | [7 empty] | 0.002905 | [13 empty] | 7242.39 | [15 empty] | 0.17383 | [17 empty] | 0.010604 | [9 empty] | 0.1451 | [32 empty] | 2025 |  |  | CHN | Tibet
| Lawu |  | Magmatic hydrothermal | Skarn | Cu-Pb-Zn skarn | Cu, Pb, Zn | In, Sn | Cu, Pb, Zn, In, Sn |  |  | Old Mine-17 | Old Mine-17 | underground mine |  |  |  |  | ore material | drill core | underground mining tunnels and drill cores | mineral separate | [5 empty] | mineralisation |  |  |  | sphalerite, chalcopyrite, pyrrhotite, pyrite, arsenopyrite |  |  | Sn-poor VMS |  |  |  | galena, bismuthinite, marcasite, iron oxides, pyroxene, actinolite, quartz | thin sections and polished blocks examined using optical microscope, BSE detector, and EDS prior to analysis | EMPA, LA-ICPMS | JEOL JXA-8230 electron probe microanalyzer; RESOlution-LR 193 nm ArF excimer laser ablation system coupled to an Agilent 7700x ICP-MS | Laboratory of Mineral Resources Research Center, Fuzhou University; Adelaide Microscopy, the University of Adelaide | EPMA point analysis: accelerating voltage 15 kV, beam current 20 nA, beam diameter ~5 μm; EPMA mapping: accelerating voltage 20 kV, working current 50 nA, dwell time ~10 ms; BSE imaging: accelerating voltage 20 kV, beam current 10 nA; LA-ICP-MS: energy density 3~3.5 J/cm2, spot sizes 29 to 51 μm, repetition rates 5 Hz (polished thin-section) and 10 Hz (polished blocks), ~30 s background acquisition, ~40 s sample data acquisition | STDGL3 (Danyushevsky et al. 2011) and GSD-1G (USGS) | 2.878 | [19 empty] | 5189.47 | [5 empty] | 0.054196 | [5 empty] | 6.6967 | [9 empty] | 32810.4 |  | 2.2516 |  |  |  | 0.14477 | [7 empty] | 0.002977 | [13 empty] | 7369.61 | [15 empty] | 1.7653 | [17 empty] | 0.011766 | [9 empty] | 0.17697 | [32 empty] | 2025 |  |  | CHN | Tibet
| Lawu |  | Magmatic hydrothermal | Skarn | Cu-Pb-Zn skarn | Cu, Pb, Zn | In, Sn | Cu, Pb, Zn, In, Sn |  |  | Sta Lidia Project-1 | Sta Lidia Project-1 | underground mine |  |  |  |  | ore material | drill core | underground mining tunnels and drill cores | mineral separate | [5 empty] | mineralisation |  |  |  | sphalerite, chalcopyrite, pyrrhotite, pyrite, arsenopyrite |  |  | Sn-poor VMS |  |  |  | galena, bismuthinite, marcasite, iron oxides, pyroxene, actinolite, quartz | thin sections and polished blocks examined using optical microscope, BSE detector, and EDS prior to analysis | EMPA, LA-ICPMS | JEOL JXA-8230 electron probe microanalyzer; RESOlution-LR 193 nm ArF excimer laser ablation system coupled to an Agilent 7700x ICP-MS | Laboratory of Mineral Resources Research Center, Fuzhou University; Adelaide Microscopy, the University of Adelaide | EPMA point analysis: accelerating voltage 15 kV, beam current 20 nA, beam diameter ~5 μm; EPMA mapping: accelerating voltage 20 kV, working current 50 nA, dwell time ~10 ms; BSE imaging: accelerating voltage 20 kV, beam current 10 nA; LA-ICP-MS: energy density 3~3.5 J/cm2, spot sizes 29 to 51 μm, repetition rates 5 Hz (polished thin-section) and 10 Hz (polished blocks), ~30 s background acquisition, ~40 s sample data acquisition | STDGL3 (Danyushevsky et al. 2011) and GSD-1G (USGS) | 5.636 | [19 empty] | 7951.44 | [5 empty] | 14.407 | [5 empty] | 9.3502 | [9 empty] | 71525.5 |  | 2.8729 |  |  |  | 0.1543 | [7 empty] | 0.25947 | [13 empty] | 10847.7 | [15 empty] | 2.9756 | [17 empty] | 3.7445 | [9 empty] | 0.32566 | [32 empty] | 2025 |  |  | CHN | Tibet
| Lawu |  | Magmatic hydrothermal | Skarn | Cu-Pb-Zn skarn | Cu, Pb, Zn | In, Sn | Cu, Pb, Zn, In, Sn |  |  | Sta Lidia Project-2 | Sta Lidia Project-2 | underground mine |  |  |  |  | ore material | drill core | underground mining tunnels and drill cores | mineral separate | [5 empty] | mineralisation |  |  |  | sphalerite, chalcopyrite, pyrrhotite, pyrite, arsenopyrite |  |  | Sn-poor VMS |  |  |  | galena, bismuthinite, marcasite, iron oxides, pyroxene, actinolite, quartz | thin sections and polished blocks examined using optical microscope, BSE detector, and EDS prior to analysis | EMPA, LA-ICPMS | JEOL JXA-8230 electron probe microanalyzer; RESOlution-LR 193 nm ArF excimer laser ablation system coupled to an Agilent 7700x ICP-MS | Laboratory of Mineral Resources Research Center, Fuzhou University; Adelaide Microscopy, the University of Adelaide | EPMA point analysis: accelerating voltage 15 kV, beam current 20 nA, beam diameter ~5 μm; EPMA mapping: accelerating voltage 20 kV, working current 50 nA, dwell time ~10 ms; BSE imaging: accelerating voltage 20 kV, beam current 10 nA; LA-ICP-MS: energy density 3~3.5 J/cm2, spot sizes 29 to 51 μm, repetition rates 5 Hz (polished thin-section) and 10 Hz (polished blocks), ~30 s background acquisition, ~40 s sample data acquisition | STDGL3 (Danyushevsky et al. 2011) and GSD-1G (USGS) | 23.0337 | [19 empty] | 7665.19 | [5 empty] | 14.2981 | [5 empty] | 36.3563 | [9 empty] | 64435.7 |  | 2.2517 |  |  |  | 0.22799 | [7 empty] | 0.25111 | [13 empty] | 9837.46 | [15 empty] | 16.1207 | [17 empty] | 27.689 | [9 empty] | 0.89647 | [32 empty] | 2025 |  |  | CHN | Tibet
| Lawu |  | Magmatic hydrothermal | Skarn | Cu-Pb-Zn skarn | Cu, Pb, Zn | In, Sn | Cu, Pb, Zn, In, Sn |  |  | Sta Lidia Project-3 | Sta Lidia Project-3 | underground mine |  |  |  |  | ore material | drill core | underground mining tunnels and drill cores | mineral separate | [5 empty] | mineralisation |  |  |  | sphalerite, chalcopyrite, pyrrhotite, pyrite, arsenopyrite |  |  | Sn-poor VMS |  |  |  | galena, bismuthinite, marcasite, iron oxides, pyroxene, actinolite, quartz | thin sections and polished blocks examined using optical microscope, BSE detector, and EDS prior to analysis | EMPA, LA-ICPMS | JEOL JXA-8230 electron probe microanalyzer; RESOlution-LR 193 nm ArF excimer laser ablation system coupled to an Agilent 7700x ICP-MS | Laboratory of Mineral Resources Research Center, Fuzhou University; Adelaide Microscopy, the University of Adelaide | EPMA point analysis: accelerating voltage 15 kV, beam current 20 nA, beam diameter ~5 μm; EPMA mapping: accelerating voltage 20 kV, working current 50 nA, dwell time ~10 ms; BSE imaging: accelerating voltage 20 kV, beam current 10 nA; LA-ICP-MS: energy density 3~3.5 J/cm2, spot sizes 29 to 51 μm, repetition rates 5 Hz (polished thin-section) and 10 Hz (polished blocks), ~30 s background acquisition, ~40 s sample data acquisition | STDGL3 (Danyushevsky et al. 2011) and GSD-1G (USGS) | 3.8302 | [19 empty] | 7646.84 | [5 empty] | 15.1086 | [5 empty] | 11.0619 | [9 empty] | 71268.9 |  | 2.4858 |  |  |  | 0.1495 | [7 empty] | 0.26802 | [13 empty] | 10702 | [15 empty] | 1.7568 | [17 empty] | 1.1694 | [9 empty] | 0.32915 | [32 empty] | 2025 |  |  | CHN | Tibet
| Lawu |  | Magmatic hydrothermal | Skarn | Cu-Pb-Zn skarn | Cu, Pb, Zn | In, Sn | Cu, Pb, Zn, In, Sn |  |  | Sta Lidia Project-4 | Sta Lidia Project-4 | underground mine |  |  |  |  | ore material | drill core | underground mining tunnels and drill cores | mineral separate | [5 empty] | mineralisation |  |  |  | sphalerite, chalcopyrite, pyrrhotite, pyrite, arsenopyrite |  |  | Sn-poor VMS |  |  |  | galena, bismuthinite, marcasite, iron oxides, pyroxene, actinolite, quartz | thin sections and polished blocks examined using optical microscope, BSE detector, and EDS prior to analysis | EMPA, LA-ICPMS | JEOL JXA-8230 electron probe microanalyzer; RESOlution-LR 193 nm ArF excimer laser ablation system coupled to an Agilent 7700x ICP-MS | Laboratory of Mineral Resources Research Center, Fuzhou University; Adelaide Microscopy, the University of Adelaide | EPMA point analysis: accelerating voltage 15 kV, beam current 20 nA, beam diameter ~5 μm; EPMA mapping: accelerating voltage 20 kV, working current 50 nA, dwell time ~10 ms; BSE imaging: accelerating voltage 20 kV, beam current 10 nA; LA-ICP-MS: energy density 3~3.5 J/cm2, spot sizes 29 to 51 μm, repetition rates 5 Hz (polished thin-section) and 10 Hz (polished blocks), ~30 s background acquisition, ~40 s sample data acquisition | STDGL3 (Danyushevsky et al. 2011) and GSD-1G (USGS) | 10.929 | [19 empty] | 7330.89 | [5 empty] | 15.2267 | [5 empty] | 14.6068 | [9 empty] | 68820.5 |  | 2.392 |  |  |  | 0.055561 | [7 empty] | 0.28423 | [13 empty] | 10297.7 | [15 empty] | 5.6009 | [17 empty] | 7.4222 | [9 empty] | 0.36105 | [32 empty] | 2025 |  |  | CHN | Tibet
| Lawu |  | Magmatic hydrothermal | Skarn | Cu-Pb-Zn skarn | Cu, Pb, Zn | In, Sn | Cu, Pb, Zn, In, Sn |  |  | Sta Lidia Project-5 | Sta Lidia Project-5 | underground mine |  |  |  |  | ore material | drill core | underground mining tunnels and drill cores | mineral separate | [5 empty] | mineralisation |  |  |  | sphalerite, chalcopyrite, pyrrhotite, pyrite, arsenopyrite |  |  | Sn-poor VMS |  |  |  | galena, bismuthinite, marcasite, iron oxides, pyroxene, actinolite, quartz | thin sections and polished blocks examined using optical microscope, BSE detector, and EDS prior to analysis | EMPA, LA-ICPMS | JEOL JXA-8230 electron probe microanalyzer; RESOlution-LR 193 nm ArF excimer laser ablation system coupled to an Agilent 7700x ICP-MS | Laboratory of Mineral Resources Research Center, Fuzhou University; Adelaide Microscopy, the University of Adelaide | EPMA point analysis: accelerating voltage 15 kV, beam current 20 nA, beam diameter ~5 μm; EPMA mapping: accelerating voltage 20 kV, working current 50 nA, dwell time ~10 ms; BSE imaging: accelerating voltage 20 kV, beam current 10 nA; LA-ICP-MS: energy density 3~3.5 J/cm2, spot sizes 29 to 51 μm, repetition rates 5 Hz (polished thin-section) and 10 Hz (polished blocks), ~30 s background acquisition, ~40 s sample data acquisition | STDGL3 (Danyushevsky et al. 2011) and GSD-1G (USGS) | 14.0587 | [19 empty] | 7109.23 | [5 empty] | 15.7257 | [5 empty] | 50.1867 | [9 empty] | 70338.5 |  | 2.3767 |  |  |  | 0.057164 | [7 empty] | 0.27647 | [13 empty] | 10552.9 | [15 empty] | 6.9214 | [17 empty] | 17.0068 | [9 empty] | 0.45681 | [32 empty] | 2025 |  |  | CHN | Tibet
| Lawu |  | Magmatic hydrothermal | Skarn | Cu-Pb-Zn skarn | Cu, Pb, Zn | In, Sn | Cu, Pb, Zn, In, Sn |  |  | Sta Lidia Project-6 | Sta Lidia Project-6 | underground mine |  |  |  |  | ore material | drill core | underground mining tunnels and drill cores | mineral separate | [5 empty] | mineralisation |  |  |  | sphalerite, chalcopyrite, pyrrhotite, pyrite, arsenopyrite |  |  | Sn-poor VMS |  |  |  | galena, bismuthinite, marcasite, iron oxides, pyroxene, actinolite, quartz | thin sections and polished blocks examined using optical microscope, BSE detector, and EDS prior to analysis | EMPA, LA-ICPMS | JEOL JXA-8230 electron probe microanalyzer; RESOlution-LR 193 nm ArF excimer laser ablation system coupled to an Agilent 7700x ICP-MS | Laboratory of Mineral Resources Research Center, Fuzhou University; Adelaide Microscopy, the University of Adelaide | EPMA point analysis: accelerating voltage 15 kV, beam current 20 nA, beam diameter ~5 μm; EPMA mapping: accelerating voltage 20 kV, working current 50 nA, dwell time ~10 ms; BSE imaging: accelerating voltage 20 kV, beam current 10 nA; LA-ICP-MS: energy density 3~3.5 J/cm2, spot sizes 29 to 51 μm, repetition rates 5 Hz (polished thin-section) and 10 Hz (polished blocks), ~30 s background acquisition, ~40 s sample data acquisition | STDGL3 (Danyushevsky et al. 2011) and GSD-1G (USGS) | 3.7224 | [19 empty] | 7535.88 | [5 empty] | 3.6316 | [5 empty] | 8.235 | [9 empty] | 71438 |  | 2.3374 |  |  |  | 0.12988 | [7 empty] | 0.17186 | [13 empty] | 10603.5 | [15 empty] | 1.052 | [17 empty] | 1.1064 | [9 empty] | 0.25765 | [32 empty] | 2025 |  |  | CHN | Tibet
| Lawu |  | Magmatic hydrothermal | Skarn | Cu-Pb-Zn skarn | Cu, Pb, Zn | In, Sn | Cu, Pb, Zn, In, Sn |  |  | Sta Lidia Project-7 | Sta Lidia Project-7 | underground mine |  |  |  |  | ore material | drill core | underground mining tunnels and drill cores | mineral separate | [5 empty] | mineralisation |  |  |  | sphalerite, chalcopyrite, pyrrhotite, pyrite, arsenopyrite |  |  | Sn-poor VMS |  |  |  | galena, bismuthinite, marcasite, iron oxides, pyroxene, actinolite, quartz | thin sections and polished blocks examined using optical microscope, BSE detector, and EDS prior to analysis | EMPA, LA-ICPMS | JEOL JXA-8230 electron probe microanalyzer; RESOlution-LR 193 nm ArF excimer laser ablation system coupled to an Agilent 7700x ICP-MS | Laboratory of Mineral Resources Research Center, Fuzhou University; Adelaide Microscopy, the University of Adelaide | EPMA point analysis: accelerating voltage 15 kV, beam current 20 nA, beam diameter ~5 μm; EPMA mapping: accelerating voltage 20 kV, working current 50 nA, dwell time ~10 ms; BSE imaging: accelerating voltage 20 kV, beam current 10 nA; LA-ICP-MS: energy density 3~3.5 J/cm2, spot sizes 29 to 51 μm, repetition rates 5 Hz (polished thin-section) and 10 Hz (polished blocks), ~30 s background acquisition, ~40 s sample data acquisition | STDGL3 (Danyushevsky et al. 2011) and GSD-1G (USGS) | 7.131 | [19 empty] | 7314.7 | [5 empty] | 2.9489 | [5 empty] | 16.0555 | [9 empty] | 70900.5 |  | 2.1464 |  |  |  | 0.20571 | [7 empty] | 0.18395 | [13 empty] | 10410.6 | [15 empty] | 4.2579 | [17 empty] | 3.9367 | [9 empty] | 0.34648 | [32 empty] | 2025 |  |  | CHN | Tibet
| Lawu |  | Magmatic hydrothermal | Skarn | Cu-Pb-Zn skarn | Cu, Pb, Zn | In, Sn | Cu, Pb, Zn, In, Sn |  |  | Sta Lidia Project-8 | Sta Lidia Project-8 | underground mine |  |  |  |  | ore material | drill core | underground mining tunnels and drill cores | mineral separate | [5 empty] | mineralisation |  |  |  | sphalerite, chalcopyrite, pyrrhotite, pyrite, arsenopyrite |  |  | Sn-poor VMS |  |  |  | galena, bismuthinite, marcasite, iron oxides, pyroxene, actinolite, quartz | thin sections and polished blocks examined using optical microscope, BSE detector, and EDS prior to analysis | EMPA, LA-ICPMS | JEOL JXA-8230 electron probe microanalyzer; RESOlution-LR 193 nm ArF excimer laser ablation system coupled to an Agilent 7700x ICP-MS | Laboratory of Mineral Resources Research Center, Fuzhou University; Adelaide Microscopy, the University of Adelaide | EPMA point analysis: accelerating voltage 15 kV, beam current 20 nA, beam diameter ~5 μm; EPMA mapping: accelerating voltage 20 kV, working current 50 nA, dwell time ~10 ms; BSE imaging: accelerating voltage 20 kV, beam current 10 nA; LA-ICP-MS: energy density 3~3.5 J/cm2, spot sizes 29 to 51 μm, repetition rates 5 Hz (polished thin-section) and 10 Hz (polished blocks), ~30 s background acquisition, ~40 s sample data acquisition | STDGL3 (Danyushevsky et al. 2011) and GSD-1G (USGS) | 16.4695 | [19 empty] | 7307.01 | [5 empty] | 1.2735 | [5 empty] | 17.1563 | [9 empty] | 68799.3 |  | 2.1912 |  |  |  | 0.054572 | [7 empty] | 0.1305 | [13 empty] | 10050.4 | [15 empty] | 11.9732 | [17 empty] | 11.8833 | [9 empty] | 0.41958 | [32 empty] | 2025 |  |  | CHN | Tibet
| Lawu |  | Magmatic hydrothermal | Skarn | Cu-Pb-Zn skarn | Cu, Pb, Zn | In, Sn | Cu, Pb, Zn, In, Sn |  |  | Sta Lidia Project-9 | Sta Lidia Project-9 | underground mine |  |  |  |  | ore material | drill core | underground mining tunnels and drill cores | mineral separate | [5 empty] | mineralisation |  |  |  | sphalerite, chalcopyrite, pyrrhotite, pyrite, arsenopyrite |  |  | Sn-poor VMS |  |  |  | galena, bismuthinite, marcasite, iron oxides, pyroxene, actinolite, quartz | thin sections and polished blocks examined using optical microscope, BSE detector, and EDS prior to analysis | EMPA, LA-ICPMS | JEOL JXA-8230 electron probe microanalyzer; RESOlution-LR 193 nm ArF excimer laser ablation system coupled to an Agilent 7700x ICP-MS | Laboratory of Mineral Resources Research Center, Fuzhou University; Adelaide Microscopy, the University of Adelaide | EPMA point analysis: accelerating voltage 15 kV, beam current 20 nA, beam diameter ~5 μm; EPMA mapping: accelerating voltage 20 kV, working current 50 nA, dwell time ~10 ms; BSE imaging: accelerating voltage 20 kV, beam current 10 nA; LA-ICP-MS: energy density 3~3.5 J/cm2, spot sizes 29 to 51 μm, repetition rates 5 Hz (polished thin-section) and 10 Hz (polished blocks), ~30 s background acquisition, ~40 s sample data acquisition | STDGL3 (Danyushevsky et al. 2011) and GSD-1G (USGS) | 15.9665 | [19 empty] | 7499.52 | [5 empty] | 1.709 | [5 empty] | 20.1026 | [9 empty] | 69951.1 |  | 1.9967 |  |  |  | 0.13781 | [7 empty] | 0.12976 | [13 empty] | 10119.3 | [15 empty] | 10.4503 | [17 empty] | 14.6097 | [9 empty] | 0.41404 | [32 empty] | 2025 |  |  | CHN | Tibet
| Lawu |  | Magmatic hydrothermal | Skarn | Cu-Pb-Zn skarn | Cu, Pb, Zn | In, Sn | Cu, Pb, Zn, In, Sn |  |  | Graciela-1 | Graciela-1 | underground mine |  |  |  |  | ore material | drill core | underground mining tunnels and drill cores | mineral separate | [5 empty] | mineralisation |  |  |  | sphalerite, chalcopyrite, pyrrhotite, pyrite, arsenopyrite |  |  | Sn-poor VMS |  |  |  | galena, bismuthinite, marcasite, iron oxides, pyroxene, actinolite, quartz | thin sections and polished blocks examined using optical microscope, BSE detector, and EDS prior to analysis | EMPA, LA-ICPMS | JEOL JXA-8230 electron probe microanalyzer; RESOlution-LR 193 nm ArF excimer laser ablation system coupled to an Agilent 7700x ICP-MS | Laboratory of Mineral Resources Research Center, Fuzhou University; Adelaide Microscopy, the University of Adelaide | EPMA point analysis: accelerating voltage 15 kV, beam current 20 nA, beam diameter ~5 μm; EPMA mapping: accelerating voltage 20 kV, working current 50 nA, dwell time ~10 ms; BSE imaging: accelerating voltage 20 kV, beam current 10 nA; LA-ICP-MS: energy density 3~3.5 J/cm2, spot sizes 29 to 51 μm, repetition rates 5 Hz (polished thin-section) and 10 Hz (polished blocks), ~30 s background acquisition, ~40 s sample data acquisition | STDGL3 (Danyushevsky et al. 2011) and GSD-1G (USGS) | 2.1696 | [19 empty] | 4973.1776 | [5 empty] | 0.0602 | [5 empty] | 22.918 | [9 empty] | 64251.1608 |  | 17.1934 |  |  |  | 0.059109 | [7 empty] | 2.0265 | [13 empty] | 7325.9456 | [15 empty] | 1.3541 | [17 empty] | 0.11233 | [9 empty] | 0.17482 | [32 empty] | 2025 |  |  | CHN | Tibet
| Lawu |  | Magmatic hydrothermal | Skarn | Cu-Pb-Zn skarn | Cu, Pb, Zn | In, Sn | Cu, Pb, Zn, In, Sn |  |  | Graciela-2 | Graciela-2 | underground mine |  |  |  |  | ore material | drill core | underground mining tunnels and drill cores | mineral separate | [5 empty] | mineralisation |  |  |  | sphalerite, chalcopyrite, pyrrhotite, pyrite, arsenopyrite |  |  | Sn-poor VMS |  |  |  | galena, bismuthinite, marcasite, iron oxides, pyroxene, actinolite, quartz | thin sections and polished blocks examined using optical microscope, BSE detector, and EDS prior to analysis | EMPA, LA-ICPMS | JEOL JXA-8230 electron probe microanalyzer; RESOlution-LR 193 nm ArF excimer laser ablation system coupled to an Agilent 7700x ICP-MS | Laboratory of Mineral Resources Research Center, Fuzhou University; Adelaide Microscopy, the University of Adelaide | EPMA point analysis: accelerating voltage 15 kV, beam current 20 nA, beam diameter ~5 μm; EPMA mapping: accelerating voltage 20 kV, working current 50 nA, dwell time ~10 ms; BSE imaging: accelerating voltage 20 kV, beam current 10 nA; LA-ICP-MS: energy density 3~3.5 J/cm2, spot sizes 29 to 51 μm, repetition rates 5 Hz (polished thin-section) and 10 Hz (polished blocks), ~30 s background acquisition, ~40 s sample data acquisition | STDGL3 (Danyushevsky et al. 2011) and GSD-1G (USGS) | 2.0915 | [19 empty] | 4961.554 | [5 empty] | 0.057099 | [5 empty] | 27.1514 | [9 empty] | 64977.5089 |  | 22.1154 |  |  |  | 0.18878 | [7 empty] | 2.0016 | [13 empty] | 7341.7104 | [15 empty] | 0.20739 | [17 empty] | 0.011969 | [9 empty] | 0.21025 | [32 empty] | 2025 |  |  | CHN | Tibet
| Lawu |  | Magmatic hydrothermal | Skarn | Cu-Pb-Zn skarn | Cu, Pb, Zn | In, Sn | Cu, Pb, Zn, In, Sn |  |  | Graciela-3 | Graciela-3 | underground mine |  |  |  |  | ore material | drill core | underground mining tunnels and drill cores | mineral separate | [5 empty] | mineralisation |  |  |  | sphalerite, chalcopyrite, pyrrhotite, pyrite, arsenopyrite |  |  | Sn-poor VMS |  |  |  | galena, bismuthinite, marcasite, iron oxides, pyroxene, actinolite, quartz | thin sections and polished blocks examined using optical microscope, BSE detector, and EDS prior to analysis | EMPA, LA-ICPMS | JEOL JXA-8230 electron probe microanalyzer; RESOlution-LR 193 nm ArF excimer laser ablation system coupled to an Agilent 7700x ICP-MS | Laboratory of Mineral Resources Research Center, Fuzhou University; Adelaide Microscopy, the University of Adelaide | EPMA point analysis: accelerating voltage 15 kV, beam current 20 nA, beam diameter ~5 μm; EPMA mapping: accelerating voltage 20 kV, working current 50 nA, dwell time ~10 ms; BSE imaging: accelerating voltage 20 kV, beam current 10 nA; LA-ICP-MS: energy density 3~3.5 J/cm2, spot sizes 29 to 51 μm, repetition rates 5 Hz (polished thin-section) and 10 Hz (polished blocks), ~30 s background acquisition, ~40 s sample data acquisition | STDGL3 (Danyushevsky et al. 2011) and GSD-1G (USGS) | 1.9993 | [19 empty] | 5042.7168 | [5 empty] | 0.093508 | [5 empty] | 23.4772 | [9 empty] | 59163.6652 |  | 21.0318 |  |  |  | 0.18589 | [7 empty] | 1.9361 | [13 empty] | 6703.8449 | [15 empty] | 0.69251 | [17 empty] | 0.37155 | [9 empty] | 0.2038 | [32 empty] | 2025 |  |  | CHN | Tibet
| Lawu |  | Magmatic hydrothermal | Skarn | Cu-Pb-Zn skarn | Cu, Pb, Zn | In, Sn | Cu, Pb, Zn, In, Sn |  |  | Graciela-4 | Graciela-4 | underground mine |  |  |  |  | ore material | drill core | underground mining tunnels and drill cores | mineral separate | [5 empty] | mineralisation |  |  |  | sphalerite, chalcopyrite, pyrrhotite, pyrite, arsenopyrite |  |  | Sn-poor VMS |  |  |  | galena, bismuthinite, marcasite, iron oxides, pyroxene, actinolite, quartz | thin sections and polished blocks examined using optical microscope, BSE detector, and EDS prior to analysis | EMPA, LA-ICPMS | JEOL JXA-8230 electron probe microanalyzer; RESOlution-LR 193 nm ArF excimer laser ablation system coupled to an Agilent 7700x ICP-MS | Laboratory of Mineral Resources Research Center, Fuzhou University; Adelaide Microscopy, the University of Adelaide | EPMA point analysis: accelerating voltage 15 kV, beam current 20 nA, beam diameter ~5 μm; EPMA mapping: accelerating voltage 20 kV, working current 50 nA, dwell time ~10 ms; BSE imaging: accelerating voltage 20 kV, beam current 10 nA; LA-ICP-MS: energy density 3~3.5 J/cm2, spot sizes 29 to 51 μm, repetition rates 5 Hz (polished thin-section) and 10 Hz (polished blocks), ~30 s background acquisition, ~40 s sample data acquisition | STDGL3 (Danyushevsky et al. 2011) and GSD-1G (USGS) | 2.7959 | [19 empty] | 4929.2089 | [5 empty] | 0.054092 | [5 empty] | 28.5305 | [9 empty] | 63737.9002 |  | 21.7765 |  |  |  | 0.19813 | [7 empty] | 2.0372 | [13 empty] | 7375.6567 | [15 empty] | 3.2058 | [17 empty] | 0.59171 | [9 empty] | 0.20666 | [32 empty] | 2025 |  |  | CHN | Tibet