| Lawu |  | Magmatic hydrothermal | Skarn | Cu-Pb-Zn skarn | Cu, Pb, Zn | In, Sn | Cu, Pb, Zn, In, Sn |  |  | Graciela-5 | Graciela-5 | underground mine |  |  |  |  | ore material | drill core | underground mining tunnels and drill cores | mineral separate | [5 empty] | mineralisation |  |  |  | sphalerite, chalcopyrite, pyrrhotite, pyrite, arsenopyrite |  |  | Sn-poor VMS |  |  |  | galena, bismuthinite, marcasite, iron oxides, pyroxene, actinolite, quartz | thin sections and polished blocks examined using optical microscope, BSE detector, and EDS prior to analysis | EMPA, LA-ICPMS | JEOL JXA-8230 electron probe microanalyzer; RESOlution-LR 193 nm ArF excimer laser ablation system coupled to an Agilent 7700x ICP-MS | Laboratory of Mineral Resources Research Center, Fuzhou University; Adelaide Microscopy, the University of Adelaide | EPMA point analysis: accelerating voltage 15 kV, beam current 20 nA, beam diameter ~5 μm; EPMA mapping: accelerating voltage 20 kV, working current 50 nA, dwell time ~10 ms; BSE imaging: accelerating voltage 20 kV, beam current 10 nA; LA-ICP-MS: energy density 3~3.5 J/cm2, spot sizes 29 to 51 μm, repetition rates 5 Hz (polished thin-section) and 10 Hz (polished blocks), ~30 s background acquisition, ~40 s sample data acquisition | STDGL3 (Danyushevsky et al. 2011) and GSD-1G (USGS) | 2.0785 | [19 empty] | 5034.7628 | [5 empty] | 0.057377 | [5 empty] | 26.1813 | [9 empty] | 64467.3828 |  | 22.335 |  |  |  | 0.16432 | [7 empty] | 2.0928 | [13 empty] | 7425.2754 | [15 empty] | 1.2519 | [17 empty] | 0.12347 | [9 empty] | 0.21485 | [32 empty] | 2025 |  |  | CHN | Tibet
| Lawu |  | Magmatic hydrothermal | Skarn | Cu-Pb-Zn skarn | Cu, Pb, Zn | In, Sn | Cu, Pb, Zn, In, Sn |  |  | Graciela-6 | Graciela-6 | underground mine |  |  |  |  | ore material | drill core | underground mining tunnels and drill cores | mineral separate | [5 empty] | mineralisation |  |  |  | sphalerite, chalcopyrite, pyrrhotite, pyrite, arsenopyrite |  |  | Sn-poor VMS |  |  |  | galena, bismuthinite, marcasite, iron oxides, pyroxene, actinolite, quartz | thin sections and polished blocks examined using optical microscope, BSE detector, and EDS prior to analysis | EMPA, LA-ICPMS | JEOL JXA-8230 electron probe microanalyzer; RESOlution-LR 193 nm ArF excimer laser ablation system coupled to an Agilent 7700x ICP-MS | Laboratory of Mineral Resources Research Center, Fuzhou University; Adelaide Microscopy, the University of Adelaide | EPMA point analysis: accelerating voltage 15 kV, beam current 20 nA, beam diameter ~5 μm; EPMA mapping: accelerating voltage 20 kV, working current 50 nA, dwell time ~10 ms; BSE imaging: accelerating voltage 20 kV, beam current 10 nA; LA-ICP-MS: energy density 3~3.5 J/cm2, spot sizes 29 to 51 μm, repetition rates 5 Hz (polished thin-section) and 10 Hz (polished blocks), ~30 s background acquisition, ~40 s sample data acquisition | STDGL3 (Danyushevsky et al. 2011) and GSD-1G (USGS) | 1.9624 | [19 empty] | 4799.1798 | [5 empty] | 0.063303 | [5 empty] | 23.2936 | [9 empty] | 66450.5978 |  | 17.672 |  |  |  | 0.063047 | [7 empty] | 2.0134 | [13 empty] | 7639.3611 | [15 empty] | 1.0175 | [17 empty] | 0.23053 | [9 empty] | 0.18472 | [32 empty] | 2025 |  |  | CHN | Tibet
| Lawu |  | Magmatic hydrothermal | Skarn | Cu-Pb-Zn skarn | Cu, Pb, Zn | In, Sn | Cu, Pb, Zn, In, Sn |  |  | Graciela-7 | Graciela-7 | underground mine |  |  |  |  | ore material | drill core | underground mining tunnels and drill cores | mineral separate | [5 empty] | mineralisation |  |  |  | sphalerite, chalcopyrite, pyrrhotite, pyrite, arsenopyrite |  |  | Sn-poor VMS |  |  |  | galena, bismuthinite, marcasite, iron oxides, pyroxene, actinolite, quartz | thin sections and polished blocks examined using optical microscope, BSE detector, and EDS prior to analysis | EMPA, LA-ICPMS | JEOL JXA-8230 electron probe microanalyzer; RESOlution-LR 193 nm ArF excimer laser ablation system coupled to an Agilent 7700x ICP-MS | Laboratory of Mineral Resources Research Center, Fuzhou University; Adelaide Microscopy, the University of Adelaide | EPMA point analysis: accelerating voltage 15 kV, beam current 20 nA, beam diameter ~5 μm; EPMA mapping: accelerating voltage 20 kV, working current 50 nA, dwell time ~10 ms; BSE imaging: accelerating voltage 20 kV, beam current 10 nA; LA-ICP-MS: energy density 3~3.5 J/cm2, spot sizes 29 to 51 μm, repetition rates 5 Hz (polished thin-section) and 10 Hz (polished blocks), ~30 s background acquisition, ~40 s sample data acquisition | STDGL3 (Danyushevsky et al. 2011) and GSD-1G (USGS) | 1.7123 | [19 empty] | 5135.3154 | [5 empty] | 0.16329 | [5 empty] | 24.5944 | [9 empty] | 61512.3051 |  | 21.5344 |  |  |  | 0.07926 | [7 empty] | 1.992 | [13 empty] | 7173.6463 | [15 empty] | 0.38466 | [17 empty] | 0.043249 | [9 empty] | 0.22525 | [32 empty] | 2025 |  |  | CHN | Tibet
| Lawu |  | Magmatic hydrothermal | Skarn | Cu-Pb-Zn skarn | Cu, Pb, Zn | In, Sn | Cu, Pb, Zn, In, Sn |  |  | Graciela-8 | Graciela-8 | underground mine |  |  |  |  | ore material | drill core | underground mining tunnels and drill cores | mineral separate | [5 empty] | mineralisation |  |  |  | sphalerite, chalcopyrite, pyrrhotite, pyrite, arsenopyrite |  |  | Sn-poor VMS |  |  |  | galena, bismuthinite, marcasite, iron oxides, pyroxene, actinolite, quartz | thin sections and polished blocks examined using optical microscope, BSE detector, and EDS prior to analysis | EMPA, LA-ICPMS | JEOL JXA-8230 electron probe microanalyzer; RESOlution-LR 193 nm ArF excimer laser ablation system coupled to an Agilent 7700x ICP-MS | Laboratory of Mineral Resources Research Center, Fuzhou University; Adelaide Microscopy, the University of Adelaide | EPMA point analysis: accelerating voltage 15 kV, beam current 20 nA, beam diameter ~5 μm; EPMA mapping: accelerating voltage 20 kV, working current 50 nA, dwell time ~10 ms; BSE imaging: accelerating voltage 20 kV, beam current 10 nA; LA-ICP-MS: energy density 3~3.5 J/cm2, spot sizes 29 to 51 μm, repetition rates 5 Hz (polished thin-section) and 10 Hz (polished blocks), ~30 s background acquisition, ~40 s sample data acquisition | STDGL3 (Danyushevsky et al. 2011) and GSD-1G (USGS) | 1.8841 | [19 empty] | 4949.3269 | [5 empty] | 0.056649 | [5 empty] | 25.0473 | [9 empty] | 64076.6553 |  | 21.4761 |  |  |  | 0.054562 | [7 empty] | 2.0536 | [13 empty] | 7268.3715 | [15 empty] | 0.24825 | [17 empty] | 0.054848 | [9 empty] | 0.18812 | [32 empty] | 2025 |  |  | CHN | Tibet
| Lawu |  | Magmatic hydrothermal | Skarn | Cu-Pb-Zn skarn | Cu, Pb, Zn | In, Sn | Cu, Pb, Zn, In, Sn |  |  | Graciela-9 | Graciela-9 | underground mine |  |  |  |  | ore material | drill core | underground mining tunnels and drill cores | mineral separate | [5 empty] | mineralisation |  |  |  | sphalerite, chalcopyrite, pyrrhotite, pyrite, arsenopyrite |  |  | Sn-poor VMS |  |  |  | galena, bismuthinite, marcasite, iron oxides, pyroxene, actinolite, quartz | thin sections and polished blocks examined using optical microscope, BSE detector, and EDS prior to analysis | EMPA, LA-ICPMS | JEOL JXA-8230 electron probe microanalyzer; RESOlution-LR 193 nm ArF excimer laser ablation system coupled to an Agilent 7700x ICP-MS | Laboratory of Mineral Resources Research Center, Fuzhou University; Adelaide Microscopy, the University of Adelaide | EPMA point analysis: accelerating voltage 15 kV, beam current 20 nA, beam diameter ~5 μm; EPMA mapping: accelerating voltage 20 kV, working current 50 nA, dwell time ~10 ms; BSE imaging: accelerating voltage 20 kV, beam current 10 nA; LA-ICP-MS: energy density 3~3.5 J/cm2, spot sizes 29 to 51 μm, repetition rates 5 Hz (polished thin-section) and 10 Hz (polished blocks), ~30 s background acquisition, ~40 s sample data acquisition | STDGL3 (Danyushevsky et al. 2011) and GSD-1G (USGS) | 1.9786 | [19 empty] | 5040.7608 | [5 empty] | 0.065091 | [5 empty] | 30.1249 | [9 empty] | 62600.5874 |  | 21.7768 |  |  |  | 0.068131 | [7 empty] | 1.985 | [13 empty] | 7172.4802 | [15 empty] | 0.1768 | [17 empty] | 0.047116 | [9 empty] | 0.22125 | [32 empty] | 2025 |  |  | CHN | Tibet
| Lawu |  | Magmatic hydrothermal | Skarn | Cu-Pb-Zn skarn | Cu, Pb, Zn | In, Sn | Cu, Pb, Zn, In, Sn |  |  | Graciela-10 | Graciela-10 | underground mine |  |  |  |  | ore material | drill core | underground mining tunnels and drill cores | mineral separate | [5 empty] | mineralisation |  |  |  | sphalerite, chalcopyrite, pyrrhotite, pyrite, arsenopyrite |  |  | Sn-poor VMS |  |  |  | galena, bismuthinite, marcasite, iron oxides, pyroxene, actinolite, quartz | thin sections and polished blocks examined using optical microscope, BSE detector, and EDS prior to analysis | EMPA, LA-ICPMS | JEOL JXA-8230 electron probe microanalyzer; RESOlution-LR 193 nm ArF excimer laser ablation system coupled to an Agilent 7700x ICP-MS | Laboratory of Mineral Resources Research Center, Fuzhou University; Adelaide Microscopy, the University of Adelaide | EPMA point analysis: accelerating voltage 15 kV, beam current 20 nA, beam diameter ~5 μm; EPMA mapping: accelerating voltage 20 kV, working current 50 nA, dwell time ~10 ms; BSE imaging: accelerating voltage 20 kV, beam current 10 nA; LA-ICP-MS: energy density 3~3.5 J/cm2, spot sizes 29 to 51 μm, repetition rates 5 Hz (polished thin-section) and 10 Hz (polished blocks), ~30 s background acquisition, ~40 s sample data acquisition | STDGL3 (Danyushevsky et al. 2011) and GSD-1G (USGS) | 1.8918 | [19 empty] | 4971.1255 | [5 empty] | 0.05307 | [5 empty] | 26.6063 | [9 empty] | 63654.5508 |  | 21.6632 |  |  |  | 0.055255 | [7 empty] | 1.9996 | [13 empty] | 7284.7356 | [15 empty] | 0.2089 | [17 empty] | 0.011289 | [9 empty] | 0.21124 | [32 empty] | 2025 |  |  | CHN | Tibet
| Lawu |  | Magmatic hydrothermal | Skarn | Cu-Pb-Zn skarn | Cu, Pb, Zn | In, Sn | Cu, Pb, Zn, In, Sn |  |  | Cecilia Sur-1 | Cecilia Sur-1 | underground mine |  |  |  |  | ore material | drill core | underground mining tunnels and drill cores | mineral separate | [5 empty] | mineralisation |  |  |  | sphalerite, chalcopyrite, pyrrhotite, pyrite, arsenopyrite |  |  | Sn-poor VMS |  |  |  | galena, bismuthinite, marcasite, iron oxides, pyroxene, actinolite, quartz | thin sections and polished blocks examined using optical microscope, BSE detector, and EDS prior to analysis | EMPA, LA-ICPMS | JEOL JXA-8230 electron probe microanalyzer; RESOlution-LR 193 nm ArF excimer laser ablation system coupled to an Agilent 7700x ICP-MS | Laboratory of Mineral Resources Research Center, Fuzhou University; Adelaide Microscopy, the University of Adelaide | EPMA point analysis: accelerating voltage 15 kV, beam current 20 nA, beam diameter ~5 μm; EPMA mapping: accelerating voltage 20 kV, working current 50 nA, dwell time ~10 ms; BSE imaging: accelerating voltage 20 kV, beam current 10 nA; LA-ICP-MS: energy density 3~3.5 J/cm2, spot sizes 29 to 51 μm, repetition rates 5 Hz (polished thin-section) and 10 Hz (polished blocks), ~30 s background acquisition, ~40 s sample data acquisition | STDGL3 (Danyushevsky et al. 2011) and GSD-1G (USGS) | 6.3716 | [19 empty] | 6920.17 | [5 empty] | 0.050567 | [5 empty] | 42.5119 | [9 empty] | 41910.4 |  | 32.5273 |  |  |  | 0.11728 | [7 empty] | 0.002863 | [13 empty] | 898.727 | [15 empty] | 1.8111 | [17 empty] | 0.2315 | [9 empty] | 0.37205 | [32 empty] | 2025 |  |  | CHN | Tibet
| Lawu |  | Magmatic hydrothermal | Skarn | Cu-Pb-Zn skarn | Cu, Pb, Zn | In, Sn | Cu, Pb, Zn, In, Sn |  |  | Cecilia Sur-2 | Cecilia Sur-2 | underground mine |  |  |  |  | ore material | drill core | underground mining tunnels and drill cores | mineral separate | [5 empty] | mineralisation |  |  |  | sphalerite, chalcopyrite, pyrrhotite, pyrite, arsenopyrite |  |  | Sn-poor VMS |  |  |  | galena, bismuthinite, marcasite, iron oxides, pyroxene, actinolite, quartz | thin sections and polished blocks examined using optical microscope, BSE detector, and EDS prior to analysis | EMPA, LA-ICPMS | JEOL JXA-8230 electron probe microanalyzer; RESOlution-LR 193 nm ArF excimer laser ablation system coupled to an Agilent 7700x ICP-MS | Laboratory of Mineral Resources Research Center, Fuzhou University; Adelaide Microscopy, the University of Adelaide | EPMA point analysis: accelerating voltage 15 kV, beam current 20 nA, beam diameter ~5 μm; EPMA mapping: accelerating voltage 20 kV, working current 50 nA, dwell time ~10 ms; BSE imaging: accelerating voltage 20 kV, beam current 10 nA; LA-ICP-MS: energy density 3~3.5 J/cm2, spot sizes 29 to 51 μm, repetition rates 5 Hz (polished thin-section) and 10 Hz (polished blocks), ~30 s background acquisition, ~40 s sample data acquisition | STDGL3 (Danyushevsky et al. 2011) and GSD-1G (USGS) | 7.6253 | [19 empty] | 6841.13 | [5 empty] | 0.044771 | [5 empty] | 54.2359 | [9 empty] | 39948 |  | 31.1863 |  |  |  | 0.05685 | [7 empty] | 0.002808 | [13 empty] | 900.355 | [15 empty] | 6.4286 | [17 empty] | 0.61069 | [9 empty] | 0.31628 | [32 empty] | 2025 |  |  | CHN | Tibet
| Lawu |  | Magmatic hydrothermal | Skarn | Cu-Pb-Zn skarn | Cu, Pb, Zn | In, Sn | Cu, Pb, Zn, In, Sn |  |  | Cecilia Sur-3 | Cecilia Sur-3 | underground mine |  |  |  |  | ore material | drill core | underground mining tunnels and drill cores | mineral separate | [5 empty] | mineralisation |  |  |  | sphalerite, chalcopyrite, pyrrhotite, pyrite, arsenopyrite |  |  | Sn-poor VMS |  |  |  | galena, bismuthinite, marcasite, iron oxides, pyroxene, actinolite, quartz | thin sections and polished blocks examined using optical microscope, BSE detector, and EDS prior to analysis | EMPA, LA-ICPMS | JEOL JXA-8230 electron probe microanalyzer; RESOlution-LR 193 nm ArF excimer laser ablation system coupled to an Agilent 7700x ICP-MS | Laboratory of Mineral Resources Research Center, Fuzhou University; Adelaide Microscopy, the University of Adelaide | EPMA point analysis: accelerating voltage 15 kV, beam current 20 nA, beam diameter ~5 μm; EPMA mapping: accelerating voltage 20 kV, working current 50 nA, dwell time ~10 ms; BSE imaging: accelerating voltage 20 kV, beam current 10 nA; LA-ICP-MS: energy density 3~3.5 J/cm2, spot sizes 29 to 51 μm, repetition rates 5 Hz (polished thin-section) and 10 Hz (polished blocks), ~30 s background acquisition, ~40 s sample data acquisition | STDGL3 (Danyushevsky et al. 2011) and GSD-1G (USGS) | 4.6875 | [19 empty] | 6700.25 | [5 empty] | 0.048172 | [5 empty] | 38.4363 | [9 empty] | 39913.8 |  | 30.9717 |  |  |  | 0.15963 | [7 empty] | 0.003064 | [13 empty] | 923.882 | [15 empty] | 0.89891 | [17 empty] | 0.48422 | [9 empty] | 0.30991 | [32 empty] | 2025 |  |  | CHN | Tibet
| Lawu |  | Magmatic hydrothermal | Skarn | Cu-Pb-Zn skarn | Cu, Pb, Zn | In, Sn | Cu, Pb, Zn, In, Sn |  |  | Cecilia Sur-4 | Cecilia Sur-4 | underground mine |  |  |  |  | ore material | drill core | underground mining tunnels and drill cores | mineral separate | [5 empty] | mineralisation |  |  |  | sphalerite, chalcopyrite, pyrrhotite, pyrite, arsenopyrite |  |  | Sn-poor VMS |  |  |  | galena, bismuthinite, marcasite, iron oxides, pyroxene, actinolite, quartz | thin sections and polished blocks examined using optical microscope, BSE detector, and EDS prior to analysis | EMPA, LA-ICPMS | JEOL JXA-8230 electron probe microanalyzer; RESOlution-LR 193 nm ArF excimer laser ablation system coupled to an Agilent 7700x ICP-MS | Laboratory of Mineral Resources Research Center, Fuzhou University; Adelaide Microscopy, the University of Adelaide | EPMA point analysis: accelerating voltage 15 kV, beam current 20 nA, beam diameter ~5 μm; EPMA mapping: accelerating voltage 20 kV, working current 50 nA, dwell time ~10 ms; BSE imaging: accelerating voltage 20 kV, beam current 10 nA; LA-ICP-MS: energy density 3~3.5 J/cm2, spot sizes 29 to 51 μm, repetition rates 5 Hz (polished thin-section) and 10 Hz (polished blocks), ~30 s background acquisition, ~40 s sample data acquisition | STDGL3 (Danyushevsky et al. 2011) and GSD-1G (USGS) | 7.8308 | [19 empty] | 6806.61 | [5 empty] | 0.046488 | [5 empty] | 43.9542 | [9 empty] | 39562.8 |  | 30.4418 |  |  |  | 0.053471 | [7 empty] | 0.00269 | [13 empty] | 666.651 | [15 empty] | 7.8795 | [17 empty] | 2.1969 | [9 empty] | 0.26432 | [32 empty] | 2025 |  |  | CHN | Tibet
| Lawu |  | Magmatic hydrothermal | Skarn | Cu-Pb-Zn skarn | Cu, Pb, Zn | In, Sn | Cu, Pb, Zn, In, Sn |  |  | Cecilia Sur-5 | Cecilia Sur-5 | underground mine |  |  |  |  | ore material | drill core | underground mining tunnels and drill cores | mineral separate | [5 empty] | mineralisation |  |  |  | sphalerite, chalcopyrite, pyrrhotite, pyrite, arsenopyrite |  |  | Sn-poor VMS |  |  |  | galena, bismuthinite, marcasite, iron oxides, pyroxene, actinolite, quartz | thin sections and polished blocks examined using optical microscope, BSE detector, and EDS prior to analysis | EMPA, LA-ICPMS | JEOL JXA-8230 electron probe microanalyzer; RESOlution-LR 193 nm ArF excimer laser ablation system coupled to an Agilent 7700x ICP-MS | Laboratory of Mineral Resources Research Center, Fuzhou University; Adelaide Microscopy, the University of Adelaide | EPMA point analysis: accelerating voltage 15 kV, beam current 20 nA, beam diameter ~5 μm; EPMA mapping: accelerating voltage 20 kV, working current 50 nA, dwell time ~10 ms; BSE imaging: accelerating voltage 20 kV, beam current 10 nA; LA-ICP-MS: energy density 3~3.5 J/cm2, spot sizes 29 to 51 μm, repetition rates 5 Hz (polished thin-section) and 10 Hz (polished blocks), ~30 s background acquisition, ~40 s sample data acquisition | STDGL3 (Danyushevsky et al. 2011) and GSD-1G (USGS) | 5.8997 | [19 empty] | 6613.16 | [5 empty] | 0.048872 | [5 empty] | 40.1993 | [9 empty] | 38973.6 |  | 30.0911 |  |  |  | 0.0532 | [7 empty] | 0.002983 | [13 empty] | 889.294 | [15 empty] | 3.8437 | [17 empty] | 1.2181 | [9 empty] | 0.26477 | [32 empty] | 2025 |  |  | CHN | Tibet
| Lawu |  | Magmatic hydrothermal | Skarn | Cu-Pb-Zn skarn | Cu, Pb, Zn | In, Sn | Cu, Pb, Zn, In, Sn |  |  | Cecilia Sur-6 | Cecilia Sur-6 | underground mine |  |  |  |  | ore material | drill core | underground mining tunnels and drill cores | mineral separate | [5 empty] | mineralisation |  |  |  | sphalerite, chalcopyrite, pyrrhotite, pyrite, arsenopyrite |  |  | Sn-poor VMS |  |  |  | galena, bismuthinite, marcasite, iron oxides, pyroxene, actinolite, quartz | thin sections and polished blocks examined using optical microscope, BSE detector, and EDS prior to analysis | EMPA, LA-ICPMS | JEOL JXA-8230 electron probe microanalyzer; RESOlution-LR 193 nm ArF excimer laser ablation system coupled to an Agilent 7700x ICP-MS | Laboratory of Mineral Resources Research Center, Fuzhou University; Adelaide Microscopy, the University of Adelaide | EPMA point analysis: accelerating voltage 15 kV, beam current 20 nA, beam diameter ~5 μm; EPMA mapping: accelerating voltage 20 kV, working current 50 nA, dwell time ~10 ms; BSE imaging: accelerating voltage 20 kV, beam current 10 nA; LA-ICP-MS: energy density 3~3.5 J/cm2, spot sizes 29 to 51 μm, repetition rates 5 Hz (polished thin-section) and 10 Hz (polished blocks), ~30 s background acquisition, ~40 s sample data acquisition | STDGL3 (Danyushevsky et al. 2011) and GSD-1G (USGS) | 6.6105 | [19 empty] | 6949.71 | [5 empty] | 0.069662 | [5 empty] | 38.3605 | [9 empty] | 39212.5 |  | 30.5038 |  |  |  | 0.16044 | [7 empty] | 0.004219 | [13 empty] | 852.564 | [15 empty] | 5.1355 | [17 empty] | 1.7843 | [9 empty] | 0.28654 | [32 empty] | 2025 |  |  | CHN | Tibet
| Lawu |  | Magmatic hydrothermal | Skarn | Cu-Pb-Zn skarn | Cu, Pb, Zn | In, Sn | Cu, Pb, Zn, In, Sn |  |  | Cecilia Sur-7 | Cecilia Sur-7 | underground mine |  |  |  |  | ore material | drill core | underground mining tunnels and drill cores | mineral separate | [5 empty] | mineralisation |  |  |  | sphalerite, chalcopyrite, pyrrhotite, pyrite, arsenopyrite |  |  | Sn-poor VMS |  |  |  | galena, bismuthinite, marcasite, iron oxides, pyroxene, actinolite, quartz | thin sections and polished blocks examined using optical microscope, BSE detector, and EDS prior to analysis | EMPA, LA-ICPMS | JEOL JXA-8230 electron probe microanalyzer; RESOlution-LR 193 nm ArF excimer laser ablation system coupled to an Agilent 7700x ICP-MS | Laboratory of Mineral Resources Research Center, Fuzhou University; Adelaide Microscopy, the University of Adelaide | EPMA point analysis: accelerating voltage 15 kV, beam current 20 nA, beam diameter ~5 μm; EPMA mapping: accelerating voltage 20 kV, working current 50 nA, dwell time ~10 ms; BSE imaging: accelerating voltage 20 kV, beam current 10 nA; LA-ICP-MS: energy density 3~3.5 J/cm2, spot sizes 29 to 51 μm, repetition rates 5 Hz (polished thin-section) and 10 Hz (polished blocks), ~30 s background acquisition, ~40 s sample data acquisition | STDGL3 (Danyushevsky et al. 2011) and GSD-1G (USGS) | 9.6972 | [19 empty] | 6766.74 | [5 empty] | 0.053487 | [5 empty] | 50.7188 | [9 empty] | 40015.9 |  | 30.2949 |  |  |  | 0.06028 | [7 empty] | 0.003223 | [13 empty] | 873.022 | [15 empty] | 10.113 | [17 empty] | 2.8279 | [9 empty] | 0.23953 | [32 empty] | 2025 |  |  | CHN | Tibet
| Lawu |  | Magmatic hydrothermal | Skarn | Cu-Pb-Zn skarn | Cu, Pb, Zn | In, Sn | Cu, Pb, Zn, In, Sn |  |  | Cecilia Sur-8 | Cecilia Sur-8 | underground mine |  |  |  |  | ore material | drill core | underground mining tunnels and drill cores | mineral separate | [5 empty] | mineralisation |  |  |  | sphalerite, chalcopyrite, pyrrhotite, pyrite, arsenopyrite |  |  | Sn-poor VMS |  |  |  | galena, bismuthinite, marcasite, iron oxides, pyroxene, actinolite, quartz | thin sections and polished blocks examined using optical microscope, BSE detector, and EDS prior to analysis | EMPA, LA-ICPMS | JEOL JXA-8230 electron probe microanalyzer; RESOlution-LR 193 nm ArF excimer laser ablation system coupled to an Agilent 7700x ICP-MS | Laboratory of Mineral Resources Research Center, Fuzhou University; Adelaide Microscopy, the University of Adelaide | EPMA point analysis: accelerating voltage 15 kV, beam current 20 nA, beam diameter ~5 μm; EPMA mapping: accelerating voltage 20 kV, working current 50 nA, dwell time ~10 ms; BSE imaging: accelerating voltage 20 kV, beam current 10 nA; LA-ICP-MS: energy density 3~3.5 J/cm2, spot sizes 29 to 51 μm, repetition rates 5 Hz (polished thin-section) and 10 Hz (polished blocks), ~30 s background acquisition, ~40 s sample data acquisition | STDGL3 (Danyushevsky et al. 2011) and GSD-1G (USGS) | 6.9875 | [19 empty] | 6698.59 | [5 empty] | 0.047404 | [5 empty] | 40.9015 | [9 empty] | 40384.4 |  | 30.5841 |  |  |  | 0.056078 | [7 empty] | 0.002894 | [13 empty] | 894.904 | [15 empty] | 3.7066 | [17 empty] | 0.48927 | [9 empty] | 0.38974 | [32 empty] | 2025 |  |  | CHN | Tibet
| Lawu |  | Magmatic hydrothermal | Skarn | Cu-Pb-Zn skarn | Cu, Pb, Zn | In, Sn | Cu, Pb, Zn, In, Sn |  |  | Cecilia Sur-9 | Cecilia Sur-9 | underground mine |  |  |  |  | ore material | drill core | underground mining tunnels and drill cores | mineral separate | [5 empty] | mineralisation |  |  |  | sphalerite, chalcopyrite, pyrrhotite, pyrite, arsenopyrite |  |  | Sn-poor VMS |  |  |  | galena, bismuthinite, marcasite, iron oxides, pyroxene, actinolite, quartz | thin sections and polished blocks examined using optical microscope, BSE detector, and EDS prior to analysis | EMPA, LA-ICPMS | JEOL JXA-8230 electron probe microanalyzer; RESOlution-LR 193 nm ArF excimer laser ablation system coupled to an Agilent 7700x ICP-MS | Laboratory of Mineral Resources Research Center, Fuzhou University; Adelaide Microscopy, the University of Adelaide | EPMA point analysis: accelerating voltage 15 kV, beam current 20 nA, beam diameter ~5 μm; EPMA mapping: accelerating voltage 20 kV, working current 50 nA, dwell time ~10 ms; BSE imaging: accelerating voltage 20 kV, beam current 10 nA; LA-ICP-MS: energy density 3~3.5 J/cm2, spot sizes 29 to 51 μm, repetition rates 5 Hz (polished thin-section) and 10 Hz (polished blocks), ~30 s background acquisition, ~40 s sample data acquisition | STDGL3 (Danyushevsky et al. 2011) and GSD-1G (USGS) | 11.1497 | [19 empty] | 6769.71 | [5 empty] | 0.04991 | [5 empty] | 50.1369 | [9 empty] | 40120.3 |  | 30.9454 |  |  |  | 0.053902 | [7 empty] | 0.002876 | [13 empty] | 886.004 | [15 empty] | 17.2266 | [17 empty] | 3.9898 | [9 empty] | 0.34421 | [32 empty] | 2025 |  |  | CHN | Tibet
| Lawu |  | Magmatic hydrothermal | Skarn | Cu-Pb-Zn skarn | Cu, Pb, Zn | In, Sn | Cu, Pb, Zn, In, Sn |  |  | Cecilia Sur-10 | Cecilia Sur-10 | underground mine |  |  |  |  | ore material | drill core | underground mining tunnels and drill cores | mineral separate | [5 empty] | mineralisation |  |  |  | sphalerite, chalcopyrite, pyrrhotite, pyrite, arsenopyrite |  |  | Sn-poor VMS |  |  |  | galena, bismuthinite, marcasite, iron oxides, pyroxene, actinolite, quartz | thin sections and polished blocks examined using optical microscope, BSE detector, and EDS prior to analysis | EMPA, LA-ICPMS | JEOL JXA-8230 electron probe microanalyzer; RESOlution-LR 193 nm ArF excimer laser ablation system coupled to an Agilent 7700x ICP-MS | Laboratory of Mineral Resources Research Center, Fuzhou University; Adelaide Microscopy, the University of Adelaide | EPMA point analysis: accelerating voltage 15 kV, beam current 20 nA, beam diameter ~5 μm; EPMA mapping: accelerating voltage 20 kV, working current 50 nA, dwell time ~10 ms; BSE imaging: accelerating voltage 20 kV, beam current 10 nA; LA-ICP-MS: energy density 3~3.5 J/cm2, spot sizes 29 to 51 μm, repetition rates 5 Hz (polished thin-section) and 10 Hz (polished blocks), ~30 s background acquisition, ~40 s sample data acquisition | STDGL3 (Danyushevsky et al. 2011) and GSD-1G (USGS) | 8.6715 | [19 empty] | 6695.1 | [5 empty] | 0.045542 | [5 empty] | 37.9131 | [9 empty] | 40144.9 |  | 30.3704 |  |  |  | 0.19213 | [7 empty] | 0.002697 | [13 empty] | 877.12 | [15 empty] | 9.6661 | [17 empty] | 2.6394 | [9 empty] | 0.22709 | [32 empty] | 2025 |  |  | CHN | Tibet
| Lawu |  | Magmatic hydrothermal | Skarn | Cu-Pb-Zn skarn | Cu, Pb, Zn | In, Sn | Cu, Pb, Zn, In, Sn |  |  | Cecilia Sur-11 | Cecilia Sur-11 | underground mine |  |  |  |  | ore material | drill core | underground mining tunnels and drill cores | mineral separate | [5 empty] | mineralisation |  |  |  | sphalerite, chalcopyrite, pyrrhotite, pyrite, arsenopyrite |  |  | Sn-poor VMS |  |  |  | galena, bismuthinite, marcasite, iron oxides, pyroxene, actinolite, quartz | thin sections and polished blocks examined using optical microscope, BSE detector, and EDS prior to analysis | EMPA, LA-ICPMS | JEOL JXA-8230 electron probe microanalyzer; RESOlution-LR 193 nm ArF excimer laser ablation system coupled to an Agilent 7700x ICP-MS | Laboratory of Mineral Resources Research Center, Fuzhou University; Adelaide Microscopy, the University of Adelaide | EPMA point analysis: accelerating voltage 15 kV, beam current 20 nA, beam diameter ~5 μm; EPMA mapping: accelerating voltage 20 kV, working current 50 nA, dwell time ~10 ms; BSE imaging: accelerating voltage 20 kV, beam current 10 nA; LA-ICP-MS: energy density 3~3.5 J/cm2, spot sizes 29 to 51 μm, repetition rates 5 Hz (polished thin-section) and 10 Hz (polished blocks), ~30 s background acquisition, ~40 s sample data acquisition | STDGL3 (Danyushevsky et al. 2011) and GSD-1G (USGS) | 13.8041 | [19 empty] | 5730.16 | [5 empty] | 0.061398 | [5 empty] | 789.37 | [9 empty] | 30746.6 |  | 12.6837 |  |  |  | 0.066503 | [7 empty] | 0.74592 | [13 empty] | 937.441 | [15 empty] | 5.6849 | [17 empty] | 1.2432 | [9 empty] | 0.3313 | [32 empty] | 2025 |  |  | CHN | Tibet
| Lawu |  | Magmatic hydrothermal | Skarn | Cu-Pb-Zn skarn | Cu, Pb, Zn | In, Sn | Cu, Pb, Zn, In, Sn |  |  | Cecilia Sur-12 | Cecilia Sur-12 | underground mine |  |  |  |  | ore material | drill core | underground mining tunnels and drill cores | mineral separate | [5 empty] | mineralisation |  |  |  | sphalerite, chalcopyrite, pyrrhotite, pyrite, arsenopyrite |  |  | Sn-poor VMS |  |  |  | galena, bismuthinite, marcasite, iron oxides, pyroxene, actinolite, quartz | thin sections and polished blocks examined using optical microscope, BSE detector, and EDS prior to analysis | EMPA, LA-ICPMS | JEOL JXA-8230 electron probe microanalyzer; RESOlution-LR 193 nm ArF excimer laser ablation system coupled to an Agilent 7700x ICP-MS | Laboratory of Mineral Resources Research Center, Fuzhou University; Adelaide Microscopy, the University of Adelaide | EPMA point analysis: accelerating voltage 15 kV, beam current 20 nA, beam diameter ~5 μm; EPMA mapping: accelerating voltage 20 kV, working current 50 nA, dwell time ~10 ms; BSE imaging: accelerating voltage 20 kV, beam current 10 nA; LA-ICP-MS: energy density 3~3.5 J/cm2, spot sizes 29 to 51 μm, repetition rates 5 Hz (polished thin-section) and 10 Hz (polished blocks), ~30 s background acquisition, ~40 s sample data acquisition | STDGL3 (Danyushevsky et al. 2011) and GSD-1G (USGS) | 5.3931 | [19 empty] | 5485.38 | [5 empty] | 0.047305 | [5 empty] | 33.8842 | [9 empty] | 30821.2 |  | 11.0535 |  |  |  | 0.12954 | [7 empty] | 0.705 | [13 empty] | 939.964 | [15 empty] | 1.2195 | [17 empty] | 0.30699 | [9 empty] | 0.23713 | [32 empty] | 2025 |  |  | CHN | Tibet
| Lawu |  | Magmatic hydrothermal | Skarn | Cu-Pb-Zn skarn | Cu, Pb, Zn | In, Sn | Cu, Pb, Zn, In, Sn |  |  | Cecilia Sur-13 | Cecilia Sur-13 | underground mine |  |  |  |  | ore material | drill core | underground mining tunnels and drill cores | mineral separate | [5 empty] | mineralisation |  |  |  | sphalerite, chalcopyrite, pyrrhotite, pyrite, arsenopyrite |  |  | Sn-poor VMS |  |  |  | galena, bismuthinite, marcasite, iron oxides, pyroxene, actinolite, quartz | thin sections and polished blocks examined using optical microscope, BSE detector, and EDS prior to analysis | EMPA, LA-ICPMS | JEOL JXA-8230 electron probe microanalyzer; RESOlution-LR 193 nm ArF excimer laser ablation system coupled to an Agilent 7700x ICP-MS | Laboratory of Mineral Resources Research Center, Fuzhou University; Adelaide Microscopy, the University of Adelaide | EPMA point analysis: accelerating voltage 15 kV, beam current 20 nA, beam diameter ~5 μm; EPMA mapping: accelerating voltage 20 kV, working current 50 nA, dwell time ~10 ms; BSE imaging: accelerating voltage 20 kV, beam current 10 nA; LA-ICP-MS: energy density 3~3.5 J/cm2, spot sizes 29 to 51 μm, repetition rates 5 Hz (polished thin-section) and 10 Hz (polished blocks), ~30 s background acquisition, ~40 s sample data acquisition | STDGL3 (Danyushevsky et al. 2011) and GSD-1G (USGS) | 4.7261 | [19 empty] | 5660.63 | [5 empty] | 0.074631 | [5 empty] | 30.8859 | [9 empty] | 32275.1 |  | 19.0467 |  |  |  | 0.076893 | [7 empty] | 0.72547 | [13 empty] | 972.095 | [15 empty] | 0.46072 | [17 empty] | 0.0583 | [9 empty] | 0.19872 | [32 empty] | 2025 |  |  | CHN | Tibet
| Lawu |  | Magmatic hydrothermal | Skarn | Cu-Pb-Zn skarn | Cu, Pb, Zn | In, Sn | Cu, Pb, Zn, In, Sn |  |  | Cecilia Sur-14 | Cecilia Sur-14 | underground mine |  |  |  |  | ore material | drill core | underground mining tunnels and drill cores | mineral separate | [5 empty] | mineralisation |  |  |  | sphalerite, chalcopyrite, pyrrhotite, pyrite, arsenopyrite |  |  | Sn-poor VMS |  |  |  | galena, bismuthinite, marcasite, iron oxides, pyroxene, actinolite, quartz | thin sections and polished blocks examined using optical microscope, BSE detector, and EDS prior to analysis | EMPA, LA-ICPMS | JEOL JXA-8230 electron probe microanalyzer; RESOlution-LR 193 nm ArF excimer laser ablation system coupled to an Agilent 7700x ICP-MS | Laboratory of Mineral Resources Research Center, Fuzhou University; Adelaide Microscopy, the University of Adelaide | EPMA point analysis: accelerating voltage 15 kV, beam current 20 nA, beam diameter ~5 μm; EPMA mapping: accelerating voltage 20 kV, working current 50 nA, dwell time ~10 ms; BSE imaging: accelerating voltage 20 kV, beam current 10 nA; LA-ICP-MS: energy density 3~3.5 J/cm2, spot sizes 29 to 51 μm, repetition rates 5 Hz (polished thin-section) and 10 Hz (polished blocks), ~30 s background acquisition, ~40 s sample data acquisition | STDGL3 (Danyushevsky et al. 2011) and GSD-1G (USGS) | 5.2401 | [19 empty] | 5731.19 | [5 empty] | 0.050157 | [5 empty] | 20.3018 | [9 empty] | 33448.6 |  | 17.0412 |  |  |  | 0.054838 | [7 empty] | 0.77712 | [13 empty] | 1022.33 | [15 empty] | 1.0391 | [17 empty] | 0.17592 | [9 empty] | 0.23824 | [32 empty] | 2025 |  |  | CHN | Tibet
| Lawu |  | Magmatic hydrothermal | Skarn | Cu-Pb-Zn skarn | Cu, Pb, Zn | In, Sn | Cu, Pb, Zn, In, Sn |  |  | Cecilia Sur-15 | Cecilia Sur-15 | underground mine |  |  |  |  | ore material | drill core | underground mining tunnels and drill cores | mineral separate | [5 empty] | mineralisation |  |  |  | sphalerite, chalcopyrite, pyrrhotite, pyrite, arsenopyrite |  |  | Sn-poor VMS |  |  |  | galena, bismuthinite, marcasite, iron oxides, pyroxene, actinolite, quartz | thin sections and polished blocks examined using optical microscope, BSE detector, and EDS prior to analysis | EMPA, LA-ICPMS | JEOL JXA-8230 electron probe microanalyzer; RESOlution-LR 193 nm ArF excimer laser ablation system coupled to an Agilent 7700x ICP-MS | Laboratory of Mineral Resources Research Center, Fuzhou University; Adelaide Microscopy, the University of Adelaide | EPMA point analysis: accelerating voltage 15 kV, beam current 20 nA, beam diameter ~5 μm; EPMA mapping: accelerating voltage 20 kV, working current 50 nA, dwell time ~10 ms; BSE imaging: accelerating voltage 20 kV, beam current 10 nA; LA-ICP-MS: energy density 3~3.5 J/cm2, spot sizes 29 to 51 μm, repetition rates 5 Hz (polished thin-section) and 10 Hz (polished blocks), ~30 s background acquisition, ~40 s sample data acquisition | STDGL3 (Danyushevsky et al. 2011) and GSD-1G (USGS) | 7.4773 | [19 empty] | 5818.93 | [5 empty] | 0.079867 | [5 empty] | 27.425 | [9 empty] | 32279 |  | 19.796 |  |  |  | 0.084264 | [7 empty] | 0.73076 | [13 empty] | 978.717 | [15 empty] | 2.624 | [17 empty] | 0.15921 | [9 empty] | 0.43269 | [32 empty] | 2025 |  |  | CHN | Tibet
| Lawu |  | Magmatic hydrothermal | Skarn | Cu-Pb-Zn skarn | Cu, Pb, Zn | In, Sn | Cu, Pb, Zn, In, Sn |  |  | Cecilia Sur-16 | Cecilia Sur-16 | underground mine |  |  |  |  | ore material | drill core | underground mining tunnels and drill cores | mineral separate | [5 empty] | mineralisation |  |  |  | sphalerite, chalcopyrite, pyrrhotite, pyrite, arsenopyrite |  |  | Sn-poor VMS |  |  |  | galena, bismuthinite, marcasite, iron oxides, pyroxene, actinolite, quartz | thin sections and polished blocks examined using optical microscope, BSE detector, and EDS prior to analysis | EMPA, LA-ICPMS | JEOL JXA-8230 electron probe microanalyzer; RESOlution-LR 193 nm ArF excimer laser ablation system coupled to an Agilent 7700x ICP-MS | Laboratory of Mineral Resources Research Center, Fuzhou University; Adelaide Microscopy, the University of Adelaide | EPMA point analysis: accelerating voltage 15 kV, beam current 20 nA, beam diameter ~5 μm; EPMA mapping: accelerating voltage 20 kV, working current 50 nA, dwell time ~10 ms; BSE imaging: accelerating voltage 20 kV, beam current 10 nA; LA-ICP-MS: energy density 3~3.5 J/cm2, spot sizes 29 to 51 μm, repetition rates 5 Hz (polished thin-section) and 10 Hz (polished blocks), ~30 s background acquisition, ~40 s sample data acquisition | STDGL3 (Danyushevsky et al. 2011) and GSD-1G (USGS) | 5.6535 | [19 empty] | 5873.9 | [5 empty] | 0.062212 | [5 empty] | 46.5534 | [9 empty] | 34038 |  | 19.9433 |  |  |  | 0.067319 | [7 empty] | 0.77318 | [13 empty] | 977.595 | [15 empty] | 0.89571 | [17 empty] | 0.076358 | [9 empty] | 0.35837 | [32 empty] | 2025 |  |  | CHN | Tibet
| Lawu |  | Magmatic hydrothermal | Skarn | Cu-Pb-Zn skarn | Cu, Pb, Zn | In, Sn | Cu, Pb, Zn, In, Sn |  |  | Cecilia Sur-17 | Cecilia Sur-17 | underground mine |  |  |  |  | ore material | drill core | underground mining tunnels and drill cores | mineral separate | [5 empty] | mineralisation |  |  |  | sphalerite, chalcopyrite, pyrrhotite, pyrite, arsenopyrite |  |  | Sn-poor VMS |  |  |  | galena, bismuthinite, marcasite, iron oxides, pyroxene, actinolite, quartz | thin sections and polished blocks examined using optical microscope, BSE detector, and EDS prior to analysis | EMPA, LA-ICPMS | JEOL JXA-8230 electron probe microanalyzer; RESOlution-LR 193 nm ArF excimer laser ablation system coupled to an Agilent 7700x ICP-MS | Laboratory of Mineral Resources Research Center, Fuzhou University; Adelaide Microscopy, the University of Adelaide | EPMA point analysis: accelerating voltage 15 kV, beam current 20 nA, beam diameter ~5 μm; EPMA mapping: accelerating voltage 20 kV, working current 50 nA, dwell time ~10 ms; BSE imaging: accelerating voltage 20 kV, beam current 10 nA; LA-ICP-MS: energy density 3~3.5 J/cm2, spot sizes 29 to 51 μm, repetition rates 5 Hz (polished thin-section) and 10 Hz (polished blocks), ~30 s background acquisition, ~40 s sample data acquisition | STDGL3 (Danyushevsky et al. 2011) and GSD-1G (USGS) | 7.2441 | [19 empty] | 5774.65 | [5 empty] | 0.054013 | [5 empty] | 29.8968 | [9 empty] | 34978.2 |  | 19.6438 |  |  |  | 0.15731 | [7 empty] | 0.81616 | [13 empty] | 1047.3 | [15 empty] | 1.8095 | [17 empty] | 0.16872 | [9 empty] | 0.30153 | [32 empty] | 2025 |  |  | CHN | Tibet
| Lawu |  | Magmatic hydrothermal | Skarn | Cu-Pb-Zn skarn | Cu, Pb, Zn | In, Sn | Cu, Pb, Zn, In, Sn |  |  | Juanita-1 | Juanita-1 | underground mine |  |  |  |  | ore material | drill core | underground mining tunnels and drill cores | mineral separate | [5 empty] | mineralisation |  |  |  | sphalerite, chalcopyrite, pyrrhotite, pyrite, arsenopyrite |  |  | Sn-poor VMS |  |  |  | galena, bismuthinite, marcasite, iron oxides, pyroxene, actinolite, quartz | thin sections and polished blocks examined using optical microscope, BSE detector, and EDS prior to analysis | EMPA, LA-ICPMS | JEOL JXA-8230 electron probe microanalyzer; RESOlution-LR 193 nm ArF excimer laser ablation system coupled to an Agilent 7700x ICP-MS | Laboratory of Mineral Resources Research Center, Fuzhou University; Adelaide Microscopy, the University of Adelaide | EPMA point analysis: accelerating voltage 15 kV, beam current 20 nA, beam diameter ~5 μm; EPMA mapping: accelerating voltage 20 kV, working current 50 nA, dwell time ~10 ms; BSE imaging: accelerating voltage 20 kV, beam current 10 nA; LA-ICP-MS: energy density 3~3.5 J/cm2, spot sizes 29 to 51 μm, repetition rates 5 Hz (polished thin-section) and 10 Hz (polished blocks), ~30 s background acquisition, ~40 s sample data acquisition | STDGL3 (Danyushevsky et al. 2011) and GSD-1G (USGS) | 4.4795 | [19 empty] | 4325.29 | [5 empty] | 8.0598 | [5 empty] | 38.8966 | [9 empty] | 62933.4 |  | 6.9595 |  |  |  | 0.12741 | [7 empty] | 7.1301 | [13 empty] | 1816.19 | [15 empty] | 0.93616 | [17 empty] | 0.6532 | [9 empty] | 0.28827 | [32 empty] | 2025 |  |  | CHN | Tibet
| Lawu |  | Magmatic hydrothermal | Skarn | Cu-Pb-Zn skarn | Cu, Pb, Zn | In, Sn | Cu, Pb, Zn, In, Sn |  |  | Juanita-2 | Juanita-2 | underground mine |  |  |  |  | ore material | drill core | underground mining tunnels and drill cores | mineral separate | [5 empty] | mineralisation |  |  |  | sphalerite, chalcopyrite, pyrrhotite, pyrite, arsenopyrite |  |  | Sn-poor VMS |  |  |  | galena, bismuthinite, marcasite, iron oxides, pyroxene, actinolite, quartz | thin sections and polished blocks examined using optical microscope, BSE detector, and EDS prior to analysis | EMPA, LA-ICPMS | JEOL JXA-8230 electron probe microanalyzer; RESOlution-LR 193 nm ArF excimer laser ablation system coupled to an Agilent 7700x ICP-MS | Laboratory of Mineral Resources Research Center, Fuzhou University; Adelaide Microscopy, the University of Adelaide | EPMA point analysis: accelerating voltage 15 kV, beam current 20 nA, beam diameter ~5 μm; EPMA mapping: accelerating voltage 20 kV, working current 50 nA, dwell time ~10 ms; BSE imaging: accelerating voltage 20 kV, beam current 10 nA; LA-ICP-MS: energy density 3~3.5 J/cm2, spot sizes 29 to 51 μm, repetition rates 5 Hz (polished thin-section) and 10 Hz (polished blocks), ~30 s background acquisition, ~40 s sample data acquisition | STDGL3 (Danyushevsky et al. 2011) and GSD-1G (USGS) | 7.3538 | [19 empty] | 3977.13 | [5 empty] | 6.8107 | [5 empty] | 126.407 | [9 empty] | 58263.4 |  | 4.5451 |  |  |  | 0.051118 | [7 empty] | 6.9344 | [13 empty] | 1668.98 | [15 empty] | 1.2864 | [17 empty] | 2.985 | [9 empty] | 0.19082 | [32 empty] | 2025 |  |  | CHN | Tibet
| Lawu |  | Magmatic hydrothermal | Skarn | Cu-Pb-Zn skarn | Cu, Pb, Zn | In, Sn | Cu, Pb, Zn, In, Sn |  |  | Juanita-3 | Juanita-3 | underground mine |  |  |  |  | ore material | drill core | underground mining tunnels and drill cores | mineral separate | [5 empty] | mineralisation |  |  |  | sphalerite, chalcopyrite, pyrrhotite, pyrite, arsenopyrite |  |  | Sn-poor VMS |  |  |  | galena, bismuthinite, marcasite, iron oxides, pyroxene, actinolite, quartz | thin sections and polished blocks examined using optical microscope, BSE detector, and EDS prior to analysis | EMPA, LA-ICPMS | JEOL JXA-8230 electron probe microanalyzer; RESOlution-LR 193 nm ArF excimer laser ablation system coupled to an Agilent 7700x ICP-MS | Laboratory of Mineral Resources Research Center, Fuzhou University; Adelaide Microscopy, the University of Adelaide | EPMA point analysis: accelerating voltage 15 kV, beam current 20 nA, beam diameter ~5 μm; EPMA mapping: accelerating voltage 20 kV, working current 50 nA, dwell time ~10 ms; BSE imaging: accelerating voltage 20 kV, beam current 10 nA; LA-ICP-MS: energy density 3~3.5 J/cm2, spot sizes 29 to 51 μm, repetition rates 5 Hz (polished thin-section) and 10 Hz (polished blocks), ~30 s background acquisition, ~40 s sample data acquisition | STDGL3 (Danyushevsky et al. 2011) and GSD-1G (USGS) | 3.5654 | [19 empty] | 4154 | [5 empty] | 6.5098 | [5 empty] | 26.9446 | [9 empty] | 64193 |  | 8.1309 |  |  |  | 0.48881 | [7 empty] | 6.9976 | [13 empty] | 1973.25 | [15 empty] | 0.62721 | [17 empty] | 0.90353 | [9 empty] | 1.3642 | [32 empty] | 2025 |  |  | CHN | Tibet
| Lawu |  | Magmatic hydrothermal | Skarn | Cu-Pb-Zn skarn | Cu, Pb, Zn | In, Sn | Cu, Pb, Zn, In, Sn |  |  | Juanita-4 | Juanita-4 | underground mine |  |  |  |  | ore material | drill core | underground mining tunnels and drill cores | mineral separate | [5 empty] | mineralisation |  |  |  | sphalerite, chalcopyrite, pyrrhotite, pyrite, arsenopyrite |  |  | Sn-poor VMS |  |  |  | galena, bismuthinite, marcasite, iron oxides, pyroxene, actinolite, quartz | thin sections and polished blocks examined using optical microscope, BSE detector, and EDS prior to analysis | EMPA, LA-ICPMS | JEOL JXA-8230 electron probe microanalyzer; RESOlution-LR 193 nm ArF excimer laser ablation system coupled to an Agilent 7700x ICP-MS | Laboratory of Mineral Resources Research Center, Fuzhou University; Adelaide Microscopy, the University of Adelaide | EPMA point analysis: accelerating voltage 15 kV, beam current 20 nA, beam diameter ~5 μm; EPMA mapping: accelerating voltage 20 kV, working current 50 nA, dwell time ~10 ms; BSE imaging: accelerating voltage 20 kV, beam current 10 nA; LA-ICP-MS: energy density 3~3.5 J/cm2, spot sizes 29 to 51 μm, repetition rates 5 Hz (polished thin-section) and 10 Hz (polished blocks), ~30 s background acquisition, ~40 s sample data acquisition | STDGL3 (Danyushevsky et al. 2011) and GSD-1G (USGS) | 3.6546 | [19 empty] | 4387.98 | [5 empty] | 6.2456 | [5 empty] | 20.4347 | [9 empty] | 59989.2 |  | 7.0895 |  |  |  | 0.064643 | [7 empty] | 6.6616 | [13 empty] | 1758.77 | [15 empty] | 0.6385 | [17 empty] | 0.38368 | [9 empty] | 0.20638 | [32 empty] | 2025 |  |  | CHN | Tibet
| Lawu |  | Magmatic hydrothermal | Skarn | Cu-Pb-Zn skarn | Cu, Pb, Zn | In, Sn | Cu, Pb, Zn, In, Sn |  |  | Rímac-D-1 | Rímac-D-1 | underground mine |  |  |  |  | ore material | drill core | underground mining tunnels and drill cores | mineral separate | [5 empty] | mineralisation |  |  |  | sphalerite, chalcopyrite, pyrrhotite, pyrite, arsenopyrite |  |  | Sn-poor VMS |  |  |  | galena, bismuthinite, marcasite, iron oxides, pyroxene, actinolite, quartz | thin sections and polished blocks examined using optical microscope, BSE detector, and EDS prior to analysis | EMPA, LA-ICPMS | JEOL JXA-8230 electron probe microanalyzer; RESOlution-LR 193 nm ArF excimer laser ablation system coupled to an Agilent 7700x ICP-MS | Laboratory of Mineral Resources Research Center, Fuzhou University; Adelaide Microscopy, the University of Adelaide | EPMA point analysis: accelerating voltage 15 kV, beam current 20 nA, beam diameter ~5 μm; EPMA mapping: accelerating voltage 20 kV, working current 50 nA, dwell time ~10 ms; BSE imaging: accelerating voltage 20 kV, beam current 10 nA; LA-ICP-MS: energy density 3~3.5 J/cm2, spot sizes 29 to 51 μm, repetition rates 5 Hz (polished thin-section) and 10 Hz (polished blocks), ~30 s background acquisition, ~40 s sample data acquisition | STDGL3 (Danyushevsky et al. 2011) and GSD-1G (USGS) | 3.5502 | [19 empty] | 4179.9326 | [5 empty] | 7.1902 | [5 empty] | 15.7459 | [9 empty] | 73876.4731 |  | 4.596 |  |  |  | 0.19298 | [7 empty] | 2.3236 | [13 empty] | 5966.2376 | [15 empty] | 0.60106 | [17 empty] | 0.56095 | [9 empty] | 0.26965 | [32 empty] | 2025 |  |  | CHN | Tibet
| Lawu |  | Magmatic hydrothermal | Skarn | Cu-Pb-Zn skarn | Cu, Pb, Zn | In, Sn | Cu, Pb, Zn, In, Sn |  |  | Rímac-D-2 | Rímac-D-2 | underground mine |  |  |  |  | ore material | drill core | underground mining tunnels and drill cores | mineral separate | [5 empty] | mineralisation |  |  |  | sphalerite, chalcopyrite, pyrrhotite, pyrite, arsenopyrite |  |  | Sn-poor VMS |  |  |  | galena, bismuthinite, marcasite, iron oxides, pyroxene, actinolite, quartz | thin sections and polished blocks examined using optical microscope, BSE detector, and EDS prior to analysis | EMPA, LA-ICPMS | JEOL JXA-8230 electron probe microanalyzer; RESOlution-LR 193 nm ArF excimer laser ablation system coupled to an Agilent 7700x ICP-MS | Laboratory of Mineral Resources Research Center, Fuzhou University; Adelaide Microscopy, the University of Adelaide | EPMA point analysis: accelerating voltage 15 kV, beam current 20 nA, beam diameter ~5 μm; EPMA mapping: accelerating voltage 20 kV, working current 50 nA, dwell time ~10 ms; BSE imaging: accelerating voltage 20 kV, beam current 10 nA; LA-ICP-MS: energy density 3~3.5 J/cm2, spot sizes 29 to 51 μm, repetition rates 5 Hz (polished thin-section) and 10 Hz (polished blocks), ~30 s background acquisition, ~40 s sample data acquisition | STDGL3 (Danyushevsky et al. 2011) and GSD-1G (USGS) | 4.0301 | [19 empty] | 4275.7479 | [5 empty] | 7.8884 | [5 empty] | 29.3413 | [9 empty] | 72018.673 |  | 4.4487 |  |  |  | 0.12957 | [7 empty] | 2.3358 | [13 empty] | 5771.138 | [15 empty] | 0.39959 | [17 empty] | 0.26176 | [9 empty] | 0.25515 | [32 empty] | 2025 |  |  | CHN | Tibet
| Lawu |  | Magmatic hydrothermal | Skarn | Cu-Pb-Zn skarn | Cu, Pb, Zn | In, Sn | Cu, Pb, Zn, In, Sn |  |  | Rímac-D-3 | Rímac-D-3 | underground mine |  |  |  |  | ore material | drill core | underground mining tunnels and drill cores | mineral separate | [5 empty] | mineralisation |  |  |  | sphalerite, chalcopyrite, pyrrhotite, pyrite, arsenopyrite |  |  | Sn-poor VMS |  |  |  | galena, bismuthinite, marcasite, iron oxides, pyroxene, actinolite, quartz | thin sections and polished blocks examined using optical microscope, BSE detector, and EDS prior to analysis | EMPA, LA-ICPMS | JEOL JXA-8230 electron probe microanalyzer; RESOlution-LR 193 nm ArF excimer laser ablation system coupled to an Agilent 7700x ICP-MS | Laboratory of Mineral Resources Research Center, Fuzhou University; Adelaide Microscopy, the University of Adelaide | EPMA point analysis: accelerating voltage 15 kV, beam current 20 nA, beam diameter ~5 μm; EPMA mapping: accelerating voltage 20 kV, working current 50 nA, dwell time ~10 ms; BSE imaging: accelerating voltage 20 kV, beam current 10 nA; LA-ICP-MS: energy density 3~3.5 J/cm2, spot sizes 29 to 51 μm, repetition rates 5 Hz (polished thin-section) and 10 Hz (polished blocks), ~30 s background acquisition, ~40 s sample data acquisition | STDGL3 (Danyushevsky et al. 2011) and GSD-1G (USGS) | 4.0606 | [19 empty] | 4199.1517 | [5 empty] | 6.8695 | [5 empty] | 31.8411 | [9 empty] | 70623.7836 |  | 4.2983 |  |  |  | 0.15385 | [7 empty] | 2.3113 | [13 empty] | 5551.0915 | [15 empty] | 1.0836 | [17 empty] | 1.2515 | [9 empty] | 0.23592 | [32 empty] | 2025 |  |  | CHN | Tibet
| Lawu |  | Magmatic hydrothermal | Skarn | Cu-Pb-Zn skarn | Cu, Pb, Zn | In, Sn | Cu, Pb, Zn, In, Sn |  |  | Rímac-D-4 | Rímac-D-4 | underground mine |  |  |  |  | ore material | drill core | underground mining tunnels and drill cores | mineral separate | [5 empty] | mineralisation |  |  |  | sphalerite, chalcopyrite, pyrrhotite, pyrite, arsenopyrite |  |  | Sn-poor VMS |  |  |  | galena, bismuthinite, marcasite, iron oxides, pyroxene, actinolite, quartz | thin sections and polished blocks examined using optical microscope, BSE detector, and EDS prior to analysis | EMPA, LA-ICPMS | JEOL JXA-8230 electron probe microanalyzer; RESOlution-LR 193 nm ArF excimer laser ablation system coupled to an Agilent 7700x ICP-MS | Laboratory of Mineral Resources Research Center, Fuzhou University; Adelaide Microscopy, the University of Adelaide | EPMA point analysis: accelerating voltage 15 kV, beam current 20 nA, beam diameter ~5 μm; EPMA mapping: accelerating voltage 20 kV, working current 50 nA, dwell time ~10 ms; BSE imaging: accelerating voltage 20 kV, beam current 10 nA; LA-ICP-MS: energy density 3~3.5 J/cm2, spot sizes 29 to 51 μm, repetition rates 5 Hz (polished thin-section) and 10 Hz (polished blocks), ~30 s background acquisition, ~40 s sample data acquisition | STDGL3 (Danyushevsky et al. 2011) and GSD-1G (USGS) | 4.1099 | [19 empty] | 4146.1516 | [5 empty] | 5.9645 | [5 empty] | 22.2653 | [9 empty] | 70299.2013 |  | 4.7868 |  |  |  | 0.058262 | [7 empty] | 2.3261 | [13 empty] | 6090.4082 | [15 empty] | 0.37949 | [17 empty] | 0.37017 | [9 empty] | 0.21871 | [32 empty] | 2025 |  |  | CHN | Tibet
| Lawu |  | Magmatic hydrothermal | Skarn | Cu-Pb-Zn skarn | Cu, Pb, Zn | In, Sn | Cu, Pb, Zn, In, Sn |  |  | Rímac-D-5 | Rímac-D-5 | underground mine |  |  |  |  | ore material | drill core | underground mining tunnels and drill cores | mineral separate | [5 empty] | mineralisation |  |  |  | sphalerite, chalcopyrite, pyrrhotite, pyrite, arsenopyrite |  |  | Sn-poor VMS |  |  |  | galena, bismuthinite, marcasite, iron oxides, pyroxene, actinolite, quartz | thin sections and polished blocks examined using optical microscope, BSE detector, and EDS prior to analysis | EMPA, LA-ICPMS | JEOL JXA-8230 electron probe microanalyzer; RESOlution-LR 193 nm ArF excimer laser ablation system coupled to an Agilent 7700x ICP-MS | Laboratory of Mineral Resources Research Center, Fuzhou University; Adelaide Microscopy, the University of Adelaide | EPMA point analysis: accelerating voltage 15 kV, beam current 20 nA, beam diameter ~5 μm; EPMA mapping: accelerating voltage 20 kV, working current 50 nA, dwell time ~10 ms; BSE imaging: accelerating voltage 20 kV, beam current 10 nA; LA-ICP-MS: energy density 3~3.5 J/cm2, spot sizes 29 to 51 μm, repetition rates 5 Hz (polished thin-section) and 10 Hz (polished blocks), ~30 s background acquisition, ~40 s sample data acquisition | STDGL3 (Danyushevsky et al. 2011) and GSD-1G (USGS) | 4.0063 | [19 empty] | 4217.8321 | [5 empty] | 4.2484 | [5 empty] | 30.7962 | [9 empty] | 72919.135 |  | 4.7684 |  |  |  | 0.05854 | [7 empty] | 2.3236 | [13 empty] | 6073.9529 | [15 empty] | 1.0108 | [17 empty] | 0.69205 | [9 empty] | 0.27316 | [32 empty] | 2025 |  |  | CHN | Tibet
| Lawu |  | Magmatic hydrothermal | Skarn | Cu-Pb-Zn skarn | Cu, Pb, Zn | In, Sn | Cu, Pb, Zn, In, Sn |  |  | Rímac-D-6 | Rímac-D-6 | underground mine |  |  |  |  | ore material | drill core | underground mining tunnels and drill cores | mineral separate | [5 empty] | mineralisation |  |  |  | sphalerite, chalcopyrite, pyrrhotite, pyrite, arsenopyrite |  |  | Sn-poor VMS |  |  |  | galena, bismuthinite, marcasite, iron oxides, pyroxene, actinolite, quartz | thin sections and polished blocks examined using optical microscope, BSE detector, and EDS prior to analysis | EMPA, LA-ICPMS | JEOL JXA-8230 electron probe microanalyzer; RESOlution-LR 193 nm ArF excimer laser ablation system coupled to an Agilent 7700x ICP-MS | Laboratory of Mineral Resources Research Center, Fuzhou University; Adelaide Microscopy, the University of Adelaide | EPMA point analysis: accelerating voltage 15 kV, beam current 20 nA, beam diameter ~5 μm; EPMA mapping: accelerating voltage 20 kV, working current 50 nA, dwell time ~10 ms; BSE imaging: accelerating voltage 20 kV, beam current 10 nA; LA-ICP-MS: energy density 3~3.5 J/cm2, spot sizes 29 to 51 μm, repetition rates 5 Hz (polished thin-section) and 10 Hz (polished blocks), ~30 s background acquisition, ~40 s sample data acquisition | STDGL3 (Danyushevsky et al. 2011) and GSD-1G (USGS) | 2.4906 | [19 empty] | 4435.55 | [5 empty] | 5.2515 | [5 empty] | 21.6893 | [9 empty] | 70801.9 |  | 3.7828 |  |  |  | 0.21662 | [7 empty] | 2.4052 | [13 empty] | 5160.03 | [15 empty] | 0.22466 | [17 empty] | 0.3427 | [9 empty] | 0.22477 | [32 empty] | 2025 |  |  | CHN | Tibet
| Lawu |  | Magmatic hydrothermal | Skarn | Cu-Pb-Zn skarn | Cu, Pb, Zn | In, Sn | Cu, Pb, Zn, In, Sn |  |  | Rímac-D-7 | Rímac-D-7 | underground mine |  |  |  |  | ore material | drill core | underground mining tunnels and drill cores | mineral separate | [5 empty] | mineralisation |  |  |  | sphalerite, chalcopyrite, pyrrhotite, pyrite, arsenopyrite |  |  | Sn-poor VMS |  |  |  | galena, bismuthinite, marcasite, iron oxides, pyroxene, actinolite, quartz | thin sections and polished blocks examined using optical microscope, BSE detector, and EDS prior to analysis | EMPA, LA-ICPMS | JEOL JXA-8230 electron probe microanalyzer; RESOlution-LR 193 nm ArF excimer laser ablation system coupled to an Agilent 7700x ICP-MS | Laboratory of Mineral Resources Research Center, Fuzhou University; Adelaide Microscopy, the University of Adelaide | EPMA point analysis: accelerating voltage 15 kV, beam current 20 nA, beam diameter ~5 μm; EPMA mapping: accelerating voltage 20 kV, working current 50 nA, dwell time ~10 ms; BSE imaging: accelerating voltage 20 kV, beam current 10 nA; LA-ICP-MS: energy density 3~3.5 J/cm2, spot sizes 29 to 51 μm, repetition rates 5 Hz (polished thin-section) and 10 Hz (polished blocks), ~30 s background acquisition, ~40 s sample data acquisition | STDGL3 (Danyushevsky et al. 2011) and GSD-1G (USGS) | 4.005 | [19 empty] | 4266.37 | [5 empty] | 9.009 | [5 empty] | 25.4833 | [9 empty] | 71336.6 |  | 4.5204 |  |  |  | 0.20598 | [7 empty] | 2.2683 | [13 empty] | 5748.34 | [15 empty] | 0.25417 | [17 empty] | 0.1875 | [9 empty] | 0.25836 | [32 empty] | 2025 |  |  | CHN | Tibet
| Lawu |  | Magmatic hydrothermal | Skarn | Cu-Pb-Zn skarn | Cu, Pb, Zn | In, Sn | Cu, Pb, Zn, In, Sn |  |  | Rímac-D-8 | Rímac-D-8 | underground mine |  |  |  |  | ore material | drill core | underground mining tunnels and drill cores | mineral separate | [5 empty] | mineralisation |  |  |  | sphalerite, chalcopyrite, pyrrhotite, pyrite, arsenopyrite |  |  | Sn-poor VMS |  |  |  | galena, bismuthinite, marcasite, iron oxides, pyroxene, actinolite, quartz | thin sections and polished blocks examined using optical microscope, BSE detector, and EDS prior to analysis | EMPA, LA-ICPMS | JEOL JXA-8230 electron probe microanalyzer; RESOlution-LR 193 nm ArF excimer laser ablation system coupled to an Agilent 7700x ICP-MS | Laboratory of Mineral Resources Research Center, Fuzhou University; Adelaide Microscopy, the University of Adelaide | EPMA point analysis: accelerating voltage 15 kV, beam current 20 nA, beam diameter ~5 μm; EPMA mapping: accelerating voltage 20 kV, working current 50 nA, dwell time ~10 ms; BSE imaging: accelerating voltage 20 kV, beam current 10 nA; LA-ICP-MS: energy density 3~3.5 J/cm2, spot sizes 29 to 51 μm, repetition rates 5 Hz (polished thin-section) and 10 Hz (polished blocks), ~30 s background acquisition, ~40 s sample data acquisition | STDGL3 (Danyushevsky et al. 2011) and GSD-1G (USGS) | 3.4786 | [19 empty] | 4334.56 | [5 empty] | 2.9184 | [5 empty] | 21.8513 | [9 empty] | 71298.8 |  | 4.3502 |  |  |  | 0.15801 | [7 empty] | 2.2695 | [13 empty] | 5291.76 | [15 empty] | 0.23414 | [17 empty] | 0.2001 | [9 empty] | 0.27046 | [32 empty] | 2025 |  |  | CHN | Tibet
| Lawu |  | Magmatic hydrothermal | Skarn | Cu-Pb-Zn skarn | Cu, Pb, Zn | In, Sn | Cu, Pb, Zn, In, Sn |  |  | Rímac-D-9 | Rímac-D-9 | underground mine |  |  |  |  | ore material | drill core | underground mining tunnels and drill cores | mineral separate | [5 empty] | mineralisation |  |  |  | sphalerite, chalcopyrite, pyrrhotite, pyrite, arsenopyrite |  |  | Sn-poor VMS |  |  |  | galena, bismuthinite, marcasite, iron oxides, pyroxene, actinolite, quartz | thin sections and polished blocks examined using optical microscope, BSE detector, and EDS prior to analysis | EMPA, LA-ICPMS | JEOL JXA-8230 electron probe microanalyzer; RESOlution-LR 193 nm ArF excimer laser ablation system coupled to an Agilent 7700x ICP-MS | Laboratory of Mineral Resources Research Center, Fuzhou University; Adelaide Microscopy, the University of Adelaide | EPMA point analysis: accelerating voltage 15 kV, beam current 20 nA, beam diameter ~5 μm; EPMA mapping: accelerating voltage 20 kV, working current 50 nA, dwell time ~10 ms; BSE imaging: accelerating voltage 20 kV, beam current 10 nA; LA-ICP-MS: energy density 3~3.5 J/cm2, spot sizes 29 to 51 μm, repetition rates 5 Hz (polished thin-section) and 10 Hz (polished blocks), ~30 s background acquisition, ~40 s sample data acquisition | STDGL3 (Danyushevsky et al. 2011) and GSD-1G (USGS) | 6.6553 | [19 empty] | 4299.71 | [5 empty] | 3.2943 | [5 empty] | 44.949 | [9 empty] | 70460.4 |  | 3.9239 |  |  |  | 0.12723 | [7 empty] | 2.2797 | [13 empty] | 5372.4 | [15 empty] | 1.019 | [17 empty] | 0.7642 | [9 empty] | 0.21883 | [32 empty] | 2025 |  |  | CHN | Tibet
| Lawu |  | Magmatic hydrothermal | Skarn | Cu-Pb-Zn skarn | Cu, Pb, Zn | In, Sn | Cu, Pb, Zn, In, Sn |  |  | Rímac-D-10 | Rímac-D-10 | underground mine |  |  |  |  | ore material | drill core | underground mining tunnels and drill cores | mineral separate | [5 empty] | mineralisation |  |  |  | sphalerite, chalcopyrite, pyrrhotite, pyrite, arsenopyrite |  |  | Sn-poor VMS |  |  |  | galena, bismuthinite, marcasite, iron oxides, pyroxene, actinolite, quartz | thin sections and polished blocks examined using optical microscope, BSE detector, and EDS prior to analysis | EMPA, LA-ICPMS | JEOL JXA-8230 electron probe microanalyzer; RESOlution-LR 193 nm ArF excimer laser ablation system coupled to an Agilent 7700x ICP-MS | Laboratory of Mineral Resources Research Center, Fuzhou University; Adelaide Microscopy, the University of Adelaide | EPMA point analysis: accelerating voltage 15 kV, beam current 20 nA, beam diameter ~5 μm; EPMA mapping: accelerating voltage 20 kV, working current 50 nA, dwell time ~10 ms; BSE imaging: accelerating voltage 20 kV, beam current 10 nA; LA-ICP-MS: energy density 3~3.5 J/cm2, spot sizes 29 to 51 μm, repetition rates 5 Hz (polished thin-section) and 10 Hz (polished blocks), ~30 s background acquisition, ~40 s sample data acquisition | STDGL3 (Danyushevsky et al. 2011) and GSD-1G (USGS) | 3.8263 | [19 empty] | 4263.82 | [5 empty] | 4.5884 | [5 empty] | 27.1383 | [9 empty] | 71419 |  | 4.3493 |  |  |  | 0.060718 | [7 empty] | 2.2046 | [13 empty] | 5553.76 | [15 empty] | 0.2687 | [17 empty] | 0.1438 | [9 empty] | 0.35637 | [32 empty] | 2025 |  |  | CHN | Tibet
| Lawu |  | Magmatic hydrothermal | Skarn | Cu-Pb-Zn skarn | Cu, Pb, Zn | In, Sn | Cu, Pb, Zn, In, Sn |  |  | Rímac-D-11 | Rímac-D-11 | underground mine |  |  |  |  | ore material | drill core | underground mining tunnels and drill cores | mineral separate | [5 empty] | mineralisation |  |  |  | sphalerite, chalcopyrite, pyrrhotite, pyrite, arsenopyrite |  |  | Sn-poor VMS |  |  |  | galena, bismuthinite, marcasite, iron oxides, pyroxene, actinolite, quartz | thin sections and polished blocks examined using optical microscope, BSE detector, and EDS prior to analysis | EMPA, LA-ICPMS | JEOL JXA-8230 electron probe microanalyzer; RESOlution-LR 193 nm ArF excimer laser ablation system coupled to an Agilent 7700x ICP-MS | Laboratory of Mineral Resources Research Center, Fuzhou University; Adelaide Microscopy, the University of Adelaide | EPMA point analysis: accelerating voltage 15 kV, beam current 20 nA, beam diameter ~5 μm; EPMA mapping: accelerating voltage 20 kV, working current 50 nA, dwell time ~10 ms; BSE imaging: accelerating voltage 20 kV, beam current 10 nA; LA-ICP-MS: energy density 3~3.5 J/cm2, spot sizes 29 to 51 μm, repetition rates 5 Hz (polished thin-section) and 10 Hz (polished blocks), ~30 s background acquisition, ~40 s sample data acquisition | STDGL3 (Danyushevsky et al. 2011) and GSD-1G (USGS) | 3.9783 | [19 empty] | 4295.61 | [5 empty] | 4.7417 | [5 empty] | 23.0674 | [9 empty] | 73488.7 |  | 4.6995 |  |  |  | 0.057244 | [7 empty] | 2.2433 | [13 empty] | 5782.94 | [15 empty] | 0.27305 | [17 empty] | 0.17899 | [9 empty] | 0.30779 | [32 empty] | 2025 |  |  | CHN | Tibet
| Lawu |  | Magmatic hydrothermal | Skarn | Cu-Pb-Zn skarn | Cu, Pb, Zn | In, Sn | Cu, Pb, Zn, In, Sn |  |  | Rímac-D-12 | Rímac-D-12 | underground mine |  |  |  |  | ore material | drill core | underground mining tunnels and drill cores | mineral separate | [5 empty] | mineralisation |  |  |  | sphalerite, chalcopyrite, pyrrhotite, pyrite, arsenopyrite |  |  | Sn-poor VMS |  |  |  | galena, bismuthinite, marcasite, iron oxides, pyroxene, actinolite, quartz | thin sections and polished blocks examined using optical microscope, BSE detector, and EDS prior to analysis | EMPA, LA-ICPMS | JEOL JXA-8230 electron probe microanalyzer; RESOlution-LR 193 nm ArF excimer laser ablation system coupled to an Agilent 7700x ICP-MS | Laboratory of Mineral Resources Research Center, Fuzhou University; Adelaide Microscopy, the University of Adelaide | EPMA point analysis: accelerating voltage 15 kV, beam current 20 nA, beam diameter ~5 μm; EPMA mapping: accelerating voltage 20 kV, working current 50 nA, dwell time ~10 ms; BSE imaging: accelerating voltage 20 kV, beam current 10 nA; LA-ICP-MS: energy density 3~3.5 J/cm2, spot sizes 29 to 51 μm, repetition rates 5 Hz (polished thin-section) and 10 Hz (polished blocks), ~30 s background acquisition, ~40 s sample data acquisition | STDGL3 (Danyushevsky et al. 2011) and GSD-1G (USGS) | 8.3421 | [19 empty] | 4247.96 | [5 empty] | 2.8417 | [5 empty] | 21.815 | [9 empty] | 66771.3 |  | 3.36 |  |  |  | 0.064864 | [7 empty] | 2.1452 | [13 empty] | 5120.57 | [15 empty] | 1.9041 | [17 empty] | 2.2715 | [9 empty] | 0.18916 | [32 empty] | 2025 |  |  | CHN | Tibet
| Lawu |  | Magmatic hydrothermal | Skarn | Cu-Pb-Zn skarn | Cu, Pb, Zn | In, Sn | Cu, Pb, Zn, In, Sn |  |  | Rímac-D-13 | Rímac-D-13 | underground mine |  |  |  |  | ore material | drill core | underground mining tunnels and drill cores | mineral separate | [5 empty] | mineralisation |  |  |  | sphalerite, chalcopyrite, pyrrhotite, pyrite, arsenopyrite |  |  | Sn-poor VMS |  |  |  | galena, bismuthinite, marcasite, iron oxides, pyroxene, actinolite, quartz | thin sections and polished blocks examined using optical microscope, BSE detector, and EDS prior to analysis | EMPA, LA-ICPMS | JEOL JXA-8230 electron probe microanalyzer; RESOlution-LR 193 nm ArF excimer laser ablation system coupled to an Agilent 7700x ICP-MS | Laboratory of Mineral Resources Research Center, Fuzhou University; Adelaide Microscopy, the University of Adelaide | EPMA point analysis: accelerating voltage 15 kV, beam current 20 nA, beam diameter ~5 μm; EPMA mapping: accelerating voltage 20 kV, working current 50 nA, dwell time ~10 ms; BSE imaging: accelerating voltage 20 kV, beam current 10 nA; LA-ICP-MS: energy density 3~3.5 J/cm2, spot sizes 29 to 51 μm, repetition rates 5 Hz (polished thin-section) and 10 Hz (polished blocks), ~30 s background acquisition, ~40 s sample data acquisition | STDGL3 (Danyushevsky et al. 2011) and GSD-1G (USGS) | 10.2081 | [19 empty] | 3995.78 | [5 empty] | 10.4256 | [5 empty] | 66.2801 | [9 empty] | 67836.4 |  | 3.3911 |  |  |  | 0.060638 | [7 empty] | 2.2694 | [13 empty] | 5513.68 | [15 empty] | 2.6524 | [17 empty] | 5.3539 | [9 empty] | 0.2091 | [32 empty] | 2025 |  |  | CHN | Tibet
| Lawu |  | Magmatic hydrothermal | Skarn | Cu-Pb-Zn skarn | Cu, Pb, Zn | In, Sn | Cu, Pb, Zn, In, Sn |  |  | Rímac-D-14 | Rímac-D-14 | underground mine |  |  |  |  | ore material | drill core | underground mining tunnels and drill cores | mineral separate | [5 empty] | mineralisation |  |  |  | sphalerite, chalcopyrite, pyrrhotite, pyrite, arsenopyrite |  |  | Sn-poor VMS |  |  |  | galena, bismuthinite, marcasite, iron oxides, pyroxene, actinolite, quartz | thin sections and polished blocks examined using optical microscope, BSE detector, and EDS prior to analysis | EMPA, LA-ICPMS | JEOL JXA-8230 electron probe microanalyzer; RESOlution-LR 193 nm ArF excimer laser ablation system coupled to an Agilent 7700x ICP-MS | Laboratory of Mineral Resources Research Center, Fuzhou University; Adelaide Microscopy, the University of Adelaide | EPMA point analysis: accelerating voltage 15 kV, beam current 20 nA, beam diameter ~5 μm; EPMA mapping: accelerating voltage 20 kV, working current 50 nA, dwell time ~10 ms; BSE imaging: accelerating voltage 20 kV, beam current 10 nA; LA-ICP-MS: energy density 3~3.5 J/cm2, spot sizes 29 to 51 μm, repetition rates 5 Hz (polished thin-section) and 10 Hz (polished blocks), ~30 s background acquisition, ~40 s sample data acquisition | STDGL3 (Danyushevsky et al. 2011) and GSD-1G (USGS) | 3.9618 | [19 empty] | 4144.16 | [5 empty] | 7.6919 | [5 empty] | 26.6724 | [9 empty] | 72735.8 |  | 4.578 |  |  |  | 0.18389 | [7 empty] | 2.1771 | [13 empty] | 5958.48 | [15 empty] | 0.21919 | [17 empty] | 0.20086 | [9 empty] | 0.24395 | [32 empty] | 2025 |  |  | CHN | Tibet
| Lawu |  | Magmatic hydrothermal | Skarn | Cu-Pb-Zn skarn | Cu, Pb, Zn | In, Sn | Cu, Pb, Zn, In, Sn |  |  | RD-CM-prov1-1 | RD-CM-prov1-1 | underground mine |  |  |  |  | ore material | drill core | underground mining tunnels and drill cores | mineral separate | [5 empty] | mineralisation |  |  |  | sphalerite, chalcopyrite, pyrrhotite, pyrite, arsenopyrite |  |  | Sn-poor VMS |  |  |  | galena, bismuthinite, marcasite, iron oxides, pyroxene, actinolite, quartz | thin sections and polished blocks examined using optical microscope, BSE detector, and EDS prior to analysis | EMPA, LA-ICPMS | JEOL JXA-8230 electron probe microanalyzer; RESOlution-LR 193 nm ArF excimer laser ablation system coupled to an Agilent 7700x ICP-MS | Laboratory of Mineral Resources Research Center, Fuzhou University; Adelaide Microscopy, the University of Adelaide | EPMA point analysis: accelerating voltage 15 kV, beam current 20 nA, beam diameter ~5 μm; EPMA mapping: accelerating voltage 20 kV, working current 50 nA, dwell time ~10 ms; BSE imaging: accelerating voltage 20 kV, beam current 10 nA; LA-ICP-MS: energy density 3~3.5 J/cm2, spot sizes 29 to 51 μm, repetition rates 5 Hz (polished thin-section) and 10 Hz (polished blocks), ~30 s background acquisition, ~40 s sample data acquisition | STDGL3 (Danyushevsky et al. 2011) and GSD-1G (USGS) | 2.6353 | [19 empty] | 3496.9864 | [5 empty] | 0.070816 | [5 empty] | 82.0573 | [9 empty] | 551.7912 |  | 69.6372 |  |  |  | 1.0083 | [7 empty] | 10.1831 | [13 empty] | 406.0061 | [15 empty] | 1.9427 | [17 empty] | 0.3662 | [9 empty] | 0.25314 | [32 empty] | 2025 |  |  | CHN | Tibet
| Lawu |  | Magmatic hydrothermal | Skarn | Cu-Pb-Zn skarn | Cu, Pb, Zn | In, Sn | Cu, Pb, Zn, In, Sn |  |  | RD-CM-prov1-2 | RD-CM-prov1-2 | underground mine |  |  |  |  | ore material | drill core | underground mining tunnels and drill cores | mineral separate | [5 empty] | mineralisation |  |  |  | sphalerite, chalcopyrite, pyrrhotite, pyrite, arsenopyrite |  |  | Sn-poor VMS |  |  |  | galena, bismuthinite, marcasite, iron oxides, pyroxene, actinolite, quartz | thin sections and polished blocks examined using optical microscope, BSE detector, and EDS prior to analysis | EMPA, LA-ICPMS | JEOL JXA-8230 electron probe microanalyzer; RESOlution-LR 193 nm ArF excimer laser ablation system coupled to an Agilent 7700x ICP-MS | Laboratory of Mineral Resources Research Center, Fuzhou University; Adelaide Microscopy, the University of Adelaide | EPMA point analysis: accelerating voltage 15 kV, beam current 20 nA, beam diameter ~5 μm; EPMA mapping: accelerating voltage 20 kV, working current 50 nA, dwell time ~10 ms; BSE imaging: accelerating voltage 20 kV, beam current 10 nA; LA-ICP-MS: energy density 3~3.5 J/cm2, spot sizes 29 to 51 μm, repetition rates 5 Hz (polished thin-section) and 10 Hz (polished blocks), ~30 s background acquisition, ~40 s sample data acquisition | STDGL3 (Danyushevsky et al. 2011) and GSD-1G (USGS) | 2.7504 | [19 empty] | 3889.4991 | [5 empty] | 0.068841 | [5 empty] | 110.4797 | [9 empty] | 643.4521 |  | 80.8666 |  |  |  | 0.78355 | [7 empty] | 10.2422 | [13 empty] | 533.3677 | [15 empty] | 10.4721 | [17 empty] | 0.13038 | [9 empty] | 0.50227 | [32 empty] | 2025 |  |  | CHN | Tibet
| Lawu |  | Magmatic hydrothermal | Skarn | Cu-Pb-Zn skarn | Cu, Pb, Zn | In, Sn | Cu, Pb, Zn, In, Sn |  |  | RD-CM-prov1-3 | RD-CM-prov1-3 | underground mine |  |  |  |  | ore material | drill core | underground mining tunnels and drill cores | mineral separate | [5 empty] | mineralisation |  |  |  | sphalerite, chalcopyrite, pyrrhotite, pyrite, arsenopyrite |  |  | Sn-poor VMS |  |  |  | galena, bismuthinite, marcasite, iron oxides, pyroxene, actinolite, quartz | thin sections and polished blocks examined using optical microscope, BSE detector, and EDS prior to analysis | EMPA, LA-ICPMS | JEOL JXA-8230 electron probe microanalyzer; RESOlution-LR 193 nm ArF excimer laser ablation system coupled to an Agilent 7700x ICP-MS | Laboratory of Mineral Resources Research Center, Fuzhou University; Adelaide Microscopy, the University of Adelaide | EPMA point analysis: accelerating voltage 15 kV, beam current 20 nA, beam diameter ~5 μm; EPMA mapping: accelerating voltage 20 kV, working current 50 nA, dwell time ~10 ms; BSE imaging: accelerating voltage 20 kV, beam current 10 nA; LA-ICP-MS: energy density 3~3.5 J/cm2, spot sizes 29 to 51 μm, repetition rates 5 Hz (polished thin-section) and 10 Hz (polished blocks), ~30 s background acquisition, ~40 s sample data acquisition | STDGL3 (Danyushevsky et al. 2011) and GSD-1G (USGS) | 3.4476 | [19 empty] | 3831.9881 | [5 empty] | 0.05439 | [5 empty] | 116.3961 | [9 empty] | 613.5819 |  | 95.446 |  |  |  | 0.97219 | [7 empty] | 9.9792 | [13 empty] | 494.0962 | [15 empty] | 18.5263 | [17 empty] | 0.51064 | [9 empty] | 0.35883 | [32 empty] | 2025 |  |  | CHN | Tibet
| Lawu |  | Magmatic hydrothermal | Skarn | Cu-Pb-Zn skarn | Cu, Pb, Zn | In, Sn | Cu, Pb, Zn, In, Sn |  |  | RD-CM-prov1-4 | RD-CM-prov1-4 | underground mine |  |  |  |  | ore material | drill core | underground mining tunnels and drill cores | mineral separate | [5 empty] | mineralisation |  |  |  | sphalerite, chalcopyrite, pyrrhotite, pyrite, arsenopyrite |  |  | Sn-poor VMS |  |  |  | galena, bismuthinite, marcasite, iron oxides, pyroxene, actinolite, quartz | thin sections and polished blocks examined using optical microscope, BSE detector, and EDS prior to analysis | EMPA, LA-ICPMS | JEOL JXA-8230 electron probe microanalyzer; RESOlution-LR 193 nm ArF excimer laser ablation system coupled to an Agilent 7700x ICP-MS | Laboratory of Mineral Resources Research Center, Fuzhou University; Adelaide Microscopy, the University of Adelaide | EPMA point analysis: accelerating voltage 15 kV, beam current 20 nA, beam diameter ~5 μm; EPMA mapping: accelerating voltage 20 kV, working current 50 nA, dwell time ~10 ms; BSE imaging: accelerating voltage 20 kV, beam current 10 nA; LA-ICP-MS: energy density 3~3.5 J/cm2, spot sizes 29 to 51 μm, repetition rates 5 Hz (polished thin-section) and 10 Hz (polished blocks), ~30 s background acquisition, ~40 s sample data acquisition | STDGL3 (Danyushevsky et al. 2011) and GSD-1G (USGS) | 3.1795 | [19 empty] | 3740.67 | [5 empty] | 0.051838 | [5 empty] | 130.907 | [9 empty] | 581.289 |  | 91.6594 |  |  |  | 1.5662 | [7 empty] | 10.0778 | [13 empty] | 481.52 | [15 empty] | 8.704 | [17 empty] | 0.20273 | [9 empty] | 1.5017 | [32 empty] | 2025 |  |  | CHN | Tibet
| Lawu |  | Magmatic hydrothermal | Skarn | Cu-Pb-Zn skarn | Cu, Pb, Zn | In, Sn | Cu, Pb, Zn, In, Sn |  |  | RD-CM-prov1-5 | RD-CM-prov1-5 | underground mine |  |  |  |  | ore material | drill core | underground mining tunnels and drill cores | mineral separate | [5 empty] | mineralisation |  |  |  | sphalerite, chalcopyrite, pyrrhotite, pyrite, arsenopyrite |  |  | Sn-poor VMS |  |  |  | galena, bismuthinite, marcasite, iron oxides, pyroxene, actinolite, quartz | thin sections and polished blocks examined using optical microscope, BSE detector, and EDS prior to analysis | EMPA, LA-ICPMS | JEOL JXA-8230 electron probe microanalyzer; RESOlution-LR 193 nm ArF excimer laser ablation system coupled to an Agilent 7700x ICP-MS | Laboratory of Mineral Resources Research Center, Fuzhou University; Adelaide Microscopy, the University of Adelaide | EPMA point analysis: accelerating voltage 15 kV, beam current 20 nA, beam diameter ~5 μm; EPMA mapping: accelerating voltage 20 kV, working current 50 nA, dwell time ~10 ms; BSE imaging: accelerating voltage 20 kV, beam current 10 nA; LA-ICP-MS: energy density 3~3.5 J/cm2, spot sizes 29 to 51 μm, repetition rates 5 Hz (polished thin-section) and 10 Hz (polished blocks), ~30 s background acquisition, ~40 s sample data acquisition | STDGL3 (Danyushevsky et al. 2011) and GSD-1G (USGS) | 3.1302 | [19 empty] | 3600.86 | [5 empty] | 0.11444 | [5 empty] | 147.828 | [9 empty] | 511.6 |  | 94.229 |  |  |  | 6.2452 | [7 empty] | 9.9898 | [13 empty] | 448.303 | [15 empty] | 9.9838 | [17 empty] | 3.303 | [9 empty] | 2.4556 | [32 empty] | 2025 |  |  | CHN | Tibet
| Lawu |  | Magmatic hydrothermal | Skarn | Cu-Pb-Zn skarn | Cu, Pb, Zn | In, Sn | Cu, Pb, Zn, In, Sn |  |  | RD-CM-prov1-6 | RD-CM-prov1-6 | underground mine |  |  |  |  | ore material | drill core | underground mining tunnels and drill cores | mineral separate | [5 empty] | mineralisation |  |  |  | sphalerite, chalcopyrite, pyrrhotite, pyrite, arsenopyrite |  |  | Sn-poor VMS |  |  |  | galena, bismuthinite, marcasite, iron oxides, pyroxene, actinolite, quartz | thin sections and polished blocks examined using optical microscope, BSE detector, and EDS prior to analysis | EMPA, LA-ICPMS | JEOL JXA-8230 electron probe microanalyzer; RESOlution-LR 193 nm ArF excimer laser ablation system coupled to an Agilent 7700x ICP-MS | Laboratory of Mineral Resources Research Center, Fuzhou University; Adelaide Microscopy, the University of Adelaide | EPMA point analysis: accelerating voltage 15 kV, beam current 20 nA, beam diameter ~5 μm; EPMA mapping: accelerating voltage 20 kV, working current 50 nA, dwell time ~10 ms; BSE imaging: accelerating voltage 20 kV, beam current 10 nA; LA-ICP-MS: energy density 3~3.5 J/cm2, spot sizes 29 to 51 μm, repetition rates 5 Hz (polished thin-section) and 10 Hz (polished blocks), ~30 s background acquisition, ~40 s sample data acquisition | STDGL3 (Danyushevsky et al. 2011) and GSD-1G (USGS) | 2.7365 | [19 empty] | 3699.5 | [5 empty] | 0.059215 | [5 empty] | 117.543 | [9 empty] | 568.4 |  | 94.9672 |  |  |  | 1.2248 | [7 empty] | 9.9517 | [13 empty] | 461.565 | [15 empty] | 6.5568 | [17 empty] | 0.12605 | [9 empty] | 0.30072 | [32 empty] | 2025 |  |  | CHN | Tibet
| Lawu |  | Magmatic hydrothermal | Skarn | Cu-Pb-Zn skarn | Cu, Pb, Zn | In, Sn | Cu, Pb, Zn, In, Sn |  |  | RD-CM-prov1-7 | RD-CM-prov1-7 | underground mine |  |  |  |  | ore material | drill core | underground mining tunnels and drill cores | mineral separate | [5 empty] | mineralisation |  |  |  | sphalerite, chalcopyrite, pyrrhotite, pyrite, arsenopyrite |  |  | Sn-poor VMS |  |  |  | galena, bismuthinite, marcasite, iron oxides, pyroxene, actinolite, quartz | thin sections and polished blocks examined using optical microscope, BSE detector, and EDS prior to analysis | EMPA, LA-ICPMS | JEOL JXA-8230 electron probe microanalyzer; RESOlution-LR 193 nm ArF excimer laser ablation system coupled to an Agilent 7700x ICP-MS | Laboratory of Mineral Resources Research Center, Fuzhou University; Adelaide Microscopy, the University of Adelaide | EPMA point analysis: accelerating voltage 15 kV, beam current 20 nA, beam diameter ~5 μm; EPMA mapping: accelerating voltage 20 kV, working current 50 nA, dwell time ~10 ms; BSE imaging: accelerating voltage 20 kV, beam current 10 nA; LA-ICP-MS: energy density 3~3.5 J/cm2, spot sizes 29 to 51 μm, repetition rates 5 Hz (polished thin-section) and 10 Hz (polished blocks), ~30 s background acquisition, ~40 s sample data acquisition | STDGL3 (Danyushevsky et al. 2011) and GSD-1G (USGS) | 3.1031 | [19 empty] | 3766.84 | [5 empty] | 0.057006 | [5 empty] | 107.62 | [9 empty] | 572.774 |  | 79.9943 |  |  |  | 0.56535 | [7 empty] | 9.6978 | [13 empty] | 478.161 | [15 empty] | 3.2409 | [17 empty] | 0.030723 | [9 empty] | 0.16078 | [32 empty] | 2025 |  |  | CHN | Tibet
| Lawu |  | Magmatic hydrothermal | Skarn | Cu-Pb-Zn skarn | Cu, Pb, Zn | In, Sn | Cu, Pb, Zn, In, Sn |  |  | RD-CM-prov1-8 | RD-CM-prov1-8 | underground mine |  |  |  |  | ore material | drill core | underground mining tunnels and drill cores | mineral separate | [5 empty] | mineralisation |  |  |  | sphalerite, chalcopyrite, pyrrhotite, pyrite, arsenopyrite |  |  | Sn-poor VMS |  |  |  | galena, bismuthinite, marcasite, iron oxides, pyroxene, actinolite, quartz | thin sections and polished blocks examined using optical microscope, BSE detector, and EDS prior to analysis | EMPA, LA-ICPMS | JEOL JXA-8230 electron probe microanalyzer; RESOlution-LR 193 nm ArF excimer laser ablation system coupled to an Agilent 7700x ICP-MS | Laboratory of Mineral Resources Research Center, Fuzhou University; Adelaide Microscopy, the University of Adelaide | EPMA point analysis: accelerating voltage 15 kV, beam current 20 nA, beam diameter ~5 μm; EPMA mapping: accelerating voltage 20 kV, working current 50 nA, dwell time ~10 ms; BSE imaging: accelerating voltage 20 kV, beam current 10 nA; LA-ICP-MS: energy density 3~3.5 J/cm2, spot sizes 29 to 51 μm, repetition rates 5 Hz (polished thin-section) and 10 Hz (polished blocks), ~30 s background acquisition, ~40 s sample data acquisition | STDGL3 (Danyushevsky et al. 2011) and GSD-1G (USGS) | 3.9446 | [19 empty] | 3829.27 | [5 empty] | 0.06252 | [5 empty] | 124.971 | [9 empty] | 527.774 |  | 95.6999 |  |  |  | 1.6807 | [7 empty] | 9.8085 | [13 empty] | 474.9 | [15 empty] | 9.1327 | [17 empty] | 0.18277 | [9 empty] | 0.83699 | [32 empty] | 2025 |  |  | CHN | Tibet
| Lawu |  | Magmatic hydrothermal | Skarn | Cu-Pb-Zn skarn | Cu, Pb, Zn | In, Sn | Cu, Pb, Zn, In, Sn |  |  | RD-CM-prov1-9 | RD-CM-prov1-9 | underground mine |  |  |  |  | ore material | drill core | underground mining tunnels and drill cores | mineral separate | [5 empty] | mineralisation |  |  |  | sphalerite, chalcopyrite, pyrrhotite, pyrite, arsenopyrite |  |  | Sn-poor VMS |  |  |  | galena, bismuthinite, marcasite, iron oxides, pyroxene, actinolite, quartz | thin sections and polished blocks examined using optical microscope, BSE detector, and EDS prior to analysis | EMPA, LA-ICPMS | JEOL JXA-8230 electron probe microanalyzer; RESOlution-LR 193 nm ArF excimer laser ablation system coupled to an Agilent 7700x ICP-MS | Laboratory of Mineral Resources Research Center, Fuzhou University; Adelaide Microscopy, the University of Adelaide | EPMA point analysis: accelerating voltage 15 kV, beam current 20 nA, beam diameter ~5 μm; EPMA mapping: accelerating voltage 20 kV, working current 50 nA, dwell time ~10 ms; BSE imaging: accelerating voltage 20 kV, beam current 10 nA; LA-ICP-MS: energy density 3~3.5 J/cm2, spot sizes 29 to 51 μm, repetition rates 5 Hz (polished thin-section) and 10 Hz (polished blocks), ~30 s background acquisition, ~40 s sample data acquisition | STDGL3 (Danyushevsky et al. 2011) and GSD-1G (USGS) | 4.1589 | [19 empty] | 3577.49 | [5 empty] | 0.053005 | [5 empty] | 118.878 | [9 empty] | 537 |  | 95.1165 |  |  |  | 0.56873 | [7 empty] | 9.4794 | [13 empty] | 538.638 | [15 empty] | 12.9142 | [17 empty] | 0.026361 | [9 empty] | 0.21146 | [32 empty] | 2025 |  |  | CHN | Tibet
| Lawu |  | Magmatic hydrothermal | Skarn | Cu-Pb-Zn skarn | Cu, Pb, Zn | In, Sn | Cu, Pb, Zn, In, Sn |  |  | RD-CM-prov1-10 | RD-CM-prov1-10 | underground mine |  |  |  |  | ore material | drill core | underground mining tunnels and drill cores | mineral separate | [5 empty] | mineralisation |  |  |  | sphalerite, chalcopyrite, pyrrhotite, pyrite, arsenopyrite |  |  | Sn-poor VMS |  |  |  | galena, bismuthinite, marcasite, iron oxides, pyroxene, actinolite, quartz | thin sections and polished blocks examined using optical microscope, BSE detector, and EDS prior to analysis | EMPA, LA-ICPMS | JEOL JXA-8230 electron probe microanalyzer; RESOlution-LR 193 nm ArF excimer laser ablation system coupled to an Agilent 7700x ICP-MS | Laboratory of Mineral Resources Research Center, Fuzhou University; Adelaide Microscopy, the University of Adelaide | EPMA point analysis: accelerating voltage 15 kV, beam current 20 nA, beam diameter ~5 μm; EPMA mapping: accelerating voltage 20 kV, working current 50 nA, dwell time ~10 ms; BSE imaging: accelerating voltage 20 kV, beam current 10 nA; LA-ICP-MS: energy density 3~3.5 J/cm2, spot sizes 29 to 51 μm, repetition rates 5 Hz (polished thin-section) and 10 Hz (polished blocks), ~30 s background acquisition, ~40 s sample data acquisition | STDGL3 (Danyushevsky et al. 2011) and GSD-1G (USGS) | 4.4877 | [19 empty] | 3546.12 | [5 empty] | 0.061623 | [5 empty] | 137.555 | [9 empty] | 554.831 |  | 95.6522 |  |  |  | 0.98578 | [7 empty] | 9.0223 | [13 empty] | 533.925 | [15 empty] | 23.2529 | [17 empty] | 0.29664 | [9 empty] | 0.27608 | [32 empty] | 2025 |  |  | CHN | Tibet
| Lawu |  | Magmatic hydrothermal | Skarn | Cu-Pb-Zn skarn | Cu, Pb, Zn | In, Sn | Cu, Pb, Zn, In, Sn |  |  | RD-CM-prov1-11 | RD-CM-prov1-11 | underground mine |  |  |  |  | ore material | drill core | underground mining tunnels and drill cores | mineral separate | [5 empty] | mineralisation |  |  |  | sphalerite, chalcopyrite, pyrrhotite, pyrite, arsenopyrite |  |  | Sn-poor VMS |  |  |  | galena, bismuthinite, marcasite, iron oxides, pyroxene, actinolite, quartz | thin sections and polished blocks examined using optical microscope, BSE detector, and EDS prior to analysis | EMPA, LA-ICPMS | JEOL JXA-8230 electron probe microanalyzer; RESOlution-LR 193 nm ArF excimer laser ablation system coupled to an Agilent 7700x ICP-MS | Laboratory of Mineral Resources Research Center, Fuzhou University; Adelaide Microscopy, the University of Adelaide | EPMA point analysis: accelerating voltage 15 kV, beam current 20 nA, beam diameter ~5 μm; EPMA mapping: accelerating voltage 20 kV, working current 50 nA, dwell time ~10 ms; BSE imaging: accelerating voltage 20 kV, beam current 10 nA; LA-ICP-MS: energy density 3~3.5 J/cm2, spot sizes 29 to 51 μm, repetition rates 5 Hz (polished thin-section) and 10 Hz (polished blocks), ~30 s background acquisition, ~40 s sample data acquisition | STDGL3 (Danyushevsky et al. 2011) and GSD-1G (USGS) | 3.9193 | [19 empty] | 3574.28 | [5 empty] | 0.05845 | [5 empty] | 121.594 | [9 empty] | 541.049 |  | 90.2247 |  |  |  | 1.5004 | [7 empty] | 10.4562 | [13 empty] | 465.606 | [15 empty] | 30.4547 | [17 empty] | 0.25839 | [9 empty] | 0.60081 | [32 empty] | 2025 |  |  | CHN | Tibet
| Lawu |  | Magmatic hydrothermal | Skarn | Cu-Pb-Zn skarn | Cu, Pb, Zn | In, Sn | Cu, Pb, Zn, In, Sn |  |  | RD-CM-prov1-12 | RD-CM-prov1-12 | underground mine |  |  |  |  | ore material | drill core | underground mining tunnels and drill cores | mineral separate | [5 empty] | mineralisation |  |  |  | sphalerite, chalcopyrite, pyrrhotite, pyrite, arsenopyrite |  |  | Sn-poor VMS |  |  |  | galena, bismuthinite, marcasite, iron oxides, pyroxene, actinolite, quartz | thin sections and polished blocks examined using optical microscope, BSE detector, and EDS prior to analysis | EMPA, LA-ICPMS | JEOL JXA-8230 electron probe microanalyzer; RESOlution-LR 193 nm ArF excimer laser ablation system coupled to an Agilent 7700x ICP-MS | Laboratory of Mineral Resources Research Center, Fuzhou University; Adelaide Microscopy, the University of Adelaide | EPMA point analysis: accelerating voltage 15 kV, beam current 20 nA, beam diameter ~5 μm; EPMA mapping: accelerating voltage 20 kV, working current 50 nA, dwell time ~10 ms; BSE imaging: accelerating voltage 20 kV, beam current 10 nA; LA-ICP-MS: energy density 3~3.5 J/cm2, spot sizes 29 to 51 μm, repetition rates 5 Hz (polished thin-section) and 10 Hz (polished blocks), ~30 s background acquisition, ~40 s sample data acquisition | STDGL3 (Danyushevsky et al. 2011) and GSD-1G (USGS) | 3.7136 | [19 empty] | 3709.72 | [5 empty] | 0.058888 | [5 empty] | 113.962 | [9 empty] | 577.205 |  | 85.4108 |  |  |  | 0.67679 | [7 empty] | 11.2062 | [13 empty] | 446.434 | [15 empty] | 5.9381 | [17 empty] | 0.052402 | [9 empty] | 0.23206 | [32 empty] | 2025 |  |  | CHN | Tibet
| Lawu |  | Magmatic hydrothermal | Skarn | Cu-Pb-Zn skarn | Cu, Pb, Zn | In, Sn | Cu, Pb, Zn, In, Sn |  |  | RD-CM-prov1-13 | RD-CM-prov1-13 | underground mine |  |  |  |  | ore material | drill core | underground mining tunnels and drill cores | mineral separate | [5 empty] | mineralisation |  |  |  | sphalerite, chalcopyrite, pyrrhotite, pyrite, arsenopyrite |  |  | Sn-poor VMS |  |  |  | galena, bismuthinite, marcasite, iron oxides, pyroxene, actinolite, quartz | thin sections and polished blocks examined using optical microscope, BSE detector, and EDS prior to analysis | EMPA, LA-ICPMS | JEOL JXA-8230 electron probe microanalyzer; RESOlution-LR 193 nm ArF excimer laser ablation system coupled to an Agilent 7700x ICP-MS | Laboratory of Mineral Resources Research Center, Fuzhou University; Adelaide Microscopy, the University of Adelaide | EPMA point analysis: accelerating voltage 15 kV, beam current 20 nA, beam diameter ~5 μm; EPMA mapping: accelerating voltage 20 kV, working current 50 nA, dwell time ~10 ms; BSE imaging: accelerating voltage 20 kV, beam current 10 nA; LA-ICP-MS: energy density 3~3.5 J/cm2, spot sizes 29 to 51 μm, repetition rates 5 Hz (polished thin-section) and 10 Hz (polished blocks), ~30 s background acquisition, ~40 s sample data acquisition | STDGL3 (Danyushevsky et al. 2011) and GSD-1G (USGS) | 3.496 | [19 empty] | 3833.67 | [5 empty] | 0.057359 | [5 empty] | 112.219 | [9 empty] | 595.995 |  | 77.8348 |  |  |  | 0.80435 | [7 empty] | 10.4011 | [13 empty] | 472.237 | [15 empty] | 12.5069 | [17 empty] | 0.14246 | [9 empty] | 0.26129 | [32 empty] | 2025 |  |  | CHN | Tibet
| Lawu |  | Magmatic hydrothermal | Skarn | Cu-Pb-Zn skarn | Cu, Pb, Zn | In, Sn | Cu, Pb, Zn, In, Sn |  |  | RD-CM-prov1-14 | RD-CM-prov1-14 | underground mine |  |  |  |  | ore material | drill core | underground mining tunnels and drill cores | mineral separate | [5 empty] | mineralisation |  |  |  | sphalerite, chalcopyrite, pyrrhotite, pyrite, arsenopyrite |  |  | Sn-poor VMS |  |  |  | galena, bismuthinite, marcasite, iron oxides, pyroxene, actinolite, quartz | thin sections and polished blocks examined using optical microscope, BSE detector, and EDS prior to analysis | EMPA, LA-ICPMS | JEOL JXA-8230 electron probe microanalyzer; RESOlution-LR 193 nm ArF excimer laser ablation system coupled to an Agilent 7700x ICP-MS | Laboratory of Mineral Resources Research Center, Fuzhou University; Adelaide Microscopy, the University of Adelaide | EPMA point analysis: accelerating voltage 15 kV, beam current 20 nA, beam diameter ~5 μm; EPMA mapping: accelerating voltage 20 kV, working current 50 nA, dwell time ~10 ms; BSE imaging: accelerating voltage 20 kV, beam current 10 nA; LA-ICP-MS: energy density 3~3.5 J/cm2, spot sizes 29 to 51 μm, repetition rates 5 Hz (polished thin-section) and 10 Hz (polished blocks), ~30 s background acquisition, ~40 s sample data acquisition | STDGL3 (Danyushevsky et al. 2011) and GSD-1G (USGS) | 2.8979 | [19 empty] | 3905.14 | [5 empty] | 0.072822 | [5 empty] | 112.878 | [9 empty] | 636.077 |  | 77.2696 |  |  |  | 0.72642 | [7 empty] | 10.693 | [13 empty] | 416.674 | [15 empty] | 16.6007 | [17 empty] | 0.23597 | [9 empty] | 0.32374 | [32 empty] | 2025 |  |  | CHN | Tibet
| Lawu |  | Magmatic hydrothermal | Skarn | Cu-Pb-Zn skarn | Cu, Pb, Zn | In, Sn | Cu, Pb, Zn, In, Sn |  |  | RD-CM-prov2-1 | RD-CM-prov2-1 | underground mine |  |  |  |  | ore material | drill core | underground mining tunnels and drill cores | mineral separate | [5 empty] | mineralisation |  |  |  | sphalerite, chalcopyrite, pyrrhotite, pyrite, arsenopyrite |  |  | Sn-poor VMS |  |  |  | galena, bismuthinite, marcasite, iron oxides, pyroxene, actinolite, quartz | thin sections and polished blocks examined using optical microscope, BSE detector, and EDS prior to analysis | EMPA, LA-ICPMS | JEOL JXA-8230 electron probe microanalyzer; RESOlution-LR 193 nm ArF excimer laser ablation system coupled to an Agilent 7700x ICP-MS | Laboratory of Mineral Resources Research Center, Fuzhou University; Adelaide Microscopy, the University of Adelaide | EPMA point analysis: accelerating voltage 15 kV, beam current 20 nA, beam diameter ~5 μm; EPMA mapping: accelerating voltage 20 kV, working current 50 nA, dwell time ~10 ms; BSE imaging: accelerating voltage 20 kV, beam current 10 nA; LA-ICP-MS: energy density 3~3.5 J/cm2, spot sizes 29 to 51 μm, repetition rates 5 Hz (polished thin-section) and 10 Hz (polished blocks), ~30 s background acquisition, ~40 s sample data acquisition | STDGL3 (Danyushevsky et al. 2011) and GSD-1G (USGS) | 9.2791 | [19 empty] | 3553.87 | [5 empty] | 0.053603 | [5 empty] | 150.983 | [9 empty] | 19.3213 |  | 77.993 |  |  |  | 0.339 | [7 empty] | 5.9494 | [13 empty] | 466.472 | [15 empty] | 5.8256 | [17 empty] | 0.034148 | [9 empty] | 0.14366 | [32 empty] | 2025 |  |  | CHN | Tibet
| Lawu |  | Magmatic hydrothermal | Skarn | Cu-Pb-Zn skarn | Cu, Pb, Zn | In, Sn | Cu, Pb, Zn, In, Sn |  |  | RD-CM-prov2-2 | RD-CM-prov2-2 | underground mine |  |  |  |  | ore material | drill core | underground mining tunnels and drill cores | mineral separate | [5 empty] | mineralisation |  |  |  | sphalerite, chalcopyrite, pyrrhotite, pyrite, arsenopyrite |  |  | Sn-poor VMS |  |  |  | galena, bismuthinite, marcasite, iron oxides, pyroxene, actinolite, quartz | thin sections and polished blocks examined using optical microscope, BSE detector, and EDS prior to analysis | EMPA, LA-ICPMS | JEOL JXA-8230 electron probe microanalyzer; RESOlution-LR 193 nm ArF excimer laser ablation system coupled to an Agilent 7700x ICP-MS | Laboratory of Mineral Resources Research Center, Fuzhou University; Adelaide Microscopy, the University of Adelaide | EPMA point analysis: accelerating voltage 15 kV, beam current 20 nA, beam diameter ~5 μm; EPMA mapping: accelerating voltage 20 kV, working current 50 nA, dwell time ~10 ms; BSE imaging: accelerating voltage 20 kV, beam current 10 nA; LA-ICP-MS: energy density 3~3.5 J/cm2, spot sizes 29 to 51 μm, repetition rates 5 Hz (polished thin-section) and 10 Hz (polished blocks), ~30 s background acquisition, ~40 s sample data acquisition | STDGL3 (Danyushevsky et al. 2011) and GSD-1G (USGS) | 21.3228 | [19 empty] | 3702.94 | [5 empty] | 0.056564 | [5 empty] | 163.285 | [9 empty] | 4.6754 |  | 72.6215 |  |  |  | 0.89038 | [7 empty] | 7.3245 | [13 empty] | 412.878 | [15 empty] | 26.4075 | [17 empty] | 0.15653 | [9 empty] | 0.43779 | [32 empty] | 2025 |  |  | CHN | Tibet
| Lawu |  | Magmatic hydrothermal | Skarn | Cu-Pb-Zn skarn | Cu, Pb, Zn | In, Sn | Cu, Pb, Zn, In, Sn |  |  | RD-CM-prov2-3 | RD-CM-prov2-3 | underground mine |  |  |  |  | ore material | drill core | underground mining tunnels and drill cores | mineral separate | [5 empty] | mineralisation |  |  |  | sphalerite, chalcopyrite, pyrrhotite, pyrite, arsenopyrite |  |  | Sn-poor VMS |  |  |  | galena, bismuthinite, marcasite, iron oxides, pyroxene, actinolite, quartz | thin sections and polished blocks examined using optical microscope, BSE detector, and EDS prior to analysis | EMPA, LA-ICPMS | JEOL JXA-8230 electron probe microanalyzer; RESOlution-LR 193 nm ArF excimer laser ablation system coupled to an Agilent 7700x ICP-MS | Laboratory of Mineral Resources Research Center, Fuzhou University; Adelaide Microscopy, the University of Adelaide | EPMA point analysis: accelerating voltage 15 kV, beam current 20 nA, beam diameter ~5 μm; EPMA mapping: accelerating voltage 20 kV, working current 50 nA, dwell time ~10 ms; BSE imaging: accelerating voltage 20 kV, beam current 10 nA; LA-ICP-MS: energy density 3~3.5 J/cm2, spot sizes 29 to 51 μm, repetition rates 5 Hz (polished thin-section) and 10 Hz (polished blocks), ~30 s background acquisition, ~40 s sample data acquisition | STDGL3 (Danyushevsky et al. 2011) and GSD-1G (USGS) | 16.009 | [19 empty] | 3413.38 | [5 empty] | 0.052892 | [5 empty] | 172.211 | [9 empty] | 16.9781 |  | 81.6913 |  |  |  | 0.23261 | [7 empty] | 8.5931 | [13 empty] | 439.863 | [15 empty] | 7.3046 | [17 empty] | 0.035454 | [9 empty] | 0.1664 | [32 empty] | 2025 |  |  | CHN | Tibet
| Lawu |  | Magmatic hydrothermal | Skarn | Cu-Pb-Zn skarn | Cu, Pb, Zn | In, Sn | Cu, Pb, Zn, In, Sn |  |  | FE-1 | FE-1 | underground mine |  |  |  |  | ore material | drill core | underground mining tunnels and drill cores | mineral separate | [5 empty] | mineralisation |  |  |  | sphalerite, chalcopyrite, pyrrhotite, pyrite, arsenopyrite |  |  | Sn-rich VMS |  |  |  | galena, bismuthinite, marcasite, iron oxides, pyroxene, actinolite, quartz | thin sections and polished blocks examined using optical microscope, BSE detector, and EDS prior to analysis | EMPA, LA-ICPMS | JEOL JXA-8230 electron probe microanalyzer; RESOlution-LR 193 nm ArF excimer laser ablation system coupled to an Agilent 7700x ICP-MS | Laboratory of Mineral Resources Research Center, Fuzhou University; Adelaide Microscopy, the University of Adelaide | EPMA point analysis: accelerating voltage 15 kV, beam current 20 nA, beam diameter ~5 μm; EPMA mapping: accelerating voltage 20 kV, working current 50 nA, dwell time ~10 ms; BSE imaging: accelerating voltage 20 kV, beam current 10 nA; LA-ICP-MS: energy density 3~3.5 J/cm2, spot sizes 29 to 51 μm, repetition rates 5 Hz (polished thin-section) and 10 Hz (polished blocks), ~30 s background acquisition, ~40 s sample data acquisition | STDGL3 (Danyushevsky et al. 2011) and GSD-1G (USGS) | 500 | [19 empty] | 900 | [5 empty] | 200 | [5 empty] | 3100 | [9 empty] | 13700 | [5 empty] | 100 | [7 empty] | 500 | [13 empty] | 500 | [15 empty] | 1200 | [17 empty] | 300 | [9 empty] | 500 | [32 empty] | 2025 |  |  | CHN | Tibet
| Lawu |  | Magmatic hydrothermal | Skarn | Cu-Pb-Zn skarn | Cu, Pb, Zn | In, Sn | Cu, Pb, Zn, In, Sn |  |  | FC-1 | FC-1 | underground mine |  |  |  |  | ore material | drill core | underground mining tunnels and drill cores | mineral separate | [5 empty] | mineralisation |  |  |  | sphalerite, chalcopyrite, pyrrhotite, pyrite, arsenopyrite |  |  | Sn-rich VMS |  |  |  | galena, bismuthinite, marcasite, iron oxides, pyroxene, actinolite, quartz | thin sections and polished blocks examined using optical microscope, BSE detector, and EDS prior to analysis | EMPA, LA-ICPMS | JEOL JXA-8230 electron probe microanalyzer; RESOlution-LR 193 nm ArF excimer laser ablation system coupled to an Agilent 7700x ICP-MS | Laboratory of Mineral Resources Research Center, Fuzhou University; Adelaide Microscopy, the University of Adelaide | EPMA point analysis: accelerating voltage 15 kV, beam current 20 nA, beam diameter ~5 μm; EPMA mapping: accelerating voltage 20 kV, working current 50 nA, dwell time ~10 ms; BSE imaging: accelerating voltage 20 kV, beam current 10 nA; LA-ICP-MS: energy density 3~3.5 J/cm2, spot sizes 29 to 51 μm, repetition rates 5 Hz (polished thin-section) and 10 Hz (polished blocks), ~30 s background acquisition, ~40 s sample data acquisition | STDGL3 (Danyushevsky et al. 2011) and GSD-1G (USGS) | 400 | [19 empty] | 1300 | [5 empty] | 200 | [5 empty] | 2200 | [9 empty] | 23000 | [5 empty] | 100 | [7 empty] | 500 | [13 empty] | 200 | [15 empty] | 1200 | [17 empty] | 400 | [9 empty] | 500 | [32 empty] | 2025 |  |  | CHN | Tibet
| Lawu |  | Magmatic hydrothermal | Skarn | Cu-Pb-Zn skarn | Cu, Pb, Zn | In, Sn | Cu, Pb, Zn, In, Sn |  |  | FZ-1 | FZ-1 | underground mine |  |  |  |  | ore material | drill core | underground mining tunnels and drill cores | mineral separate | [5 empty] | mineralisation |  |  |  | sphalerite, chalcopyrite, pyrrhotite, pyrite, arsenopyrite |  |  | Sn-rich VMS |  |  |  | galena, bismuthinite, marcasite, iron oxides, pyroxene, actinolite, quartz | thin sections and polished blocks examined using optical microscope, BSE detector, and EDS prior to analysis | EMPA, LA-ICPMS | JEOL JXA-8230 electron probe microanalyzer; RESOlution-LR 193 nm ArF excimer laser ablation system coupled to an Agilent 7700x ICP-MS | Laboratory of Mineral Resources Research Center, Fuzhou University; Adelaide Microscopy, the University of Adelaide | EPMA point analysis: accelerating voltage 15 kV, beam current 20 nA, beam diameter ~5 μm; EPMA mapping: accelerating voltage 20 kV, working current 50 nA, dwell time ~10 ms; BSE imaging: accelerating voltage 20 kV, beam current 10 nA; LA-ICP-MS: energy density 3~3.5 J/cm2, spot sizes 29 to 51 μm, repetition rates 5 Hz (polished thin-section) and 10 Hz (polished blocks), ~30 s background acquisition, ~40 s sample data acquisition | STDGL3 (Danyushevsky et al. 2011) and GSD-1G (USGS) | 400 | [19 empty] | 700 | [5 empty] | 200 | [5 empty] | 1300 | [9 empty] | 13100 | [5 empty] | 200 | [7 empty] | 500 | [13 empty] | 300 | [15 empty] | 1200 | [17 empty] | 400 | [9 empty] | 600 | [32 empty] | 2025 |  |  | CHN | Tibet
| Lawu |  | Magmatic hydrothermal | Skarn | Cu-Pb-Zn skarn | Cu, Pb, Zn | In, Sn | Cu, Pb, Zn, In, Sn |  |  | MC-1 | MC-1 | underground mine |  |  |  |  | ore material | drill core | underground mining tunnels and drill cores | mineral separate | [5 empty] | mineralisation |  |  |  | sphalerite, chalcopyrite, pyrrhotite, pyrite, arsenopyrite |  |  | Sn-rich VMS |  |  |  | galena, bismuthinite, marcasite, iron oxides, pyroxene, actinolite, quartz | thin sections and polished blocks examined using optical microscope, BSE detector, and EDS prior to analysis | EMPA, LA-ICPMS | JEOL JXA-8230 electron probe microanalyzer; RESOlution-LR 193 nm ArF excimer laser ablation system coupled to an Agilent 7700x ICP-MS | Laboratory of Mineral Resources Research Center, Fuzhou University; Adelaide Microscopy, the University of Adelaide | EPMA point analysis: accelerating voltage 15 kV, beam current 20 nA, beam diameter ~5 μm; EPMA mapping: accelerating voltage 20 kV, working current 50 nA, dwell time ~10 ms; BSE imaging: accelerating voltage 20 kV, beam current 10 nA; LA-ICP-MS: energy density 3~3.5 J/cm2, spot sizes 29 to 51 μm, repetition rates 5 Hz (polished thin-section) and 10 Hz (polished blocks), ~30 s background acquisition, ~40 s sample data acquisition | STDGL3 (Danyushevsky et al. 2011) and GSD-1G (USGS) | 400 | [19 empty] | 2000 | [5 empty] | 200 | [5 empty] | 3900 | [9 empty] | 26900 | [5 empty] | 100 | [7 empty] | 1900 | [13 empty] | 100 | [15 empty] | 1200 | [17 empty] | 500 | [9 empty] | 3000 | [32 empty] | 2025 |  |  | CHN | Tibet
| Lawu |  | Magmatic hydrothermal | Skarn | Cu-Pb-Zn skarn | Cu, Pb, Zn | In, Sn | Cu, Pb, Zn, In, Sn |  |  | MCZ-1 | MCZ-1 | underground mine |  |  |  |  | ore material | drill core | underground mining tunnels and drill cores | mineral separate | [5 empty] | mineralisation |  |  |  | sphalerite, chalcopyrite, pyrrhotite, pyrite, arsenopyrite |  |  | Sn-rich VMS |  |  |  | galena, bismuthinite, marcasite, iron oxides, pyroxene, actinolite, quartz | thin sections and polished blocks examined using optical microscope, BSE detector, and EDS prior to analysis | EMPA, LA-ICPMS | JEOL JXA-8230 electron probe microanalyzer; RESOlution-LR 193 nm ArF excimer laser ablation system coupled to an Agilent 7700x ICP-MS | Laboratory of Mineral Resources Research Center, Fuzhou University; Adelaide Microscopy, the University of Adelaide | EPMA point analysis: accelerating voltage 15 kV, beam current 20 nA, beam diameter ~5 μm; EPMA mapping: accelerating voltage 20 kV, working current 50 nA, dwell time ~10 ms; BSE imaging: accelerating voltage 20 kV, beam current 10 nA; LA-ICP-MS: energy density 3~3.5 J/cm2, spot sizes 29 to 51 μm, repetition rates 5 Hz (polished thin-section) and 10 Hz (polished blocks), ~30 s background acquisition, ~40 s sample data acquisition | STDGL3 (Danyushevsky et al. 2011) and GSD-1G (USGS) | 400 | [19 empty] | 2000 | [5 empty] | 200 | [5 empty] | 4800 | [9 empty] | 21300 | [5 empty] | 0 | [7 empty] | 1500 | [13 empty] | 100 | [15 empty] | 2000 | [17 empty] | 1300 | [9 empty] | 800 | [32 empty] | 2025 |  |  | CHN | Tibet
| Lawu |  | Magmatic hydrothermal | Skarn | Cu-Pb-Zn skarn | Cu, Pb, Zn | In, Sn | Cu, Pb, Zn, In, Sn |  |  | MZ-1 | MZ-1 | underground mine |  |  |  |  | ore material | drill core | underground mining tunnels and drill cores | mineral separate | [5 empty] | mineralisation |  |  |  | sphalerite, chalcopyrite, pyrrhotite, pyrite, arsenopyrite |  |  | Sn-rich VMS |  |  |  | galena, bismuthinite, marcasite, iron oxides, pyroxene, actinolite, quartz | thin sections and polished blocks examined using optical microscope, BSE detector, and EDS prior to analysis | EMPA, LA-ICPMS | JEOL JXA-8230 electron probe microanalyzer; RESOlution-LR 193 nm ArF excimer laser ablation system coupled to an Agilent 7700x ICP-MS | Laboratory of Mineral Resources Research Center, Fuzhou University; Adelaide Microscopy, the University of Adelaide | EPMA point analysis: accelerating voltage 15 kV, beam current 20 nA, beam diameter ~5 μm; EPMA mapping: accelerating voltage 20 kV, working current 50 nA, dwell time ~10 ms; BSE imaging: accelerating voltage 20 kV, beam current 10 nA; LA-ICP-MS: energy density 3~3.5 J/cm2, spot sizes 29 to 51 μm, repetition rates 5 Hz (polished thin-section) and 10 Hz (polished blocks), ~30 s background acquisition, ~40 s sample data acquisition | STDGL3 (Danyushevsky et al. 2011) and GSD-1G (USGS) | 400 | [19 empty] | 1500 | [5 empty] | 200 | [5 empty] | 2100 | [9 empty] | 31500 | [5 empty] | 100 | [7 empty] | 300 | [13 empty] | 200 | [15 empty] | 1200 | [17 empty] | 300 | [9 empty] | 900 | [32 empty] | 2025 |  |  | CHN | Tibet
| Lawu |  | Magmatic hydrothermal | Skarn | Cu-Pb-Zn skarn | Cu, Pb, Zn | In, Sn | Cu, Pb, Zn, In, Sn |  |  | MZP-1 | MZP-1 | underground mine |  |  |  |  | ore material | drill core | underground mining tunnels and drill cores | mineral separate | [5 empty] | mineralisation |  |  |  | sphalerite, chalcopyrite, pyrrhotite, pyrite, arsenopyrite |  |  | Sn-rich VMS |  |  |  | galena, bismuthinite, marcasite, iron oxides, pyroxene, actinolite, quartz | thin sections and polished blocks examined using optical microscope, BSE detector, and EDS prior to analysis | EMPA, LA-ICPMS | JEOL JXA-8230 electron probe microanalyzer; RESOlution-LR 193 nm ArF excimer laser ablation system coupled to an Agilent 7700x ICP-MS | Laboratory of Mineral Resources Research Center, Fuzhou University; Adelaide Microscopy, the University of Adelaide | EPMA point analysis: accelerating voltage 15 kV, beam current 20 nA, beam diameter ~5 μm; EPMA mapping: accelerating voltage 20 kV, working current 50 nA, dwell time ~10 ms; BSE imaging: accelerating voltage 20 kV, beam current 10 nA; LA-ICP-MS: energy density 3~3.5 J/cm2, spot sizes 29 to 51 μm, repetition rates 5 Hz (polished thin-section) and 10 Hz (polished blocks), ~30 s background acquisition, ~40 s sample data acquisition | STDGL3 (Danyushevsky et al. 2011) and GSD-1G (USGS) | 300 | [19 empty] | 1200 | [5 empty] | 200 | [5 empty] | 2200 | [9 empty] | 21800 | [5 empty] | 100 | [7 empty] | 1500 | [13 empty] | 200 | [15 empty] | 1400 | [17 empty] | 400 | [9 empty] | 1800 | [32 empty] | 2025 |  |  | CHN | Tibet
| Lawu |  | Magmatic hydrothermal | Skarn | Cu-Pb-Zn skarn | Cu, Pb, Zn | In, Sn | Cu, Pb, Zn, In, Sn |  |  | MP-1 | MP-1 | underground mine |  |  |  |  | ore material | drill core | underground mining tunnels and drill cores | mineral separate | [5 empty] | mineralisation |  |  |  | sphalerite, chalcopyrite, pyrrhotite, pyrite, arsenopyrite |  |  | Sn-rich VMS |  |  |  | galena, bismuthinite, marcasite, iron oxides, pyroxene, actinolite, quartz | thin sections and polished blocks examined using optical microscope, BSE detector, and EDS prior to analysis | EMPA, LA-ICPMS | JEOL JXA-8230 electron probe microanalyzer; RESOlution-LR 193 nm ArF excimer laser ablation system coupled to an Agilent 7700x ICP-MS | Laboratory of Mineral Resources Research Center, Fuzhou University; Adelaide Microscopy, the University of Adelaide | EPMA point analysis: accelerating voltage 15 kV, beam current 20 nA, beam diameter ~5 μm; EPMA mapping: accelerating voltage 20 kV, working current 50 nA, dwell time ~10 ms; BSE imaging: accelerating voltage 20 kV, beam current 10 nA; LA-ICP-MS: energy density 3~3.5 J/cm2, spot sizes 29 to 51 μm, repetition rates 5 Hz (polished thin-section) and 10 Hz (polished blocks), ~30 s background acquisition, ~40 s sample data acquisition | STDGL3 (Danyushevsky et al. 2011) and GSD-1G (USGS) | 500 | [19 empty] | 1200 | [5 empty] | 200 | [5 empty] | 3600 | [9 empty] | 31000 | [5 empty] | 100 | [7 empty] | 1700 | [13 empty] | 200 | [15 empty] | 1300 | [17 empty] | 600 | [9 empty] | 1400 | [32 empty] | 2025 |  |  | CHN | Tibet