## Sheet1
Uploaded | deposit_name | deposit_local_id | deposit_environment | deposit_group | deposit_type | deposit_classification_source | deposit_type_original | primary_commodities | secondary_commodities | all_commodities | deposit_source | sample_uid | sample_name | sample_local_id | analysis_id | feature_type | feature_name | feature_uid | top_depth_m | bottom_depth_m | sample_deposit_relation | sample_type | sampling_method | material_class | material_class_comments | province | strat_unit_name | strat_unit_uid | strat_grouping | earth_material_group | earth_material_qualifier | earth_material | metamorphic_grade | mineral | paragenetic_stage | mode_of_occurrence | texture | color | alteration | sample_description | associated_minerals | sample_preparation | analytical_method | instrument_type_model | laboratory_location/if reported | operating_conditions/if reported | standards_used/if reported | ag_ppm | ag_detection_limit | al_ppm | al_detection_limit | as_ppm | as_detection_limit | au_ppm | au_detection_limit | b_ppm | b_detection_limit | ba_ppm | ba_detection_limit | be_ppm | be_detection_limit | bi_ppm | bi_detection_limit | br_ppm | br_detection_limit | ca_ppm | ca_detection_limit | cd_ppm | cd_detection_limit | ce_ppm | ce_detection_limit | cl_ppm | cl_detection_limit | co_ppm | co_detection_limit | cr_ppm | cr_detection_limit | cs_ppm | cs_detection_limit | cu_ppm | cu_detection_limit | dy_ppm | dy_detection_limit | er_ppm | er_detection_limit | eu_ppm | eu_detection_limit | f_ppm | f_detection_limit | fe_ppm | fe_detection_limit | ga_ppm | ga_detection_limit | gd_ppm | gd_detection_limit | ge_ppm | ge_detection_limit | hf_ppm | hf_detection_limit | hg_ppm | hg_detection_limit | ho_ppm | ho_detection_limit | in_ppm | in_detection_limit | ir_ppm | ir_detection_limit | k_ppm | k_detection_limit | la_ppm | la_detection_limit | li_ppm | li_detection_limit | lu_ppm | lu_detection_limit | mg_ppm | mg_detection_limit | mn_ppm | mn_detection_limit | mo_ppm | mo_detection_limit | na_ppm | na_detection_limit | nb_ppm | nb_detection_limit | nd_ppm | nd_detection_limit | ni_ppm | ni_detection_limit | os_ppm | os_detection_limit | p_ppm | p_detection_limit | pb_ppm | pb_detection_limit | pd_ppm | pd_detection_limit | pr_ppm | pr_detection_limit | pt_ppm | pt_detection_limit | rb_ppm | rb_detection_limit | re_ppm | re_detection_limit | rh_ppm | rh_detection_limit | ru_ppm | ru_detection_limit | s_ppm | s_detection_limit | sb_ppm | sb_detection_limit | sc_ppm | sc_detection_limit | se_ppm | se_detection_limit | si_ppm | si_detection_limit | sm_ppm | sm_detection_limit | sn_ppm | sn_detection_limit | sr_ppm | sr_detection_limit | ta_ppm | ta_detection_limit | tb_ppm | tb_detection_limit | te_ppm | te_detection_limit | th_ppm | th_detection_limit | ti_ppm | ti_detection_limit | tl_ppm | tl_detection_limit | tm_ppm | tm_detection_limit | u_ppm | u_detection_limit | v_ppm | v_detection_limit | w_ppm | w_detection_limit | y_ppm | y_detection_limit | yb_ppm | yb_detection_limit | zn_ppm | zn_detection_limit | zr_ppm | zr_detection_limit | analysis_datetime | publication_date | sample_source | submitter | country | state | deposit_longitude_wgs84 | deposit_latitude_wgs84 | sample_longitude_wgs84 | sample_latitude_wgs84 | sample_easting | sample_northing | sample_utm_zone | sample_location_description | location_source | location_accuracy | comments | last_update | extraction_backend | extraction_confidence | backend_agreement
| Pine Point |  | Basin hydrothermal | Mississippi Valley-type (MVT) | MVT zinc-lead | Hofstra et al. 2021 (paper uses: low temperature MVT deposit) | low temperature MVT deposit | Pb, Zn | Ga, Ge, In | Pb, Zn (Ga, Ge, In) | Hannigan, 2007 |  | O42 | O42-1 | O42-1 | field site |  |  |  |  | ore material | polished section | unknown | mineral separate | [5 empty] | mineralisation |  |  |  | sphalerite | colloform sphalerite (early); coarse sphalerite (late) | replacement | colloform, massive |  |  |  | galena, chalcopyrite | carbon coated (25 nm thick) prior to EMPA analysis | LA-ICPMS | CAMECA SX100 (EMPA); NWR 193 UC laser-ablation system coupled to an Agilent 7900 quadrupole mass spectrometer (LA-ICPMS) | Electron Microprobe Analysis Laboratory, Department of Earth Science, University of Alberta (EMPA); University of Toronto (LA-ICPMS) | EMPA: beam current 30 nA, accelerating voltage 20 kV, beam diameter 2 µm; WDS maps: 20 kV, 100 nA, 5 µm beam size. LA-ICPMS: 30 µm beam size, 4.5 J/cm2 fluence, 5 Hz pulse rate, 10 µm/s scan speed, 30 s background, 45 s analysis time, 30 s wash-out delay | GSD-1, STDGL3, and Sph used as Reference Materials to correct for instrument drift and provide quantitative trace element values; MASS-1 standard (Wilson et al. 2002) used as external standard | 0.03 |  |  |  | 12.51 | [15 empty] | 0.63 | [5 empty] | 2765 | [5 empty] | 0.98 | [9 empty] | 58.7 |  | 656000 |  |  |  | 13.02 |  |  |  | 0 |  |  |  | 1.31 | [13 empty] | 291500 | [9 empty] | 0.58 | [5 empty] | 0.2 | [17 empty] | 0.3 | [9 empty] | 0 | [13 empty] | 0.19 | [13 empty] | 0.75 |  |  |  |  | 2024 | Solomon Woje, M. (thesis). Critical metals in the Pine Point Pb-Zn district, Northwest Territories, Canada. University of Alberta. |  | CAN | NT | [12 empty] | pdftext | 1 | 1/1 backends (pdftext)
| Pine Point |  | Basin hydrothermal | Mississippi Valley-type (MVT) | MVT zinc-lead | Hofstra et al. 2021 (paper uses: low temperature MVT deposit) | low temperature MVT deposit | Pb, Zn | Ga, Ge, In | Pb, Zn (Ga, Ge, In) | Hannigan, 2007 |  | K62C | K62C-1 | K62C-1 | field site |  |  |  |  | ore material | polished section | unknown | mineral separate | [5 empty] | mineralisation |  |  |  | sphalerite | colloform sphalerite (early); coarse sphalerite (late) | replacement | colloform, massive |  |  |  | galena, chalcopyrite | carbon coated (25 nm thick) prior to EMPA analysis | LA-ICPMS | CAMECA SX100 (EMPA); NWR 193 UC laser-ablation system coupled to an Agilent 7900 quadrupole mass spectrometer (LA-ICPMS) | Electron Microprobe Analysis Laboratory, Department of Earth Science, University of Alberta (EMPA); University of Toronto (LA-ICPMS) | EMPA: beam current 30 nA, accelerating voltage 20 kV, beam diameter 2 µm; WDS maps: 20 kV, 100 nA, 5 µm beam size. LA-ICPMS: 30 µm beam size, 4.5 J/cm2 fluence, 5 Hz pulse rate, 10 µm/s scan speed, 30 s background, 45 s analysis time, 30 s wash-out delay | GSD-1, STDGL3, and Sph used as Reference Materials to correct for instrument drift and provide quantitative trace element values; MASS-1 standard (Wilson et al. 2002) used as external standard | 0.01 |  |  |  | 2.78 | [15 empty] | 1.36 | [5 empty] | 55.5 | [5 empty] | 0.05 | [9 empty] | 0.57 |  | 671000 |  |  |  | 2.81 |  |  |  | 0 |  |  |  | 3.64 | [13 empty] | 265600 | [9 empty] | 0.08 | [5 empty] | 0.06 | [17 empty] | 0.01 | [9 empty] | 0 | [13 empty] | 1.45 | [13 empty] | 0.17 |  |  |  |  | 2024 | Solomon Woje, M. (thesis). Critical metals in the Pine Point Pb-Zn district, Northwest Territories, Canada. University of Alberta. |  | CAN | NT | [12 empty] | pdftext | 1 | 1/1 backends (pdftext)
| Pine Point |  | Basin hydrothermal | Mississippi Valley-type (MVT) | MVT zinc-lead | Hofstra et al. 2021 (paper uses: low temperature MVT deposit) | low temperature MVT deposit | Pb, Zn | Ga, Ge, In | Pb, Zn (Ga, Ge, In) | Hannigan, 2007 |  | M40-176 | M40-176-1 | M40-176-1 | field site |  |  |  |  | ore material | polished section | unknown | mineral separate | [5 empty] | mineralisation |  |  |  | sphalerite | colloform sphalerite (early); coarse sphalerite (late) | replacement | colloform, massive |  |  |  | galena, chalcopyrite | carbon coated (25 nm thick) prior to EMPA analysis | LA-ICPMS | CAMECA SX100 (EMPA); NWR 193 UC laser-ablation system coupled to an Agilent 7900 quadrupole mass spectrometer (LA-ICPMS) | Electron Microprobe Analysis Laboratory, Department of Earth Science, University of Alberta (EMPA); University of Toronto (LA-ICPMS) | EMPA: beam current 30 nA, accelerating voltage 20 kV, beam diameter 2 µm; WDS maps: 20 kV, 100 nA, 5 µm beam size. LA-ICPMS: 30 µm beam size, 4.5 J/cm2 fluence, 5 Hz pulse rate, 10 µm/s scan speed, 30 s background, 45 s analysis time, 30 s wash-out delay | GSD-1, STDGL3, and Sph used as Reference Materials to correct for instrument drift and provide quantitative trace element values; MASS-1 standard (Wilson et al. 2002) used as external standard | 0.23 |  |  |  | 97.3 | [15 empty] | 0.61 | [5 empty] | 8630 | [5 empty] | 0.2 | [9 empty] | 241 |  | 600000 |  |  |  | 104.6 |  |  |  | 0 |  |  |  | 0.52 | [13 empty] | 260900 | [9 empty] | 0.76 | [5 empty] | 0.74 | [17 empty] | 0.1 | [9 empty] | 0 | [13 empty] | 0.06 | [13 empty] | 0.36 |  |  |  |  | 2024 | Solomon Woje, M. (thesis). Critical metals in the Pine Point Pb-Zn district, Northwest Territories, Canada. University of Alberta. |  | CAN | NT | [12 empty] | pdftext | 1 | 1/1 backends (pdftext)
| Pine Point |  | Basin hydrothermal | Mississippi Valley-type (MVT) | MVT zinc-lead | Hofstra et al. 2021 (paper uses: low temperature MVT deposit) | low temperature MVT deposit | Pb, Zn | Ga, Ge, In | Pb, Zn (Ga, Ge, In) | Hannigan, 2007 |  | M40-18-PP | M40-18-PP-1 | M40-18-PP-1 | field site |  |  |  |  | ore material | polished section | unknown | mineral separate | [5 empty] | mineralisation |  |  |  | sphalerite | colloform sphalerite (early); coarse sphalerite (late) | replacement | colloform, massive |  |  |  | galena, chalcopyrite | carbon coated (25 nm thick) prior to EMPA analysis | LA-ICPMS | CAMECA SX100 (EMPA); NWR 193 UC laser-ablation system coupled to an Agilent 7900 quadrupole mass spectrometer (LA-ICPMS) | Electron Microprobe Analysis Laboratory, Department of Earth Science, University of Alberta (EMPA); University of Toronto (LA-ICPMS) | EMPA: beam current 30 nA, accelerating voltage 20 kV, beam diameter 2 µm; WDS maps: 20 kV, 100 nA, 5 µm beam size. LA-ICPMS: 30 µm beam size, 4.5 J/cm2 fluence, 5 Hz pulse rate, 10 µm/s scan speed, 30 s background, 45 s analysis time, 30 s wash-out delay | GSD-1, STDGL3, and Sph used as Reference Materials to correct for instrument drift and provide quantitative trace element values; MASS-1 standard (Wilson et al. 2002) used as external standard | 0.01 |  |  |  | 5.69 | [15 empty] | 0.81 | [5 empty] | 442 | [5 empty] | 0.14 | [9 empty] | 14.6 |  | 656000 |  |  |  | 5.53 |  |  |  | 0 |  |  |  | 2.99 | [13 empty] | 235500 | [9 empty] | 0.32 | [5 empty] | 0.01 | [17 empty] | 0 | [9 empty] | 0 | [13 empty] | 0.66 | [13 empty] | 0.18 |  |  |  |  | 2024 | Solomon Woje, M. (thesis). Critical metals in the Pine Point Pb-Zn district, Northwest Territories, Canada. University of Alberta. |  | CAN | NT | [12 empty] | pdftext | 1 | 1/1 backends (pdftext)
| Pine Point |  | Basin hydrothermal | Mississippi Valley-type (MVT) | MVT zinc-lead | Hofstra et al. 2021 (paper uses: low temperature MVT deposit) | low temperature MVT deposit | Pb, Zn | Ga, Ge, In | Pb, Zn (Ga, Ge, In) | Hannigan, 2007 |  | W17-HT11 |  |  | field site |  |  |  |  | ore material | polished section | unknown | mineral separate | [5 empty] | mineralisation |  |  |  | sphalerite | colloform sphalerite (early); coarse sphalerite (late) | replacement | colloform, massive |  |  |  | galena, chalcopyrite | carbon coated (25 nm thick) prior to EMPA analysis | EMPA, LA-ICPMS | CAMECA SX100 (EMPA); NWR 193 UC laser-ablation system coupled to an Agilent 7900 quadrupole mass spectrometer (LA-ICPMS) | Electron Microprobe Analysis Laboratory, Department of Earth Science, University of Alberta (EMPA); University of Toronto (LA-ICPMS) | EMPA: beam current 30 nA, accelerating voltage 20 kV, beam diameter 2 µm; WDS maps: 20 kV, 100 nA, 5 µm beam size. LA-ICPMS: 30 µm beam size, 4.5 J/cm2 fluence, 5 Hz pulse rate, 10 µm/s scan speed, 30 s background, 45 s analysis time, 30 s wash-out delay | GSD-1, STDGL3, and Sph used as Reference Materials to correct for instrument drift and provide quantitative trace element values; MASS-1 standard (Wilson et al. 2002) used as external standard | 13.96 |  |  |  | 0 | [15 empty] | 0.68 | [5 empty] | 0.84 | [5 empty] | 628000 | [9 empty] | 273300 |  | 0 |  |  |  | 0.76 |  |  |  | -0.16 |  |  |  | 24.05 | [11 empty] | 0.46 |  | 0.98 | [9 empty] | 0.84 | [5 empty] | 0.97 | [15 empty] | 5243 |  | 22.14 | [9 empty] | 22.02 | [13 empty] | 0.04 | [13 empty] | 439 |  |  |  |  | 2024 | Solomon Woje, M. (thesis). Critical metals in the Pine Point Pb-Zn district, Northwest Territories, Canada. University of Alberta. |  | CAN | NT
| Pine Point |  | Basin hydrothermal | Mississippi Valley-type (MVT) | MVT zinc-lead | Hofstra et al. 2021 (paper uses: low temperature MVT deposit) | low temperature MVT deposit | Pb, Zn | Ga, Ge, In | Pb, Zn (Ga, Ge, In) | Hannigan, 2007 |  | W17-HT11 |  |  | field site |  |  |  |  | ore material | polished section | unknown | mineral separate | [5 empty] | mineralisation |  |  |  | sphalerite | colloform sphalerite (early); coarse sphalerite (late) | replacement | colloform, massive |  |  |  | galena, chalcopyrite | carbon coated (25 nm thick) prior to EMPA analysis | EMPA, LA-ICPMS | CAMECA SX100 (EMPA); NWR 193 UC laser-ablation system coupled to an Agilent 7900 quadrupole mass spectrometer (LA-ICPMS) | Electron Microprobe Analysis Laboratory, Department of Earth Science, University of Alberta (EMPA); University of Toronto (LA-ICPMS) | EMPA: beam current 30 nA, accelerating voltage 20 kV, beam diameter 2 µm; WDS maps: 20 kV, 100 nA, 5 µm beam size. LA-ICPMS: 30 µm beam size, 4.5 J/cm2 fluence, 5 Hz pulse rate, 10 µm/s scan speed, 30 s background, 45 s analysis time, 30 s wash-out delay | GSD-1, STDGL3, and Sph used as Reference Materials to correct for instrument drift and provide quantitative trace element values; MASS-1 standard (Wilson et al. 2002) used as external standard | 10.07 |  |  |  | 0 | [15 empty] | 0.56 | [5 empty] | 0.81 | [5 empty] | 599000 | [9 empty] | 261100 |  | 0 |  |  |  | 0.44 |  |  |  | -0.44 |  |  |  | 24.26 | [11 empty] | 1.6 |  | 0.93 | [9 empty] | 0.66 | [5 empty] | 0.47 | [15 empty] | 4946 |  | 22.38 | [9 empty] | 22.71 | [13 empty] | 0.04 | [13 empty] | 392.4 |  |  |  |  | 2024 | Solomon Woje, M. (thesis). Critical metals in the Pine Point Pb-Zn district, Northwest Territories, Canada. University of Alberta. |  | CAN | NT
| Pine Point |  | Basin hydrothermal | Mississippi Valley-type (MVT) | MVT zinc-lead | Hofstra et al. 2021 (paper uses: low temperature MVT deposit) | low temperature MVT deposit | Pb, Zn | Ga, Ge, In | Pb, Zn (Ga, Ge, In) | Hannigan, 2007 |  | W17-HT11 |  |  | field site |  |  |  |  | ore material | polished section | unknown | mineral separate | [5 empty] | mineralisation |  |  |  | sphalerite | colloform sphalerite (early); coarse sphalerite (late) | replacement | colloform, massive |  |  |  | galena, chalcopyrite | carbon coated (25 nm thick) prior to EMPA analysis | EMPA, LA-ICPMS | CAMECA SX100 (EMPA); NWR 193 UC laser-ablation system coupled to an Agilent 7900 quadrupole mass spectrometer (LA-ICPMS) | Electron Microprobe Analysis Laboratory, Department of Earth Science, University of Alberta (EMPA); University of Toronto (LA-ICPMS) | EMPA: beam current 30 nA, accelerating voltage 20 kV, beam diameter 2 µm; WDS maps: 20 kV, 100 nA, 5 µm beam size. LA-ICPMS: 30 µm beam size, 4.5 J/cm2 fluence, 5 Hz pulse rate, 10 µm/s scan speed, 30 s background, 45 s analysis time, 30 s wash-out delay | GSD-1, STDGL3, and Sph used as Reference Materials to correct for instrument drift and provide quantitative trace element values; MASS-1 standard (Wilson et al. 2002) used as external standard | 0.07 |  |  |  | 0 | [15 empty] | 0.24 | [5 empty] | 0.68 | [5 empty] | 666000 | [9 empty] | 259100 |  | 0 |  |  |  | 0 |  |  |  | 0.08 |  |  |  | 16.93 | [11 empty] | -0.01 |  | 0.21 | [9 empty] | 3.07 | [5 empty] | 0.18 | [15 empty] | 406.6 |  | 15.36 | [9 empty] | 17.15 | [13 empty] | 0.01 | [13 empty] | 24.5 |  |  |  |  | 2024 | Solomon Woje, M. (thesis). Critical metals in the Pine Point Pb-Zn district, Northwest Territories, Canada. University of Alberta. |  | CAN | NT
| Pine Point |  | Basin hydrothermal | Mississippi Valley-type (MVT) | MVT zinc-lead | Hofstra et al. 2021 (paper uses: low temperature MVT deposit) | low temperature MVT deposit | Pb, Zn | Ga, Ge, In | Pb, Zn (Ga, Ge, In) | Hannigan, 2007 |  | W17-HT11 |  |  | field site |  |  |  |  | ore material | polished section | unknown | mineral separate | [5 empty] | mineralisation |  |  |  | sphalerite | colloform sphalerite (early); coarse sphalerite (late) | replacement | colloform, massive |  |  |  | galena, chalcopyrite | carbon coated (25 nm thick) prior to EMPA analysis | EMPA, LA-ICPMS | CAMECA SX100 (EMPA); NWR 193 UC laser-ablation system coupled to an Agilent 7900 quadrupole mass spectrometer (LA-ICPMS) | Electron Microprobe Analysis Laboratory, Department of Earth Science, University of Alberta (EMPA); University of Toronto (LA-ICPMS) | EMPA: beam current 30 nA, accelerating voltage 20 kV, beam diameter 2 µm; WDS maps: 20 kV, 100 nA, 5 µm beam size. LA-ICPMS: 30 µm beam size, 4.5 J/cm2 fluence, 5 Hz pulse rate, 10 µm/s scan speed, 30 s background, 45 s analysis time, 30 s wash-out delay | GSD-1, STDGL3, and Sph used as Reference Materials to correct for instrument drift and provide quantitative trace element values; MASS-1 standard (Wilson et al. 2002) used as external standard | 0.51 |  |  |  | 0 | [15 empty] | 0.4 | [5 empty] | 0.74 | [5 empty] | 670000 | [9 empty] | 259000 |  | 0 |  |  |  | 0 |  |  |  | 0.09 |  |  |  | 10.74 | [11 empty] | 0.02 |  | 0.2 | [9 empty] | 3.01 | [5 empty] | 0.5 | [15 empty] | 479 |  | 9.68 | [9 empty] | 10.61 | [13 empty] | 0.01 | [13 empty] | 29.7 |  |  |  |  | 2024 | Solomon Woje, M. (thesis). Critical metals in the Pine Point Pb-Zn district, Northwest Territories, Canada. University of Alberta. |  | CAN | NT
| Pine Point |  | Basin hydrothermal | Mississippi Valley-type (MVT) | MVT zinc-lead | Hofstra et al. 2021 (paper uses: low temperature MVT deposit) | low temperature MVT deposit | Pb, Zn | Ga, Ge, In | Pb, Zn (Ga, Ge, In) | Hannigan, 2007 |  | W17-HT11 |  |  | field site |  |  |  |  | ore material | polished section | unknown | mineral separate | [5 empty] | mineralisation |  |  |  | sphalerite | colloform sphalerite (early); coarse sphalerite (late) | replacement | colloform, massive |  |  |  | galena, chalcopyrite | carbon coated (25 nm thick) prior to EMPA analysis | EMPA, LA-ICPMS | CAMECA SX100 (EMPA); NWR 193 UC laser-ablation system coupled to an Agilent 7900 quadrupole mass spectrometer (LA-ICPMS) | Electron Microprobe Analysis Laboratory, Department of Earth Science, University of Alberta (EMPA); University of Toronto (LA-ICPMS) | EMPA: beam current 30 nA, accelerating voltage 20 kV, beam diameter 2 µm; WDS maps: 20 kV, 100 nA, 5 µm beam size. LA-ICPMS: 30 µm beam size, 4.5 J/cm2 fluence, 5 Hz pulse rate, 10 µm/s scan speed, 30 s background, 45 s analysis time, 30 s wash-out delay | GSD-1, STDGL3, and Sph used as Reference Materials to correct for instrument drift and provide quantitative trace element values; MASS-1 standard (Wilson et al. 2002) used as external standard | 7.51 |  |  |  | 0 | [15 empty] | 0.56 | [5 empty] | 0.87 | [5 empty] | 597000 | [9 empty] | 254100 |  | 0 |  |  |  | 0 |  |  |  | 0.08 |  |  |  | 24.87 | [11 empty] | 1.03 |  | 0.61 | [9 empty] | 0.73 | [5 empty] | 0.47 | [15 empty] | 3565 |  | 22.42 | [9 empty] | 25.2 | [13 empty] | 0.03 | [13 empty] | 382 |  |  |  |  | 2024 | Solomon Woje, M. (thesis). Critical metals in the Pine Point Pb-Zn district, Northwest Territories, Canada. University of Alberta. |  | CAN | NT
| Pine Point |  | Basin hydrothermal | Mississippi Valley-type (MVT) | MVT zinc-lead | Hofstra et al. 2021 (paper uses: low temperature MVT deposit) | low temperature MVT deposit | Pb, Zn | Ga, Ge, In | Pb, Zn (Ga, Ge, In) | Hannigan, 2007 |  | W17-HT11 |  |  | field site |  |  |  |  | ore material | polished section | unknown | mineral separate | [5 empty] | mineralisation |  |  |  | sphalerite | colloform sphalerite (early); coarse sphalerite (late) | replacement | colloform, massive |  |  |  | galena, chalcopyrite | carbon coated (25 nm thick) prior to EMPA analysis | EMPA, LA-ICPMS | CAMECA SX100 (EMPA); NWR 193 UC laser-ablation system coupled to an Agilent 7900 quadrupole mass spectrometer (LA-ICPMS) | Electron Microprobe Analysis Laboratory, Department of Earth Science, University of Alberta (EMPA); University of Toronto (LA-ICPMS) | EMPA: beam current 30 nA, accelerating voltage 20 kV, beam diameter 2 µm; WDS maps: 20 kV, 100 nA, 5 µm beam size. LA-ICPMS: 30 µm beam size, 4.5 J/cm2 fluence, 5 Hz pulse rate, 10 µm/s scan speed, 30 s background, 45 s analysis time, 30 s wash-out delay | GSD-1, STDGL3, and Sph used as Reference Materials to correct for instrument drift and provide quantitative trace element values; MASS-1 standard (Wilson et al. 2002) used as external standard | 8.86 |  |  |  | 0 | [15 empty] | 0.81 | [5 empty] | 0.84 | [5 empty] | 595000 | [9 empty] | 257700 |  | 0 |  |  |  | 0.92 |  |  |  | 0.11 |  |  |  | 23.63 | [11 empty] | 0.46 |  | 0.53 | [9 empty] | 0.87 | [5 empty] | 0.59 | [15 empty] | 3380 |  | 21.22 | [9 empty] | 24.84 | [13 empty] | 0.03 | [13 empty] | 355 |  |  |  |  | 2024 | Solomon Woje, M. (thesis). Critical metals in the Pine Point Pb-Zn district, Northwest Territories, Canada. University of Alberta. |  | CAN | NT
| Pine Point |  | Basin hydrothermal | Mississippi Valley-type (MVT) | MVT zinc-lead | Hofstra et al. 2021 (paper uses: low temperature MVT deposit) | low temperature MVT deposit | Pb, Zn | Ga, Ge, In | Pb, Zn (Ga, Ge, In) | Hannigan, 2007 |  | W17-HT11 |  |  | field site |  |  |  |  | ore material | polished section | unknown | mineral separate | [5 empty] | mineralisation |  |  |  | sphalerite | colloform sphalerite (early); coarse sphalerite (late) | replacement | colloform, massive |  |  |  | galena, chalcopyrite | carbon coated (25 nm thick) prior to EMPA analysis | EMPA, LA-ICPMS | CAMECA SX100 (EMPA); NWR 193 UC laser-ablation system coupled to an Agilent 7900 quadrupole mass spectrometer (LA-ICPMS) | Electron Microprobe Analysis Laboratory, Department of Earth Science, University of Alberta (EMPA); University of Toronto (LA-ICPMS) | EMPA: beam current 30 nA, accelerating voltage 20 kV, beam diameter 2 µm; WDS maps: 20 kV, 100 nA, 5 µm beam size. LA-ICPMS: 30 µm beam size, 4.5 J/cm2 fluence, 5 Hz pulse rate, 10 µm/s scan speed, 30 s background, 45 s analysis time, 30 s wash-out delay | GSD-1, STDGL3, and Sph used as Reference Materials to correct for instrument drift and provide quantitative trace element values; MASS-1 standard (Wilson et al. 2002) used as external standard | 8.69 |  |  |  | 0 | [15 empty] | 0.86 | [5 empty] | 0.92 | [5 empty] | 623000 | [9 empty] | 263800 |  | 0 |  |  |  | 0.54 |  |  |  | 0.11 |  |  |  | 26.86 | [11 empty] | 1.05 |  | 0.71 | [9 empty] | 0.72 | [5 empty] | 1.09 | [15 empty] | 4382 |  | 24.54 | [9 empty] | 28.06 | [13 empty] | 0.04 | [13 empty] | 432.2 |  |  |  |  | 2024 | Solomon Woje, M. (thesis). Critical metals in the Pine Point Pb-Zn district, Northwest Territories, Canada. University of Alberta. |  | CAN | NT
| Pine Point |  | Basin hydrothermal | Mississippi Valley-type (MVT) | MVT zinc-lead | Hofstra et al. 2021 (paper uses: low temperature MVT deposit) | low temperature MVT deposit | Pb, Zn | Ga, Ge, In | Pb, Zn (Ga, Ge, In) | Hannigan, 2007 |  | W17-HT11 |  |  | field site |  |  |  |  | ore material | polished section | unknown | mineral separate | [5 empty] | mineralisation |  |  |  | sphalerite | colloform sphalerite (early); coarse sphalerite (late) | replacement | colloform, massive |  |  |  | galena, chalcopyrite | carbon coated (25 nm thick) prior to EMPA analysis | EMPA, LA-ICPMS | CAMECA SX100 (EMPA); NWR 193 UC laser-ablation system coupled to an Agilent 7900 quadrupole mass spectrometer (LA-ICPMS) | Electron Microprobe Analysis Laboratory, Department of Earth Science, University of Alberta (EMPA); University of Toronto (LA-ICPMS) | EMPA: beam current 30 nA, accelerating voltage 20 kV, beam diameter 2 µm; WDS maps: 20 kV, 100 nA, 5 µm beam size. LA-ICPMS: 30 µm beam size, 4.5 J/cm2 fluence, 5 Hz pulse rate, 10 µm/s scan speed, 30 s background, 45 s analysis time, 30 s wash-out delay | GSD-1, STDGL3, and Sph used as Reference Materials to correct for instrument drift and provide quantitative trace element values; MASS-1 standard (Wilson et al. 2002) used as external standard | 0.39 |  |  |  | 0 | [15 empty] | 0.56 | [5 empty] | 0.71 | [5 empty] | 662000 | [9 empty] | 252500 |  | 0 |  |  |  | 0.03 |  |  |  | 0.31 |  |  |  | 11.47 | [11 empty] | 0.07 |  | 0.21 | [9 empty] | 3.31 | [5 empty] | 0.42 | [15 empty] | 282.9 |  | 10.53 | [9 empty] | 11.86 | [13 empty] | 0.01 | [13 empty] | 22.7 |  |  |  |  | 2024 | Solomon Woje, M. (thesis). Critical metals in the Pine Point Pb-Zn district, Northwest Territories, Canada. University of Alberta. |  | CAN | NT
| Pine Point |  | Basin hydrothermal | Mississippi Valley-type (MVT) | MVT zinc-lead | Hofstra et al. 2021 (paper uses: low temperature MVT deposit) | low temperature MVT deposit | Pb, Zn | Ga, Ge, In | Pb, Zn (Ga, Ge, In) | Hannigan, 2007 |  | W17-HT11 |  |  | field site |  |  |  |  | ore material | polished section | unknown | mineral separate | [5 empty] | mineralisation |  |  |  | sphalerite | colloform sphalerite (early); coarse sphalerite (late) | replacement | colloform, massive |  |  |  | galena, chalcopyrite | carbon coated (25 nm thick) prior to EMPA analysis | EMPA, LA-ICPMS | CAMECA SX100 (EMPA); NWR 193 UC laser-ablation system coupled to an Agilent 7900 quadrupole mass spectrometer (LA-ICPMS) | Electron Microprobe Analysis Laboratory, Department of Earth Science, University of Alberta (EMPA); University of Toronto (LA-ICPMS) | EMPA: beam current 30 nA, accelerating voltage 20 kV, beam diameter 2 µm; WDS maps: 20 kV, 100 nA, 5 µm beam size. LA-ICPMS: 30 µm beam size, 4.5 J/cm2 fluence, 5 Hz pulse rate, 10 µm/s scan speed, 30 s background, 45 s analysis time, 30 s wash-out delay | GSD-1, STDGL3, and Sph used as Reference Materials to correct for instrument drift and provide quantitative trace element values; MASS-1 standard (Wilson et al. 2002) used as external standard | 0.22 |  |  |  | 0 | [15 empty] | 0.18 | [5 empty] | 0.68 | [5 empty] | 662000 | [9 empty] | 256100 |  | 0 |  |  |  | 0.02 |  |  |  | 1.29 |  |  |  | 1.45 | [11 empty] | 0.06 |  | 0.14 | [9 empty] | 3.19 | [5 empty] | 0.07 | [15 empty] | 291.8 |  | 0.92 | [9 empty] | 1.31 | [13 empty] | 0.01 | [13 empty] | 18.35 |  |  |  |  | 2024 | Solomon Woje, M. (thesis). Critical metals in the Pine Point Pb-Zn district, Northwest Territories, Canada. University of Alberta. |  | CAN | NT
| Pine Point |  | Basin hydrothermal | Mississippi Valley-type (MVT) | MVT zinc-lead | Hofstra et al. 2021 (paper uses: low temperature MVT deposit) | low temperature MVT deposit | Pb, Zn | Ga, Ge, In | Pb, Zn (Ga, Ge, In) | Hannigan, 2007 |  | W17-HT11 |  |  | field site |  |  |  |  | ore material | polished section | unknown | mineral separate | [5 empty] | mineralisation |  |  |  | sphalerite | colloform sphalerite (early); coarse sphalerite (late) | replacement | colloform, massive |  |  |  | galena, chalcopyrite | carbon coated (25 nm thick) prior to EMPA analysis | EMPA, LA-ICPMS | CAMECA SX100 (EMPA); NWR 193 UC laser-ablation system coupled to an Agilent 7900 quadrupole mass spectrometer (LA-ICPMS) | Electron Microprobe Analysis Laboratory, Department of Earth Science, University of Alberta (EMPA); University of Toronto (LA-ICPMS) | EMPA: beam current 30 nA, accelerating voltage 20 kV, beam diameter 2 µm; WDS maps: 20 kV, 100 nA, 5 µm beam size. LA-ICPMS: 30 µm beam size, 4.5 J/cm2 fluence, 5 Hz pulse rate, 10 µm/s scan speed, 30 s background, 45 s analysis time, 30 s wash-out delay | GSD-1, STDGL3, and Sph used as Reference Materials to correct for instrument drift and provide quantitative trace element values; MASS-1 standard (Wilson et al. 2002) used as external standard | 0.89 |  |  |  | 0 | [15 empty] | 0.4 | [5 empty] | 0.68 | [5 empty] | 658000 | [9 empty] | 252600 |  | 0 |  |  |  | 0.05 |  |  |  | 1.29 |  |  |  | 4.75 | [11 empty] | 0.05 |  | 0.13 | [9 empty] | 2.04 | [5 empty] | 0.89 | [15 empty] | 595.5 |  | 3.9 | [9 empty] | 4.54 | [13 empty] | 0.01 | [13 empty] | 63.7 |  |  |  |  | 2024 | Solomon Woje, M. (thesis). Critical metals in the Pine Point Pb-Zn district, Northwest Territories, Canada. University of Alberta. |  | CAN | NT
| Pine Point |  | Basin hydrothermal | Mississippi Valley-type (MVT) | MVT zinc-lead | Hofstra et al. 2021 (paper uses: low temperature MVT deposit) | low temperature MVT deposit | Pb, Zn | Ga, Ge, In | Pb, Zn (Ga, Ge, In) | Hannigan, 2007 |  | W17-HT11 |  |  | field site |  |  |  |  | ore material | polished section | unknown | mineral separate | [5 empty] | mineralisation |  |  |  | sphalerite | colloform sphalerite (early); coarse sphalerite (late) | replacement | colloform, massive |  |  |  | galena, chalcopyrite | carbon coated (25 nm thick) prior to EMPA analysis | EMPA, LA-ICPMS | CAMECA SX100 (EMPA); NWR 193 UC laser-ablation system coupled to an Agilent 7900 quadrupole mass spectrometer (LA-ICPMS) | Electron Microprobe Analysis Laboratory, Department of Earth Science, University of Alberta (EMPA); University of Toronto (LA-ICPMS) | EMPA: beam current 30 nA, accelerating voltage 20 kV, beam diameter 2 µm; WDS maps: 20 kV, 100 nA, 5 µm beam size. LA-ICPMS: 30 µm beam size, 4.5 J/cm2 fluence, 5 Hz pulse rate, 10 µm/s scan speed, 30 s background, 45 s analysis time, 30 s wash-out delay | GSD-1, STDGL3, and Sph used as Reference Materials to correct for instrument drift and provide quantitative trace element values; MASS-1 standard (Wilson et al. 2002) used as external standard | 0.68 |  |  |  | 0 | [15 empty] | 3.43 | [5 empty] | 0.73 | [5 empty] | 659000 | [9 empty] | 254400 |  | 0 |  |  |  | 0.01 |  |  |  | -0.13 |  |  |  | 12.15 | [11 empty] | 1.28 |  | 1.24 | [9 empty] | 2.04 | [5 empty] | 0.68 | [15 empty] | 1373 |  | 10.9 | [9 empty] | 12.98 | [13 empty] | 0.09 | [13 empty] | 63.5 |  |  |  |  | 2024 | Solomon Woje, M. (thesis). Critical metals in the Pine Point Pb-Zn district, Northwest Territories, Canada. University of Alberta. |  | CAN | NT
| Pine Point |  | Basin hydrothermal | Mississippi Valley-type (MVT) | MVT zinc-lead | Hofstra et al. 2021 (paper uses: low temperature MVT deposit) | low temperature MVT deposit | Pb, Zn | Ga, Ge, In | Pb, Zn (Ga, Ge, In) | Hannigan, 2007 |  | W17-HT11 |  |  | field site |  |  |  |  | ore material | polished section | unknown | mineral separate | [5 empty] | mineralisation |  |  |  | sphalerite | colloform sphalerite (early); coarse sphalerite (late) | replacement | colloform, massive |  |  |  | galena, chalcopyrite | carbon coated (25 nm thick) prior to EMPA analysis | EMPA, LA-ICPMS | CAMECA SX100 (EMPA); NWR 193 UC laser-ablation system coupled to an Agilent 7900 quadrupole mass spectrometer (LA-ICPMS) | Electron Microprobe Analysis Laboratory, Department of Earth Science, University of Alberta (EMPA); University of Toronto (LA-ICPMS) | EMPA: beam current 30 nA, accelerating voltage 20 kV, beam diameter 2 µm; WDS maps: 20 kV, 100 nA, 5 µm beam size. LA-ICPMS: 30 µm beam size, 4.5 J/cm2 fluence, 5 Hz pulse rate, 10 µm/s scan speed, 30 s background, 45 s analysis time, 30 s wash-out delay | GSD-1, STDGL3, and Sph used as Reference Materials to correct for instrument drift and provide quantitative trace element values; MASS-1 standard (Wilson et al. 2002) used as external standard | 0.08 |  |  |  | 0 | [15 empty] | 0.31 | [5 empty] | 0.67 | [5 empty] | 635000 | [9 empty] | 264100 |  | 0 |  |  |  | 0 |  |  |  | -0.05 |  |  |  | 24.66 | [11 empty] | 0.68 |  | 3.6 | [9 empty] | 0.32 | [5 empty] | 0.22 | [15 empty] | 5812 |  | 22.05 | [9 empty] | 26.27 | [13 empty] | 0.01 | [13 empty] | 47.6 |  |  |  |  | 2024 | Solomon Woje, M. (thesis). Critical metals in the Pine Point Pb-Zn district, Northwest Territories, Canada. University of Alberta. |  | CAN | NT
| Pine Point |  | Basin hydrothermal | Mississippi Valley-type (MVT) | MVT zinc-lead | Hofstra et al. 2021 (paper uses: low temperature MVT deposit) | low temperature MVT deposit | Pb, Zn | Ga, Ge, In | Pb, Zn (Ga, Ge, In) | Hannigan, 2007 |  | W17-HT11 |  |  | field site |  |  |  |  | ore material | polished section | unknown | mineral separate | [5 empty] | mineralisation |  |  |  | sphalerite | colloform sphalerite (early); coarse sphalerite (late) | replacement | colloform, massive |  |  |  | galena, chalcopyrite | carbon coated (25 nm thick) prior to EMPA analysis | EMPA, LA-ICPMS | CAMECA SX100 (EMPA); NWR 193 UC laser-ablation system coupled to an Agilent 7900 quadrupole mass spectrometer (LA-ICPMS) | Electron Microprobe Analysis Laboratory, Department of Earth Science, University of Alberta (EMPA); University of Toronto (LA-ICPMS) | EMPA: beam current 30 nA, accelerating voltage 20 kV, beam diameter 2 µm; WDS maps: 20 kV, 100 nA, 5 µm beam size. LA-ICPMS: 30 µm beam size, 4.5 J/cm2 fluence, 5 Hz pulse rate, 10 µm/s scan speed, 30 s background, 45 s analysis time, 30 s wash-out delay | GSD-1, STDGL3, and Sph used as Reference Materials to correct for instrument drift and provide quantitative trace element values; MASS-1 standard (Wilson et al. 2002) used as external standard | 0.18 |  |  |  | 0 | [15 empty] | 1.76 | [5 empty] | 0.67 | [5 empty] | 615000 | [9 empty] | 241400 |  | 0 |  |  |  | 0.01 |  |  |  | -0.06 |  |  |  | 18.31 | [11 empty] | 0.07 |  | 1.65 | [9 empty] | 1.38 | [5 empty] | 0.15 | [15 empty] | 2504 |  | 16.57 | [9 empty] | 18.93 | [13 empty] | 0.01 | [13 empty] | 88 |  |  |  |  | 2024 | Solomon Woje, M. (thesis). Critical metals in the Pine Point Pb-Zn district, Northwest Territories, Canada. University of Alberta. |  | CAN | NT
| Pine Point |  | Basin hydrothermal | Mississippi Valley-type (MVT) | MVT zinc-lead | Hofstra et al. 2021 (paper uses: low temperature MVT deposit) | low temperature MVT deposit | Pb, Zn | Ga, Ge, In | Pb, Zn (Ga, Ge, In) | Hannigan, 2007 |  | W17-HT11 |  |  | field site |  |  |  |  | ore material | polished section | unknown | mineral separate | [5 empty] | mineralisation |  |  |  | sphalerite | colloform sphalerite (early); coarse sphalerite (late) | replacement | colloform, massive |  |  |  | galena, chalcopyrite | carbon coated (25 nm thick) prior to EMPA analysis | EMPA, LA-ICPMS | CAMECA SX100 (EMPA); NWR 193 UC laser-ablation system coupled to an Agilent 7900 quadrupole mass spectrometer (LA-ICPMS) | Electron Microprobe Analysis Laboratory, Department of Earth Science, University of Alberta (EMPA); University of Toronto (LA-ICPMS) | EMPA: beam current 30 nA, accelerating voltage 20 kV, beam diameter 2 µm; WDS maps: 20 kV, 100 nA, 5 µm beam size. LA-ICPMS: 30 µm beam size, 4.5 J/cm2 fluence, 5 Hz pulse rate, 10 µm/s scan speed, 30 s background, 45 s analysis time, 30 s wash-out delay | GSD-1, STDGL3, and Sph used as Reference Materials to correct for instrument drift and provide quantitative trace element values; MASS-1 standard (Wilson et al. 2002) used as external standard | 0 |  |  |  | 0 | [15 empty] | 0.27 | [5 empty] | 0.69 | [5 empty] | 611000 | [9 empty] | 248900 |  | 0 |  |  |  | 0 |  |  |  | -0.04 |  |  |  | 33.22 | [11 empty] | -0.04 |  | 2.79 | [9 empty] | 0.42 | [5 empty] | 0.29 | [15 empty] | 4789 |  | 30.6 | [9 empty] | 35.21 | [13 empty] | 0.01 | [13 empty] | 64.6 |  |  |  |  | 2024 | Solomon Woje, M. (thesis). Critical metals in the Pine Point Pb-Zn district, Northwest Territories, Canada. University of Alberta. |  | CAN | NT
| Pine Point |  | Basin hydrothermal | Mississippi Valley-type (MVT) | MVT zinc-lead | Hofstra et al. 2021 (paper uses: low temperature MVT deposit) | low temperature MVT deposit | Pb, Zn | Ga, Ge, In | Pb, Zn (Ga, Ge, In) | Hannigan, 2007 |  | W17-HT11 |  |  | field site |  |  |  |  | ore material | polished section | unknown | mineral separate | [5 empty] | mineralisation |  |  |  | sphalerite | colloform sphalerite (early); coarse sphalerite (late) | replacement | colloform, massive |  |  |  | galena, chalcopyrite | carbon coated (25 nm thick) prior to EMPA analysis | EMPA, LA-ICPMS | CAMECA SX100 (EMPA); NWR 193 UC laser-ablation system coupled to an Agilent 7900 quadrupole mass spectrometer (LA-ICPMS) | Electron Microprobe Analysis Laboratory, Department of Earth Science, University of Alberta (EMPA); University of Toronto (LA-ICPMS) | EMPA: beam current 30 nA, accelerating voltage 20 kV, beam diameter 2 µm; WDS maps: 20 kV, 100 nA, 5 µm beam size. LA-ICPMS: 30 µm beam size, 4.5 J/cm2 fluence, 5 Hz pulse rate, 10 µm/s scan speed, 30 s background, 45 s analysis time, 30 s wash-out delay | GSD-1, STDGL3, and Sph used as Reference Materials to correct for instrument drift and provide quantitative trace element values; MASS-1 standard (Wilson et al. 2002) used as external standard | 0.01 |  |  |  | 0 | [15 empty] | 0.4 | [5 empty] | 0.66 | [5 empty] | 611000 | [9 empty] | 247400 |  | 0 |  |  |  | 0 |  |  |  | -0.04 |  |  |  | 18.35 | [11 empty] | 0.04 |  | 1.65 | [9 empty] | 1.6 | [5 empty] | 0.01 | [15 empty] | 4345 |  | 16.58 | [9 empty] | 19.03 | [13 empty] | 0.01 | [13 empty] | 136.7 |  |  |  |  | 2024 | Solomon Woje, M. (thesis). Critical metals in the Pine Point Pb-Zn district, Northwest Territories, Canada. University of Alberta. |  | CAN | NT
| Pine Point |  | Basin hydrothermal | Mississippi Valley-type (MVT) | MVT zinc-lead | Hofstra et al. 2021 (paper uses: low temperature MVT deposit) | low temperature MVT deposit | Pb, Zn | Ga, Ge, In | Pb, Zn (Ga, Ge, In) | Hannigan, 2007 |  | W17-HT11 |  |  | field site |  |  |  |  | ore material | polished section | unknown | mineral separate | [5 empty] | mineralisation |  |  |  | sphalerite | colloform sphalerite (early); coarse sphalerite (late) | replacement | colloform, massive |  |  |  | galena, chalcopyrite | carbon coated (25 nm thick) prior to EMPA analysis | EMPA, LA-ICPMS | CAMECA SX100 (EMPA); NWR 193 UC laser-ablation system coupled to an Agilent 7900 quadrupole mass spectrometer (LA-ICPMS) | Electron Microprobe Analysis Laboratory, Department of Earth Science, University of Alberta (EMPA); University of Toronto (LA-ICPMS) | EMPA: beam current 30 nA, accelerating voltage 20 kV, beam diameter 2 µm; WDS maps: 20 kV, 100 nA, 5 µm beam size. LA-ICPMS: 30 µm beam size, 4.5 J/cm2 fluence, 5 Hz pulse rate, 10 µm/s scan speed, 30 s background, 45 s analysis time, 30 s wash-out delay | GSD-1, STDGL3, and Sph used as Reference Materials to correct for instrument drift and provide quantitative trace element values; MASS-1 standard (Wilson et al. 2002) used as external standard | 0.17 |  |  |  | 0 | [15 empty] | 0.69 | [5 empty] | 0.63 | [5 empty] | 611000 | [9 empty] | 251800 |  | 0 |  |  |  | 0.03 |  |  |  | -0.03 |  |  |  | 39.67 | [11 empty] | 0.09 |  | 3.13 | [9 empty] | 0.33 | [5 empty] | 0.22 | [15 empty] | 5325 |  | 36.77 | [9 empty] | 41.9 | [13 empty] | 0.01 | [13 empty] | 75.8 |  |  |  |  | 2024 | Solomon Woje, M. (thesis). Critical metals in the Pine Point Pb-Zn district, Northwest Territories, Canada. University of Alberta. |  | CAN | NT
| Pine Point |  | Basin hydrothermal | Mississippi Valley-type (MVT) | MVT zinc-lead | Hofstra et al. 2021 (paper uses: low temperature MVT deposit) | low temperature MVT deposit | Pb, Zn | Ga, Ge, In | Pb, Zn (Ga, Ge, In) | Hannigan, 2007 |  | W17-HT11 |  |  | field site |  |  |  |  | ore material | polished section | unknown | mineral separate | [5 empty] | mineralisation |  |  |  | sphalerite | colloform sphalerite (early); coarse sphalerite (late) | replacement | colloform, massive |  |  |  | galena, chalcopyrite | carbon coated (25 nm thick) prior to EMPA analysis | EMPA, LA-ICPMS | CAMECA SX100 (EMPA); NWR 193 UC laser-ablation system coupled to an Agilent 7900 quadrupole mass spectrometer (LA-ICPMS) | Electron Microprobe Analysis Laboratory, Department of Earth Science, University of Alberta (EMPA); University of Toronto (LA-ICPMS) | EMPA: beam current 30 nA, accelerating voltage 20 kV, beam diameter 2 µm; WDS maps: 20 kV, 100 nA, 5 µm beam size. LA-ICPMS: 30 µm beam size, 4.5 J/cm2 fluence, 5 Hz pulse rate, 10 µm/s scan speed, 30 s background, 45 s analysis time, 30 s wash-out delay | GSD-1, STDGL3, and Sph used as Reference Materials to correct for instrument drift and provide quantitative trace element values; MASS-1 standard (Wilson et al. 2002) used as external standard | 12.16 |  |  |  | 0 | [15 empty] | 3.92 | [5 empty] | 1.01 | [5 empty] | 630000 | [9 empty] | 262400 |  | 0 |  |  |  | 0.64 |  |  |  | -0.04 |  |  |  | 29.84 | [11 empty] | 1.01 |  | 1.19 | [9 empty] | 0.71 | [5 empty] | 1.73 | [15 empty] | 5850 |  | 27.99 | [9 empty] | 31.81 | [13 empty] | 0.03 | [13 empty] | 436.2 |  |  |  |  | 2024 | Solomon Woje, M. (thesis). Critical metals in the Pine Point Pb-Zn district, Northwest Territories, Canada. University of Alberta. |  | CAN | NT
| Pine Point |  | Basin hydrothermal | Mississippi Valley-type (MVT) | MVT zinc-lead | Hofstra et al. 2021 (paper uses: low temperature MVT deposit) | low temperature MVT deposit | Pb, Zn | Ga, Ge, In | Pb, Zn (Ga, Ge, In) | Hannigan, 2007 |  | W17-HT11 |  |  | field site |  |  |  |  | ore material | polished section | unknown | mineral separate | [5 empty] | mineralisation |  |  |  | sphalerite | colloform sphalerite (early); coarse sphalerite (late) | replacement | colloform, massive |  |  |  | galena, chalcopyrite | carbon coated (25 nm thick) prior to EMPA analysis | EMPA, LA-ICPMS | CAMECA SX100 (EMPA); NWR 193 UC laser-ablation system coupled to an Agilent 7900 quadrupole mass spectrometer (LA-ICPMS) | Electron Microprobe Analysis Laboratory, Department of Earth Science, University of Alberta (EMPA); University of Toronto (LA-ICPMS) | EMPA: beam current 30 nA, accelerating voltage 20 kV, beam diameter 2 µm; WDS maps: 20 kV, 100 nA, 5 µm beam size. LA-ICPMS: 30 µm beam size, 4.5 J/cm2 fluence, 5 Hz pulse rate, 10 µm/s scan speed, 30 s background, 45 s analysis time, 30 s wash-out delay | GSD-1, STDGL3, and Sph used as Reference Materials to correct for instrument drift and provide quantitative trace element values; MASS-1 standard (Wilson et al. 2002) used as external standard | 0.31 |  |  |  | 0 | [15 empty] | 0.79 | [5 empty] | 0.66 | [5 empty] | 635000 | [9 empty] | 244400 |  | 0 |  |  |  | 0 |  |  |  | -0.06 |  |  |  | 17.17 | [11 empty] | 0.06 |  | 0.33 | [9 empty] | 2.51 | [5 empty] | 0.16 | [15 empty] | 595.1 |  | 29.42 | [9 empty] | 33.66 | [13 empty] | 0.01 | [13 empty] | 22.52 |  |  |  |  | 2024 | Solomon Woje, M. (thesis). Critical metals in the Pine Point Pb-Zn district, Northwest Territories, Canada. University of Alberta. |  | CAN | NT
| Pine Point |  | Basin hydrothermal | Mississippi Valley-type (MVT) | MVT zinc-lead | Hofstra et al. 2021 (paper uses: low temperature MVT deposit) | low temperature MVT deposit | Pb, Zn | Ga, Ge, In | Pb, Zn (Ga, Ge, In) | Hannigan, 2007 |  | W17-HT11 |  |  | field site |  |  |  |  | ore material | polished section | unknown | mineral separate | [5 empty] | mineralisation |  |  |  | sphalerite | colloform sphalerite (early); coarse sphalerite (late) | replacement | colloform, massive |  |  |  | galena, chalcopyrite | carbon coated (25 nm thick) prior to EMPA analysis | EMPA, LA-ICPMS | CAMECA SX100 (EMPA); NWR 193 UC laser-ablation system coupled to an Agilent 7900 quadrupole mass spectrometer (LA-ICPMS) | Electron Microprobe Analysis Laboratory, Department of Earth Science, University of Alberta (EMPA); University of Toronto (LA-ICPMS) | EMPA: beam current 30 nA, accelerating voltage 20 kV, beam diameter 2 µm; WDS maps: 20 kV, 100 nA, 5 µm beam size. LA-ICPMS: 30 µm beam size, 4.5 J/cm2 fluence, 5 Hz pulse rate, 10 µm/s scan speed, 30 s background, 45 s analysis time, 30 s wash-out delay | GSD-1, STDGL3, and Sph used as Reference Materials to correct for instrument drift and provide quantitative trace element values; MASS-1 standard (Wilson et al. 2002) used as external standard | 0.31 |  |  |  | 0 | [15 empty] | 0.22 | [5 empty] | 0.7 | [5 empty] | 659000 | [9 empty] | 255000 |  | 0 |  |  |  | 0.02 |  |  |  | -0.07 |  |  |  | 3.6 | [11 empty] | 0.07 |  | 0.21 | [9 empty] | 3.13 | [5 empty] | 0.21 | [15 empty] | 833.8 |  | 3.01 | [9 empty] | 3.38 | [13 empty] | 0.01 | [13 empty] | 92.3 |  |  |  |  | 2024 | Solomon Woje, M. (thesis). Critical metals in the Pine Point Pb-Zn district, Northwest Territories, Canada. University of Alberta. |  | CAN | NT
| Pine Point |  | Basin hydrothermal | Mississippi Valley-type (MVT) | MVT zinc-lead | Hofstra et al. 2021 (paper uses: low temperature MVT deposit) | low temperature MVT deposit | Pb, Zn | Ga, Ge, In | Pb, Zn (Ga, Ge, In) | Hannigan, 2007 |  | W17-HT11 |  |  | field site |  |  |  |  | ore material | polished section | unknown | mineral separate | [5 empty] | mineralisation |  |  |  | sphalerite | colloform sphalerite (early); coarse sphalerite (late) | replacement | colloform, massive |  |  |  | galena, chalcopyrite | carbon coated (25 nm thick) prior to EMPA analysis | EMPA, LA-ICPMS | CAMECA SX100 (EMPA); NWR 193 UC laser-ablation system coupled to an Agilent 7900 quadrupole mass spectrometer (LA-ICPMS) | Electron Microprobe Analysis Laboratory, Department of Earth Science, University of Alberta (EMPA); University of Toronto (LA-ICPMS) | EMPA: beam current 30 nA, accelerating voltage 20 kV, beam diameter 2 µm; WDS maps: 20 kV, 100 nA, 5 µm beam size. LA-ICPMS: 30 µm beam size, 4.5 J/cm2 fluence, 5 Hz pulse rate, 10 µm/s scan speed, 30 s background, 45 s analysis time, 30 s wash-out delay | GSD-1, STDGL3, and Sph used as Reference Materials to correct for instrument drift and provide quantitative trace element values; MASS-1 standard (Wilson et al. 2002) used as external standard | 0.29 |  |  |  | 0 | [15 empty] | 0.17 | [5 empty] | 0.68 | [5 empty] | 647000 | [9 empty] | 254900 |  | 0 |  |  |  | 0.02 |  |  |  | -0.08 |  |  |  | 4.44 | [11 empty] | 0.06 |  | 0.27 | [9 empty] | 2.78 | [5 empty] | 0.29 | [15 empty] | 1818 |  | 3.74 | [9 empty] | 4.15 | [13 empty] | 0.01 | [13 empty] | 121.6 |  |  |  |  | 2024 | Solomon Woje, M. (thesis). Critical metals in the Pine Point Pb-Zn district, Northwest Territories, Canada. University of Alberta. |  | CAN | NT
| Pine Point |  | Basin hydrothermal | Mississippi Valley-type (MVT) | MVT zinc-lead | Hofstra et al. 2021 (paper uses: low temperature MVT deposit) | low temperature MVT deposit | Pb, Zn | Ga, Ge, In | Pb, Zn (Ga, Ge, In) | Hannigan, 2007 |  | W17-HT11 |  |  | field site |  |  |  |  | ore material | polished section | unknown | mineral separate | [5 empty] | mineralisation |  |  |  | sphalerite | colloform sphalerite (early); coarse sphalerite (late) | replacement | colloform, massive |  |  |  | galena, chalcopyrite | carbon coated (25 nm thick) prior to EMPA analysis | EMPA, LA-ICPMS | CAMECA SX100 (EMPA); NWR 193 UC laser-ablation system coupled to an Agilent 7900 quadrupole mass spectrometer (LA-ICPMS) | Electron Microprobe Analysis Laboratory, Department of Earth Science, University of Alberta (EMPA); University of Toronto (LA-ICPMS) | EMPA: beam current 30 nA, accelerating voltage 20 kV, beam diameter 2 µm; WDS maps: 20 kV, 100 nA, 5 µm beam size. LA-ICPMS: 30 µm beam size, 4.5 J/cm2 fluence, 5 Hz pulse rate, 10 µm/s scan speed, 30 s background, 45 s analysis time, 30 s wash-out delay | GSD-1, STDGL3, and Sph used as Reference Materials to correct for instrument drift and provide quantitative trace element values; MASS-1 standard (Wilson et al. 2002) used as external standard | 0.55 |  |  |  | 0 | [15 empty] | 0.13 | [5 empty] | 0.68 | [5 empty] | 651000 | [9 empty] | 257000 |  | 0 |  |  |  | 0 |  |  |  | -0.12 |  |  |  | 5.8 | [11 empty] | 0.03 |  | 0.26 | [9 empty] | 2.34 | [5 empty] | 0.17 | [15 empty] | 1547 |  | 5.07 | [9 empty] | 5.81 | [13 empty] | 0.01 | [13 empty] | 120.7 |  |  |  |  | 2024 | Solomon Woje, M. (thesis). Critical metals in the Pine Point Pb-Zn district, Northwest Territories, Canada. University of Alberta. |  | CAN | NT
| Pine Point |  | Basin hydrothermal | Mississippi Valley-type (MVT) | MVT zinc-lead | Hofstra et al. 2021 (paper uses: low temperature MVT deposit) | low temperature MVT deposit | Pb, Zn | Ga, Ge, In | Pb, Zn (Ga, Ge, In) | Hannigan, 2007 |  | W17-HT11 |  |  | field site |  |  |  |  | ore material | polished section | unknown | mineral separate | [5 empty] | mineralisation |  |  |  | sphalerite | colloform sphalerite (early); coarse sphalerite (late) | replacement | colloform, massive |  |  |  | galena, chalcopyrite | carbon coated (25 nm thick) prior to EMPA analysis | EMPA, LA-ICPMS | CAMECA SX100 (EMPA); NWR 193 UC laser-ablation system coupled to an Agilent 7900 quadrupole mass spectrometer (LA-ICPMS) | Electron Microprobe Analysis Laboratory, Department of Earth Science, University of Alberta (EMPA); University of Toronto (LA-ICPMS) | EMPA: beam current 30 nA, accelerating voltage 20 kV, beam diameter 2 µm; WDS maps: 20 kV, 100 nA, 5 µm beam size. LA-ICPMS: 30 µm beam size, 4.5 J/cm2 fluence, 5 Hz pulse rate, 10 µm/s scan speed, 30 s background, 45 s analysis time, 30 s wash-out delay | GSD-1, STDGL3, and Sph used as Reference Materials to correct for instrument drift and provide quantitative trace element values; MASS-1 standard (Wilson et al. 2002) used as external standard | 0.1 |  |  |  | 0 | [15 empty] | 0.1 | [5 empty] | 0.69 | [5 empty] | 658000 | [9 empty] | 260100 |  | 0 |  |  |  | 0.01 |  |  |  | -0.21 |  |  |  | 4.26 | [11 empty] | -0.01 |  | 0.21 | [9 empty] | 2.29 | [5 empty] | 0.12 | [15 empty] | 899.8 |  | 3.73 | [9 empty] | 4.04 | [13 empty] | 0.01 | [13 empty] | 110.4 |  |  |  |  | 2024 | Solomon Woje, M. (thesis). Critical metals in the Pine Point Pb-Zn district, Northwest Territories, Canada. University of Alberta. |  | CAN | NT
| Pine Point |  | Basin hydrothermal | Mississippi Valley-type (MVT) | MVT zinc-lead | Hofstra et al. 2021 (paper uses: low temperature MVT deposit) | low temperature MVT deposit | Pb, Zn | Ga, Ge, In | Pb, Zn (Ga, Ge, In) | Hannigan, 2007 |  | W17-HT12 |  |  | field site |  |  |  |  | ore material | polished section | unknown | mineral separate | [5 empty] | mineralisation |  |  |  | sphalerite | colloform sphalerite (early); coarse sphalerite (late) | replacement | colloform, massive |  |  |  | galena, chalcopyrite | carbon coated (25 nm thick) prior to EMPA analysis | EMPA, LA-ICPMS | CAMECA SX100 (EMPA); NWR 193 UC laser-ablation system coupled to an Agilent 7900 quadrupole mass spectrometer (LA-ICPMS) | Electron Microprobe Analysis Laboratory, Department of Earth Science, University of Alberta (EMPA); University of Toronto (LA-ICPMS) | EMPA: beam current 30 nA, accelerating voltage 20 kV, beam diameter 2 µm; WDS maps: 20 kV, 100 nA, 5 µm beam size. LA-ICPMS: 30 µm beam size, 4.5 J/cm2 fluence, 5 Hz pulse rate, 10 µm/s scan speed, 30 s background, 45 s analysis time, 30 s wash-out delay | GSD-1, STDGL3, and Sph used as Reference Materials to correct for instrument drift and provide quantitative trace element values; MASS-1 standard (Wilson et al. 2002) used as external standard | 0.2 |  |  |  | 0 | [15 empty] | 0.13 | [5 empty] | 0.69 | [5 empty] | 642000 | [9 empty] | 344500 |  | 0 |  |  |  | 0 |  |  |  | -0.07 |  |  |  | 38.2 | [11 empty] | 42 |  | 2.85 | [9 empty] | 0.3 | [5 empty] | 0.12 | [15 empty] | 7180 |  | 36.1 | [9 empty] | 41.9 | [13 empty] | 0.01 | [13 empty] | 99.9 |  |  |  |  | 2024 | Solomon Woje, M. (thesis). Critical metals in the Pine Point Pb-Zn district, Northwest Territories, Canada. University of Alberta. |  | CAN | NT
| Pine Point |  | Basin hydrothermal | Mississippi Valley-type (MVT) | MVT zinc-lead | Hofstra et al. 2021 (paper uses: low temperature MVT deposit) | low temperature MVT deposit | Pb, Zn | Ga, Ge, In | Pb, Zn (Ga, Ge, In) | Hannigan, 2007 |  | W17-HT12 |  |  | field site |  |  |  |  | ore material | polished section | unknown | mineral separate | [5 empty] | mineralisation |  |  |  | sphalerite | colloform sphalerite (early); coarse sphalerite (late) | replacement | colloform, massive |  |  |  | galena, chalcopyrite | carbon coated (25 nm thick) prior to EMPA analysis | EMPA, LA-ICPMS | CAMECA SX100 (EMPA); NWR 193 UC laser-ablation system coupled to an Agilent 7900 quadrupole mass spectrometer (LA-ICPMS) | Electron Microprobe Analysis Laboratory, Department of Earth Science, University of Alberta (EMPA); University of Toronto (LA-ICPMS) | EMPA: beam current 30 nA, accelerating voltage 20 kV, beam diameter 2 µm; WDS maps: 20 kV, 100 nA, 5 µm beam size. LA-ICPMS: 30 µm beam size, 4.5 J/cm2 fluence, 5 Hz pulse rate, 10 µm/s scan speed, 30 s background, 45 s analysis time, 30 s wash-out delay | GSD-1, STDGL3, and Sph used as Reference Materials to correct for instrument drift and provide quantitative trace element values; MASS-1 standard (Wilson et al. 2002) used as external standard | 0.2 |  |  |  | 0 | [15 empty] | 0.56 | [5 empty] | 0.68 | [5 empty] | 598000 | [9 empty] | 304200 |  | 0 |  |  |  | 0.06 |  |  |  | -0.08 |  |  |  | 34.01 | [11 empty] | 53.1 |  | 3 | [9 empty] | 0.47 | [5 empty] | 1.3 | [15 empty] | 4447 |  | 32.37 | [9 empty] | 32.37 | [13 empty] | 0.02 | [13 empty] | 55.9 |  |  |  |  | 2024 | Solomon Woje, M. (thesis). Critical metals in the Pine Point Pb-Zn district, Northwest Territories, Canada. University of Alberta. |  | CAN | NT
| Pine Point |  | Basin hydrothermal | Mississippi Valley-type (MVT) | MVT zinc-lead | Hofstra et al. 2021 (paper uses: low temperature MVT deposit) | low temperature MVT deposit | Pb, Zn | Ga, Ge, In | Pb, Zn (Ga, Ge, In) | Hannigan, 2007 |  | W17-HT12 |  |  | field site |  |  |  |  | ore material | polished section | unknown | mineral separate | [5 empty] | mineralisation |  |  |  | sphalerite | colloform sphalerite (early); coarse sphalerite (late) | replacement | colloform, massive |  |  |  | galena, chalcopyrite | carbon coated (25 nm thick) prior to EMPA analysis | EMPA, LA-ICPMS | CAMECA SX100 (EMPA); NWR 193 UC laser-ablation system coupled to an Agilent 7900 quadrupole mass spectrometer (LA-ICPMS) | Electron Microprobe Analysis Laboratory, Department of Earth Science, University of Alberta (EMPA); University of Toronto (LA-ICPMS) | EMPA: beam current 30 nA, accelerating voltage 20 kV, beam diameter 2 µm; WDS maps: 20 kV, 100 nA, 5 µm beam size. LA-ICPMS: 30 µm beam size, 4.5 J/cm2 fluence, 5 Hz pulse rate, 10 µm/s scan speed, 30 s background, 45 s analysis time, 30 s wash-out delay | GSD-1, STDGL3, and Sph used as Reference Materials to correct for instrument drift and provide quantitative trace element values; MASS-1 standard (Wilson et al. 2002) used as external standard | 0.46 |  |  |  | 0 | [15 empty] | 0.07 | [5 empty] | 0.71 | [5 empty] | 604000 | [9 empty] | 308700 |  | 0 |  |  |  | 0.03 |  |  |  | -0.06 |  |  |  | 29.07 | [11 empty] | 0.47 |  | 3.44 | [9 empty] | 0.14 | [5 empty] | 0.1 | [15 empty] | 5224 |  | 27.16 | [9 empty] | 31.9 | [13 empty] | 0.01 | [13 empty] | 62.5 |  |  |  |  | 2024 | Solomon Woje, M. (thesis). Critical metals in the Pine Point Pb-Zn district, Northwest Territories, Canada. University of Alberta. |  | CAN | NT
| Pine Point |  | Basin hydrothermal | Mississippi Valley-type (MVT) | MVT zinc-lead | Hofstra et al. 2021 (paper uses: low temperature MVT deposit) | low temperature MVT deposit | Pb, Zn | Ga, Ge, In | Pb, Zn (Ga, Ge, In) | Hannigan, 2007 |  | W17-HT12 |  |  | field site |  |  |  |  | ore material | polished section | unknown | mineral separate | [5 empty] | mineralisation |  |  |  | sphalerite | colloform sphalerite (early); coarse sphalerite (late) | replacement | colloform, massive |  |  |  | galena, chalcopyrite | carbon coated (25 nm thick) prior to EMPA analysis | EMPA, LA-ICPMS | CAMECA SX100 (EMPA); NWR 193 UC laser-ablation system coupled to an Agilent 7900 quadrupole mass spectrometer (LA-ICPMS) | Electron Microprobe Analysis Laboratory, Department of Earth Science, University of Alberta (EMPA); University of Toronto (LA-ICPMS) | EMPA: beam current 30 nA, accelerating voltage 20 kV, beam diameter 2 µm; WDS maps: 20 kV, 100 nA, 5 µm beam size. LA-ICPMS: 30 µm beam size, 4.5 J/cm2 fluence, 5 Hz pulse rate, 10 µm/s scan speed, 30 s background, 45 s analysis time, 30 s wash-out delay | GSD-1, STDGL3, and Sph used as Reference Materials to correct for instrument drift and provide quantitative trace element values; MASS-1 standard (Wilson et al. 2002) used as external standard | 0.03 |  |  |  | 0 | [15 empty] | 0.02 | [5 empty] | 0.74 | [5 empty] | 635000 | [9 empty] | 317500 |  | 0 |  |  |  | 0 |  |  |  | -0.06 |  |  |  | 29.73 | [11 empty] | 0.02 |  | 2.08 | [9 empty] | 0.62 | [5 empty] | 0.04 | [15 empty] | 4858 |  | 28.33 | [9 empty] | 31.81 | [13 empty] | 0.01 | [13 empty] | 125 |  |  |  |  | 2024 | Solomon Woje, M. (thesis). Critical metals in the Pine Point Pb-Zn district, Northwest Territories, Canada. University of Alberta. |  | CAN | NT
| Pine Point |  | Basin hydrothermal | Mississippi Valley-type (MVT) | MVT zinc-lead | Hofstra et al. 2021 (paper uses: low temperature MVT deposit) | low temperature MVT deposit | Pb, Zn | Ga, Ge, In | Pb, Zn (Ga, Ge, In) | Hannigan, 2007 |  | W17-HT12 |  |  | field site |  |  |  |  | ore material | polished section | unknown | mineral separate | [5 empty] | mineralisation |  |  |  | sphalerite | colloform sphalerite (early); coarse sphalerite (late) | replacement | colloform, massive |  |  |  | galena, chalcopyrite | carbon coated (25 nm thick) prior to EMPA analysis | EMPA, LA-ICPMS | CAMECA SX100 (EMPA); NWR 193 UC laser-ablation system coupled to an Agilent 7900 quadrupole mass spectrometer (LA-ICPMS) | Electron Microprobe Analysis Laboratory, Department of Earth Science, University of Alberta (EMPA); University of Toronto (LA-ICPMS) | EMPA: beam current 30 nA, accelerating voltage 20 kV, beam diameter 2 µm; WDS maps: 20 kV, 100 nA, 5 µm beam size. LA-ICPMS: 30 µm beam size, 4.5 J/cm2 fluence, 5 Hz pulse rate, 10 µm/s scan speed, 30 s background, 45 s analysis time, 30 s wash-out delay | GSD-1, STDGL3, and Sph used as Reference Materials to correct for instrument drift and provide quantitative trace element values; MASS-1 standard (Wilson et al. 2002) used as external standard | 0.02 |  |  |  | 0 | [15 empty] | 0.04 | [5 empty] | 0.78 | [5 empty] | 640000 | [9 empty] | 302600 |  | 0 |  |  |  | 0 |  |  |  | -0.06 |  |  |  | 41.24 | [11 empty] | -0.03 |  | 1.54 | [9 empty] | 1.74 | [5 empty] | 0.09 | [15 empty] | 2758 |  | 39.32 | [9 empty] | 44.63 | [13 empty] | 0.01 | [13 empty] | 103.6 |  |  |  |  | 2024 | Solomon Woje, M. (thesis). Critical metals in the Pine Point Pb-Zn district, Northwest Territories, Canada. University of Alberta. |  | CAN | NT
| Pine Point |  | Basin hydrothermal | Mississippi Valley-type (MVT) | MVT zinc-lead | Hofstra et al. 2021 (paper uses: low temperature MVT deposit) | low temperature MVT deposit | Pb, Zn | Ga, Ge, In | Pb, Zn (Ga, Ge, In) | Hannigan, 2007 |  | W17-HT12 |  |  | field site |  |  |  |  | ore material | polished section | unknown | mineral separate | [5 empty] | mineralisation |  |  |  | sphalerite | colloform sphalerite (early); coarse sphalerite (late) | replacement | colloform, massive |  |  |  | galena, chalcopyrite | carbon coated (25 nm thick) prior to EMPA analysis | EMPA, LA-ICPMS | CAMECA SX100 (EMPA); NWR 193 UC laser-ablation system coupled to an Agilent 7900 quadrupole mass spectrometer (LA-ICPMS) | Electron Microprobe Analysis Laboratory, Department of Earth Science, University of Alberta (EMPA); University of Toronto (LA-ICPMS) | EMPA: beam current 30 nA, accelerating voltage 20 kV, beam diameter 2 µm; WDS maps: 20 kV, 100 nA, 5 µm beam size. LA-ICPMS: 30 µm beam size, 4.5 J/cm2 fluence, 5 Hz pulse rate, 10 µm/s scan speed, 30 s background, 45 s analysis time, 30 s wash-out delay | GSD-1, STDGL3, and Sph used as Reference Materials to correct for instrument drift and provide quantitative trace element values; MASS-1 standard (Wilson et al. 2002) used as external standard | 8.86 |  |  |  | 0 | [15 empty] | 1.11 | [5 empty] | 1.03 | [5 empty] | 618000 | [9 empty] | 310000 |  | 0 |  |  |  | 1.22 |  |  |  | -0.08 |  |  |  | 31.77 | [11 empty] | 0.88 |  | 0.52 | [9 empty] | 1.75 | [5 empty] | 1.06 | [15 empty] | 3215 |  | 30.27 | [9 empty] | 33.53 | [13 empty] | 0.01 | [13 empty] | 302 |  |  |  |  | 2024 | Solomon Woje, M. (thesis). Critical metals in the Pine Point Pb-Zn district, Northwest Territories, Canada. University of Alberta. |  | CAN | NT
| Pine Point |  | Basin hydrothermal | Mississippi Valley-type (MVT) | MVT zinc-lead | Hofstra et al. 2021 (paper uses: low temperature MVT deposit) | low temperature MVT deposit | Pb, Zn | Ga, Ge, In | Pb, Zn (Ga, Ge, In) | Hannigan, 2007 |  | W17-HT12 |  |  | field site |  |  |  |  | ore material | polished section | unknown | mineral separate | [5 empty] | mineralisation |  |  |  | sphalerite | colloform sphalerite (early); coarse sphalerite (late) | replacement | colloform, massive |  |  |  | galena, chalcopyrite | carbon coated (25 nm thick) prior to EMPA analysis | EMPA, LA-ICPMS | CAMECA SX100 (EMPA); NWR 193 UC laser-ablation system coupled to an Agilent 7900 quadrupole mass spectrometer (LA-ICPMS) | Electron Microprobe Analysis Laboratory, Department of Earth Science, University of Alberta (EMPA); University of Toronto (LA-ICPMS) | EMPA: beam current 30 nA, accelerating voltage 20 kV, beam diameter 2 µm; WDS maps: 20 kV, 100 nA, 5 µm beam size. LA-ICPMS: 30 µm beam size, 4.5 J/cm2 fluence, 5 Hz pulse rate, 10 µm/s scan speed, 30 s background, 45 s analysis time, 30 s wash-out delay | GSD-1, STDGL3, and Sph used as Reference Materials to correct for instrument drift and provide quantitative trace element values; MASS-1 standard (Wilson et al. 2002) used as external standard | 0.65 |  |  |  | 0 | [15 empty] | 0.1 | [5 empty] | 0.78 | [5 empty] | 599000 | [9 empty] | 286600 |  | 0 |  |  |  | 0.06 |  |  |  | -0.06 |  |  |  | 9.1 | [11 empty] | 0.06 |  | 0.29 | [9 empty] | 1.4 | [5 empty] | 0.65 | [15 empty] | 3779 |  | 8.16 | [9 empty] | 8.98 | [13 empty] | 0.01 | [13 empty] | 49.7 |  |  |  |  | 2024 | Solomon Woje, M. (thesis). Critical metals in the Pine Point Pb-Zn district, Northwest Territories, Canada. University of Alberta. |  | CAN | NT
| Pine Point |  | Basin hydrothermal | Mississippi Valley-type (MVT) | MVT zinc-lead | Hofstra et al. 2021 (paper uses: low temperature MVT deposit) | low temperature MVT deposit | Pb, Zn | Ga, Ge, In | Pb, Zn (Ga, Ge, In) | Hannigan, 2007 |  | W17-HT12 |  |  | field site |  |  |  |  | ore material | polished section | unknown | mineral separate | [5 empty] | mineralisation |  |  |  | sphalerite | colloform sphalerite (early); coarse sphalerite (late) | replacement | colloform, massive |  |  |  | galena, chalcopyrite | carbon coated (25 nm thick) prior to EMPA analysis | EMPA, LA-ICPMS | CAMECA SX100 (EMPA); NWR 193 UC laser-ablation system coupled to an Agilent 7900 quadrupole mass spectrometer (LA-ICPMS) | Electron Microprobe Analysis Laboratory, Department of Earth Science, University of Alberta (EMPA); University of Toronto (LA-ICPMS) | EMPA: beam current 30 nA, accelerating voltage 20 kV, beam diameter 2 µm; WDS maps: 20 kV, 100 nA, 5 µm beam size. LA-ICPMS: 30 µm beam size, 4.5 J/cm2 fluence, 5 Hz pulse rate, 10 µm/s scan speed, 30 s background, 45 s analysis time, 30 s wash-out delay | GSD-1, STDGL3, and Sph used as Reference Materials to correct for instrument drift and provide quantitative trace element values; MASS-1 standard (Wilson et al. 2002) used as external standard | 0.78 |  |  |  | 0 | [15 empty] | 0.06 | [5 empty] | 0.94 | [5 empty] | 658000 | [9 empty] | 305900 |  | 0 |  |  |  | 0.02 |  |  |  | -0.08 |  |  |  | 18.71 | [11 empty] | 0.08 |  | 0.6 | [9 empty] | 1.69 | [5 empty] | 0.11 | [15 empty] | 2792 |  | 17.86 | [9 empty] | 19.57 | [13 empty] | 0.01 | [13 empty] | 162 |  |  |  |  | 2024 | Solomon Woje, M. (thesis). Critical metals in the Pine Point Pb-Zn district, Northwest Territories, Canada. University of Alberta. |  | CAN | NT
| Pine Point |  | Basin hydrothermal | Mississippi Valley-type (MVT) | MVT zinc-lead | Hofstra et al. 2021 (paper uses: low temperature MVT deposit) | low temperature MVT deposit | Pb, Zn | Ga, Ge, In | Pb, Zn (Ga, Ge, In) | Hannigan, 2007 |  | W17-HT12 |  |  | field site |  |  |  |  | ore material | polished section | unknown | mineral separate | [5 empty] | mineralisation |  |  |  | sphalerite | colloform sphalerite (early); coarse sphalerite (late) | replacement | colloform, massive |  |  |  | galena, chalcopyrite | carbon coated (25 nm thick) prior to EMPA analysis | EMPA, LA-ICPMS | CAMECA SX100 (EMPA); NWR 193 UC laser-ablation system coupled to an Agilent 7900 quadrupole mass spectrometer (LA-ICPMS) | Electron Microprobe Analysis Laboratory, Department of Earth Science, University of Alberta (EMPA); University of Toronto (LA-ICPMS) | EMPA: beam current 30 nA, accelerating voltage 20 kV, beam diameter 2 µm; WDS maps: 20 kV, 100 nA, 5 µm beam size. LA-ICPMS: 30 µm beam size, 4.5 J/cm2 fluence, 5 Hz pulse rate, 10 µm/s scan speed, 30 s background, 45 s analysis time, 30 s wash-out delay | GSD-1, STDGL3, and Sph used as Reference Materials to correct for instrument drift and provide quantitative trace element values; MASS-1 standard (Wilson et al. 2002) used as external standard | 0.43 |  |  |  | 0 | [15 empty] | 0.06 | [5 empty] | 0.91 | [5 empty] | 658000 | [9 empty] | 289800 |  | 0 |  |  |  | 0 |  |  |  | -0.12 |  |  |  | 2.85 | [11 empty] | 0.02 |  | 0.17 | [9 empty] | 2.98 | [5 empty] | 0.43 | [15 empty] | 465.9 |  | 2.41 | [9 empty] | 2.61 | [13 empty] | 0.01 | [13 empty] | 29.86 |  |  |  |  | 2024 | Solomon Woje, M. (thesis). Critical metals in the Pine Point Pb-Zn district, Northwest Territories, Canada. University of Alberta. |  | CAN | NT
| Pine Point |  | Basin hydrothermal | Mississippi Valley-type (MVT) | MVT zinc-lead | Hofstra et al. 2021 (paper uses: low temperature MVT deposit) | low temperature MVT deposit | Pb, Zn | Ga, Ge, In | Pb, Zn (Ga, Ge, In) | Hannigan, 2007 |  | W17-HT12 |  |  | field site |  |  |  |  | ore material | polished section | unknown | mineral separate | [5 empty] | mineralisation |  |  |  | sphalerite | colloform sphalerite (early); coarse sphalerite (late) | replacement | colloform, massive |  |  |  | galena, chalcopyrite | carbon coated (25 nm thick) prior to EMPA analysis | EMPA, LA-ICPMS | CAMECA SX100 (EMPA); NWR 193 UC laser-ablation system coupled to an Agilent 7900 quadrupole mass spectrometer (LA-ICPMS) | Electron Microprobe Analysis Laboratory, Department of Earth Science, University of Alberta (EMPA); University of Toronto (LA-ICPMS) | EMPA: beam current 30 nA, accelerating voltage 20 kV, beam diameter 2 µm; WDS maps: 20 kV, 100 nA, 5 µm beam size. LA-ICPMS: 30 µm beam size, 4.5 J/cm2 fluence, 5 Hz pulse rate, 10 µm/s scan speed, 30 s background, 45 s analysis time, 30 s wash-out delay | GSD-1, STDGL3, and Sph used as Reference Materials to correct for instrument drift and provide quantitative trace element values; MASS-1 standard (Wilson et al. 2002) used as external standard | 1.22 |  |  |  | 0 | [15 empty] | 0.26 | [5 empty] | 0.9 | [5 empty] | 651000 | [9 empty] | 286600 |  | 0 |  |  |  | 0.22 |  |  |  | -0.16 |  |  |  | 13.76 | [11 empty] | 0.06 |  | 0.16 | [9 empty] | 2.82 | [5 empty] | 0.26 | [15 empty] | 847 |  | 13.27 | [9 empty] | 13.76 | [13 empty] | 0.01 | [13 empty] | 88.8 |  |  |  |  | 2024 | Solomon Woje, M. (thesis). Critical metals in the Pine Point Pb-Zn district, Northwest Territories, Canada. University of Alberta. |  | CAN | NT
| Pine Point |  | Basin hydrothermal | Mississippi Valley-type (MVT) | MVT zinc-lead | Hofstra et al. 2021 (paper uses: low temperature MVT deposit) | low temperature MVT deposit | Pb, Zn | Ga, Ge, In | Pb, Zn (Ga, Ge, In) | Hannigan, 2007 |  | W17-HT12 |  |  | field site |  |  |  |  | ore material | polished section | unknown | mineral separate | [5 empty] | mineralisation |  |  |  | sphalerite | colloform sphalerite (early); coarse sphalerite (late) | replacement | colloform, massive |  |  |  | galena, chalcopyrite | carbon coated (25 nm thick) prior to EMPA analysis | EMPA, LA-ICPMS | CAMECA SX100 (EMPA); NWR 193 UC laser-ablation system coupled to an Agilent 7900 quadrupole mass spectrometer (LA-ICPMS) | Electron Microprobe Analysis Laboratory, Department of Earth Science, University of Alberta (EMPA); University of Toronto (LA-ICPMS) | EMPA: beam current 30 nA, accelerating voltage 20 kV, beam diameter 2 µm; WDS maps: 20 kV, 100 nA, 5 µm beam size. LA-ICPMS: 30 µm beam size, 4.5 J/cm2 fluence, 5 Hz pulse rate, 10 µm/s scan speed, 30 s background, 45 s analysis time, 30 s wash-out delay | GSD-1, STDGL3, and Sph used as Reference Materials to correct for instrument drift and provide quantitative trace element values; MASS-1 standard (Wilson et al. 2002) used as external standard | 2.6 |  |  |  | 0 | [15 empty] | 0.53 | [5 empty] | 0.9 | [5 empty] | 651000 | [9 empty] | 286700 |  | 0 |  |  |  | 0.41 |  |  |  | -0.2 |  |  |  | 11.46 | [11 empty] | -0.03 |  | 0.11 | [9 empty] | 2.77 | [5 empty] | 0.54 | [15 empty] | 872 |  | 13.62 | [9 empty] | 13.99 | [13 empty] | 0.01 | [13 empty] | 98.1 |  |  |  |  | 2024 | Solomon Woje, M. (thesis). Critical metals in the Pine Point Pb-Zn district, Northwest Territories, Canada. University of Alberta. |  | CAN | NT
| Pine Point |  | Basin hydrothermal | Mississippi Valley-type (MVT) | MVT zinc-lead | Hofstra et al. 2021 (paper uses: low temperature MVT deposit) | low temperature MVT deposit | Pb, Zn | Ga, Ge, In | Pb, Zn (Ga, Ge, In) | Hannigan, 2007 |  | W17-HT12 |  |  | field site |  |  |  |  | ore material | polished section | unknown | mineral separate | [5 empty] | mineralisation |  |  |  | sphalerite | colloform sphalerite (early); coarse sphalerite (late) | replacement | colloform, massive |  |  |  | galena, chalcopyrite | carbon coated (25 nm thick) prior to EMPA analysis | EMPA, LA-ICPMS | CAMECA SX100 (EMPA); NWR 193 UC laser-ablation system coupled to an Agilent 7900 quadrupole mass spectrometer (LA-ICPMS) | Electron Microprobe Analysis Laboratory, Department of Earth Science, University of Alberta (EMPA); University of Toronto (LA-ICPMS) | EMPA: beam current 30 nA, accelerating voltage 20 kV, beam diameter 2 µm; WDS maps: 20 kV, 100 nA, 5 µm beam size. LA-ICPMS: 30 µm beam size, 4.5 J/cm2 fluence, 5 Hz pulse rate, 10 µm/s scan speed, 30 s background, 45 s analysis time, 30 s wash-out delay | GSD-1, STDGL3, and Sph used as Reference Materials to correct for instrument drift and provide quantitative trace element values; MASS-1 standard (Wilson et al. 2002) used as external standard | 0.57 |  |  |  | 0 | [15 empty] | 0.15 | [5 empty] | 0.81 | [5 empty] | 659000 | [9 empty] | 280800 |  | 0 |  |  |  | 0 |  |  |  | -0.45 |  |  |  | 2.72 | [11 empty] | 0.02 |  | 0.19 | [9 empty] | 2.71 | [5 empty] | 0.57 | [15 empty] | 450.5 |  | 2.61 | [9 empty] | 2.72 | [13 empty] | 0.01 | [13 empty] | 49.7 |  |  |  |  | 2024 | Solomon Woje, M. (thesis). Critical metals in the Pine Point Pb-Zn district, Northwest Territories, Canada. University of Alberta. |  | CAN | NT
| Pine Point |  | Basin hydrothermal | Mississippi Valley-type (MVT) | MVT zinc-lead | Hofstra et al. 2021 (paper uses: low temperature MVT deposit) | low temperature MVT deposit | Pb, Zn | Ga, Ge, In | Pb, Zn (Ga, Ge, In) | Hannigan, 2007 |  | W17-HT12 |  |  | field site |  |  |  |  | ore material | polished section | unknown | mineral separate | [5 empty] | mineralisation |  |  |  | sphalerite | colloform sphalerite (early); coarse sphalerite (late) | replacement | colloform, massive |  |  |  | galena, chalcopyrite | carbon coated (25 nm thick) prior to EMPA analysis | EMPA, LA-ICPMS | CAMECA SX100 (EMPA); NWR 193 UC laser-ablation system coupled to an Agilent 7900 quadrupole mass spectrometer (LA-ICPMS) | Electron Microprobe Analysis Laboratory, Department of Earth Science, University of Alberta (EMPA); University of Toronto (LA-ICPMS) | EMPA: beam current 30 nA, accelerating voltage 20 kV, beam diameter 2 µm; WDS maps: 20 kV, 100 nA, 5 µm beam size. LA-ICPMS: 30 µm beam size, 4.5 J/cm2 fluence, 5 Hz pulse rate, 10 µm/s scan speed, 30 s background, 45 s analysis time, 30 s wash-out delay | GSD-1, STDGL3, and Sph used as Reference Materials to correct for instrument drift and provide quantitative trace element values; MASS-1 standard (Wilson et al. 2002) used as external standard | 1.06 |  |  |  | 0 | [15 empty] | -0.25 | [5 empty] | 0.52 | [5 empty] | 650000 | [9 empty] | 261600 |  | 0 |  |  |  | 0.06 |  |  |  | 0.08 |  |  |  | 0.57 | [11 empty] | 0 |  | 0.28 | [9 empty] | 3.79 | [5 empty] | 0.7 | [15 empty] | 208.3 |  | 0.59 | [9 empty] | 0.57 | [13 empty] | 0.02 | [13 empty] | 9.34 |  |  |  |  | 2024 | Solomon Woje, M. (thesis). Critical metals in the Pine Point Pb-Zn district, Northwest Territories, Canada. University of Alberta. |  | CAN | NT
| Pine Point |  | Basin hydrothermal | Mississippi Valley-type (MVT) | MVT zinc-lead | Hofstra et al. 2021 (paper uses: low temperature MVT deposit) | low temperature MVT deposit | Pb, Zn | Ga, Ge, In | Pb, Zn (Ga, Ge, In) | Hannigan, 2007 |  | W17-HT12 |  |  | field site |  |  |  |  | ore material | polished section | unknown | mineral separate | [5 empty] | mineralisation |  |  |  | sphalerite | colloform sphalerite (early); coarse sphalerite (late) | replacement | colloform, massive |  |  |  | galena, chalcopyrite | carbon coated (25 nm thick) prior to EMPA analysis | EMPA, LA-ICPMS | CAMECA SX100 (EMPA); NWR 193 UC laser-ablation system coupled to an Agilent 7900 quadrupole mass spectrometer (LA-ICPMS) | Electron Microprobe Analysis Laboratory, Department of Earth Science, University of Alberta (EMPA); University of Toronto (LA-ICPMS) | EMPA: beam current 30 nA, accelerating voltage 20 kV, beam diameter 2 µm; WDS maps: 20 kV, 100 nA, 5 µm beam size. LA-ICPMS: 30 µm beam size, 4.5 J/cm2 fluence, 5 Hz pulse rate, 10 µm/s scan speed, 30 s background, 45 s analysis time, 30 s wash-out delay | GSD-1, STDGL3, and Sph used as Reference Materials to correct for instrument drift and provide quantitative trace element values; MASS-1 standard (Wilson et al. 2002) used as external standard | 20.06 |  |  |  | 0 | [15 empty] | 2.42 | [5 empty] | 0.71 | [5 empty] | 659000 | [9 empty] | 293100 |  | 0 |  |  |  | 0.73 |  |  |  | 0.06 |  |  |  | 25.6 | [11 empty] | 1.12 |  | 2.19 | [9 empty] | 1 | [5 empty] | 3.95 | [15 empty] | 9560 |  | 22.93 | [9 empty] | 24.41 | [13 empty] | 0.07 | [13 empty] | 822.4 |  |  |  |  | 2024 | Solomon Woje, M. (thesis). Critical metals in the Pine Point Pb-Zn district, Northwest Territories, Canada. University of Alberta. |  | CAN | NT
| Pine Point |  | Basin hydrothermal | Mississippi Valley-type (MVT) | MVT zinc-lead | Hofstra et al. 2021 (paper uses: low temperature MVT deposit) | low temperature MVT deposit | Pb, Zn | Ga, Ge, In | Pb, Zn (Ga, Ge, In) | Hannigan, 2007 |  | W17-HT12 |  |  | field site |  |  |  |  | ore material | polished section | unknown | mineral separate | [5 empty] | mineralisation |  |  |  | sphalerite | colloform sphalerite (early); coarse sphalerite (late) | replacement | colloform, massive |  |  |  | galena, chalcopyrite | carbon coated (25 nm thick) prior to EMPA analysis | EMPA, LA-ICPMS | CAMECA SX100 (EMPA); NWR 193 UC laser-ablation system coupled to an Agilent 7900 quadrupole mass spectrometer (LA-ICPMS) | Electron Microprobe Analysis Laboratory, Department of Earth Science, University of Alberta (EMPA); University of Toronto (LA-ICPMS) | EMPA: beam current 30 nA, accelerating voltage 20 kV, beam diameter 2 µm; WDS maps: 20 kV, 100 nA, 5 µm beam size. LA-ICPMS: 30 µm beam size, 4.5 J/cm2 fluence, 5 Hz pulse rate, 10 µm/s scan speed, 30 s background, 45 s analysis time, 30 s wash-out delay | GSD-1, STDGL3, and Sph used as Reference Materials to correct for instrument drift and provide quantitative trace element values; MASS-1 standard (Wilson et al. 2002) used as external standard | 23.11 |  |  |  | 0 | [15 empty] | 2.24 | [5 empty] | 0.64 | [5 empty] | 619000 | [9 empty] | 266100 |  | 0 |  |  |  | 1.07 |  |  |  | 0.07 |  |  |  | 22.86 | [11 empty] | 0.55 |  | 2.13 | [9 empty] | 1.1 | [5 empty] | 3.16 | [15 empty] | 6886 |  | 20.36 | [9 empty] | 22.38 | [13 empty] | 0.04 | [13 empty] | 634 |  |  |  |  | 2024 | Solomon Woje, M. (thesis). Critical metals in the Pine Point Pb-Zn district, Northwest Territories, Canada. University of Alberta. |  | CAN | NT
| Pine Point |  | Basin hydrothermal | Mississippi Valley-type (MVT) | MVT zinc-lead | Hofstra et al. 2021 (paper uses: low temperature MVT deposit) | low temperature MVT deposit | Pb, Zn | Ga, Ge, In | Pb, Zn (Ga, Ge, In) | Hannigan, 2007 |  | W17-HT12 |  |  | field site |  |  |  |  | ore material | polished section | unknown | mineral separate | [5 empty] | mineralisation |  |  |  | sphalerite | colloform sphalerite (early); coarse sphalerite (late) | replacement | colloform, massive |  |  |  | galena, chalcopyrite | carbon coated (25 nm thick) prior to EMPA analysis | EMPA, LA-ICPMS | CAMECA SX100 (EMPA); NWR 193 UC laser-ablation system coupled to an Agilent 7900 quadrupole mass spectrometer (LA-ICPMS) | Electron Microprobe Analysis Laboratory, Department of Earth Science, University of Alberta (EMPA); University of Toronto (LA-ICPMS) | EMPA: beam current 30 nA, accelerating voltage 20 kV, beam diameter 2 µm; WDS maps: 20 kV, 100 nA, 5 µm beam size. LA-ICPMS: 30 µm beam size, 4.5 J/cm2 fluence, 5 Hz pulse rate, 10 µm/s scan speed, 30 s background, 45 s analysis time, 30 s wash-out delay | GSD-1, STDGL3, and Sph used as Reference Materials to correct for instrument drift and provide quantitative trace element values; MASS-1 standard (Wilson et al. 2002) used as external standard | 3.08 |  |  |  | 0 | [15 empty] | 0.43 | [5 empty] | 0.51 | [5 empty] | 660000 | [9 empty] | 265000 |  | 0 |  |  |  | 0.11 |  |  |  | 0.12 |  |  |  | 5.73 | [11 empty] | 0.04 |  | 0.5 | [9 empty] | 3.32 | [5 empty] | 3.08 | [15 empty] | 745 |  | 4.8 | [9 empty] | 5.07 | [13 empty] | 0.02 | [13 empty] | 73 |  |  |  |  | 2024 | Solomon Woje, M. (thesis). Critical metals in the Pine Point Pb-Zn district, Northwest Territories, Canada. University of Alberta. |  | CAN | NT
| Pine Point |  | Basin hydrothermal | Mississippi Valley-type (MVT) | MVT zinc-lead | Hofstra et al. 2021 (paper uses: low temperature MVT deposit) | low temperature MVT deposit | Pb, Zn | Ga, Ge, In | Pb, Zn (Ga, Ge, In) | Hannigan, 2007 |  | W17-HT12 |  |  | field site |  |  |  |  | ore material | polished section | unknown | mineral separate | [5 empty] | mineralisation |  |  |  | sphalerite | colloform sphalerite (early); coarse sphalerite (late) | replacement | colloform, massive |  |  |  | galena, chalcopyrite | carbon coated (25 nm thick) prior to EMPA analysis | EMPA, LA-ICPMS | CAMECA SX100 (EMPA); NWR 193 UC laser-ablation system coupled to an Agilent 7900 quadrupole mass spectrometer (LA-ICPMS) | Electron Microprobe Analysis Laboratory, Department of Earth Science, University of Alberta (EMPA); University of Toronto (LA-ICPMS) | EMPA: beam current 30 nA, accelerating voltage 20 kV, beam diameter 2 µm; WDS maps: 20 kV, 100 nA, 5 µm beam size. LA-ICPMS: 30 µm beam size, 4.5 J/cm2 fluence, 5 Hz pulse rate, 10 µm/s scan speed, 30 s background, 45 s analysis time, 30 s wash-out delay | GSD-1, STDGL3, and Sph used as Reference Materials to correct for instrument drift and provide quantitative trace element values; MASS-1 standard (Wilson et al. 2002) used as external standard | 1.35 |  |  |  | 0 | [15 empty] | 9.45 | [5 empty] | 0.63 | [5 empty] | 660000 | [9 empty] | 262200 |  | 0 |  |  |  | 0 |  |  |  | -0.14 |  |  |  | 1.95 | [11 empty] | 0.04 |  | 0.51 | [9 empty] | 2.44 | [5 empty] | 1.35 | [15 empty] | 349 |  | 1.63 | [9 empty] | 1.95 | [13 empty] | 0.02 | [13 empty] | 9.52 |  |  |  |  | 2024 | Solomon Woje, M. (thesis). Critical metals in the Pine Point Pb-Zn district, Northwest Territories, Canada. University of Alberta. |  | CAN | NT
| Pine Point |  | Basin hydrothermal | Mississippi Valley-type (MVT) | MVT zinc-lead | Hofstra et al. 2021 (paper uses: low temperature MVT deposit) | low temperature MVT deposit | Pb, Zn | Ga, Ge, In | Pb, Zn (Ga, Ge, In) | Hannigan, 2007 |  | W17-HT12 |  |  | field site |  |  |  |  | ore material | polished section | unknown | mineral separate | [5 empty] | mineralisation |  |  |  | sphalerite | colloform sphalerite (early); coarse sphalerite (late) | replacement | colloform, massive |  |  |  | galena, chalcopyrite | carbon coated (25 nm thick) prior to EMPA analysis | EMPA, LA-ICPMS | CAMECA SX100 (EMPA); NWR 193 UC laser-ablation system coupled to an Agilent 7900 quadrupole mass spectrometer (LA-ICPMS) | Electron Microprobe Analysis Laboratory, Department of Earth Science, University of Alberta (EMPA); University of Toronto (LA-ICPMS) | EMPA: beam current 30 nA, accelerating voltage 20 kV, beam diameter 2 µm; WDS maps: 20 kV, 100 nA, 5 µm beam size. LA-ICPMS: 30 µm beam size, 4.5 J/cm2 fluence, 5 Hz pulse rate, 10 µm/s scan speed, 30 s background, 45 s analysis time, 30 s wash-out delay | GSD-1, STDGL3, and Sph used as Reference Materials to correct for instrument drift and provide quantitative trace element values; MASS-1 standard (Wilson et al. 2002) used as external standard | 21.8 |  |  |  | 0 | [15 empty] | 51.1 | [5 empty] | 0.58 | [5 empty] | 662000 | [9 empty] | 259300 |  | 0 |  |  |  | 0.01 |  |  |  | 0.18 |  |  |  | 0.83 | [11 empty] | -0.19 |  | 0.23 | [9 empty] | 4.1 | [5 empty] | 75.3 | [15 empty] | 67.5 |  | 0.4 | [9 empty] | 0.39 | [13 empty] | 0.02 | [13 empty] | 0.78 |  |  |  |  | 2024 | Solomon Woje, M. (thesis). Critical metals in the Pine Point Pb-Zn district, Northwest Territories, Canada. University of Alberta. |  | CAN | NT
| Pine Point |  | Basin hydrothermal | Mississippi Valley-type (MVT) | MVT zinc-lead | Hofstra et al. 2021 (paper uses: low temperature MVT deposit) | low temperature MVT deposit | Pb, Zn | Ga, Ge, In | Pb, Zn (Ga, Ge, In) | Hannigan, 2007 |  | W17-HT12 |  |  | field site |  |  |  |  | ore material | polished section | unknown | mineral separate | [5 empty] | mineralisation |  |  |  | sphalerite | colloform sphalerite (early); coarse sphalerite (late) | replacement | colloform, massive |  |  |  | galena, chalcopyrite | carbon coated (25 nm thick) prior to EMPA analysis | EMPA, LA-ICPMS | CAMECA SX100 (EMPA); NWR 193 UC laser-ablation system coupled to an Agilent 7900 quadrupole mass spectrometer (LA-ICPMS) | Electron Microprobe Analysis Laboratory, Department of Earth Science, University of Alberta (EMPA); University of Toronto (LA-ICPMS) | EMPA: beam current 30 nA, accelerating voltage 20 kV, beam diameter 2 µm; WDS maps: 20 kV, 100 nA, 5 µm beam size. LA-ICPMS: 30 µm beam size, 4.5 J/cm2 fluence, 5 Hz pulse rate, 10 µm/s scan speed, 30 s background, 45 s analysis time, 30 s wash-out delay | GSD-1, STDGL3, and Sph used as Reference Materials to correct for instrument drift and provide quantitative trace element values; MASS-1 standard (Wilson et al. 2002) used as external standard | 0.08 |  |  |  | 0 | [15 empty] | 0.2 | [5 empty] | 0.53 | [5 empty] | 598000 | [9 empty] | 257700 |  | 0 |  |  |  | 0.39 |  |  |  | 1.06 |  |  |  | 15.16 | [11 empty] | 1 |  | 2.11 | [9 empty] | 1.13 | [5 empty] | 0.08 | [15 empty] | 8690 |  | 12.69 | [9 empty] | 13.97 | [13 empty] | 0.02 | [13 empty] | 267.8 |  |  |  |  | 2024 | Solomon Woje, M. (thesis). Critical metals in the Pine Point Pb-Zn district, Northwest Territories, Canada. University of Alberta. |  | CAN | NT
| Pine Point |  | Basin hydrothermal | Mississippi Valley-type (MVT) | MVT zinc-lead | Hofstra et al. 2021 (paper uses: low temperature MVT deposit) | low temperature MVT deposit | Pb, Zn | Ga, Ge, In | Pb, Zn (Ga, Ge, In) | Hannigan, 2007 |  | W17-HT12 |  |  | field site |  |  |  |  | ore material | polished section | unknown | mineral separate | [5 empty] | mineralisation |  |  |  | sphalerite | colloform sphalerite (early); coarse sphalerite (late) | replacement | colloform, massive |  |  |  | galena, chalcopyrite | carbon coated (25 nm thick) prior to EMPA analysis | EMPA, LA-ICPMS | CAMECA SX100 (EMPA); NWR 193 UC laser-ablation system coupled to an Agilent 7900 quadrupole mass spectrometer (LA-ICPMS) | Electron Microprobe Analysis Laboratory, Department of Earth Science, University of Alberta (EMPA); University of Toronto (LA-ICPMS) | EMPA: beam current 30 nA, accelerating voltage 20 kV, beam diameter 2 µm; WDS maps: 20 kV, 100 nA, 5 µm beam size. LA-ICPMS: 30 µm beam size, 4.5 J/cm2 fluence, 5 Hz pulse rate, 10 µm/s scan speed, 30 s background, 45 s analysis time, 30 s wash-out delay | GSD-1, STDGL3, and Sph used as Reference Materials to correct for instrument drift and provide quantitative trace element values; MASS-1 standard (Wilson et al. 2002) used as external standard | 8.34 |  |  |  | 0 | [15 empty] | 0.72 | [5 empty] | 0.53 | [5 empty] | 634000 | [9 empty] | 272100 |  | 0 |  |  |  | 0.39 |  |  |  | 1.06 |  |  |  | 14.17 | [11 empty] | 1.05 |  | 0.8 | [9 empty] | 1.13 | [5 empty] | 1.13 | [15 empty] | 7268 |  | 12.69 | [9 empty] | 12.82 | [13 empty] | 0.02 | [13 empty] | 205 |  |  |  |  | 2024 | Solomon Woje, M. (thesis). Critical metals in the Pine Point Pb-Zn district, Northwest Territories, Canada. University of Alberta. |  | CAN | NT
| Pine Point |  | Basin hydrothermal | Mississippi Valley-type (MVT) | MVT zinc-lead | Hofstra et al. 2021 (paper uses: low temperature MVT deposit) | low temperature MVT deposit | Pb, Zn | Ga, Ge, In | Pb, Zn (Ga, Ge, In) | Hannigan, 2007 |  | W17-HT12 |  |  | field site |  |  |  |  | ore material | polished section | unknown | mineral separate | [5 empty] | mineralisation |  |  |  | sphalerite | colloform sphalerite (early); coarse sphalerite (late) | replacement | colloform, massive |  |  |  | galena, chalcopyrite | carbon coated (25 nm thick) prior to EMPA analysis | EMPA, LA-ICPMS | CAMECA SX100 (EMPA); NWR 193 UC laser-ablation system coupled to an Agilent 7900 quadrupole mass spectrometer (LA-ICPMS) | Electron Microprobe Analysis Laboratory, Department of Earth Science, University of Alberta (EMPA); University of Toronto (LA-ICPMS) | EMPA: beam current 30 nA, accelerating voltage 20 kV, beam diameter 2 µm; WDS maps: 20 kV, 100 nA, 5 µm beam size. LA-ICPMS: 30 µm beam size, 4.5 J/cm2 fluence, 5 Hz pulse rate, 10 µm/s scan speed, 30 s background, 45 s analysis time, 30 s wash-out delay | GSD-1, STDGL3, and Sph used as Reference Materials to correct for instrument drift and provide quantitative trace element values; MASS-1 standard (Wilson et al. 2002) used as external standard | 7.95 |  |  |  | 0 | [15 empty] | 0.1 | [5 empty] | 0.51 | [5 empty] | 638000 | [9 empty] | 271100 |  | 0 |  |  |  | 0.12 |  |  |  | -0.53 |  |  |  | 7.2 | [11 empty] | -0.11 |  | 0.61 | [9 empty] | 1.37 | [5 empty] | 2.07 | [15 empty] | 7449 |  | 6.74 | [9 empty] | 6.74 | [13 empty] | 0.06 | [13 empty] | 99.7 |  |  |  |  | 2024 | Solomon Woje, M. (thesis). Critical metals in the Pine Point Pb-Zn district, Northwest Territories, Canada. University of Alberta. |  | CAN | NT
| Pine Point |  | Basin hydrothermal | Mississippi Valley-type (MVT) | MVT zinc-lead | Hofstra et al. 2021 (paper uses: low temperature MVT deposit) | low temperature MVT deposit | Pb, Zn | Ga, Ge, In | Pb, Zn (Ga, Ge, In) | Hannigan, 2007 |  | W17-HT12 |  |  | field site |  |  |  |  | ore material | polished section | unknown | mineral separate | [5 empty] | mineralisation |  |  |  | sphalerite | colloform sphalerite (early); coarse sphalerite (late) | replacement | colloform, massive |  |  |  | galena, chalcopyrite | carbon coated (25 nm thick) prior to EMPA analysis | EMPA, LA-ICPMS | CAMECA SX100 (EMPA); NWR 193 UC laser-ablation system coupled to an Agilent 7900 quadrupole mass spectrometer (LA-ICPMS) | Electron Microprobe Analysis Laboratory, Department of Earth Science, University of Alberta (EMPA); University of Toronto (LA-ICPMS) | EMPA: beam current 30 nA, accelerating voltage 20 kV, beam diameter 2 µm; WDS maps: 20 kV, 100 nA, 5 µm beam size. LA-ICPMS: 30 µm beam size, 4.5 J/cm2 fluence, 5 Hz pulse rate, 10 µm/s scan speed, 30 s background, 45 s analysis time, 30 s wash-out delay | GSD-1, STDGL3, and Sph used as Reference Materials to correct for instrument drift and provide quantitative trace element values; MASS-1 standard (Wilson et al. 2002) used as external standard | 15.84 |  |  |  | 0 | [15 empty] | 2.79 | [5 empty] | 0.69 | [5 empty] | 629000 | [9 empty] | 275200 |  | 0 |  |  |  | 0.65 |  |  |  | -0.26 |  |  |  | 27.61 | [11 empty] | 3.6 |  | 1.2 | [9 empty] | 1.56 | [5 empty] | 4.02 | [15 empty] | 6610 |  | 25.17 | [9 empty] | 25.47 | [13 empty] | 0.03 | [13 empty] | 590 |  |  |  |  | 2024 | Solomon Woje, M. (thesis). Critical metals in the Pine Point Pb-Zn district, Northwest Territories, Canada. University of Alberta. |  | CAN | NT
| Pine Point |  | Basin hydrothermal | Mississippi Valley-type (MVT) | MVT zinc-lead | Hofstra et al. 2021 (paper uses: low temperature MVT deposit) | low temperature MVT deposit | Pb, Zn | Ga, Ge, In | Pb, Zn (Ga, Ge, In) | Hannigan, 2007 |  | W17-HT12 |  |  | field site |  |  |  |  | ore material | polished section | unknown | mineral separate | [5 empty] | mineralisation |  |  |  | sphalerite | colloform sphalerite (early); coarse sphalerite (late) | replacement | colloform, massive |  |  |  | galena, chalcopyrite | carbon coated (25 nm thick) prior to EMPA analysis | EMPA, LA-ICPMS | CAMECA SX100 (EMPA); NWR 193 UC laser-ablation system coupled to an Agilent 7900 quadrupole mass spectrometer (LA-ICPMS) | Electron Microprobe Analysis Laboratory, Department of Earth Science, University of Alberta (EMPA); University of Toronto (LA-ICPMS) | EMPA: beam current 30 nA, accelerating voltage 20 kV, beam diameter 2 µm; WDS maps: 20 kV, 100 nA, 5 µm beam size. LA-ICPMS: 30 µm beam size, 4.5 J/cm2 fluence, 5 Hz pulse rate, 10 µm/s scan speed, 30 s background, 45 s analysis time, 30 s wash-out delay | GSD-1, STDGL3, and Sph used as Reference Materials to correct for instrument drift and provide quantitative trace element values; MASS-1 standard (Wilson et al. 2002) used as external standard | 0.59 |  |  |  | 0 | [15 empty] | 0.05 | [5 empty] | 0.53 | [5 empty] | 656000 | [9 empty] | 265600 |  | 0 |  |  |  | 0 |  |  |  | -0.22 |  |  |  | 2.49 | [11 empty] | 0.13 |  | 0.4 | [9 empty] | 4.26 | [5 empty] | 0.11 | [15 empty] | 438.4 |  | 1.95 | [9 empty] | 2.49 | [13 empty] | 0.02 | [13 empty] | 16.66 |  |  |  |  | 2024 | Solomon Woje, M. (thesis). Critical metals in the Pine Point Pb-Zn district, Northwest Territories, Canada. University of Alberta. |  | CAN | NT
| Pine Point |  | Basin hydrothermal | Mississippi Valley-type (MVT) | MVT zinc-lead | Hofstra et al. 2021 (paper uses: low temperature MVT deposit) | low temperature MVT deposit | Pb, Zn | Ga, Ge, In | Pb, Zn (Ga, Ge, In) | Hannigan, 2007 |  | W17-HT12 |  |  | field site |  |  |  |  | ore material | polished section | unknown | mineral separate | [5 empty] | mineralisation |  |  |  | sphalerite | colloform sphalerite (early); coarse sphalerite (late) | replacement | colloform, massive |  |  |  | galena, chalcopyrite | carbon coated (25 nm thick) prior to EMPA analysis | EMPA, LA-ICPMS | CAMECA SX100 (EMPA); NWR 193 UC laser-ablation system coupled to an Agilent 7900 quadrupole mass spectrometer (LA-ICPMS) | Electron Microprobe Analysis Laboratory, Department of Earth Science, University of Alberta (EMPA); University of Toronto (LA-ICPMS) | EMPA: beam current 30 nA, accelerating voltage 20 kV, beam diameter 2 µm; WDS maps: 20 kV, 100 nA, 5 µm beam size. LA-ICPMS: 30 µm beam size, 4.5 J/cm2 fluence, 5 Hz pulse rate, 10 µm/s scan speed, 30 s background, 45 s analysis time, 30 s wash-out delay | GSD-1, STDGL3, and Sph used as Reference Materials to correct for instrument drift and provide quantitative trace element values; MASS-1 standard (Wilson et al. 2002) used as external standard | 1.67 |  |  |  | 0 | [15 empty] | 0.1 | [5 empty] | 0.59 | [5 empty] | 662000 | [9 empty] | 267700 |  | 0 |  |  |  | 0 |  |  |  | -0.17 |  |  |  | 1.12 | [11 empty] | 0.05 |  | 0.33 | [9 empty] | 3.42 | [5 empty] | 0.11 | [15 empty] | 715.4 |  | 1.12 | [9 empty] | 1.12 | [13 empty] | 0.02 | [13 empty] | 34.71 |  |  |  |  | 2024 | Solomon Woje, M. (thesis). Critical metals in the Pine Point Pb-Zn district, Northwest Territories, Canada. University of Alberta. |  | CAN | NT
| Pine Point |  | Basin hydrothermal | Mississippi Valley-type (MVT) | MVT zinc-lead | Hofstra et al. 2021 (paper uses: low temperature MVT deposit) | low temperature MVT deposit | Pb, Zn | Ga, Ge, In | Pb, Zn (Ga, Ge, In) | Hannigan, 2007 |  | W17-HT12 |  |  | field site |  |  |  |  | ore material | polished section | unknown | mineral separate | [5 empty] | mineralisation |  |  |  | sphalerite | colloform sphalerite (early); coarse sphalerite (late) | replacement | colloform, massive |  |  |  | galena, chalcopyrite | carbon coated (25 nm thick) prior to EMPA analysis | EMPA, LA-ICPMS | CAMECA SX100 (EMPA); NWR 193 UC laser-ablation system coupled to an Agilent 7900 quadrupole mass spectrometer (LA-ICPMS) | Electron Microprobe Analysis Laboratory, Department of Earth Science, University of Alberta (EMPA); University of Toronto (LA-ICPMS) | EMPA: beam current 30 nA, accelerating voltage 20 kV, beam diameter 2 µm; WDS maps: 20 kV, 100 nA, 5 µm beam size. LA-ICPMS: 30 µm beam size, 4.5 J/cm2 fluence, 5 Hz pulse rate, 10 µm/s scan speed, 30 s background, 45 s analysis time, 30 s wash-out delay | GSD-1, STDGL3, and Sph used as Reference Materials to correct for instrument drift and provide quantitative trace element values; MASS-1 standard (Wilson et al. 2002) used as external standard | 2.22 |  |  |  | 0 | [15 empty] | 0.07 | [5 empty] | 0.59 | [5 empty] | 661000 | [9 empty] | 269400 |  | 0 |  |  |  | 0.01 |  |  |  | -0.14 |  |  |  | 1.49 | [11 empty] | -0.01 |  | 0.32 | [9 empty] | 2.95 | [5 empty] | 0.81 | [15 empty] | 758.1 |  | 1.74 | [9 empty] | 1.49 | [13 empty] | 0.01 | [13 empty] | 33.93 |  |  |  |  | 2024 | Solomon Woje, M. (thesis). Critical metals in the Pine Point Pb-Zn district, Northwest Territories, Canada. University of Alberta. |  | CAN | NT
| Pine Point |  | Basin hydrothermal | Mississippi Valley-type (MVT) | MVT zinc-lead | Hofstra et al. 2021 (paper uses: low temperature MVT deposit) | low temperature MVT deposit | Pb, Zn | Ga, Ge, In | Pb, Zn (Ga, Ge, In) | Hannigan, 2007 |  | W17-HT12 |  |  | field site |  |  |  |  | ore material | polished section | unknown | mineral separate | [5 empty] | mineralisation |  |  |  | sphalerite | colloform sphalerite (early); coarse sphalerite (late) | replacement | colloform, massive |  |  |  | galena, chalcopyrite | carbon coated (25 nm thick) prior to EMPA analysis | EMPA, LA-ICPMS | CAMECA SX100 (EMPA); NWR 193 UC laser-ablation system coupled to an Agilent 7900 quadrupole mass spectrometer (LA-ICPMS) | Electron Microprobe Analysis Laboratory, Department of Earth Science, University of Alberta (EMPA); University of Toronto (LA-ICPMS) | EMPA: beam current 30 nA, accelerating voltage 20 kV, beam diameter 2 µm; WDS maps: 20 kV, 100 nA, 5 µm beam size. LA-ICPMS: 30 µm beam size, 4.5 J/cm2 fluence, 5 Hz pulse rate, 10 µm/s scan speed, 30 s background, 45 s analysis time, 30 s wash-out delay | GSD-1, STDGL3, and Sph used as Reference Materials to correct for instrument drift and provide quantitative trace element values; MASS-1 standard (Wilson et al. 2002) used as external standard | 0.66 |  |  |  | 0 | [15 empty] | 0.19 | [5 empty] | 0.59 | [5 empty] | 668000 | [9 empty] | 271200 |  | 0 |  |  |  | 0 |  |  |  | -0.13 |  |  |  | 37.1 | [11 empty] | 0.02 |  | 0.6 | [9 empty] | 2.96 | [5 empty] | 0.25 | [15 empty] | 1228 |  | 34.9 | [9 empty] | 35.2 | [13 empty] | 0.02 | [13 empty] | 36.1 |  |  |  |  | 2024 | Solomon Woje, M. (thesis). Critical metals in the Pine Point Pb-Zn district, Northwest Territories, Canada. University of Alberta. |  | CAN | NT
| Pine Point |  | Basin hydrothermal | Mississippi Valley-type (MVT) | MVT zinc-lead | Hofstra et al. 2021 (paper uses: low temperature MVT deposit) | low temperature MVT deposit | Pb, Zn | Ga, Ge, In | Pb, Zn (Ga, Ge, In) | Hannigan, 2007 |  | W17-HT12 |  |  | field site |  |  |  |  | ore material | polished section | unknown | mineral separate | [5 empty] | mineralisation |  |  |  | sphalerite | colloform sphalerite (early); coarse sphalerite (late) | replacement | colloform, massive |  |  |  | galena, chalcopyrite | carbon coated (25 nm thick) prior to EMPA analysis | EMPA, LA-ICPMS | CAMECA SX100 (EMPA); NWR 193 UC laser-ablation system coupled to an Agilent 7900 quadrupole mass spectrometer (LA-ICPMS) | Electron Microprobe Analysis Laboratory, Department of Earth Science, University of Alberta (EMPA); University of Toronto (LA-ICPMS) | EMPA: beam current 30 nA, accelerating voltage 20 kV, beam diameter 2 µm; WDS maps: 20 kV, 100 nA, 5 µm beam size. LA-ICPMS: 30 µm beam size, 4.5 J/cm2 fluence, 5 Hz pulse rate, 10 µm/s scan speed, 30 s background, 45 s analysis time, 30 s wash-out delay | GSD-1, STDGL3, and Sph used as Reference Materials to correct for instrument drift and provide quantitative trace element values; MASS-1 standard (Wilson et al. 2002) used as external standard | 0.17 |  |  |  | 0 | [15 empty] | 0.08 | [5 empty] | 0.6 | [5 empty] | 670000 | [9 empty] | 275000 |  | 0 |  |  |  | 0.02 |  |  |  | -0.12 |  |  |  | 48 | [11 empty] | -0.03 |  | 0.76 | [9 empty] | 0.99 | [5 empty] | 0.17 | [15 empty] | 1649 |  | 44.6 | [9 empty] | 45.1 | [13 empty] | 0.01 | [13 empty] | 87.6 |  |  |  |  | 2024 | Solomon Woje, M. (thesis). Critical metals in the Pine Point Pb-Zn district, Northwest Territories, Canada. University of Alberta. |  | CAN | NT
| Pine Point |  | Basin hydrothermal | Mississippi Valley-type (MVT) | MVT zinc-lead | Hofstra et al. 2021 (paper uses: low temperature MVT deposit) | low temperature MVT deposit | Pb, Zn | Ga, Ge, In | Pb, Zn (Ga, Ge, In) | Hannigan, 2007 |  | W17-HT12 |  |  | field site |  |  |  |  | ore material | polished section | unknown | mineral separate | [5 empty] | mineralisation |  |  |  | sphalerite | colloform sphalerite (early); coarse sphalerite (late) | replacement | colloform, massive |  |  |  | galena, chalcopyrite | carbon coated (25 nm thick) prior to EMPA analysis | EMPA, LA-ICPMS | CAMECA SX100 (EMPA); NWR 193 UC laser-ablation system coupled to an Agilent 7900 quadrupole mass spectrometer (LA-ICPMS) | Electron Microprobe Analysis Laboratory, Department of Earth Science, University of Alberta (EMPA); University of Toronto (LA-ICPMS) | EMPA: beam current 30 nA, accelerating voltage 20 kV, beam diameter 2 µm; WDS maps: 20 kV, 100 nA, 5 µm beam size. LA-ICPMS: 30 µm beam size, 4.5 J/cm2 fluence, 5 Hz pulse rate, 10 µm/s scan speed, 30 s background, 45 s analysis time, 30 s wash-out delay | GSD-1, STDGL3, and Sph used as Reference Materials to correct for instrument drift and provide quantitative trace element values; MASS-1 standard (Wilson et al. 2002) used as external standard | 0.66 |  |  |  | 0 | [15 empty] | 0.09 | [5 empty] | 0.61 | [5 empty] | 665000 | [9 empty] | 272700 |  | 0 |  |  |  | 0 |  |  |  | -0.13 |  |  |  | 10.96 | [11 empty] | -0.09 |  | 1.66 | [9 empty] | 2.92 | [5 empty] | 0.66 | [15 empty] | 1828 |  | 9.78 | [9 empty] | 9.81 | [13 empty] | 0.01 | [13 empty] | 69 |  |  |  |  | 2024 | Solomon Woje, M. (thesis). Critical metals in the Pine Point Pb-Zn district, Northwest Territories, Canada. University of Alberta. |  | CAN | NT
| Pine Point |  | Basin hydrothermal | Mississippi Valley-type (MVT) | MVT zinc-lead | Hofstra et al. 2021 (paper uses: low temperature MVT deposit) | low temperature MVT deposit | Pb, Zn | Ga, Ge, In | Pb, Zn (Ga, Ge, In) | Hannigan, 2007 |  | W17-HT12 |  |  | field site |  |  |  |  | ore material | polished section | unknown | mineral separate | [5 empty] | mineralisation |  |  |  | sphalerite | colloform sphalerite (early); coarse sphalerite (late) | replacement | colloform, massive |  |  |  | galena, chalcopyrite | carbon coated (25 nm thick) prior to EMPA analysis | EMPA, LA-ICPMS | CAMECA SX100 (EMPA); NWR 193 UC laser-ablation system coupled to an Agilent 7900 quadrupole mass spectrometer (LA-ICPMS) | Electron Microprobe Analysis Laboratory, Department of Earth Science, University of Alberta (EMPA); University of Toronto (LA-ICPMS) | EMPA: beam current 30 nA, accelerating voltage 20 kV, beam diameter 2 µm; WDS maps: 20 kV, 100 nA, 5 µm beam size. LA-ICPMS: 30 µm beam size, 4.5 J/cm2 fluence, 5 Hz pulse rate, 10 µm/s scan speed, 30 s background, 45 s analysis time, 30 s wash-out delay | GSD-1, STDGL3, and Sph used as Reference Materials to correct for instrument drift and provide quantitative trace element values; MASS-1 standard (Wilson et al. 2002) used as external standard | 0.94 |  |  |  | 0 | [15 empty] | 2.42 | [5 empty] | 0.65 | [5 empty] | 650000 | [9 empty] | 264900 |  | 0 |  |  |  | 0.06 |  |  |  | -0.16 |  |  |  | 4.58 | [11 empty] | 0.05 |  | 1.16 | [9 empty] | 3.52 | [5 empty] | 2.71 | [15 empty] | 978 |  | 3.85 | [9 empty] | 4.01 | [13 empty] | 0.01 | [13 empty] | 34.34 |  |  |  |  | 2024 | Solomon Woje, M. (thesis). Critical metals in the Pine Point Pb-Zn district, Northwest Territories, Canada. University of Alberta. |  | CAN | NT
| Pine Point |  | Basin hydrothermal | Mississippi Valley-type (MVT) | MVT zinc-lead | Hofstra et al. 2021 (paper uses: low temperature MVT deposit) | low temperature MVT deposit | Pb, Zn | Ga, Ge, In | Pb, Zn (Ga, Ge, In) | Hannigan, 2007 |  | X15-28 |  |  | field site |  |  |  |  | ore material | polished section | unknown | mineral separate | [5 empty] | mineralisation |  |  |  | sphalerite | colloform sphalerite (early); coarse sphalerite (late) | replacement | colloform, massive |  |  |  | galena, chalcopyrite | carbon coated (25 nm thick) prior to EMPA analysis | EMPA, LA-ICPMS | CAMECA SX100 (EMPA); NWR 193 UC laser-ablation system coupled to an Agilent 7900 quadrupole mass spectrometer (LA-ICPMS) | Electron Microprobe Analysis Laboratory, Department of Earth Science, University of Alberta (EMPA); University of Toronto (LA-ICPMS) | EMPA: beam current 30 nA, accelerating voltage 20 kV, beam diameter 2 µm; WDS maps: 20 kV, 100 nA, 5 µm beam size. LA-ICPMS: 30 µm beam size, 4.5 J/cm2 fluence, 5 Hz pulse rate, 10 µm/s scan speed, 30 s background, 45 s analysis time, 30 s wash-out delay | GSD-1, STDGL3, and Sph used as Reference Materials to correct for instrument drift and provide quantitative trace element values; MASS-1 standard (Wilson et al. 2002) used as external standard | 10.22 |  |  |  | 0 | [15 empty] | -0.06 | [5 empty] | 0.61 | [5 empty] | 614000 | [9 empty] | 233900 |  | 0 |  |  |  | 0.19 |  |  |  | 0.17 |  |  |  | 88.4 | [11 empty] | 0.02 |  | 0.37 | [9 empty] | 0.81 | [5 empty] | 0.1 | [15 empty] | 3231 |  | 82.9 | [9 empty] | 85.6 | [13 empty] | 0.01 | [13 empty] | 38.01 |  |  |  |  | 2024 | Solomon Woje, M. (thesis). Critical metals in the Pine Point Pb-Zn district, Northwest Territories, Canada. University of Alberta. |  | CAN | NT
| Pine Point |  | Basin hydrothermal | Mississippi Valley-type (MVT) | MVT zinc-lead | Hofstra et al. 2021 (paper uses: low temperature MVT deposit) | low temperature MVT deposit | Pb, Zn | Ga, Ge, In | Pb, Zn (Ga, Ge, In) | Hannigan, 2007 |  | X15-28 |  |  | field site |  |  |  |  | ore material | polished section | unknown | mineral separate | [5 empty] | mineralisation |  |  |  | sphalerite | colloform sphalerite (early); coarse sphalerite (late) | replacement | colloform, massive |  |  |  | galena, chalcopyrite | carbon coated (25 nm thick) prior to EMPA analysis | EMPA, LA-ICPMS | CAMECA SX100 (EMPA); NWR 193 UC laser-ablation system coupled to an Agilent 7900 quadrupole mass spectrometer (LA-ICPMS) | Electron Microprobe Analysis Laboratory, Department of Earth Science, University of Alberta (EMPA); University of Toronto (LA-ICPMS) | EMPA: beam current 30 nA, accelerating voltage 20 kV, beam diameter 2 µm; WDS maps: 20 kV, 100 nA, 5 µm beam size. LA-ICPMS: 30 µm beam size, 4.5 J/cm2 fluence, 5 Hz pulse rate, 10 µm/s scan speed, 30 s background, 45 s analysis time, 30 s wash-out delay | GSD-1, STDGL3, and Sph used as Reference Materials to correct for instrument drift and provide quantitative trace element values; MASS-1 standard (Wilson et al. 2002) used as external standard | 7.23 |  |  |  | 0 | [15 empty] | 0.05 | [5 empty] | 0.71 | [5 empty] | 632000 | [9 empty] | 235000 |  | 0 |  |  |  | 0.11 |  |  |  | 0.18 |  |  |  | 79.26 | [11 empty] | 0.1 |  | 0.28 | [9 empty] | 0.92 | [5 empty] | 0.12 | [15 empty] | 2982 |  | 74.9 | [9 empty] | 76.5 | [13 empty] | 0.01 | [13 empty] | 34.5 |  |  |  |  | 2024 | Solomon Woje, M. (thesis). Critical metals in the Pine Point Pb-Zn district, Northwest Territories, Canada. University of Alberta. |  | CAN | NT
| Pine Point |  | Basin hydrothermal | Mississippi Valley-type (MVT) | MVT zinc-lead | Hofstra et al. 2021 (paper uses: low temperature MVT deposit) | low temperature MVT deposit | Pb, Zn | Ga, Ge, In | Pb, Zn (Ga, Ge, In) | Hannigan, 2007 |  | X15-28 |  |  | field site |  |  |  |  | ore material | polished section | unknown | mineral separate | [5 empty] | mineralisation |  |  |  | sphalerite | colloform sphalerite (early); coarse sphalerite (late) | replacement | colloform, massive |  |  |  | galena, chalcopyrite | carbon coated (25 nm thick) prior to EMPA analysis | EMPA, LA-ICPMS | CAMECA SX100 (EMPA); NWR 193 UC laser-ablation system coupled to an Agilent 7900 quadrupole mass spectrometer (LA-ICPMS) | Electron Microprobe Analysis Laboratory, Department of Earth Science, University of Alberta (EMPA); University of Toronto (LA-ICPMS) | EMPA: beam current 30 nA, accelerating voltage 20 kV, beam diameter 2 µm; WDS maps: 20 kV, 100 nA, 5 µm beam size. LA-ICPMS: 30 µm beam size, 4.5 J/cm2 fluence, 5 Hz pulse rate, 10 µm/s scan speed, 30 s background, 45 s analysis time, 30 s wash-out delay | GSD-1, STDGL3, and Sph used as Reference Materials to correct for instrument drift and provide quantitative trace element values; MASS-1 standard (Wilson et al. 2002) used as external standard | 1.81 |  |  |  | 0 | [15 empty] | 0.02 | [5 empty] | 0.77 | [5 empty] | 629000 | [9 empty] | 257200 |  | 0 |  |  |  | 0.04 |  |  |  | 0.08 |  |  |  | 108.4 | [11 empty] | 0.07 |  | 1.98 | [9 empty] | 0.26 | [5 empty] | 0.14 | [15 empty] | 10180 |  | 101.5 | [9 empty] | 103.7 | [13 empty] | 0.01 | [13 empty] | 242 |  |  |  |  | 2024 | Solomon Woje, M. (thesis). Critical metals in the Pine Point Pb-Zn district, Northwest Territories, Canada. University of Alberta. |  | CAN | NT
| Pine Point |  | Basin hydrothermal | Mississippi Valley-type (MVT) | MVT zinc-lead | Hofstra et al. 2021 (paper uses: low temperature MVT deposit) | low temperature MVT deposit | Pb, Zn | Ga, Ge, In | Pb, Zn (Ga, Ge, In) | Hannigan, 2007 |  | X15-28 |  |  | field site |  |  |  |  | ore material | polished section | unknown | mineral separate | [5 empty] | mineralisation |  |  |  | sphalerite | colloform sphalerite (early); coarse sphalerite (late) | replacement | colloform, massive |  |  |  | galena, chalcopyrite | carbon coated (25 nm thick) prior to EMPA analysis | EMPA, LA-ICPMS | CAMECA SX100 (EMPA); NWR 193 UC laser-ablation system coupled to an Agilent 7900 quadrupole mass spectrometer (LA-ICPMS) | Electron Microprobe Analysis Laboratory, Department of Earth Science, University of Alberta (EMPA); University of Toronto (LA-ICPMS) | EMPA: beam current 30 nA, accelerating voltage 20 kV, beam diameter 2 µm; WDS maps: 20 kV, 100 nA, 5 µm beam size. LA-ICPMS: 30 µm beam size, 4.5 J/cm2 fluence, 5 Hz pulse rate, 10 µm/s scan speed, 30 s background, 45 s analysis time, 30 s wash-out delay | GSD-1, STDGL3, and Sph used as Reference Materials to correct for instrument drift and provide quantitative trace element values; MASS-1 standard (Wilson et al. 2002) used as external standard | 0.02 |  |  |  | 0 | [15 empty] | 0.08 | [5 empty] | 0.77 | [5 empty] | 608000 | [9 empty] | 226300 |  | 0 |  |  |  | 0.04 |  |  |  | 0.12 |  |  |  | 22.86 | [11 empty] | 0.06 |  | 2.4 | [9 empty] | 0.08 | [5 empty] | 0.2 | [15 empty] | 4610 |  | 21.22 | [9 empty] | 21.57 | [13 empty] | 0.01 | [13 empty] | 72.4 |  |  |  |  | 2024 | Solomon Woje, M. (thesis). Critical metals in the Pine Point Pb-Zn district, Northwest Territories, Canada. University of Alberta. |  | CAN | NT
| Pine Point |  | Basin hydrothermal | Mississippi Valley-type (MVT) | MVT zinc-lead | Hofstra et al. 2021 (paper uses: low temperature MVT deposit) | low temperature MVT deposit | Pb, Zn | Ga, Ge, In | Pb, Zn (Ga, Ge, In) | Hannigan, 2007 |  | X15-28 |  |  | field site |  |  |  |  | ore material | polished section | unknown | mineral separate | [5 empty] | mineralisation |  |  |  | sphalerite | colloform sphalerite (early); coarse sphalerite (late) | replacement | colloform, massive |  |  |  | galena, chalcopyrite | carbon coated (25 nm thick) prior to EMPA analysis | EMPA, LA-ICPMS | CAMECA SX100 (EMPA); NWR 193 UC laser-ablation system coupled to an Agilent 7900 quadrupole mass spectrometer (LA-ICPMS) | Electron Microprobe Analysis Laboratory, Department of Earth Science, University of Alberta (EMPA); University of Toronto (LA-ICPMS) | EMPA: beam current 30 nA, accelerating voltage 20 kV, beam diameter 2 µm; WDS maps: 20 kV, 100 nA, 5 µm beam size. LA-ICPMS: 30 µm beam size, 4.5 J/cm2 fluence, 5 Hz pulse rate, 10 µm/s scan speed, 30 s background, 45 s analysis time, 30 s wash-out delay | GSD-1, STDGL3, and Sph used as Reference Materials to correct for instrument drift and provide quantitative trace element values; MASS-1 standard (Wilson et al. 2002) used as external standard | 0.89 |  |  |  | 0 | [15 empty] | 0.03 | [5 empty] | 0.83 | [5 empty] | 591000 | [9 empty] | 216500 |  | 0 |  |  |  | 0.03 |  |  |  | 0.16 |  |  |  | 44.8 | [11 empty] | 0.03 |  | 1.31 | [9 empty] | 0.64 | [5 empty] | 0.13 | [15 empty] | 3635 |  | 42.1 | [9 empty] | 42.6 | [13 empty] | 0.01 | [13 empty] | 105.4 |  |  |  |  | 2024 | Solomon Woje, M. (thesis). Critical metals in the Pine Point Pb-Zn district, Northwest Territories, Canada. University of Alberta. |  | CAN | NT
| Pine Point |  | Basin hydrothermal | Mississippi Valley-type (MVT) | MVT zinc-lead | Hofstra et al. 2021 (paper uses: low temperature MVT deposit) | low temperature MVT deposit | Pb, Zn | Ga, Ge, In | Pb, Zn (Ga, Ge, In) | Hannigan, 2007 |  | X15-28 |  |  | field site |  |  |  |  | ore material | polished section | unknown | mineral separate | [5 empty] | mineralisation |  |  |  | sphalerite | colloform sphalerite (early); coarse sphalerite (late) | replacement | colloform, massive |  |  |  | galena, chalcopyrite | carbon coated (25 nm thick) prior to EMPA analysis | EMPA, LA-ICPMS | CAMECA SX100 (EMPA); NWR 193 UC laser-ablation system coupled to an Agilent 7900 quadrupole mass spectrometer (LA-ICPMS) | Electron Microprobe Analysis Laboratory, Department of Earth Science, University of Alberta (EMPA); University of Toronto (LA-ICPMS) | EMPA: beam current 30 nA, accelerating voltage 20 kV, beam diameter 2 µm; WDS maps: 20 kV, 100 nA, 5 µm beam size. LA-ICPMS: 30 µm beam size, 4.5 J/cm2 fluence, 5 Hz pulse rate, 10 µm/s scan speed, 30 s background, 45 s analysis time, 30 s wash-out delay | GSD-1, STDGL3, and Sph used as Reference Materials to correct for instrument drift and provide quantitative trace element values; MASS-1 standard (Wilson et al. 2002) used as external standard | 4.5 |  |  |  | 0 | [15 empty] | 0.05 | [5 empty] | 0.87 | [5 empty] | 637000 | [9 empty] | 230600 |  | 0 |  |  |  | 0.06 |  |  |  | 0.19 |  |  |  | 85.9 | [11 empty] | 0 |  | 0.4 | [9 empty] | 0.85 | [5 empty] | 0.17 | [15 empty] | 3517 |  | 81.3 | [9 empty] | 81.6 | [13 empty] | 0.01 | [13 empty] | 82.1 |  |  |  |  | 2024 | Solomon Woje, M. (thesis). Critical metals in the Pine Point Pb-Zn district, Northwest Territories, Canada. University of Alberta. |  | CAN | NT
| Pine Point |  | Basin hydrothermal | Mississippi Valley-type (MVT) | MVT zinc-lead | Hofstra et al. 2021 (paper uses: low temperature MVT deposit) | low temperature MVT deposit | Pb, Zn | Ga, Ge, In | Pb, Zn (Ga, Ge, In) | Hannigan, 2007 |  | X15-28 |  |  | field site |  |  |  |  | ore material | polished section | unknown | mineral separate | [5 empty] | mineralisation |  |  |  | sphalerite | colloform sphalerite (early); coarse sphalerite (late) | replacement | colloform, massive |  |  |  | galena, chalcopyrite | carbon coated (25 nm thick) prior to EMPA analysis | EMPA, LA-ICPMS | CAMECA SX100 (EMPA); NWR 193 UC laser-ablation system coupled to an Agilent 7900 quadrupole mass spectrometer (LA-ICPMS) | Electron Microprobe Analysis Laboratory, Department of Earth Science, University of Alberta (EMPA); University of Toronto (LA-ICPMS) | EMPA: beam current 30 nA, accelerating voltage 20 kV, beam diameter 2 µm; WDS maps: 20 kV, 100 nA, 5 µm beam size. LA-ICPMS: 30 µm beam size, 4.5 J/cm2 fluence, 5 Hz pulse rate, 10 µm/s scan speed, 30 s background, 45 s analysis time, 30 s wash-out delay | GSD-1, STDGL3, and Sph used as Reference Materials to correct for instrument drift and provide quantitative trace element values; MASS-1 standard (Wilson et al. 2002) used as external standard | 6.34 |  |  |  | 0 | [15 empty] | 0.09 | [5 empty] | 0.97 | [5 empty] | 642000 | [9 empty] | 225300 |  | 0 |  |  |  | 0.13 |  |  |  | 0.25 |  |  |  | 42.42 | [11 empty] | 0.05 |  | 0.08 | [9 empty] | 1.03 | [5 empty] | 0.17 | [15 empty] | 1859 |  | 40.56 | [9 empty] | 39.95 | [13 empty] | 0.01 | [13 empty] | 29.41 |  |  |  |  | 2024 | Solomon Woje, M. (thesis). Critical metals in the Pine Point Pb-Zn district, Northwest Territories, Canada. University of Alberta. |  | CAN | NT
| Pine Point |  | Basin hydrothermal | Mississippi Valley-type (MVT) | MVT zinc-lead | Hofstra et al. 2021 (paper uses: low temperature MVT deposit) | low temperature MVT deposit | Pb, Zn | Ga, Ge, In | Pb, Zn (Ga, Ge, In) | Hannigan, 2007 |  | X15-28 |  |  | field site |  |  |  |  | ore material | polished section | unknown | mineral separate | [5 empty] | mineralisation |  |  |  | sphalerite | colloform sphalerite (early); coarse sphalerite (late) | replacement | colloform, massive |  |  |  | galena, chalcopyrite | carbon coated (25 nm thick) prior to EMPA analysis | EMPA, LA-ICPMS | CAMECA SX100 (EMPA); NWR 193 UC laser-ablation system coupled to an Agilent 7900 quadrupole mass spectrometer (LA-ICPMS) | Electron Microprobe Analysis Laboratory, Department of Earth Science, University of Alberta (EMPA); University of Toronto (LA-ICPMS) | EMPA: beam current 30 nA, accelerating voltage 20 kV, beam diameter 2 µm; WDS maps: 20 kV, 100 nA, 5 µm beam size. LA-ICPMS: 30 µm beam size, 4.5 J/cm2 fluence, 5 Hz pulse rate, 10 µm/s scan speed, 30 s background, 45 s analysis time, 30 s wash-out delay | GSD-1, STDGL3, and Sph used as Reference Materials to correct for instrument drift and provide quantitative trace element values; MASS-1 standard (Wilson et al. 2002) used as external standard | 0.62 |  |  |  | 0 | [15 empty] | 0.06 | [5 empty] | 0.91 | [5 empty] | 607000 | [9 empty] | 217900 |  | 0 |  |  |  | 0.01 |  |  |  | 0.22 |  |  |  | 47.7 | [11 empty] | -0.01 |  | 1.2 | [9 empty] | 0.67 | [5 empty] | 0.16 | [15 empty] | 3377 |  | 45.26 | [9 empty] | 44.47 | [13 empty] | 0.01 | [13 empty] | 105.7 |  |  |  |  | 2024 | Solomon Woje, M. (thesis). Critical metals in the Pine Point Pb-Zn district, Northwest Territories, Canada. University of Alberta. |  | CAN | NT
| Pine Point |  | Basin hydrothermal | Mississippi Valley-type (MVT) | MVT zinc-lead | Hofstra et al. 2021 (paper uses: low temperature MVT deposit) | low temperature MVT deposit | Pb, Zn | Ga, Ge, In | Pb, Zn (Ga, Ge, In) | Hannigan, 2007 |  | X15-28 |  |  | field site |  |  |  |  | ore material | polished section | unknown | mineral separate | [5 empty] | mineralisation |  |  |  | sphalerite | colloform sphalerite (early); coarse sphalerite (late) | replacement | colloform, massive |  |  |  | galena, chalcopyrite | carbon coated (25 nm thick) prior to EMPA analysis | EMPA, LA-ICPMS | CAMECA SX100 (EMPA); NWR 193 UC laser-ablation system coupled to an Agilent 7900 quadrupole mass spectrometer (LA-ICPMS) | Electron Microprobe Analysis Laboratory, Department of Earth Science, University of Alberta (EMPA); University of Toronto (LA-ICPMS) | EMPA: beam current 30 nA, accelerating voltage 20 kV, beam diameter 2 µm; WDS maps: 20 kV, 100 nA, 5 µm beam size. LA-ICPMS: 30 µm beam size, 4.5 J/cm2 fluence, 5 Hz pulse rate, 10 µm/s scan speed, 30 s background, 45 s analysis time, 30 s wash-out delay | GSD-1, STDGL3, and Sph used as Reference Materials to correct for instrument drift and provide quantitative trace element values; MASS-1 standard (Wilson et al. 2002) used as external standard | 4.96 |  |  |  | 0 | [15 empty] | 0.05 | [5 empty] | 1.07 | [5 empty] | 629000 | [9 empty] | 220300 |  | 0 |  |  |  | 0.11 |  |  |  | 0.32 |  |  |  | 75.3 | [11 empty] | 0.01 |  | 0.16 | [9 empty] | 1.04 | [5 empty] | 0.22 | [15 empty] | 2354 |  | 71.4 | [9 empty] | 70.6 | [13 empty] | 0.01 | [13 empty] | 37.26 |  |  |  |  | 2024 | Solomon Woje, M. (thesis). Critical metals in the Pine Point Pb-Zn district, Northwest Territories, Canada. University of Alberta. |  | CAN | NT
| Pine Point |  | Basin hydrothermal | Mississippi Valley-type (MVT) | MVT zinc-lead | Hofstra et al. 2021 (paper uses: low temperature MVT deposit) | low temperature MVT deposit | Pb, Zn | Ga, Ge, In | Pb, Zn (Ga, Ge, In) | Hannigan, 2007 |  | X15-28 |  |  | field site |  |  |  |  | ore material | polished section | unknown | mineral separate | [5 empty] | mineralisation |  |  |  | sphalerite | colloform sphalerite (early); coarse sphalerite (late) | replacement | colloform, massive |  |  |  | galena, chalcopyrite | carbon coated (25 nm thick) prior to EMPA analysis | EMPA, LA-ICPMS | CAMECA SX100 (EMPA); NWR 193 UC laser-ablation system coupled to an Agilent 7900 quadrupole mass spectrometer (LA-ICPMS) | Electron Microprobe Analysis Laboratory, Department of Earth Science, University of Alberta (EMPA); University of Toronto (LA-ICPMS) | EMPA: beam current 30 nA, accelerating voltage 20 kV, beam diameter 2 µm; WDS maps: 20 kV, 100 nA, 5 µm beam size. LA-ICPMS: 30 µm beam size, 4.5 J/cm2 fluence, 5 Hz pulse rate, 10 µm/s scan speed, 30 s background, 45 s analysis time, 30 s wash-out delay | GSD-1, STDGL3, and Sph used as Reference Materials to correct for instrument drift and provide quantitative trace element values; MASS-1 standard (Wilson et al. 2002) used as external standard | 8.67 |  |  |  | 0 | [15 empty] | 1.4 | [5 empty] | 1.06 | [5 empty] | 625000 | [9 empty] | 239800 |  | 0 |  |  |  | 0.29 |  |  |  | 0.6 |  |  |  | 40.58 | [11 empty] | 0.17 |  | 0.07 | [9 empty] | 1.18 | [5 empty] | 0.66 | [15 empty] | 1380 |  | 38.84 | [9 empty] | 39.13 | [13 empty] | 0.01 | [13 empty] | 22.66 |  |  |  |  | 2024 | Solomon Woje, M. (thesis). Critical metals in the Pine Point Pb-Zn district, Northwest Territories, Canada. University of Alberta. |  | CAN | NT
| Pine Point |  | Basin hydrothermal | Mississippi Valley-type (MVT) | MVT zinc-lead | Hofstra et al. 2021 (paper uses: low temperature MVT deposit) | low temperature MVT deposit | Pb, Zn | Ga, Ge, In | Pb, Zn (Ga, Ge, In) | Hannigan, 2007 |  | X15-28 |  |  | field site |  |  |  |  | ore material | polished section | unknown | mineral separate | [5 empty] | mineralisation |  |  |  | sphalerite | colloform sphalerite (early); coarse sphalerite (late) | replacement | colloform, massive |  |  |  | galena, chalcopyrite | carbon coated (25 nm thick) prior to EMPA analysis | EMPA, LA-ICPMS | CAMECA SX100 (EMPA); NWR 193 UC laser-ablation system coupled to an Agilent 7900 quadrupole mass spectrometer (LA-ICPMS) | Electron Microprobe Analysis Laboratory, Department of Earth Science, University of Alberta (EMPA); University of Toronto (LA-ICPMS) | EMPA: beam current 30 nA, accelerating voltage 20 kV, beam diameter 2 µm; WDS maps: 20 kV, 100 nA, 5 µm beam size. LA-ICPMS: 30 µm beam size, 4.5 J/cm2 fluence, 5 Hz pulse rate, 10 µm/s scan speed, 30 s background, 45 s analysis time, 30 s wash-out delay | GSD-1, STDGL3, and Sph used as Reference Materials to correct for instrument drift and provide quantitative trace element values; MASS-1 standard (Wilson et al. 2002) used as external standard | 1.47 |  |  |  | 0 | [15 empty] | 0.03 | [5 empty] | 1.08 | [5 empty] | 632000 | [9 empty] | 218900 |  | 0 |  |  |  | 0.04 |  |  |  | -0.36 |  |  |  | 51.27 | [11 empty] | 0 |  | 1.07 | [9 empty] | 0.84 | [5 empty] | 0.14 | [15 empty] | 3051 |  | 49.54 | [9 empty] | 49.54 | [13 empty] | 0.01 | [13 empty] | 101.4 |  |  |  |  | 2024 | Solomon Woje, M. (thesis). Critical metals in the Pine Point Pb-Zn district, Northwest Territories, Canada. University of Alberta. |  | CAN | NT
| Pine Point |  | Basin hydrothermal | Mississippi Valley-type (MVT) | MVT zinc-lead | Hofstra et al. 2021 (paper uses: low temperature MVT deposit) | low temperature MVT deposit | Pb, Zn | Ga, Ge, In | Pb, Zn (Ga, Ge, In) | Hannigan, 2007 |  | X15-28 |  |  | field site |  |  |  |  | ore material | polished section | unknown | mineral separate | [5 empty] | mineralisation |  |  |  | sphalerite | colloform sphalerite (early); coarse sphalerite (late) | replacement | colloform, massive |  |  |  | galena, chalcopyrite | carbon coated (25 nm thick) prior to EMPA analysis | EMPA, LA-ICPMS | CAMECA SX100 (EMPA); NWR 193 UC laser-ablation system coupled to an Agilent 7900 quadrupole mass spectrometer (LA-ICPMS) | Electron Microprobe Analysis Laboratory, Department of Earth Science, University of Alberta (EMPA); University of Toronto (LA-ICPMS) | EMPA: beam current 30 nA, accelerating voltage 20 kV, beam diameter 2 µm; WDS maps: 20 kV, 100 nA, 5 µm beam size. LA-ICPMS: 30 µm beam size, 4.5 J/cm2 fluence, 5 Hz pulse rate, 10 µm/s scan speed, 30 s background, 45 s analysis time, 30 s wash-out delay | GSD-1, STDGL3, and Sph used as Reference Materials to correct for instrument drift and provide quantitative trace element values; MASS-1 standard (Wilson et al. 2002) used as external standard | 0.01 |  |  |  | 0 | [15 empty] | 0.03 | [5 empty] | 1.1 | [5 empty] | 598000 | [9 empty] | 225900 |  | 0 |  |  |  | 0 |  |  |  | 0.36 |  |  |  | 58.2 | [11 empty] | -0.01 |  | 0.82 | [9 empty] | 0.52 | [5 empty] | 0.13 | [15 empty] | 6350 |  | 56 | [9 empty] | 54 | [13 empty] | 0.01 | [13 empty] | 152 |  |  |  |  | 2024 | Solomon Woje, M. (thesis). Critical metals in the Pine Point Pb-Zn district, Northwest Territories, Canada. University of Alberta. |  | CAN | NT
| Pine Point |  | Basin hydrothermal | Mississippi Valley-type (MVT) | MVT zinc-lead | Hofstra et al. 2021 (paper uses: low temperature MVT deposit) | low temperature MVT deposit | Pb, Zn | Ga, Ge, In | Pb, Zn (Ga, Ge, In) | Hannigan, 2007 |  | X15-28 |  |  | field site |  |  |  |  | ore material | polished section | unknown | mineral separate | [5 empty] | mineralisation |  |  |  | sphalerite | colloform sphalerite (early); coarse sphalerite (late) | replacement | colloform, massive |  |  |  | galena, chalcopyrite | carbon coated (25 nm thick) prior to EMPA analysis | EMPA, LA-ICPMS | CAMECA SX100 (EMPA); NWR 193 UC laser-ablation system coupled to an Agilent 7900 quadrupole mass spectrometer (LA-ICPMS) | Electron Microprobe Analysis Laboratory, Department of Earth Science, University of Alberta (EMPA); University of Toronto (LA-ICPMS) | EMPA: beam current 30 nA, accelerating voltage 20 kV, beam diameter 2 µm; WDS maps: 20 kV, 100 nA, 5 µm beam size. LA-ICPMS: 30 µm beam size, 4.5 J/cm2 fluence, 5 Hz pulse rate, 10 µm/s scan speed, 30 s background, 45 s analysis time, 30 s wash-out delay | GSD-1, STDGL3, and Sph used as Reference Materials to correct for instrument drift and provide quantitative trace element values; MASS-1 standard (Wilson et al. 2002) used as external standard | 0.07 |  |  |  | 0 | [15 empty] | 0.06 | [5 empty] | 1.08 | [5 empty] | 613000 | [9 empty] | 220200 |  | 0 |  |  |  | 0 |  |  |  | 0.99 |  |  |  | 44.24 | [11 empty] | 0 |  | 1.46 | [9 empty] | 0.88 | [5 empty] | 0.18 | [15 empty] | 3877 |  | 42.25 | [9 empty] | 40.76 | [13 empty] | 0.01 | [13 empty] | 79.1 |  |  |  |  | 2024 | Solomon Woje, M. (thesis). Critical metals in the Pine Point Pb-Zn district, Northwest Territories, Canada. University of Alberta. |  | CAN | NT
| Pine Point |  | Basin hydrothermal | Mississippi Valley-type (MVT) | MVT zinc-lead | Hofstra et al. 2021 (paper uses: low temperature MVT deposit) | low temperature MVT deposit | Pb, Zn | Ga, Ge, In | Pb, Zn (Ga, Ge, In) | Hannigan, 2007 |  | X15-28 |  |  | field site |  |  |  |  | ore material | polished section | unknown | mineral separate | [5 empty] | mineralisation |  |  |  | sphalerite | colloform sphalerite (early); coarse sphalerite (late) | replacement | colloform, massive |  |  |  | galena, chalcopyrite | carbon coated (25 nm thick) prior to EMPA analysis | EMPA, LA-ICPMS | CAMECA SX100 (EMPA); NWR 193 UC laser-ablation system coupled to an Agilent 7900 quadrupole mass spectrometer (LA-ICPMS) | Electron Microprobe Analysis Laboratory, Department of Earth Science, University of Alberta (EMPA); University of Toronto (LA-ICPMS) | EMPA: beam current 30 nA, accelerating voltage 20 kV, beam diameter 2 µm; WDS maps: 20 kV, 100 nA, 5 µm beam size. LA-ICPMS: 30 µm beam size, 4.5 J/cm2 fluence, 5 Hz pulse rate, 10 µm/s scan speed, 30 s background, 45 s analysis time, 30 s wash-out delay | GSD-1, STDGL3, and Sph used as Reference Materials to correct for instrument drift and provide quantitative trace element values; MASS-1 standard (Wilson et al. 2002) used as external standard | 3.32 |  |  |  | 0 | [15 empty] | 0.08 | [5 empty] | 1.14 | [5 empty] | 636000 | [9 empty] | 217200 |  | 0 |  |  |  | 0.11 |  |  |  | 14.6 |  |  |  | 28.29 | [11 empty] | -0.03 |  | 0.21 | [9 empty] | 1.09 | [5 empty] | 0.18 | [15 empty] | 1130 |  | 27.21 | [9 empty] | 26.06 | [13 empty] | 0.01 | [13 empty] | 65 |  |  |  |  | 2024 | Solomon Woje, M. (thesis). Critical metals in the Pine Point Pb-Zn district, Northwest Territories, Canada. University of Alberta. |  | CAN | NT
| Pine Point |  | Basin hydrothermal | Mississippi Valley-type (MVT) | MVT zinc-lead | Hofstra et al. 2021 (paper uses: low temperature MVT deposit) | low temperature MVT deposit | Pb, Zn | Ga, Ge, In | Pb, Zn (Ga, Ge, In) | Hannigan, 2007 |  | X15-28 |  |  | field site |  |  |  |  | ore material | polished section | unknown | mineral separate | [5 empty] | mineralisation |  |  |  | sphalerite | colloform sphalerite (early); coarse sphalerite (late) | replacement | colloform, massive |  |  |  | galena, chalcopyrite | carbon coated (25 nm thick) prior to EMPA analysis | EMPA, LA-ICPMS | CAMECA SX100 (EMPA); NWR 193 UC laser-ablation system coupled to an Agilent 7900 quadrupole mass spectrometer (LA-ICPMS) | Electron Microprobe Analysis Laboratory, Department of Earth Science, University of Alberta (EMPA); University of Toronto (LA-ICPMS) | EMPA: beam current 30 nA, accelerating voltage 20 kV, beam diameter 2 µm; WDS maps: 20 kV, 100 nA, 5 µm beam size. LA-ICPMS: 30 µm beam size, 4.5 J/cm2 fluence, 5 Hz pulse rate, 10 µm/s scan speed, 30 s background, 45 s analysis time, 30 s wash-out delay | GSD-1, STDGL3, and Sph used as Reference Materials to correct for instrument drift and provide quantitative trace element values; MASS-1 standard (Wilson et al. 2002) used as external standard | 3.74 |  |  |  | 0 | [15 empty] | 0.06 | [5 empty] | 1.21 | [5 empty] | 646000 | [9 empty] | 221600 |  | 0 |  |  |  | 0.09 |  |  |  | -3.14 |  |  |  | 28.68 | [11 empty] | 0 |  | 0.24 | [9 empty] | 1.04 | [5 empty] | 0.17 | [15 empty] | 1290 |  | 27.46 | [9 empty] | 27.02 | [13 empty] | 0.01 | [13 empty] | 80.6 |  |  |  |  | 2024 | Solomon Woje, M. (thesis). Critical metals in the Pine Point Pb-Zn district, Northwest Territories, Canada. University of Alberta. |  | CAN | NT
| Pine Point |  | Basin hydrothermal | Mississippi Valley-type (MVT) | MVT zinc-lead | Hofstra et al. 2021 (paper uses: low temperature MVT deposit) | low temperature MVT deposit | Pb, Zn | Ga, Ge, In | Pb, Zn (Ga, Ge, In) | Hannigan, 2007 |  | X15-28 |  |  | field site |  |  |  |  | ore material | polished section | unknown | mineral separate | [5 empty] | mineralisation |  |  |  | sphalerite | colloform sphalerite (early); coarse sphalerite (late) | replacement | colloform, massive |  |  |  | galena, chalcopyrite | carbon coated (25 nm thick) prior to EMPA analysis | EMPA, LA-ICPMS | CAMECA SX100 (EMPA); NWR 193 UC laser-ablation system coupled to an Agilent 7900 quadrupole mass spectrometer (LA-ICPMS) | Electron Microprobe Analysis Laboratory, Department of Earth Science, University of Alberta (EMPA); University of Toronto (LA-ICPMS) | EMPA: beam current 30 nA, accelerating voltage 20 kV, beam diameter 2 µm; WDS maps: 20 kV, 100 nA, 5 µm beam size. LA-ICPMS: 30 µm beam size, 4.5 J/cm2 fluence, 5 Hz pulse rate, 10 µm/s scan speed, 30 s background, 45 s analysis time, 30 s wash-out delay | GSD-1, STDGL3, and Sph used as Reference Materials to correct for instrument drift and provide quantitative trace element values; MASS-1 standard (Wilson et al. 2002) used as external standard | 2.07 |  |  |  | 0 | [15 empty] | 0.04 | [5 empty] | 1.08 | [5 empty] | 640000 | [9 empty] | 217800 |  | 0 |  |  |  | 0.01 |  |  |  | -1.53 |  |  |  | 25.34 | [11 empty] | 0.05 |  | 0.08 | [9 empty] | 1.24 | [5 empty] | 0.17 | [15 empty] | 990 |  | 26.19 | [9 empty] | 25.34 | [13 empty] | 0.01 | [13 empty] | 71.8 |  |  |  |  | 2024 | Solomon Woje, M. (thesis). Critical metals in the Pine Point Pb-Zn district, Northwest Territories, Canada. University of Alberta. |  | CAN | NT
| Pine Point |  | Basin hydrothermal | Mississippi Valley-type (MVT) | MVT zinc-lead | Hofstra et al. 2021 (paper uses: low temperature MVT deposit) | low temperature MVT deposit | Pb, Zn | Ga, Ge, In | Pb, Zn (Ga, Ge, In) | Hannigan, 2007 |  | X15-28 |  |  | field site |  |  |  |  | ore material | polished section | unknown | mineral separate | [5 empty] | mineralisation |  |  |  | sphalerite | colloform sphalerite (early); coarse sphalerite (late) | replacement | colloform, massive |  |  |  | galena, chalcopyrite | carbon coated (25 nm thick) prior to EMPA analysis | EMPA, LA-ICPMS | CAMECA SX100 (EMPA); NWR 193 UC laser-ablation system coupled to an Agilent 7900 quadrupole mass spectrometer (LA-ICPMS) | Electron Microprobe Analysis Laboratory, Department of Earth Science, University of Alberta (EMPA); University of Toronto (LA-ICPMS) | EMPA: beam current 30 nA, accelerating voltage 20 kV, beam diameter 2 µm; WDS maps: 20 kV, 100 nA, 5 µm beam size. LA-ICPMS: 30 µm beam size, 4.5 J/cm2 fluence, 5 Hz pulse rate, 10 µm/s scan speed, 30 s background, 45 s analysis time, 30 s wash-out delay | GSD-1, STDGL3, and Sph used as Reference Materials to correct for instrument drift and provide quantitative trace element values; MASS-1 standard (Wilson et al. 2002) used as external standard | 0.06 |  |  |  | 0 | [15 empty] | 0.04 | [5 empty] | 1 | [5 empty] | 592000 | [9 empty] | 209400 |  | 0 |  |  |  | 0 |  |  |  | -0.77 |  |  |  | 22.6 | [11 empty] | 0.01 |  | 0.48 | [9 empty] | 0.83 | [5 empty] | 0.06 | [15 empty] | 2322 |  | 21.4 | [9 empty] | 20.8 | [13 empty] | 0.02 | [13 empty] | 69.5 |  |  |  |  | 2024 | Solomon Woje, M. (thesis). Critical metals in the Pine Point Pb-Zn district, Northwest Territories, Canada. University of Alberta. |  | CAN | NT
| Pine Point |  | Basin hydrothermal | Mississippi Valley-type (MVT) | MVT zinc-lead | Hofstra et al. 2021 (paper uses: low temperature MVT deposit) | low temperature MVT deposit | Pb, Zn | Ga, Ge, In | Pb, Zn (Ga, Ge, In) | Hannigan, 2007 |  | X15-28 |  |  | field site |  |  |  |  | ore material | polished section | unknown | mineral separate | [5 empty] | mineralisation |  |  |  | sphalerite | colloform sphalerite (early); coarse sphalerite (late) | replacement | colloform, massive |  |  |  | galena, chalcopyrite | carbon coated (25 nm thick) prior to EMPA analysis | EMPA, LA-ICPMS | CAMECA SX100 (EMPA); NWR 193 UC laser-ablation system coupled to an Agilent 7900 quadrupole mass spectrometer (LA-ICPMS) | Electron Microprobe Analysis Laboratory, Department of Earth Science, University of Alberta (EMPA); University of Toronto (LA-ICPMS) | EMPA: beam current 30 nA, accelerating voltage 20 kV, beam diameter 2 µm; WDS maps: 20 kV, 100 nA, 5 µm beam size. LA-ICPMS: 30 µm beam size, 4.5 J/cm2 fluence, 5 Hz pulse rate, 10 µm/s scan speed, 30 s background, 45 s analysis time, 30 s wash-out delay | GSD-1, STDGL3, and Sph used as Reference Materials to correct for instrument drift and provide quantitative trace element values; MASS-1 standard (Wilson et al. 2002) used as external standard | 0.19 |  |  |  | 0 | [15 empty] | 0.06 | [5 empty] | 1.03 | [5 empty] | 609000 | [9 empty] | 227700 |  | 0 |  |  |  | 0.01 |  |  |  | -0.53 |  |  |  | 36.84 | [11 empty] | 0.42 |  | 1.47 | [9 empty] | 0.39 | [5 empty] | 0.06 | [15 empty] | 4450 |  | 35.6 | [9 empty] | 34.8 | [13 empty] | 0.02 | [13 empty] | 78.2 |  |  |  |  | 2024 | Solomon Woje, M. (thesis). Critical metals in the Pine Point Pb-Zn district, Northwest Territories, Canada. University of Alberta. |  | CAN | NT
| Pine Point |  | Basin hydrothermal | Mississippi Valley-type (MVT) | MVT zinc-lead | Hofstra et al. 2021 (paper uses: low temperature MVT deposit) | low temperature MVT deposit | Pb, Zn | Ga, Ge, In | Pb, Zn (Ga, Ge, In) | Hannigan, 2007 |  | X15-28 |  |  | field site |  |  |  |  | ore material | polished section | unknown | mineral separate | [5 empty] | mineralisation |  |  |  | sphalerite | colloform sphalerite (early); coarse sphalerite (late) | replacement | colloform, massive |  |  |  | galena, chalcopyrite | carbon coated (25 nm thick) prior to EMPA analysis | EMPA, LA-ICPMS | CAMECA SX100 (EMPA); NWR 193 UC laser-ablation system coupled to an Agilent 7900 quadrupole mass spectrometer (LA-ICPMS) | Electron Microprobe Analysis Laboratory, Department of Earth Science, University of Alberta (EMPA); University of Toronto (LA-ICPMS) | EMPA: beam current 30 nA, accelerating voltage 20 kV, beam diameter 2 µm; WDS maps: 20 kV, 100 nA, 5 µm beam size. LA-ICPMS: 30 µm beam size, 4.5 J/cm2 fluence, 5 Hz pulse rate, 10 µm/s scan speed, 30 s background, 45 s analysis time, 30 s wash-out delay | GSD-1, STDGL3, and Sph used as Reference Materials to correct for instrument drift and provide quantitative trace element values; MASS-1 standard (Wilson et al. 2002) used as external standard | 0.65 |  |  |  | 0 | [15 empty] | 0.06 | [5 empty] | 1.03 | [5 empty] | 645000 | [9 empty] | 232400 |  | 0 |  |  |  | 0.02 |  |  |  | -1.09 |  |  |  | 33.2 | [11 empty] | 0.05 |  | 0.84 | [9 empty] | 0.6 | [5 empty] | 0.19 | [15 empty] | 2320 |  | 32.2 | [9 empty] | 30.9 | [13 empty] | 0.01 | [13 empty] | 43.06 |  |  |  |  | 2024 | Solomon Woje, M. (thesis). Critical metals in the Pine Point Pb-Zn district, Northwest Territories, Canada. University of Alberta. |  | CAN | NT
| Pine Point |  | Basin hydrothermal | Mississippi Valley-type (MVT) | MVT zinc-lead | Hofstra et al. 2021 (paper uses: low temperature MVT deposit) | low temperature MVT deposit | Pb, Zn | Ga, Ge, In | Pb, Zn (Ga, Ge, In) | Hannigan, 2007 |  | X15-28 |  |  | field site |  |  |  |  | ore material | polished section | unknown | mineral separate | [5 empty] | mineralisation |  |  |  | sphalerite | colloform sphalerite (early); coarse sphalerite (late) | replacement | colloform, massive |  |  |  | galena, chalcopyrite | carbon coated (25 nm thick) prior to EMPA analysis | EMPA, LA-ICPMS | CAMECA SX100 (EMPA); NWR 193 UC laser-ablation system coupled to an Agilent 7900 quadrupole mass spectrometer (LA-ICPMS) | Electron Microprobe Analysis Laboratory, Department of Earth Science, University of Alberta (EMPA); University of Toronto (LA-ICPMS) | EMPA: beam current 30 nA, accelerating voltage 20 kV, beam diameter 2 µm; WDS maps: 20 kV, 100 nA, 5 µm beam size. LA-ICPMS: 30 µm beam size, 4.5 J/cm2 fluence, 5 Hz pulse rate, 10 µm/s scan speed, 30 s background, 45 s analysis time, 30 s wash-out delay | GSD-1, STDGL3, and Sph used as Reference Materials to correct for instrument drift and provide quantitative trace element values; MASS-1 standard (Wilson et al. 2002) used as external standard | 0.01 |  |  |  | 0 | [15 empty] | 0.06 | [5 empty] | 1.03 | [5 empty] | 639000 | [9 empty] | 246200 |  | 0 |  |  |  | 0 |  |  |  | -0.96 |  |  |  | 31.3 | [11 empty] | 0.05 |  | 1.56 | [9 empty] | 0.54 | [5 empty] | 0.12 | [15 empty] | 5660 |  | 29.62 | [9 empty] | 28.87 | [13 empty] | 0.01 | [13 empty] | 116.9 |  |  |  |  | 2024 | Solomon Woje, M. (thesis). Critical metals in the Pine Point Pb-Zn district, Northwest Territories, Canada. University of Alberta. |  | CAN | NT
| Pine Point |  | Basin hydrothermal | Mississippi Valley-type (MVT) | MVT zinc-lead | Hofstra et al. 2021 (paper uses: low temperature MVT deposit) | low temperature MVT deposit | Pb, Zn | Ga, Ge, In | Pb, Zn (Ga, Ge, In) | Hannigan, 2007 |  | X15-28 |  |  | field site |  |  |  |  | ore material | polished section | unknown | mineral separate | [5 empty] | mineralisation |  |  |  | sphalerite | colloform sphalerite (early); coarse sphalerite (late) | replacement | colloform, massive |  |  |  | galena, chalcopyrite | carbon coated (25 nm thick) prior to EMPA analysis | EMPA, LA-ICPMS | CAMECA SX100 (EMPA); NWR 193 UC laser-ablation system coupled to an Agilent 7900 quadrupole mass spectrometer (LA-ICPMS) | Electron Microprobe Analysis Laboratory, Department of Earth Science, University of Alberta (EMPA); University of Toronto (LA-ICPMS) | EMPA: beam current 30 nA, accelerating voltage 20 kV, beam diameter 2 µm; WDS maps: 20 kV, 100 nA, 5 µm beam size. LA-ICPMS: 30 µm beam size, 4.5 J/cm2 fluence, 5 Hz pulse rate, 10 µm/s scan speed, 30 s background, 45 s analysis time, 30 s wash-out delay | GSD-1, STDGL3, and Sph used as Reference Materials to correct for instrument drift and provide quantitative trace element values; MASS-1 standard (Wilson et al. 2002) used as external standard | 0.25 |  |  |  | 0 | [15 empty] | 0.01 | [5 empty] | 0.82 | [5 empty] | 600000 | [9 empty] | 230200 |  | 0 |  |  |  | 0 |  |  |  | -4.94 |  |  |  | 46.5 | [11 empty] | 1.04 |  | 1.45 | [9 empty] | 0.48 | [5 empty] | 0.06 | [15 empty] | 4630 |  | 44.7 | [9 empty] | 44 | [13 empty] | 0.01 | [13 empty] | 148 |  |  |  |  | 2024 | Solomon Woje, M. (thesis). Critical metals in the Pine Point Pb-Zn district, Northwest Territories, Canada. University of Alberta. |  | CAN | NT
| Pine Point |  | Basin hydrothermal | Mississippi Valley-type (MVT) | MVT zinc-lead | Hofstra et al. 2021 (paper uses: low temperature MVT deposit) | low temperature MVT deposit | Pb, Zn | Ga, Ge, In | Pb, Zn (Ga, Ge, In) | Hannigan, 2007 |  | X15-28 |  |  | field site |  |  |  |  | ore material | polished section | unknown | mineral separate | [5 empty] | mineralisation |  |  |  | sphalerite | colloform sphalerite (early); coarse sphalerite (late) | replacement | colloform, massive |  |  |  | galena, chalcopyrite | carbon coated (25 nm thick) prior to EMPA analysis | EMPA, LA-ICPMS | CAMECA SX100 (EMPA); NWR 193 UC laser-ablation system coupled to an Agilent 7900 quadrupole mass spectrometer (LA-ICPMS) | Electron Microprobe Analysis Laboratory, Department of Earth Science, University of Alberta (EMPA); University of Toronto (LA-ICPMS) | EMPA: beam current 30 nA, accelerating voltage 20 kV, beam diameter 2 µm; WDS maps: 20 kV, 100 nA, 5 µm beam size. LA-ICPMS: 30 µm beam size, 4.5 J/cm2 fluence, 5 Hz pulse rate, 10 µm/s scan speed, 30 s background, 45 s analysis time, 30 s wash-out delay | GSD-1, STDGL3, and Sph used as Reference Materials to correct for instrument drift and provide quantitative trace element values; MASS-1 standard (Wilson et al. 2002) used as external standard | 0.39 |  |  |  | 0 | [15 empty] | 0.04 | [5 empty] | 0.72 | [5 empty] | 553000 | [9 empty] | 215500 |  | 0 |  |  |  | 0 |  |  |  | 0.96 |  |  |  | 44.46 | [11 empty] | 0.03 |  | 1.26 | [9 empty] | 0.39 | [5 empty] | 0.15 | [15 empty] | 4570 |  | 42.76 | [9 empty] | 42.9 | [13 empty] | 0.01 | [13 empty] | 127.6 |  |  |  |  | 2024 | Solomon Woje, M. (thesis). Critical metals in the Pine Point Pb-Zn district, Northwest Territories, Canada. University of Alberta. |  | CAN | NT
| Pine Point |  | Basin hydrothermal | Mississippi Valley-type (MVT) | MVT zinc-lead | Hofstra et al. 2021 (paper uses: low temperature MVT deposit) | low temperature MVT deposit | Pb, Zn | Ga, Ge, In | Pb, Zn (Ga, Ge, In) | Hannigan, 2007 |  | X15-28 |  |  | field site |  |  |  |  | ore material | polished section | unknown | mineral separate | [5 empty] | mineralisation |  |  |  | sphalerite | colloform sphalerite (early); coarse sphalerite (late) | replacement | colloform, massive |  |  |  | galena, chalcopyrite | carbon coated (25 nm thick) prior to EMPA analysis | EMPA, LA-ICPMS | CAMECA SX100 (EMPA); NWR 193 UC laser-ablation system coupled to an Agilent 7900 quadrupole mass spectrometer (LA-ICPMS) | Electron Microprobe Analysis Laboratory, Department of Earth Science, University of Alberta (EMPA); University of Toronto (LA-ICPMS) | EMPA: beam current 30 nA, accelerating voltage 20 kV, beam diameter 2 µm; WDS maps: 20 kV, 100 nA, 5 µm beam size. LA-ICPMS: 30 µm beam size, 4.5 J/cm2 fluence, 5 Hz pulse rate, 10 µm/s scan speed, 30 s background, 45 s analysis time, 30 s wash-out delay | GSD-1, STDGL3, and Sph used as Reference Materials to correct for instrument drift and provide quantitative trace element values; MASS-1 standard (Wilson et al. 2002) used as external standard | 0.61 |  |  |  | 0 | [15 empty] | 0.04 | [5 empty] | 0.7 | [5 empty] | 565000 | [9 empty] | 231600 |  | 0 |  |  |  | 0 |  |  |  | 0.29 |  |  |  | 99.23 | [11 empty] | 0.06 |  | 1.3 | [9 empty] | 0.38 | [5 empty] | 0.13 | [15 empty] | 6514 |  | 96.5 | [9 empty] | 95.1 | [13 empty] | 0.01 | [13 empty] | 154.7 |  |  |  |  | 2024 | Solomon Woje, M. (thesis). Critical metals in the Pine Point Pb-Zn district, Northwest Territories, Canada. University of Alberta. |  | CAN | NT
| Pine Point |  | Basin hydrothermal | Mississippi Valley-type (MVT) | MVT zinc-lead | Hofstra et al. 2021 (paper uses: low temperature MVT deposit) | low temperature MVT deposit | Pb, Zn | Ga, Ge, In | Pb, Zn (Ga, Ge, In) | Hannigan, 2007 |  | X15-28 |  |  | field site |  |  |  |  | ore material | polished section | unknown | mineral separate | [5 empty] | mineralisation |  |  |  | sphalerite | colloform sphalerite (early); coarse sphalerite (late) | replacement | colloform, massive |  |  |  | galena, chalcopyrite | carbon coated (25 nm thick) prior to EMPA analysis | EMPA, LA-ICPMS | CAMECA SX100 (EMPA); NWR 193 UC laser-ablation system coupled to an Agilent 7900 quadrupole mass spectrometer (LA-ICPMS) | Electron Microprobe Analysis Laboratory, Department of Earth Science, University of Alberta (EMPA); University of Toronto (LA-ICPMS) | EMPA: beam current 30 nA, accelerating voltage 20 kV, beam diameter 2 µm; WDS maps: 20 kV, 100 nA, 5 µm beam size. LA-ICPMS: 30 µm beam size, 4.5 J/cm2 fluence, 5 Hz pulse rate, 10 µm/s scan speed, 30 s background, 45 s analysis time, 30 s wash-out delay | GSD-1, STDGL3, and Sph used as Reference Materials to correct for instrument drift and provide quantitative trace element values; MASS-1 standard (Wilson et al. 2002) used as external standard | 0.02 |  |  |  | 0 | [15 empty] | -0.05 | [5 empty] | 0.46 | [5 empty] | 618000 | [9 empty] | 296900 |  | 0 |  |  |  | 0 |  |  |  | 0.09 |  |  |  | 16.18 | [11 empty] | 0.04 |  | 1.69 | [9 empty] | 1.3 | [5 empty] | 0.03 | [15 empty] | 5735 |  | 14.49 | [9 empty] | 16.53 | [13 empty] | 0.01 | [13 empty] | 119.8 |  |  |  |  | 2024 | Solomon Woje, M. (thesis). Critical metals in the Pine Point Pb-Zn district, Northwest Territories, Canada. University of Alberta. |  | CAN | NT
| Pine Point |  | Basin hydrothermal | Mississippi Valley-type (MVT) | MVT zinc-lead | Hofstra et al. 2021 (paper uses: low temperature MVT deposit) | low temperature MVT deposit | Pb, Zn | Ga, Ge, In | Pb, Zn (Ga, Ge, In) | Hannigan, 2007 |  | X15-28 |  |  | field site |  |  |  |  | ore material | polished section | unknown | mineral separate | [5 empty] | mineralisation |  |  |  | sphalerite | colloform sphalerite (early); coarse sphalerite (late) | replacement | colloform, massive |  |  |  | galena, chalcopyrite | carbon coated (25 nm thick) prior to EMPA analysis | EMPA, LA-ICPMS | CAMECA SX100 (EMPA); NWR 193 UC laser-ablation system coupled to an Agilent 7900 quadrupole mass spectrometer (LA-ICPMS) | Electron Microprobe Analysis Laboratory, Department of Earth Science, University of Alberta (EMPA); University of Toronto (LA-ICPMS) | EMPA: beam current 30 nA, accelerating voltage 20 kV, beam diameter 2 µm; WDS maps: 20 kV, 100 nA, 5 µm beam size. LA-ICPMS: 30 µm beam size, 4.5 J/cm2 fluence, 5 Hz pulse rate, 10 µm/s scan speed, 30 s background, 45 s analysis time, 30 s wash-out delay | GSD-1, STDGL3, and Sph used as Reference Materials to correct for instrument drift and provide quantitative trace element values; MASS-1 standard (Wilson et al. 2002) used as external standard | 0.01 |  |  |  | 0 | [15 empty] | 0.07 | [5 empty] | 0.45 | [5 empty] | 639000 | [9 empty] | 318900 |  | 0 |  |  |  | 0 |  |  |  | 0.12 |  |  |  | 85.9 | [11 empty] | -0.1 |  | 0.77 | [9 empty] | 0.32 | [5 empty] | 0.11 | [15 empty] | 5920 |  | 79.2 | [9 empty] | 95.3 | [13 empty] | 0.01 | [13 empty] | 67.5 |  |  |  |  | 2024 | Solomon Woje, M. (thesis). Critical metals in the Pine Point Pb-Zn district, Northwest Territories, Canada. University of Alberta. |  | CAN | NT
| Pine Point |  | Basin hydrothermal | Mississippi Valley-type (MVT) | MVT zinc-lead | Hofstra et al. 2021 (paper uses: low temperature MVT deposit) | low temperature MVT deposit | Pb, Zn | Ga, Ge, In | Pb, Zn (Ga, Ge, In) | Hannigan, 2007 |  | X15-28 |  |  | field site |  |  |  |  | ore material | polished section | unknown | mineral separate | [5 empty] | mineralisation |  |  |  | sphalerite | colloform sphalerite (early); coarse sphalerite (late) | replacement | colloform, massive |  |  |  | galena, chalcopyrite | carbon coated (25 nm thick) prior to EMPA analysis | EMPA, LA-ICPMS | CAMECA SX100 (EMPA); NWR 193 UC laser-ablation system coupled to an Agilent 7900 quadrupole mass spectrometer (LA-ICPMS) | Electron Microprobe Analysis Laboratory, Department of Earth Science, University of Alberta (EMPA); University of Toronto (LA-ICPMS) | EMPA: beam current 30 nA, accelerating voltage 20 kV, beam diameter 2 µm; WDS maps: 20 kV, 100 nA, 5 µm beam size. LA-ICPMS: 30 µm beam size, 4.5 J/cm2 fluence, 5 Hz pulse rate, 10 µm/s scan speed, 30 s background, 45 s analysis time, 30 s wash-out delay | GSD-1, STDGL3, and Sph used as Reference Materials to correct for instrument drift and provide quantitative trace element values; MASS-1 standard (Wilson et al. 2002) used as external standard | 1.38 |  |  |  | 0 | [15 empty] | 0.21 | [5 empty] | 0.46 | [5 empty] | 610000 | [9 empty] | 311300 |  | 0 |  |  |  | 0.03 |  |  |  | 0.16 |  |  |  | 110.1 | [11 empty] | 0.14 |  | 1.42 | [9 empty] | 0.26 | [5 empty] | 0.09 | [15 empty] | 5223 |  | 101 | [9 empty] | 124 | [13 empty] | 0.02 | [13 empty] | 150.2 |  |  |  |  | 2024 | Solomon Woje, M. (thesis). Critical metals in the Pine Point Pb-Zn district, Northwest Territories, Canada. University of Alberta. |  | CAN | NT
| Pine Point |  | Basin hydrothermal | Mississippi Valley-type (MVT) | MVT zinc-lead | Hofstra et al. 2021 (paper uses: low temperature MVT deposit) | low temperature MVT deposit | Pb, Zn | Ga, Ge, In | Pb, Zn (Ga, Ge, In) | Hannigan, 2007 |  | X15-28 |  |  | field site |  |  |  |  | ore material | polished section | unknown | mineral separate | [5 empty] | mineralisation |  |  |  | sphalerite | colloform sphalerite (early); coarse sphalerite (late) | replacement | colloform, massive |  |  |  | galena, chalcopyrite | carbon coated (25 nm thick) prior to EMPA analysis | EMPA, LA-ICPMS | CAMECA SX100 (EMPA); NWR 193 UC laser-ablation system coupled to an Agilent 7900 quadrupole mass spectrometer (LA-ICPMS) | Electron Microprobe Analysis Laboratory, Department of Earth Science, University of Alberta (EMPA); University of Toronto (LA-ICPMS) | EMPA: beam current 30 nA, accelerating voltage 20 kV, beam diameter 2 µm; WDS maps: 20 kV, 100 nA, 5 µm beam size. LA-ICPMS: 30 µm beam size, 4.5 J/cm2 fluence, 5 Hz pulse rate, 10 µm/s scan speed, 30 s background, 45 s analysis time, 30 s wash-out delay | GSD-1, STDGL3, and Sph used as Reference Materials to correct for instrument drift and provide quantitative trace element values; MASS-1 standard (Wilson et al. 2002) used as external standard | 1.66 |  |  |  | 0 | [15 empty] | 0.06 | [5 empty] | 0.61 | [5 empty] | 629000 | [9 empty] | 322900 |  | 0 |  |  |  | 0.03 |  |  |  | 0.2 |  |  |  | 103.5 | [11 empty] | 0.15 |  | 0.73 | [9 empty] | 0.65 | [5 empty] | 0.13 | [15 empty] | 5840 |  | 96 | [9 empty] | 115.9 | [13 empty] | 0.01 | [13 empty] | 115.4 |  |  |  |  | 2024 | Solomon Woje, M. (thesis). Critical metals in the Pine Point Pb-Zn district, Northwest Territories, Canada. University of Alberta. |  | CAN | NT
| Pine Point |  | Basin hydrothermal | Mississippi Valley-type (MVT) | MVT zinc-lead | Hofstra et al. 2021 (paper uses: low temperature MVT deposit) | low temperature MVT deposit | Pb, Zn | Ga, Ge, In | Pb, Zn (Ga, Ge, In) | Hannigan, 2007 |  | X15-28 |  |  | field site |  |  |  |  | ore material | polished section | unknown | mineral separate | [5 empty] | mineralisation |  |  |  | sphalerite | colloform sphalerite (early); coarse sphalerite (late) | replacement | colloform, massive |  |  |  | galena, chalcopyrite | carbon coated (25 nm thick) prior to EMPA analysis | EMPA, LA-ICPMS | CAMECA SX100 (EMPA); NWR 193 UC laser-ablation system coupled to an Agilent 7900 quadrupole mass spectrometer (LA-ICPMS) | Electron Microprobe Analysis Laboratory, Department of Earth Science, University of Alberta (EMPA); University of Toronto (LA-ICPMS) | EMPA: beam current 30 nA, accelerating voltage 20 kV, beam diameter 2 µm; WDS maps: 20 kV, 100 nA, 5 µm beam size. LA-ICPMS: 30 µm beam size, 4.5 J/cm2 fluence, 5 Hz pulse rate, 10 µm/s scan speed, 30 s background, 45 s analysis time, 30 s wash-out delay | GSD-1, STDGL3, and Sph used as Reference Materials to correct for instrument drift and provide quantitative trace element values; MASS-1 standard (Wilson et al. 2002) used as external standard | 2.58 |  |  |  | 0 | [15 empty] | 0.25 | [5 empty] | 0.5 | [5 empty] | 619000 | [9 empty] | 318300 |  | 0 |  |  |  | 0.07 |  |  |  | 0.52 |  |  |  | 58.65 | [11 empty] | 0.08 |  | 0.29 | [9 empty] | 0.82 | [5 empty] | 0.26 | [15 empty] | 2751 |  | 54.4 | [9 empty] | 66.2 | [13 empty] | 0.02 | [13 empty] | 42.8 |  |  |  |  | 2024 | Solomon Woje, M. (thesis). Critical metals in the Pine Point Pb-Zn district, Northwest Territories, Canada. University of Alberta. |  | CAN | NT
| Pine Point |  | Basin hydrothermal | Mississippi Valley-type (MVT) | MVT zinc-lead | Hofstra et al. 2021 (paper uses: low temperature MVT deposit) | low temperature MVT deposit | Pb, Zn | Ga, Ge, In | Pb, Zn (Ga, Ge, In) | Hannigan, 2007 |  | X15-28 |  |  | field site |  |  |  |  | ore material | polished section | unknown | mineral separate | [5 empty] | mineralisation |  |  |  | sphalerite | colloform sphalerite (early); coarse sphalerite (late) | replacement | colloform, massive |  |  |  | galena, chalcopyrite | carbon coated (25 nm thick) prior to EMPA analysis | EMPA, LA-ICPMS | CAMECA SX100 (EMPA); NWR 193 UC laser-ablation system coupled to an Agilent 7900 quadrupole mass spectrometer (LA-ICPMS) | Electron Microprobe Analysis Laboratory, Department of Earth Science, University of Alberta (EMPA); University of Toronto (LA-ICPMS) | EMPA: beam current 30 nA, accelerating voltage 20 kV, beam diameter 2 µm; WDS maps: 20 kV, 100 nA, 5 µm beam size. LA-ICPMS: 30 µm beam size, 4.5 J/cm2 fluence, 5 Hz pulse rate, 10 µm/s scan speed, 30 s background, 45 s analysis time, 30 s wash-out delay | GSD-1, STDGL3, and Sph used as Reference Materials to correct for instrument drift and provide quantitative trace element values; MASS-1 standard (Wilson et al. 2002) used as external standard | 0.17 |  |  |  | 0 | [15 empty] | 0.09 | [5 empty] | 0.47 | [5 empty] | 615000 | [9 empty] | 311500 |  | 0 |  |  |  | 0.01 |  |  |  | 0.66 |  |  |  | 42.9 | [11 empty] | 0.09 |  | 1.35 | [9 empty] | 0.65 | [5 empty] | 0.12 | [15 empty] | 4975 |  | 35.8 | [9 empty] | 42.9 | [13 empty] | 0.01 | [13 empty] | 210.9 |  |  |  |  | 2024 | Solomon Woje, M. (thesis). Critical metals in the Pine Point Pb-Zn district, Northwest Territories, Canada. University of Alberta. |  | CAN | NT
| Pine Point |  | Basin hydrothermal | Mississippi Valley-type (MVT) | MVT zinc-lead | Hofstra et al. 2021 (paper uses: low temperature MVT deposit) | low temperature MVT deposit | Pb, Zn | Ga, Ge, In | Pb, Zn (Ga, Ge, In) | Hannigan, 2007 |  | X15-28 |  |  | field site |  |  |  |  | ore material | polished section | unknown | mineral separate | [5 empty] | mineralisation |  |  |  | sphalerite | colloform sphalerite (early); coarse sphalerite (late) | replacement | colloform, massive |  |  |  | galena, chalcopyrite | carbon coated (25 nm thick) prior to EMPA analysis | EMPA, LA-ICPMS | CAMECA SX100 (EMPA); NWR 193 UC laser-ablation system coupled to an Agilent 7900 quadrupole mass spectrometer (LA-ICPMS) | Electron Microprobe Analysis Laboratory, Department of Earth Science, University of Alberta (EMPA); University of Toronto (LA-ICPMS) | EMPA: beam current 30 nA, accelerating voltage 20 kV, beam diameter 2 µm; WDS maps: 20 kV, 100 nA, 5 µm beam size. LA-ICPMS: 30 µm beam size, 4.5 J/cm2 fluence, 5 Hz pulse rate, 10 µm/s scan speed, 30 s background, 45 s analysis time, 30 s wash-out delay | GSD-1, STDGL3, and Sph used as Reference Materials to correct for instrument drift and provide quantitative trace element values; MASS-1 standard (Wilson et al. 2002) used as external standard | 5.37 |  |  |  | 0 | [15 empty] | 0.07 | [5 empty] | 0.52 | [5 empty] | 629000 | [9 empty] | 316700 |  | 0 |  |  |  | 0.18 |  |  |  | -2.04 |  |  |  | 37.4 | [11 empty] | 0.12 |  | 0.13 | [9 empty] | 1.08 | [5 empty] | 0.14 | [15 empty] | 1734 |  | 34.55 | [9 empty] | 42.6 | [13 empty] | 0.01 | [13 empty] | 51.5 |  |  |  |  | 2024 | Solomon Woje, M. (thesis). Critical metals in the Pine Point Pb-Zn district, Northwest Territories, Canada. University of Alberta. |  | CAN | NT
| Pine Point |  | Basin hydrothermal | Mississippi Valley-type (MVT) | MVT zinc-lead | Hofstra et al. 2021 (paper uses: low temperature MVT deposit) | low temperature MVT deposit | Pb, Zn | Ga, Ge, In | Pb, Zn (Ga, Ge, In) | Hannigan, 2007 |  | X15-28 |  |  | field site |  |  |  |  | ore material | polished section | unknown | mineral separate | [5 empty] | mineralisation |  |  |  | sphalerite | colloform sphalerite (early); coarse sphalerite (late) | replacement | colloform, massive |  |  |  | galena, chalcopyrite | carbon coated (25 nm thick) prior to EMPA analysis | EMPA, LA-ICPMS | CAMECA SX100 (EMPA); NWR 193 UC laser-ablation system coupled to an Agilent 7900 quadrupole mass spectrometer (LA-ICPMS) | Electron Microprobe Analysis Laboratory, Department of Earth Science, University of Alberta (EMPA); University of Toronto (LA-ICPMS) | EMPA: beam current 30 nA, accelerating voltage 20 kV, beam diameter 2 µm; WDS maps: 20 kV, 100 nA, 5 µm beam size. LA-ICPMS: 30 µm beam size, 4.5 J/cm2 fluence, 5 Hz pulse rate, 10 µm/s scan speed, 30 s background, 45 s analysis time, 30 s wash-out delay | GSD-1, STDGL3, and Sph used as Reference Materials to correct for instrument drift and provide quantitative trace element values; MASS-1 standard (Wilson et al. 2002) used as external standard | 15.42 |  |  |  | 0 | [15 empty] | 0.07 | [5 empty] | 0.58 | [5 empty] | 645000 | [9 empty] | 360600 |  | 0 |  |  |  | 0 |  |  |  | -1.28 |  |  |  | 61.15 | [11 empty] | 0.27 |  | 0.06 | [9 empty] | 1.36 | [5 empty] | 0.13 | [15 empty] | 1811 |  | 57.84 | [9 empty] | 68.5 | [13 empty] | 0.01 | [13 empty] | 33.34 |  |  |  |  | 2024 | Solomon Woje, M. (thesis). Critical metals in the Pine Point Pb-Zn district, Northwest Territories, Canada. University of Alberta. |  | CAN | NT
| Pine Point |  | Basin hydrothermal | Mississippi Valley-type (MVT) | MVT zinc-lead | Hofstra et al. 2021 (paper uses: low temperature MVT deposit) | low temperature MVT deposit | Pb, Zn | Ga, Ge, In | Pb, Zn (Ga, Ge, In) | Hannigan, 2007 |  | X15-28 |  |  | field site |  |  |  |  | ore material | polished section | unknown | mineral separate | [5 empty] | mineralisation |  |  |  | sphalerite | colloform sphalerite (early); coarse sphalerite (late) | replacement | colloform, massive |  |  |  | galena, chalcopyrite | carbon coated (25 nm thick) prior to EMPA analysis | EMPA, LA-ICPMS | CAMECA SX100 (EMPA); NWR 193 UC laser-ablation system coupled to an Agilent 7900 quadrupole mass spectrometer (LA-ICPMS) | Electron Microprobe Analysis Laboratory, Department of Earth Science, University of Alberta (EMPA); University of Toronto (LA-ICPMS) | EMPA: beam current 30 nA, accelerating voltage 20 kV, beam diameter 2 µm; WDS maps: 20 kV, 100 nA, 5 µm beam size. LA-ICPMS: 30 µm beam size, 4.5 J/cm2 fluence, 5 Hz pulse rate, 10 µm/s scan speed, 30 s background, 45 s analysis time, 30 s wash-out delay | GSD-1, STDGL3, and Sph used as Reference Materials to correct for instrument drift and provide quantitative trace element values; MASS-1 standard (Wilson et al. 2002) used as external standard | 10.17 |  |  |  | 0 | [15 empty] | 2.98 | [5 empty] | 0.61 | [5 empty] | 645000 | [9 empty] | 369500 |  | 0 |  |  |  | 0.43 |  |  |  | -0.79 |  |  |  | 57.71 | [11 empty] | 0.99 |  | 0.08 | [9 empty] | 1.28 | [5 empty] | 2.17 | [15 empty] | 1751 |  | 53.81 | [9 empty] | 64.9 | [13 empty] | 0.04 | [13 empty] | 65.7 |  |  |  |  | 2024 | Solomon Woje, M. (thesis). Critical metals in the Pine Point Pb-Zn district, Northwest Territories, Canada. University of Alberta. |  | CAN | NT
| Pine Point |  | Basin hydrothermal | Mississippi Valley-type (MVT) | MVT zinc-lead | Hofstra et al. 2021 (paper uses: low temperature MVT deposit) | low temperature MVT deposit | Pb, Zn | Ga, Ge, In | Pb, Zn (Ga, Ge, In) | Hannigan, 2007 |  | X15-28 |  |  | field site |  |  |  |  | ore material | polished section | unknown | mineral separate | [5 empty] | mineralisation |  |  |  | sphalerite | colloform sphalerite (early); coarse sphalerite (late) | replacement | colloform, massive |  |  |  | galena, chalcopyrite | carbon coated (25 nm thick) prior to EMPA analysis | EMPA, LA-ICPMS | CAMECA SX100 (EMPA); NWR 193 UC laser-ablation system coupled to an Agilent 7900 quadrupole mass spectrometer (LA-ICPMS) | Electron Microprobe Analysis Laboratory, Department of Earth Science, University of Alberta (EMPA); University of Toronto (LA-ICPMS) | EMPA: beam current 30 nA, accelerating voltage 20 kV, beam diameter 2 µm; WDS maps: 20 kV, 100 nA, 5 µm beam size. LA-ICPMS: 30 µm beam size, 4.5 J/cm2 fluence, 5 Hz pulse rate, 10 µm/s scan speed, 30 s background, 45 s analysis time, 30 s wash-out delay | GSD-1, STDGL3, and Sph used as Reference Materials to correct for instrument drift and provide quantitative trace element values; MASS-1 standard (Wilson et al. 2002) used as external standard | 12.27 |  |  |  | 0 | [15 empty] | 0.69 | [5 empty] | 0.61 | [5 empty] | 645000 | [9 empty] | 368900 |  | 0 |  |  |  | 0.47 |  |  |  | -0.65 |  |  |  | 69.5 | [11 empty] | 0.73 |  | 0.08 | [9 empty] | 1.34 | [5 empty] | 0.66 | [15 empty] | 1836 |  | 66 | [9 empty] | 76.1 | [13 empty] | 0.03 | [13 empty] | 147.2 |  |  |  |  | 2024 | Solomon Woje, M. (thesis). Critical metals in the Pine Point Pb-Zn district, Northwest Territories, Canada. University of Alberta. |  | CAN | NT
| Pine Point |  | Basin hydrothermal | Mississippi Valley-type (MVT) | MVT zinc-lead | Hofstra et al. 2021 (paper uses: low temperature MVT deposit) | low temperature MVT deposit | Pb, Zn | Ga, Ge, In | Pb, Zn (Ga, Ge, In) | Hannigan, 2007 |  | X15-28 |  |  | field site |  |  |  |  | ore material | polished section | unknown | mineral separate | [5 empty] | mineralisation |  |  |  | sphalerite | colloform sphalerite (early); coarse sphalerite (late) | replacement | colloform, massive |  |  |  | galena, chalcopyrite | carbon coated (25 nm thick) prior to EMPA analysis | EMPA, LA-ICPMS | CAMECA SX100 (EMPA); NWR 193 UC laser-ablation system coupled to an Agilent 7900 quadrupole mass spectrometer (LA-ICPMS) | Electron Microprobe Analysis Laboratory, Department of Earth Science, University of Alberta (EMPA); University of Toronto (LA-ICPMS) | EMPA: beam current 30 nA, accelerating voltage 20 kV, beam diameter 2 µm; WDS maps: 20 kV, 100 nA, 5 µm beam size. LA-ICPMS: 30 µm beam size, 4.5 J/cm2 fluence, 5 Hz pulse rate, 10 µm/s scan speed, 30 s background, 45 s analysis time, 30 s wash-out delay | GSD-1, STDGL3, and Sph used as Reference Materials to correct for instrument drift and provide quantitative trace element values; MASS-1 standard (Wilson et al. 2002) used as external standard | 6.48 |  |  |  | 0 | [15 empty] | 0.2 | [5 empty] | 0.67 | [5 empty] | 645000 | [9 empty] | 344800 |  | 0 |  |  |  | 0.25 |  |  |  | -0.19 |  |  |  | 46.22 | [11 empty] | 0.19 |  | 0.26 | [9 empty] | 1.05 | [5 empty] | 0.21 | [15 empty] | 1714 |  | 44.47 | [9 empty] | 51.5 | [13 empty] | 0.01 | [13 empty] | 31.32 |  |  |  |  | 2024 | Solomon Woje, M. (thesis). Critical metals in the Pine Point Pb-Zn district, Northwest Territories, Canada. University of Alberta. |  | CAN | NT
| Pine Point |  | Basin hydrothermal | Mississippi Valley-type (MVT) | MVT zinc-lead | Hofstra et al. 2021 (paper uses: low temperature MVT deposit) | low temperature MVT deposit | Pb, Zn | Ga, Ge, In | Pb, Zn (Ga, Ge, In) | Hannigan, 2007 |  | K57BF |  |  | field site |  |  |  |  | ore material | polished section | unknown | mineral separate | [5 empty] | mineralisation |  |  |  | sphalerite | colloform sphalerite (early); coarse sphalerite (late) | replacement | colloform, massive |  |  |  | galena, chalcopyrite | carbon coated (25 nm thick) prior to EMPA analysis | EMPA, LA-ICPMS | CAMECA SX100 (EMPA); NWR 193 UC laser-ablation system coupled to an Agilent 7900 quadrupole mass spectrometer (LA-ICPMS) | Electron Microprobe Analysis Laboratory, Department of Earth Science, University of Alberta (EMPA); University of Toronto (LA-ICPMS) | EMPA: beam current 30 nA, accelerating voltage 20 kV, beam diameter 2 µm; WDS maps: 20 kV, 100 nA, 5 µm beam size. LA-ICPMS: 30 µm beam size, 4.5 J/cm2 fluence, 5 Hz pulse rate, 10 µm/s scan speed, 30 s background, 45 s analysis time, 30 s wash-out delay | GSD-1, STDGL3, and Sph used as Reference Materials to correct for instrument drift and provide quantitative trace element values; MASS-1 standard (Wilson et al. 2002) used as external standard | 107.9 |  |  |  | 0 | [9 empty] | 0.2 | [5 empty] | 2344 | [5 empty] | 0.02 | [5 empty] | 0.13 | [9 empty] | 243500 |  | 0 |  |  |  | 0.01 |  |  |  | 0.26 |  |  |  | 101.5 | [11 empty] | 0.25 |  | 73.4 | [9 empty] | -0.01 | [5 empty] | 0.13 | [15 empty] | 106.8 |  | 0.42 | [9 empty] | 0.01 | [13 empty] | 1.13 | [13 empty] | 628000 |  |  |  |  | 2024 | Solomon Woje, M. (thesis). Critical metals in the Pine Point Pb-Zn district, Northwest Territories, Canada. University of Alberta. |  | CAN | NT
| Pine Point |  | Basin hydrothermal | Mississippi Valley-type (MVT) | MVT zinc-lead | Hofstra et al. 2021 (paper uses: low temperature MVT deposit) | low temperature MVT deposit | Pb, Zn | Ga, Ge, In | Pb, Zn (Ga, Ge, In) | Hannigan, 2007 |  | K57BF |  |  | field site |  |  |  |  | ore material | polished section | unknown | mineral separate | [5 empty] | mineralisation |  |  |  | sphalerite | colloform sphalerite (early); coarse sphalerite (late) | replacement | colloform, massive |  |  |  | galena, chalcopyrite | carbon coated (25 nm thick) prior to EMPA analysis | EMPA, LA-ICPMS | CAMECA SX100 (EMPA); NWR 193 UC laser-ablation system coupled to an Agilent 7900 quadrupole mass spectrometer (LA-ICPMS) | Electron Microprobe Analysis Laboratory, Department of Earth Science, University of Alberta (EMPA); University of Toronto (LA-ICPMS) | EMPA: beam current 30 nA, accelerating voltage 20 kV, beam diameter 2 µm; WDS maps: 20 kV, 100 nA, 5 µm beam size. LA-ICPMS: 30 µm beam size, 4.5 J/cm2 fluence, 5 Hz pulse rate, 10 µm/s scan speed, 30 s background, 45 s analysis time, 30 s wash-out delay | GSD-1, STDGL3, and Sph used as Reference Materials to correct for instrument drift and provide quantitative trace element values; MASS-1 standard (Wilson et al. 2002) used as external standard | 182.3 |  |  |  | 0 | [9 empty] | 0.4 | [5 empty] | 3049 | [5 empty] | 0.02 | [5 empty] | 0.19 | [9 empty] | 241700 |  | 0 |  |  |  | 0 |  |  |  | 0.21 |  |  |  | 170.5 | [11 empty] | 0.36 |  | 87.3 | [9 empty] | 0.07 | [5 empty] | 0.05 | [15 empty] | 180.1 |  | 0.41 | [9 empty] | 0.01 | [13 empty] | 0.94 | [13 empty] | 618000 |  |  |  |  | 2024 | Solomon Woje, M. (thesis). Critical metals in the Pine Point Pb-Zn district, Northwest Territories, Canada. University of Alberta. |  | CAN | NT
| Pine Point |  | Basin hydrothermal | Mississippi Valley-type (MVT) | MVT zinc-lead | Hofstra et al. 2021 (paper uses: low temperature MVT deposit) | low temperature MVT deposit | Pb, Zn | Ga, Ge, In | Pb, Zn (Ga, Ge, In) | Hannigan, 2007 |  | K57BF |  |  | field site |  |  |  |  | ore material | polished section | unknown | mineral separate | [5 empty] | mineralisation |  |  |  | sphalerite | colloform sphalerite (early); coarse sphalerite (late) | replacement | colloform, massive |  |  |  | galena, chalcopyrite | carbon coated (25 nm thick) prior to EMPA analysis | EMPA, LA-ICPMS | CAMECA SX100 (EMPA); NWR 193 UC laser-ablation system coupled to an Agilent 7900 quadrupole mass spectrometer (LA-ICPMS) | Electron Microprobe Analysis Laboratory, Department of Earth Science, University of Alberta (EMPA); University of Toronto (LA-ICPMS) | EMPA: beam current 30 nA, accelerating voltage 20 kV, beam diameter 2 µm; WDS maps: 20 kV, 100 nA, 5 µm beam size. LA-ICPMS: 30 µm beam size, 4.5 J/cm2 fluence, 5 Hz pulse rate, 10 µm/s scan speed, 30 s background, 45 s analysis time, 30 s wash-out delay | GSD-1, STDGL3, and Sph used as Reference Materials to correct for instrument drift and provide quantitative trace element values; MASS-1 standard (Wilson et al. 2002) used as external standard | 45.6 |  |  |  | 0 | [9 empty] | 0.05 | [5 empty] | 1042 | [5 empty] | 0.06 | [5 empty] | 0.26 | [9 empty] | 251600 |  | 0 |  |  |  | 0 |  |  |  | 0.28 |  |  |  | 42.77 | [11 empty] | 0.42 |  | 17.75 | [9 empty] | 0.1 | [5 empty] | 0 | [15 empty] | 45.29 |  | 0.46 | [9 empty] | 0.01 | [13 empty] | 1.02 | [13 empty] | 670000 |  |  |  |  | 2024 | Solomon Woje, M. (thesis). Critical metals in the Pine Point Pb-Zn district, Northwest Territories, Canada. University of Alberta. |  | CAN | NT
| Pine Point |  | Basin hydrothermal | Mississippi Valley-type (MVT) | MVT zinc-lead | Hofstra et al. 2021 (paper uses: low temperature MVT deposit) | low temperature MVT deposit | Pb, Zn | Ga, Ge, In | Pb, Zn (Ga, Ge, In) | Hannigan, 2007 |  | K57BF |  |  | field site |  |  |  |  | ore material | polished section | unknown | mineral separate | [5 empty] | mineralisation |  |  |  | sphalerite | colloform sphalerite (early); coarse sphalerite (late) | replacement | colloform, massive |  |  |  | galena, chalcopyrite | carbon coated (25 nm thick) prior to EMPA analysis | EMPA, LA-ICPMS | CAMECA SX100 (EMPA); NWR 193 UC laser-ablation system coupled to an Agilent 7900 quadrupole mass spectrometer (LA-ICPMS) | Electron Microprobe Analysis Laboratory, Department of Earth Science, University of Alberta (EMPA); University of Toronto (LA-ICPMS) | EMPA: beam current 30 nA, accelerating voltage 20 kV, beam diameter 2 µm; WDS maps: 20 kV, 100 nA, 5 µm beam size. LA-ICPMS: 30 µm beam size, 4.5 J/cm2 fluence, 5 Hz pulse rate, 10 µm/s scan speed, 30 s background, 45 s analysis time, 30 s wash-out delay | GSD-1, STDGL3, and Sph used as Reference Materials to correct for instrument drift and provide quantitative trace element values; MASS-1 standard (Wilson et al. 2002) used as external standard | 58.3 |  |  |  | 0 | [9 empty] | 0.06 | [5 empty] | 1966 | [5 empty] | 0.04 | [5 empty] | 0.19 | [9 empty] | 249800 |  | 0 |  |  |  | 0 |  |  |  | 0.24 |  |  |  | 54.4 | [11 empty] | 0.43 |  | 37.52 | [9 empty] | 0.07 | [5 empty] | 0 | [15 empty] | 57.4 |  | 0.45 | [9 empty] | 0.01 | [13 empty] | 0.87 | [13 empty] | 656000 |  |  |  |  | 2024 | Solomon Woje, M. (thesis). Critical metals in the Pine Point Pb-Zn district, Northwest Territories, Canada. University of Alberta. |  | CAN | NT
| Pine Point |  | Basin hydrothermal | Mississippi Valley-type (MVT) | MVT zinc-lead | Hofstra et al. 2021 (paper uses: low temperature MVT deposit) | low temperature MVT deposit | Pb, Zn | Ga, Ge, In | Pb, Zn (Ga, Ge, In) | Hannigan, 2007 |  | K57BF |  |  | field site |  |  |  |  | ore material | polished section | unknown | mineral separate | [5 empty] | mineralisation |  |  |  | sphalerite | colloform sphalerite (early); coarse sphalerite (late) | replacement | colloform, massive |  |  |  | galena, chalcopyrite | carbon coated (25 nm thick) prior to EMPA analysis | EMPA, LA-ICPMS | CAMECA SX100 (EMPA); NWR 193 UC laser-ablation system coupled to an Agilent 7900 quadrupole mass spectrometer (LA-ICPMS) | Electron Microprobe Analysis Laboratory, Department of Earth Science, University of Alberta (EMPA); University of Toronto (LA-ICPMS) | EMPA: beam current 30 nA, accelerating voltage 20 kV, beam diameter 2 µm; WDS maps: 20 kV, 100 nA, 5 µm beam size. LA-ICPMS: 30 µm beam size, 4.5 J/cm2 fluence, 5 Hz pulse rate, 10 µm/s scan speed, 30 s background, 45 s analysis time, 30 s wash-out delay | GSD-1, STDGL3, and Sph used as Reference Materials to correct for instrument drift and provide quantitative trace element values; MASS-1 standard (Wilson et al. 2002) used as external standard | 9.27 |  |  |  | 0 | [9 empty] | 0.01 | [5 empty] | 437.2 | [5 empty] | 0.01 | [5 empty] | 0.34 | [9 empty] | 247700 |  | 0 |  |  |  | 0 |  |  |  | 0.27 |  |  |  | 8.95 | [11 empty] | 0.23 |  | 6.41 | [9 empty] | 0.28 | [5 empty] | 0 | [15 empty] | 9.83 |  | 0.48 | [9 empty] | 0.01 | [13 empty] | 2.43 | [13 empty] | 664000 |  |  |  |  | 2024 | Solomon Woje, M. (thesis). Critical metals in the Pine Point Pb-Zn district, Northwest Territories, Canada. University of Alberta. |  | CAN | NT
| Pine Point |  | Basin hydrothermal | Mississippi Valley-type (MVT) | MVT zinc-lead | Hofstra et al. 2021 (paper uses: low temperature MVT deposit) | low temperature MVT deposit | Pb, Zn | Ga, Ge, In | Pb, Zn (Ga, Ge, In) | Hannigan, 2007 |  | K57BF |  |  | field site |  |  |  |  | ore material | polished section | unknown | mineral separate | [5 empty] | mineralisation |  |  |  | sphalerite | colloform sphalerite (early); coarse sphalerite (late) | replacement | colloform, massive |  |  |  | galena, chalcopyrite | carbon coated (25 nm thick) prior to EMPA analysis | EMPA, LA-ICPMS | CAMECA SX100 (EMPA); NWR 193 UC laser-ablation system coupled to an Agilent 7900 quadrupole mass spectrometer (LA-ICPMS) | Electron Microprobe Analysis Laboratory, Department of Earth Science, University of Alberta (EMPA); University of Toronto (LA-ICPMS) | EMPA: beam current 30 nA, accelerating voltage 20 kV, beam diameter 2 µm; WDS maps: 20 kV, 100 nA, 5 µm beam size. LA-ICPMS: 30 µm beam size, 4.5 J/cm2 fluence, 5 Hz pulse rate, 10 µm/s scan speed, 30 s background, 45 s analysis time, 30 s wash-out delay | GSD-1, STDGL3, and Sph used as Reference Materials to correct for instrument drift and provide quantitative trace element values; MASS-1 standard (Wilson et al. 2002) used as external standard | 15.85 |  |  |  | 0 | [9 empty] | 0.01 | [5 empty] | 938 | [5 empty] | 0 | [5 empty] | 0.2 | [9 empty] | 250400 |  | 0 |  |  |  | 0 |  |  |  | 0.25 |  |  |  | 15.29 | [11 empty] | 0.28 |  | 15.29 | [9 empty] | 0.07 | [5 empty] | 0 | [15 empty] | 16.19 |  | 0.46 | [9 empty] | 0.01 | [13 empty] | 0.77 | [13 empty] | 667000 |  |  |  |  | 2024 | Solomon Woje, M. (thesis). Critical metals in the Pine Point Pb-Zn district, Northwest Territories, Canada. University of Alberta. |  | CAN | NT
| Pine Point |  | Basin hydrothermal | Mississippi Valley-type (MVT) | MVT zinc-lead | Hofstra et al. 2021 (paper uses: low temperature MVT deposit) | low temperature MVT deposit | Pb, Zn | Ga, Ge, In | Pb, Zn (Ga, Ge, In) | Hannigan, 2007 |  | K57BF |  |  | field site |  |  |  |  | ore material | polished section | unknown | mineral separate | [5 empty] | mineralisation |  |  |  | sphalerite | colloform sphalerite (early); coarse sphalerite (late) | replacement | colloform, massive |  |  |  | galena, chalcopyrite | carbon coated (25 nm thick) prior to EMPA analysis | EMPA, LA-ICPMS | CAMECA SX100 (EMPA); NWR 193 UC laser-ablation system coupled to an Agilent 7900 quadrupole mass spectrometer (LA-ICPMS) | Electron Microprobe Analysis Laboratory, Department of Earth Science, University of Alberta (EMPA); University of Toronto (LA-ICPMS) | EMPA: beam current 30 nA, accelerating voltage 20 kV, beam diameter 2 µm; WDS maps: 20 kV, 100 nA, 5 µm beam size. LA-ICPMS: 30 µm beam size, 4.5 J/cm2 fluence, 5 Hz pulse rate, 10 µm/s scan speed, 30 s background, 45 s analysis time, 30 s wash-out delay | GSD-1, STDGL3, and Sph used as Reference Materials to correct for instrument drift and provide quantitative trace element values; MASS-1 standard (Wilson et al. 2002) used as external standard | 27.67 |  |  |  | 0 | [9 empty] | 0.22 | [5 empty] | 1163 | [5 empty] | 0.03 | [5 empty] | 0.2 | [9 empty] | 247000 |  | 0 |  |  |  | 0 |  |  |  | 0.24 |  |  |  | 26.16 | [11 empty] | 0.16 |  | 70.97 | [9 empty] | 0.12 | [5 empty] | 0.01 | [15 empty] | 27.89 |  | 0.49 | [9 empty] | 0.01 | [13 empty] | 3.09 | [13 empty] | 654000 |  |  |  |  | 2024 | Solomon Woje, M. (thesis). Critical metals in the Pine Point Pb-Zn district, Northwest Territories, Canada. University of Alberta. |  | CAN | NT
| Pine Point |  | Basin hydrothermal | Mississippi Valley-type (MVT) | MVT zinc-lead | Hofstra et al. 2021 (paper uses: low temperature MVT deposit) | low temperature MVT deposit | Pb, Zn | Ga, Ge, In | Pb, Zn (Ga, Ge, In) | Hannigan, 2007 |  | K57BF |  |  | field site |  |  |  |  | ore material | polished section | unknown | mineral separate | [5 empty] | mineralisation |  |  |  | sphalerite | colloform sphalerite (early); coarse sphalerite (late) | replacement | colloform, massive |  |  |  | galena, chalcopyrite | carbon coated (25 nm thick) prior to EMPA analysis | EMPA, LA-ICPMS | CAMECA SX100 (EMPA); NWR 193 UC laser-ablation system coupled to an Agilent 7900 quadrupole mass spectrometer (LA-ICPMS) | Electron Microprobe Analysis Laboratory, Department of Earth Science, University of Alberta (EMPA); University of Toronto (LA-ICPMS) | EMPA: beam current 30 nA, accelerating voltage 20 kV, beam diameter 2 µm; WDS maps: 20 kV, 100 nA, 5 µm beam size. LA-ICPMS: 30 µm beam size, 4.5 J/cm2 fluence, 5 Hz pulse rate, 10 µm/s scan speed, 30 s background, 45 s analysis time, 30 s wash-out delay | GSD-1, STDGL3, and Sph used as Reference Materials to correct for instrument drift and provide quantitative trace element values; MASS-1 standard (Wilson et al. 2002) used as external standard | 50.3 |  |  |  | 0 | [9 empty] | 0.14 | [5 empty] | 3193 | [5 empty] | 0.07 | [5 empty] | 0.22 | [9 empty] | 248400 |  | 0 |  |  |  | 0 |  |  |  | 0.18 |  |  |  | 47.2 | [11 empty] | 0.22 |  | 56.3 | [9 empty] | 0.12 | [5 empty] | 0.01 | [15 empty] | 49.4 |  | 0.48 | [9 empty] | 0.01 | [13 empty] | 2.13 | [13 empty] | 634000 |  |  |  |  | 2024 | Solomon Woje, M. (thesis). Critical metals in the Pine Point Pb-Zn district, Northwest Territories, Canada. University of Alberta. |  | CAN | NT
| Pine Point |  | Basin hydrothermal | Mississippi Valley-type (MVT) | MVT zinc-lead | Hofstra et al. 2021 (paper uses: low temperature MVT deposit) | low temperature MVT deposit | Pb, Zn | Ga, Ge, In | Pb, Zn (Ga, Ge, In) | Hannigan, 2007 |  | K57BF |  |  | field site |  |  |  |  | ore material | polished section | unknown | mineral separate | [5 empty] | mineralisation |  |  |  | sphalerite | colloform sphalerite (early); coarse sphalerite (late) | replacement | colloform, massive |  |  |  | galena, chalcopyrite | carbon coated (25 nm thick) prior to EMPA analysis | EMPA, LA-ICPMS | CAMECA SX100 (EMPA); NWR 193 UC laser-ablation system coupled to an Agilent 7900 quadrupole mass spectrometer (LA-ICPMS) | Electron Microprobe Analysis Laboratory, Department of Earth Science, University of Alberta (EMPA); University of Toronto (LA-ICPMS) | EMPA: beam current 30 nA, accelerating voltage 20 kV, beam diameter 2 µm; WDS maps: 20 kV, 100 nA, 5 µm beam size. LA-ICPMS: 30 µm beam size, 4.5 J/cm2 fluence, 5 Hz pulse rate, 10 µm/s scan speed, 30 s background, 45 s analysis time, 30 s wash-out delay | GSD-1, STDGL3, and Sph used as Reference Materials to correct for instrument drift and provide quantitative trace element values; MASS-1 standard (Wilson et al. 2002) used as external standard | 201.5 |  |  |  | 0 | [9 empty] | 0.78 | [5 empty] | 3334 | [5 empty] | 0.08 | [5 empty] | 0.58 | [9 empty] | 249200 |  | 0 |  |  |  | 0.02 |  |  |  | 0.16 |  |  |  | 189 | [11 empty] | 0.25 |  | 97.3 | [9 empty] | 0.5 | [5 empty] | 1.27 | [15 empty] | 196.2 |  | 0.57 | [9 empty] | 0.01 | [13 empty] | 1.68 | [13 empty] | 632000 |  |  |  |  | 2024 | Solomon Woje, M. (thesis). Critical metals in the Pine Point Pb-Zn district, Northwest Territories, Canada. University of Alberta. |  | CAN | NT
| Pine Point |  | Basin hydrothermal | Mississippi Valley-type (MVT) | MVT zinc-lead | Hofstra et al. 2021 (paper uses: low temperature MVT deposit) | low temperature MVT deposit | Pb, Zn | Ga, Ge, In | Pb, Zn (Ga, Ge, In) | Hannigan, 2007 |  | K57BF |  |  | field site |  |  |  |  | ore material | polished section | unknown | mineral separate | [5 empty] | mineralisation |  |  |  | sphalerite | colloform sphalerite (early); coarse sphalerite (late) | replacement | colloform, massive |  |  |  | galena, chalcopyrite | carbon coated (25 nm thick) prior to EMPA analysis | EMPA, LA-ICPMS | CAMECA SX100 (EMPA); NWR 193 UC laser-ablation system coupled to an Agilent 7900 quadrupole mass spectrometer (LA-ICPMS) | Electron Microprobe Analysis Laboratory, Department of Earth Science, University of Alberta (EMPA); University of Toronto (LA-ICPMS) | EMPA: beam current 30 nA, accelerating voltage 20 kV, beam diameter 2 µm; WDS maps: 20 kV, 100 nA, 5 µm beam size. LA-ICPMS: 30 µm beam size, 4.5 J/cm2 fluence, 5 Hz pulse rate, 10 µm/s scan speed, 30 s background, 45 s analysis time, 30 s wash-out delay | GSD-1, STDGL3, and Sph used as Reference Materials to correct for instrument drift and provide quantitative trace element values; MASS-1 standard (Wilson et al. 2002) used as external standard | 215.6 |  |  |  | 0 | [9 empty] | 0.38 | [5 empty] | 3427 | [5 empty] | 0.06 | [5 empty] | 0.34 | [9 empty] | 247600 |  | 0 |  |  |  | 0 |  |  |  | 0.15 |  |  |  | 200.5 | [11 empty] | 0.2 |  | 108.7 | [9 empty] | 0.06 | [5 empty] | 0 | [15 empty] | 210.1 |  | 0.51 | [9 empty] | 0.01 | [13 empty] | 1.03 | [13 empty] | 631000 |  |  |  |  | 2024 | Solomon Woje, M. (thesis). Critical metals in the Pine Point Pb-Zn district, Northwest Territories, Canada. University of Alberta. |  | CAN | NT
| Pine Point |  | Basin hydrothermal | Mississippi Valley-type (MVT) | MVT zinc-lead | Hofstra et al. 2021 (paper uses: low temperature MVT deposit) | low temperature MVT deposit | Pb, Zn | Ga, Ge, In | Pb, Zn (Ga, Ge, In) | Hannigan, 2007 |  | K57BF |  |  | field site |  |  |  |  | ore material | polished section | unknown | mineral separate | [5 empty] | mineralisation |  |  |  | sphalerite | colloform sphalerite (early); coarse sphalerite (late) | replacement | colloform, massive |  |  |  | galena, chalcopyrite | carbon coated (25 nm thick) prior to EMPA analysis | EMPA, LA-ICPMS | CAMECA SX100 (EMPA); NWR 193 UC laser-ablation system coupled to an Agilent 7900 quadrupole mass spectrometer (LA-ICPMS) | Electron Microprobe Analysis Laboratory, Department of Earth Science, University of Alberta (EMPA); University of Toronto (LA-ICPMS) | EMPA: beam current 30 nA, accelerating voltage 20 kV, beam diameter 2 µm; WDS maps: 20 kV, 100 nA, 5 µm beam size. LA-ICPMS: 30 µm beam size, 4.5 J/cm2 fluence, 5 Hz pulse rate, 10 µm/s scan speed, 30 s background, 45 s analysis time, 30 s wash-out delay | GSD-1, STDGL3, and Sph used as Reference Materials to correct for instrument drift and provide quantitative trace element values; MASS-1 standard (Wilson et al. 2002) used as external standard | 182.3 |  |  |  | 0 | [9 empty] | 0.14 | [5 empty] | 4228 | [5 empty] | 0.05 | [5 empty] | 0.16 | [9 empty] | 246400 |  | 0 |  |  |  | 0 |  |  |  | 0.14 |  |  |  | 69.99 | [11 empty] | 0.28 |  | 51.52 | [9 empty] | 0.07 | [5 empty] | 0.01 | [15 empty] | 72.8 |  | 0.52 | [9 empty] | 0.01 | [13 empty] | 1.12 | [13 empty] | 619000 |  |  |  |  | 2024 | Solomon Woje, M. (thesis). Critical metals in the Pine Point Pb-Zn district, Northwest Territories, Canada. University of Alberta. |  | CAN | NT
| Pine Point |  | Basin hydrothermal | Mississippi Valley-type (MVT) | MVT zinc-lead | Hofstra et al. 2021 (paper uses: low temperature MVT deposit) | low temperature MVT deposit | Pb, Zn | Ga, Ge, In | Pb, Zn (Ga, Ge, In) | Hannigan, 2007 |  | K57BF |  |  | field site |  |  |  |  | ore material | polished section | unknown | mineral separate | [5 empty] | mineralisation |  |  |  | sphalerite | colloform sphalerite (early); coarse sphalerite (late) | replacement | colloform, massive |  |  |  | galena, chalcopyrite | carbon coated (25 nm thick) prior to EMPA analysis | EMPA, LA-ICPMS | CAMECA SX100 (EMPA); NWR 193 UC laser-ablation system coupled to an Agilent 7900 quadrupole mass spectrometer (LA-ICPMS) | Electron Microprobe Analysis Laboratory, Department of Earth Science, University of Alberta (EMPA); University of Toronto (LA-ICPMS) | EMPA: beam current 30 nA, accelerating voltage 20 kV, beam diameter 2 µm; WDS maps: 20 kV, 100 nA, 5 µm beam size. LA-ICPMS: 30 µm beam size, 4.5 J/cm2 fluence, 5 Hz pulse rate, 10 µm/s scan speed, 30 s background, 45 s analysis time, 30 s wash-out delay | GSD-1, STDGL3, and Sph used as Reference Materials to correct for instrument drift and provide quantitative trace element values; MASS-1 standard (Wilson et al. 2002) used as external standard | 85.2 |  |  |  | 0 | [9 empty] | 0.11 | [5 empty] | 1245.5 | [5 empty] | 0.06 | [5 empty] | 0.24 | [9 empty] | 247100 |  | 0 |  |  |  | 0 |  |  |  | 0.21 |  |  |  | 80.16 | [11 empty] | 0.36 |  | 41.52 | [9 empty] | 0.15 | [5 empty] | 0.01 | [15 empty] | 83.25 |  | 0.57 | [9 empty] | 0.01 | [13 empty] | 1.19 | [13 empty] | 651000 |  |  |  |  | 2024 | Solomon Woje, M. (thesis). Critical metals in the Pine Point Pb-Zn district, Northwest Territories, Canada. University of Alberta. |  | CAN | NT
| Pine Point |  | Basin hydrothermal | Mississippi Valley-type (MVT) | MVT zinc-lead | Hofstra et al. 2021 (paper uses: low temperature MVT deposit) | low temperature MVT deposit | Pb, Zn | Ga, Ge, In | Pb, Zn (Ga, Ge, In) | Hannigan, 2007 |  | K57BF |  |  | field site |  |  |  |  | ore material | polished section | unknown | mineral separate | [5 empty] | mineralisation |  |  |  | sphalerite | colloform sphalerite (early); coarse sphalerite (late) | replacement | colloform, massive |  |  |  | galena, chalcopyrite | carbon coated (25 nm thick) prior to EMPA analysis | EMPA, LA-ICPMS | CAMECA SX100 (EMPA); NWR 193 UC laser-ablation system coupled to an Agilent 7900 quadrupole mass spectrometer (LA-ICPMS) | Electron Microprobe Analysis Laboratory, Department of Earth Science, University of Alberta (EMPA); University of Toronto (LA-ICPMS) | EMPA: beam current 30 nA, accelerating voltage 20 kV, beam diameter 2 µm; WDS maps: 20 kV, 100 nA, 5 µm beam size. LA-ICPMS: 30 µm beam size, 4.5 J/cm2 fluence, 5 Hz pulse rate, 10 µm/s scan speed, 30 s background, 45 s analysis time, 30 s wash-out delay | GSD-1, STDGL3, and Sph used as Reference Materials to correct for instrument drift and provide quantitative trace element values; MASS-1 standard (Wilson et al. 2002) used as external standard | 154.1 |  |  |  | 0 | [9 empty] | 0.23 | [5 empty] | 2108 | [5 empty] | 0.06 | [5 empty] | 0.19 | [9 empty] | 252800 |  | 0 |  |  |  | 0 |  |  |  | 0.19 |  |  |  | 144.9 | [11 empty] | 0.24 |  | 71.69 | [9 empty] | 0.08 | [5 empty] | 0 | [15 empty] | 149.9 |  | 0.6 | [9 empty] | 0.01 | [13 empty] | 0.69 | [13 empty] | 653000 |  |  |  |  | 2024 | Solomon Woje, M. (thesis). Critical metals in the Pine Point Pb-Zn district, Northwest Territories, Canada. University of Alberta. |  | CAN | NT
| Pine Point |  | Basin hydrothermal | Mississippi Valley-type (MVT) | MVT zinc-lead | Hofstra et al. 2021 (paper uses: low temperature MVT deposit) | low temperature MVT deposit | Pb, Zn | Ga, Ge, In | Pb, Zn (Ga, Ge, In) | Hannigan, 2007 |  | K57BF |  |  | field site |  |  |  |  | ore material | polished section | unknown | mineral separate | [5 empty] | mineralisation |  |  |  | sphalerite | colloform sphalerite (early); coarse sphalerite (late) | replacement | colloform, massive |  |  |  | galena, chalcopyrite | carbon coated (25 nm thick) prior to EMPA analysis | EMPA, LA-ICPMS | CAMECA SX100 (EMPA); NWR 193 UC laser-ablation system coupled to an Agilent 7900 quadrupole mass spectrometer (LA-ICPMS) | Electron Microprobe Analysis Laboratory, Department of Earth Science, University of Alberta (EMPA); University of Toronto (LA-ICPMS) | EMPA: beam current 30 nA, accelerating voltage 20 kV, beam diameter 2 µm; WDS maps: 20 kV, 100 nA, 5 µm beam size. LA-ICPMS: 30 µm beam size, 4.5 J/cm2 fluence, 5 Hz pulse rate, 10 µm/s scan speed, 30 s background, 45 s analysis time, 30 s wash-out delay | GSD-1, STDGL3, and Sph used as Reference Materials to correct for instrument drift and provide quantitative trace element values; MASS-1 standard (Wilson et al. 2002) used as external standard | 23.82 |  |  |  | 0 | [9 empty] | 0.29 | [5 empty] | 746.7 | [5 empty] | 0.02 | [5 empty] | 0.24 | [9 empty] | 250600 |  | 0 |  |  |  | 0 |  |  |  | 0.21 |  |  |  | 22.2 | [11 empty] | 0.12 |  | 73.8 | [9 empty] | 0.11 | [5 empty] | 0 | [15 empty] | 23.52 |  | 0.62 | [9 empty] | 0.01 | [13 empty] | 6.48 | [13 empty] | 660000 |  |  |  |  | 2024 | Solomon Woje, M. (thesis). Critical metals in the Pine Point Pb-Zn district, Northwest Territories, Canada. University of Alberta. |  | CAN | NT
| Pine Point |  | Basin hydrothermal | Mississippi Valley-type (MVT) | MVT zinc-lead | Hofstra et al. 2021 (paper uses: low temperature MVT deposit) | low temperature MVT deposit | Pb, Zn | Ga, Ge, In | Pb, Zn (Ga, Ge, In) | Hannigan, 2007 |  | K57BF |  |  | field site |  |  |  |  | ore material | polished section | unknown | mineral separate | [5 empty] | mineralisation |  |  |  | sphalerite | colloform sphalerite (early); coarse sphalerite (late) | replacement | colloform, massive |  |  |  | galena, chalcopyrite | carbon coated (25 nm thick) prior to EMPA analysis | EMPA, LA-ICPMS | CAMECA SX100 (EMPA); NWR 193 UC laser-ablation system coupled to an Agilent 7900 quadrupole mass spectrometer (LA-ICPMS) | Electron Microprobe Analysis Laboratory, Department of Earth Science, University of Alberta (EMPA); University of Toronto (LA-ICPMS) | EMPA: beam current 30 nA, accelerating voltage 20 kV, beam diameter 2 µm; WDS maps: 20 kV, 100 nA, 5 µm beam size. LA-ICPMS: 30 µm beam size, 4.5 J/cm2 fluence, 5 Hz pulse rate, 10 µm/s scan speed, 30 s background, 45 s analysis time, 30 s wash-out delay | GSD-1, STDGL3, and Sph used as Reference Materials to correct for instrument drift and provide quantitative trace element values; MASS-1 standard (Wilson et al. 2002) used as external standard | 34.01 |  |  |  | 0 | [9 empty] | 0.26 | [5 empty] | 2202 | [5 empty] | 0.03 | [5 empty] | 0.24 | [9 empty] | 249800 |  | 0 |  |  |  | 0 |  |  |  | 0.18 |  |  |  | 31.8 | [11 empty] | 0.19 |  | 55.77 | [9 empty] | 0.12 | [5 empty] | 0.16 | [15 empty] | 33.51 |  | 0.63 | [9 empty] | 0.01 | [13 empty] | 2.25 | [13 empty] | 643000 |  |  |  |  | 2024 | Solomon Woje, M. (thesis). Critical metals in the Pine Point Pb-Zn district, Northwest Territories, Canada. University of Alberta. |  | CAN | NT
| Pine Point |  | Basin hydrothermal | Mississippi Valley-type (MVT) | MVT zinc-lead | Hofstra et al. 2021 (paper uses: low temperature MVT deposit) | low temperature MVT deposit | Pb, Zn | Ga, Ge, In | Pb, Zn (Ga, Ge, In) | Hannigan, 2007 |  | K57BF |  |  | field site |  |  |  |  | ore material | polished section | unknown | mineral separate | [5 empty] | mineralisation |  |  |  | sphalerite | colloform sphalerite (early); coarse sphalerite (late) | replacement | colloform, massive |  |  |  | galena, chalcopyrite | carbon coated (25 nm thick) prior to EMPA analysis | EMPA, LA-ICPMS | CAMECA SX100 (EMPA); NWR 193 UC laser-ablation system coupled to an Agilent 7900 quadrupole mass spectrometer (LA-ICPMS) | Electron Microprobe Analysis Laboratory, Department of Earth Science, University of Alberta (EMPA); University of Toronto (LA-ICPMS) | EMPA: beam current 30 nA, accelerating voltage 20 kV, beam diameter 2 µm; WDS maps: 20 kV, 100 nA, 5 µm beam size. LA-ICPMS: 30 µm beam size, 4.5 J/cm2 fluence, 5 Hz pulse rate, 10 µm/s scan speed, 30 s background, 45 s analysis time, 30 s wash-out delay | GSD-1, STDGL3, and Sph used as Reference Materials to correct for instrument drift and provide quantitative trace element values; MASS-1 standard (Wilson et al. 2002) used as external standard | 21.2 |  |  |  | 0 | [9 empty] | 0.12 | [5 empty] | 1204.8 | [5 empty] | 0.01 | [5 empty] | 0.18 | [9 empty] | 254700 |  | 0 |  |  |  | 0 |  |  |  | 0.22 |  |  |  | 20.28 | [11 empty] | 0.18 |  | 56.24 | [9 empty] | 0.08 | [5 empty] | 0 | [15 empty] | 21.4 |  | 0.66 | [9 empty] | 0.01 | [13 empty] | 2.85 | [13 empty] | 664000 |  |  |  |  | 2024 | Solomon Woje, M. (thesis). Critical metals in the Pine Point Pb-Zn district, Northwest Territories, Canada. University of Alberta. |  | CAN | NT
| Pine Point |  | Basin hydrothermal | Mississippi Valley-type (MVT) | MVT zinc-lead | Hofstra et al. 2021 (paper uses: low temperature MVT deposit) | low temperature MVT deposit | Pb, Zn | Ga, Ge, In | Pb, Zn (Ga, Ge, In) | Hannigan, 2007 |  | K57BF |  |  | field site |  |  |  |  | ore material | polished section | unknown | mineral separate | [5 empty] | mineralisation |  |  |  | sphalerite | colloform sphalerite (early); coarse sphalerite (late) | replacement | colloform, massive |  |  |  | galena, chalcopyrite | carbon coated (25 nm thick) prior to EMPA analysis | EMPA, LA-ICPMS | CAMECA SX100 (EMPA); NWR 193 UC laser-ablation system coupled to an Agilent 7900 quadrupole mass spectrometer (LA-ICPMS) | Electron Microprobe Analysis Laboratory, Department of Earth Science, University of Alberta (EMPA); University of Toronto (LA-ICPMS) | EMPA: beam current 30 nA, accelerating voltage 20 kV, beam diameter 2 µm; WDS maps: 20 kV, 100 nA, 5 µm beam size. LA-ICPMS: 30 µm beam size, 4.5 J/cm2 fluence, 5 Hz pulse rate, 10 µm/s scan speed, 30 s background, 45 s analysis time, 30 s wash-out delay | GSD-1, STDGL3, and Sph used as Reference Materials to correct for instrument drift and provide quantitative trace element values; MASS-1 standard (Wilson et al. 2002) used as external standard | 257.2 |  |  |  | 0 | [9 empty] | 0.59 | [5 empty] | 3661 | [5 empty] | 0.05 | [5 empty] | 0.16 | [9 empty] | 249700 |  | 0 |  |  |  | 0 |  |  |  | 0.14 |  |  |  | 242.5 | [11 empty] | 0.18 |  | 106.1 | [9 empty] | 0.07 | [5 empty] | 0.14 | [15 empty] | 252.4 |  | 0.67 | [9 empty] | 0.01 | [13 empty] | 0.88 | [13 empty] | 619000 |  |  |  |  | 2024 | Solomon Woje, M. (thesis). Critical metals in the Pine Point Pb-Zn district, Northwest Territories, Canada. University of Alberta. |  | CAN | NT
| Pine Point |  | Basin hydrothermal | Mississippi Valley-type (MVT) | MVT zinc-lead | Hofstra et al. 2021 (paper uses: low temperature MVT deposit) | low temperature MVT deposit | Pb, Zn | Ga, Ge, In | Pb, Zn (Ga, Ge, In) | Hannigan, 2007 |  | K57BF |  |  | field site |  |  |  |  | ore material | polished section | unknown | mineral separate | [5 empty] | mineralisation |  |  |  | sphalerite | colloform sphalerite (early); coarse sphalerite (late) | replacement | colloform, massive |  |  |  | galena, chalcopyrite | carbon coated (25 nm thick) prior to EMPA analysis | EMPA, LA-ICPMS | CAMECA SX100 (EMPA); NWR 193 UC laser-ablation system coupled to an Agilent 7900 quadrupole mass spectrometer (LA-ICPMS) | Electron Microprobe Analysis Laboratory, Department of Earth Science, University of Alberta (EMPA); University of Toronto (LA-ICPMS) | EMPA: beam current 30 nA, accelerating voltage 20 kV, beam diameter 2 µm; WDS maps: 20 kV, 100 nA, 5 µm beam size. LA-ICPMS: 30 µm beam size, 4.5 J/cm2 fluence, 5 Hz pulse rate, 10 µm/s scan speed, 30 s background, 45 s analysis time, 30 s wash-out delay | GSD-1, STDGL3, and Sph used as Reference Materials to correct for instrument drift and provide quantitative trace element values; MASS-1 standard (Wilson et al. 2002) used as external standard | 57.2 |  |  |  | 0 | [9 empty] | 0.19 | [5 empty] | 1345.4 | [5 empty] | 0.04 | [5 empty] | 0.21 | [9 empty] | 260600 |  | 0 |  |  |  | 0 |  |  |  | 0.2 |  |  |  | 53.38 | [11 empty] | 0.21 |  | 57.8 | [9 empty] | 0.09 | [5 empty] | 0.03 | [15 empty] | 56.26 |  | 0.7 | [9 empty] | 0.01 | [13 empty] | 1.14 | [13 empty] | 662000 |  |  |  |  | 2024 | Solomon Woje, M. (thesis). Critical metals in the Pine Point Pb-Zn district, Northwest Territories, Canada. University of Alberta. |  | CAN | NT
| Pine Point |  | Basin hydrothermal | Mississippi Valley-type (MVT) | MVT zinc-lead | Hofstra et al. 2021 (paper uses: low temperature MVT deposit) | low temperature MVT deposit | Pb, Zn | Ga, Ge, In | Pb, Zn (Ga, Ge, In) | Hannigan, 2007 |  | K57BF |  |  | field site |  |  |  |  | ore material | polished section | unknown | mineral separate | [5 empty] | mineralisation |  |  |  | sphalerite | colloform sphalerite (early); coarse sphalerite (late) | replacement | colloform, massive |  |  |  | galena, chalcopyrite | carbon coated (25 nm thick) prior to EMPA analysis | EMPA, LA-ICPMS | CAMECA SX100 (EMPA); NWR 193 UC laser-ablation system coupled to an Agilent 7900 quadrupole mass spectrometer (LA-ICPMS) | Electron Microprobe Analysis Laboratory, Department of Earth Science, University of Alberta (EMPA); University of Toronto (LA-ICPMS) | EMPA: beam current 30 nA, accelerating voltage 20 kV, beam diameter 2 µm; WDS maps: 20 kV, 100 nA, 5 µm beam size. LA-ICPMS: 30 µm beam size, 4.5 J/cm2 fluence, 5 Hz pulse rate, 10 µm/s scan speed, 30 s background, 45 s analysis time, 30 s wash-out delay | GSD-1, STDGL3, and Sph used as Reference Materials to correct for instrument drift and provide quantitative trace element values; MASS-1 standard (Wilson et al. 2002) used as external standard | 54.78 |  |  |  | 0 | [9 empty] | 0.03 | [5 empty] | 1724 | [5 empty] | -0.01 | [5 empty] | 0.21 | [9 empty] | 278400 |  | 0 |  |  |  | 0 |  |  |  | 0.21 |  |  |  | 51.76 | [11 empty] | 0.24 |  | 40.26 | [9 empty] | -0.06 | [5 empty] | 0 | [15 empty] | 56 |  | 0.48 | [9 empty] | 0.01 | [13 empty] | 0.23 | [13 empty] | 654000 |  |  |  |  | 2024 | Solomon Woje, M. (thesis). Critical metals in the Pine Point Pb-Zn district, Northwest Territories, Canada. University of Alberta. |  | CAN | NT
| Pine Point |  | Basin hydrothermal | Mississippi Valley-type (MVT) | MVT zinc-lead | Hofstra et al. 2021 (paper uses: low temperature MVT deposit) | low temperature MVT deposit | Pb, Zn | Ga, Ge, In | Pb, Zn (Ga, Ge, In) | Hannigan, 2007 |  | K57BF |  |  | field site |  |  |  |  | ore material | polished section | unknown | mineral separate | [5 empty] | mineralisation |  |  |  | sphalerite | colloform sphalerite (early); coarse sphalerite (late) | replacement | colloform, massive |  |  |  | galena, chalcopyrite | carbon coated (25 nm thick) prior to EMPA analysis | EMPA, LA-ICPMS | CAMECA SX100 (EMPA); NWR 193 UC laser-ablation system coupled to an Agilent 7900 quadrupole mass spectrometer (LA-ICPMS) | Electron Microprobe Analysis Laboratory, Department of Earth Science, University of Alberta (EMPA); University of Toronto (LA-ICPMS) | EMPA: beam current 30 nA, accelerating voltage 20 kV, beam diameter 2 µm; WDS maps: 20 kV, 100 nA, 5 µm beam size. LA-ICPMS: 30 µm beam size, 4.5 J/cm2 fluence, 5 Hz pulse rate, 10 µm/s scan speed, 30 s background, 45 s analysis time, 30 s wash-out delay | GSD-1, STDGL3, and Sph used as Reference Materials to correct for instrument drift and provide quantitative trace element values; MASS-1 standard (Wilson et al. 2002) used as external standard | 21.95 |  |  |  | 0 | [9 empty] | 0.28 | [5 empty] | 731.8 | [5 empty] | 0.01 | [5 empty] | 0.24 | [9 empty] | 282200 |  | 0 |  |  |  | 0 |  |  |  | 0.25 |  |  |  | 20.47 | [11 empty] | 0.07 |  | 126.6 | [9 empty] | 0.12 | [5 empty] | 0 | [15 empty] | 22.49 |  | 0.47 | [9 empty] | 0.01 | [13 empty] | 5.9 | [13 empty] | 663000 |  |  |  |  | 2024 | Solomon Woje, M. (thesis). Critical metals in the Pine Point Pb-Zn district, Northwest Territories, Canada. University of Alberta. |  | CAN | NT
| Pine Point |  | Basin hydrothermal | Mississippi Valley-type (MVT) | MVT zinc-lead | Hofstra et al. 2021 (paper uses: low temperature MVT deposit) | low temperature MVT deposit | Pb, Zn | Ga, Ge, In | Pb, Zn (Ga, Ge, In) | Hannigan, 2007 |  | K57BF |  |  | field site |  |  |  |  | ore material | polished section | unknown | mineral separate | [5 empty] | mineralisation |  |  |  | sphalerite | colloform sphalerite (early); coarse sphalerite (late) | replacement | colloform, massive |  |  |  | galena, chalcopyrite | carbon coated (25 nm thick) prior to EMPA analysis | EMPA, LA-ICPMS | CAMECA SX100 (EMPA); NWR 193 UC laser-ablation system coupled to an Agilent 7900 quadrupole mass spectrometer (LA-ICPMS) | Electron Microprobe Analysis Laboratory, Department of Earth Science, University of Alberta (EMPA); University of Toronto (LA-ICPMS) | EMPA: beam current 30 nA, accelerating voltage 20 kV, beam diameter 2 µm; WDS maps: 20 kV, 100 nA, 5 µm beam size. LA-ICPMS: 30 µm beam size, 4.5 J/cm2 fluence, 5 Hz pulse rate, 10 µm/s scan speed, 30 s background, 45 s analysis time, 30 s wash-out delay | GSD-1, STDGL3, and Sph used as Reference Materials to correct for instrument drift and provide quantitative trace element values; MASS-1 standard (Wilson et al. 2002) used as external standard | 60.6 |  |  |  | 0 | [9 empty] | 0.51 | [5 empty] | 1611 | [5 empty] | 0.05 | [5 empty] | 0.15 | [9 empty] | 281900 |  | 0 |  |  |  | 0 |  |  |  | 0.22 |  |  |  | 57 | [11 empty] | 0.08 |  | 81.61 | [9 empty] | 0.11 | [5 empty] | 0.07 | [15 empty] | 62.2 |  | 0.44 | [9 empty] | 0.01 | [13 empty] | 3.85 | [13 empty] | 649000 |  |  |  |  | 2024 | Solomon Woje, M. (thesis). Critical metals in the Pine Point Pb-Zn district, Northwest Territories, Canada. University of Alberta. |  | CAN | NT
| Pine Point |  | Basin hydrothermal | Mississippi Valley-type (MVT) | MVT zinc-lead | Hofstra et al. 2021 (paper uses: low temperature MVT deposit) | low temperature MVT deposit | Pb, Zn | Ga, Ge, In | Pb, Zn (Ga, Ge, In) | Hannigan, 2007 |  | K57BF |  |  | field site |  |  |  |  | ore material | polished section | unknown | mineral separate | [5 empty] | mineralisation |  |  |  | sphalerite | colloform sphalerite (early); coarse sphalerite (late) | replacement | colloform, massive |  |  |  | galena, chalcopyrite | carbon coated (25 nm thick) prior to EMPA analysis | EMPA, LA-ICPMS | CAMECA SX100 (EMPA); NWR 193 UC laser-ablation system coupled to an Agilent 7900 quadrupole mass spectrometer (LA-ICPMS) | Electron Microprobe Analysis Laboratory, Department of Earth Science, University of Alberta (EMPA); University of Toronto (LA-ICPMS) | EMPA: beam current 30 nA, accelerating voltage 20 kV, beam diameter 2 µm; WDS maps: 20 kV, 100 nA, 5 µm beam size. LA-ICPMS: 30 µm beam size, 4.5 J/cm2 fluence, 5 Hz pulse rate, 10 µm/s scan speed, 30 s background, 45 s analysis time, 30 s wash-out delay | GSD-1, STDGL3, and Sph used as Reference Materials to correct for instrument drift and provide quantitative trace element values; MASS-1 standard (Wilson et al. 2002) used as external standard | 52.81 |  |  |  | 0 | [9 empty] | 0.28 | [5 empty] | 1499 | [5 empty] | 0.03 | [5 empty] | 0.19 | [9 empty] | 286100 |  | 0 |  |  |  | 0 |  |  |  | 0.21 |  |  |  | 49.82 | [11 empty] | 0.11 |  | 75.66 | [9 empty] | 0.1 | [5 empty] | 0 | [15 empty] | 54.17 |  | 0.48 | [9 empty] | 0.01 | [13 empty] | 4 | [13 empty] | 659000 |  |  |  |  | 2024 | Solomon Woje, M. (thesis). Critical metals in the Pine Point Pb-Zn district, Northwest Territories, Canada. University of Alberta. |  | CAN | NT
| Pine Point |  | Basin hydrothermal | Mississippi Valley-type (MVT) | MVT zinc-lead | Hofstra et al. 2021 (paper uses: low temperature MVT deposit) | low temperature MVT deposit | Pb, Zn | Ga, Ge, In | Pb, Zn (Ga, Ge, In) | Hannigan, 2007 |  | K57BF |  |  | field site |  |  |  |  | ore material | polished section | unknown | mineral separate | [5 empty] | mineralisation |  |  |  | sphalerite | colloform sphalerite (early); coarse sphalerite (late) | replacement | colloform, massive |  |  |  | galena, chalcopyrite | carbon coated (25 nm thick) prior to EMPA analysis | EMPA, LA-ICPMS | CAMECA SX100 (EMPA); NWR 193 UC laser-ablation system coupled to an Agilent 7900 quadrupole mass spectrometer (LA-ICPMS) | Electron Microprobe Analysis Laboratory, Department of Earth Science, University of Alberta (EMPA); University of Toronto (LA-ICPMS) | EMPA: beam current 30 nA, accelerating voltage 20 kV, beam diameter 2 µm; WDS maps: 20 kV, 100 nA, 5 µm beam size. LA-ICPMS: 30 µm beam size, 4.5 J/cm2 fluence, 5 Hz pulse rate, 10 µm/s scan speed, 30 s background, 45 s analysis time, 30 s wash-out delay | GSD-1, STDGL3, and Sph used as Reference Materials to correct for instrument drift and provide quantitative trace element values; MASS-1 standard (Wilson et al. 2002) used as external standard | 67.4 |  |  |  | 0 | [9 empty] | 0.33 | [5 empty] | 1411 | [5 empty] | 0.03 | [5 empty] | 0.2 | [9 empty] | 288800 |  | 0 |  |  |  | 0 |  |  |  | 0.22 |  |  |  | 64.32 | [11 empty] | 0.1 |  | 63.65 | [9 empty] | 0.08 | [5 empty] | 0.03 | [15 empty] | 69.77 |  | 0.44 | [9 empty] | 0.01 | [13 empty] | 1.95 | [13 empty] | 659000 |  |  |  |  | 2024 | Solomon Woje, M. (thesis). Critical metals in the Pine Point Pb-Zn district, Northwest Territories, Canada. University of Alberta. |  | CAN | NT
| Pine Point |  | Basin hydrothermal | Mississippi Valley-type (MVT) | MVT zinc-lead | Hofstra et al. 2021 (paper uses: low temperature MVT deposit) | low temperature MVT deposit | Pb, Zn | Ga, Ge, In | Pb, Zn (Ga, Ge, In) | Hannigan, 2007 |  | K57BF |  |  | field site |  |  |  |  | ore material | polished section | unknown | mineral separate | [5 empty] | mineralisation |  |  |  | sphalerite | colloform sphalerite (early); coarse sphalerite (late) | replacement | colloform, massive |  |  |  | galena, chalcopyrite | carbon coated (25 nm thick) prior to EMPA analysis | EMPA, LA-ICPMS | CAMECA SX100 (EMPA); NWR 193 UC laser-ablation system coupled to an Agilent 7900 quadrupole mass spectrometer (LA-ICPMS) | Electron Microprobe Analysis Laboratory, Department of Earth Science, University of Alberta (EMPA); University of Toronto (LA-ICPMS) | EMPA: beam current 30 nA, accelerating voltage 20 kV, beam diameter 2 µm; WDS maps: 20 kV, 100 nA, 5 µm beam size. LA-ICPMS: 30 µm beam size, 4.5 J/cm2 fluence, 5 Hz pulse rate, 10 µm/s scan speed, 30 s background, 45 s analysis time, 30 s wash-out delay | GSD-1, STDGL3, and Sph used as Reference Materials to correct for instrument drift and provide quantitative trace element values; MASS-1 standard (Wilson et al. 2002) used as external standard | 56.97 |  |  |  | 0 | [9 empty] | 0.3 | [5 empty] | 748.9 | [5 empty] | 0.06 | [5 empty] | 0.38 | [9 empty] | 291300 |  | 0 |  |  |  | 0 |  |  |  | 0.23 |  |  |  | 54.13 | [11 empty] | 0.1 |  | 73.8 | [9 empty] | 0.35 | [5 empty] | 0.08 | [15 empty] | 58.89 |  | 0.44 | [9 empty] | 0.01 | [13 empty] | 4.6 | [13 empty] | 665000 |  |  |  |  | 2024 | Solomon Woje, M. (thesis). Critical metals in the Pine Point Pb-Zn district, Northwest Territories, Canada. University of Alberta. |  | CAN | NT
| Pine Point |  | Basin hydrothermal | Mississippi Valley-type (MVT) | MVT zinc-lead | Hofstra et al. 2021 (paper uses: low temperature MVT deposit) | low temperature MVT deposit | Pb, Zn | Ga, Ge, In | Pb, Zn (Ga, Ge, In) | Hannigan, 2007 |  | K57BF |  |  | field site |  |  |  |  | ore material | polished section | unknown | mineral separate | [5 empty] | mineralisation |  |  |  | sphalerite | colloform sphalerite (early); coarse sphalerite (late) | replacement | colloform, massive |  |  |  | galena, chalcopyrite | carbon coated (25 nm thick) prior to EMPA analysis | EMPA, LA-ICPMS | CAMECA SX100 (EMPA); NWR 193 UC laser-ablation system coupled to an Agilent 7900 quadrupole mass spectrometer (LA-ICPMS) | Electron Microprobe Analysis Laboratory, Department of Earth Science, University of Alberta (EMPA); University of Toronto (LA-ICPMS) | EMPA: beam current 30 nA, accelerating voltage 20 kV, beam diameter 2 µm; WDS maps: 20 kV, 100 nA, 5 µm beam size. LA-ICPMS: 30 µm beam size, 4.5 J/cm2 fluence, 5 Hz pulse rate, 10 µm/s scan speed, 30 s background, 45 s analysis time, 30 s wash-out delay | GSD-1, STDGL3, and Sph used as Reference Materials to correct for instrument drift and provide quantitative trace element values; MASS-1 standard (Wilson et al. 2002) used as external standard | 118.4 |  |  |  | 0 | [9 empty] | 0.16 | [5 empty] | 1951 | [5 empty] | 0.03 | [5 empty] | 0.17 | [9 empty] | 288000 |  | 0 |  |  |  | 0 |  |  |  | 0.18 |  |  |  | 112 | [11 empty] | 0.13 |  | 64.9 | [9 empty] | 0.08 | [5 empty] | 0 | [15 empty] | 120.9 |  | 0.4 | [9 empty] | 0.01 | [13 empty] | 0.78 | [13 empty] | 648000 |  |  |  |  | 2024 | Solomon Woje, M. (thesis). Critical metals in the Pine Point Pb-Zn district, Northwest Territories, Canada. University of Alberta. |  | CAN | NT
| Pine Point |  | Basin hydrothermal | Mississippi Valley-type (MVT) | MVT zinc-lead | Hofstra et al. 2021 (paper uses: low temperature MVT deposit) | low temperature MVT deposit | Pb, Zn | Ga, Ge, In | Pb, Zn (Ga, Ge, In) | Hannigan, 2007 |  | K57BF |  |  | field site |  |  |  |  | ore material | polished section | unknown | mineral separate | [5 empty] | mineralisation |  |  |  | sphalerite | colloform sphalerite (early); coarse sphalerite (late) | replacement | colloform, massive |  |  |  | galena, chalcopyrite | carbon coated (25 nm thick) prior to EMPA analysis | EMPA, LA-ICPMS | CAMECA SX100 (EMPA); NWR 193 UC laser-ablation system coupled to an Agilent 7900 quadrupole mass spectrometer (LA-ICPMS) | Electron Microprobe Analysis Laboratory, Department of Earth Science, University of Alberta (EMPA); University of Toronto (LA-ICPMS) | EMPA: beam current 30 nA, accelerating voltage 20 kV, beam diameter 2 µm; WDS maps: 20 kV, 100 nA, 5 µm beam size. LA-ICPMS: 30 µm beam size, 4.5 J/cm2 fluence, 5 Hz pulse rate, 10 µm/s scan speed, 30 s background, 45 s analysis time, 30 s wash-out delay | GSD-1, STDGL3, and Sph used as Reference Materials to correct for instrument drift and provide quantitative trace element values; MASS-1 standard (Wilson et al. 2002) used as external standard | 47.1 |  |  |  | 0 | [9 empty] | 0.25 | [5 empty] | 1099 | [5 empty] | 0.01 | [5 empty] | 0.66 | [9 empty] | 294200 |  | 0 |  |  |  | 0 |  |  |  | 0.22 |  |  |  | 44.16 | [11 empty] | 0.11 |  | 71.6 | [9 empty] | 0.63 | [5 empty] | 0.01 | [15 empty] | 48.26 |  | 0.46 | [9 empty] | 0.01 | [13 empty] | 5.52 | [13 empty] | 667000 |  |  |  |  | 2024 | Solomon Woje, M. (thesis). Critical metals in the Pine Point Pb-Zn district, Northwest Territories, Canada. University of Alberta. |  | CAN | NT
| Pine Point |  | Basin hydrothermal | Mississippi Valley-type (MVT) | MVT zinc-lead | Hofstra et al. 2021 (paper uses: low temperature MVT deposit) | low temperature MVT deposit | Pb, Zn | Ga, Ge, In | Pb, Zn (Ga, Ge, In) | Hannigan, 2007 |  | K57BF |  |  | field site |  |  |  |  | ore material | polished section | unknown | mineral separate | [5 empty] | mineralisation |  |  |  | sphalerite | colloform sphalerite (early); coarse sphalerite (late) | replacement | colloform, massive |  |  |  | galena, chalcopyrite | carbon coated (25 nm thick) prior to EMPA analysis | EMPA, LA-ICPMS | CAMECA SX100 (EMPA); NWR 193 UC laser-ablation system coupled to an Agilent 7900 quadrupole mass spectrometer (LA-ICPMS) | Electron Microprobe Analysis Laboratory, Department of Earth Science, University of Alberta (EMPA); University of Toronto (LA-ICPMS) | EMPA: beam current 30 nA, accelerating voltage 20 kV, beam diameter 2 µm; WDS maps: 20 kV, 100 nA, 5 µm beam size. LA-ICPMS: 30 µm beam size, 4.5 J/cm2 fluence, 5 Hz pulse rate, 10 µm/s scan speed, 30 s background, 45 s analysis time, 30 s wash-out delay | GSD-1, STDGL3, and Sph used as Reference Materials to correct for instrument drift and provide quantitative trace element values; MASS-1 standard (Wilson et al. 2002) used as external standard | 59.15 |  |  |  | 0 | [9 empty] | 0.23 | [5 empty] | 2151 | [5 empty] | 0.03 | [5 empty] | 0.19 | [9 empty] | 293700 |  | 0 |  |  |  | 0 |  |  |  | 0.19 |  |  |  | 54.98 | [11 empty] | 0.14 |  | 55.5 | [9 empty] | 0.17 | [5 empty] | 0.01 | [15 empty] | 60.07 |  | 0.46 | [9 empty] | 0.01 | [13 empty] | 2.3 | [13 empty] | 654000 |  |  |  |  | 2024 | Solomon Woje, M. (thesis). Critical metals in the Pine Point Pb-Zn district, Northwest Territories, Canada. University of Alberta. |  | CAN | NT
| Pine Point |  | Basin hydrothermal | Mississippi Valley-type (MVT) | MVT zinc-lead | Hofstra et al. 2021 (paper uses: low temperature MVT deposit) | low temperature MVT deposit | Pb, Zn | Ga, Ge, In | Pb, Zn (Ga, Ge, In) | Hannigan, 2007 |  | K57BF |  |  | field site |  |  |  |  | ore material | polished section | unknown | mineral separate | [5 empty] | mineralisation |  |  |  | sphalerite | colloform sphalerite (early); coarse sphalerite (late) | replacement | colloform, massive |  |  |  | galena, chalcopyrite | carbon coated (25 nm thick) prior to EMPA analysis | EMPA, LA-ICPMS | CAMECA SX100 (EMPA); NWR 193 UC laser-ablation system coupled to an Agilent 7900 quadrupole mass spectrometer (LA-ICPMS) | Electron Microprobe Analysis Laboratory, Department of Earth Science, University of Alberta (EMPA); University of Toronto (LA-ICPMS) | EMPA: beam current 30 nA, accelerating voltage 20 kV, beam diameter 2 µm; WDS maps: 20 kV, 100 nA, 5 µm beam size. LA-ICPMS: 30 µm beam size, 4.5 J/cm2 fluence, 5 Hz pulse rate, 10 µm/s scan speed, 30 s background, 45 s analysis time, 30 s wash-out delay | GSD-1, STDGL3, and Sph used as Reference Materials to correct for instrument drift and provide quantitative trace element values; MASS-1 standard (Wilson et al. 2002) used as external standard | 36.54 |  |  |  | 0 | [9 empty] | 0.02 | [5 empty] | 507.4 | [5 empty] | 0.02 | [5 empty] | 0.2 | [9 empty] | 290400 |  | 0 |  |  |  | 0 |  |  |  | 0.24 |  |  |  | 34.47 | [11 empty] | 0.24 |  | 6.03 | [9 empty] | 0.1 | [5 empty] | 0.01 | [15 empty] | 37.8 |  | 0.4 | [9 empty] | 0.01 | [13 empty] | 3.7 | [13 empty] | 659000 |  |  |  |  | 2024 | Solomon Woje, M. (thesis). Critical metals in the Pine Point Pb-Zn district, Northwest Territories, Canada. University of Alberta. |  | CAN | NT
| Pine Point |  | Basin hydrothermal | Mississippi Valley-type (MVT) | MVT zinc-lead | Hofstra et al. 2021 (paper uses: low temperature MVT deposit) | low temperature MVT deposit | Pb, Zn | Ga, Ge, In | Pb, Zn (Ga, Ge, In) | Hannigan, 2007 |  | K57BF |  |  | field site |  |  |  |  | ore material | polished section | unknown | mineral separate | [5 empty] | mineralisation |  |  |  | sphalerite | colloform sphalerite (early); coarse sphalerite (late) | replacement | colloform, massive |  |  |  | galena, chalcopyrite | carbon coated (25 nm thick) prior to EMPA analysis | EMPA, LA-ICPMS | CAMECA SX100 (EMPA); NWR 193 UC laser-ablation system coupled to an Agilent 7900 quadrupole mass spectrometer (LA-ICPMS) | Electron Microprobe Analysis Laboratory, Department of Earth Science, University of Alberta (EMPA); University of Toronto (LA-ICPMS) | EMPA: beam current 30 nA, accelerating voltage 20 kV, beam diameter 2 µm; WDS maps: 20 kV, 100 nA, 5 µm beam size. LA-ICPMS: 30 µm beam size, 4.5 J/cm2 fluence, 5 Hz pulse rate, 10 µm/s scan speed, 30 s background, 45 s analysis time, 30 s wash-out delay | GSD-1, STDGL3, and Sph used as Reference Materials to correct for instrument drift and provide quantitative trace element values; MASS-1 standard (Wilson et al. 2002) used as external standard | 107.1 |  |  |  | 0 | [9 empty] | 0.02 | [5 empty] | 2141 | [5 empty] | 0.05 | [5 empty] | 0.16 | [9 empty] | 300000 |  | 0 |  |  |  | 0 |  |  |  | 0.22 |  |  |  | 101.3 | [11 empty] | 0.3 |  | 69.9 | [9 empty] | 0.1 | [5 empty] | 0 | [15 empty] | 109.3 |  | 0.42 | [9 empty] | 0.01 | [13 empty] | 2.46 | [13 empty] | 663000 |  |  |  |  | 2024 | Solomon Woje, M. (thesis). Critical metals in the Pine Point Pb-Zn district, Northwest Territories, Canada. University of Alberta. |  | CAN | NT
| Pine Point |  | Basin hydrothermal | Mississippi Valley-type (MVT) | MVT zinc-lead | Hofstra et al. 2021 (paper uses: low temperature MVT deposit) | low temperature MVT deposit | Pb, Zn | Ga, Ge, In | Pb, Zn (Ga, Ge, In) | Hannigan, 2007 |  | K57BF |  |  | field site |  |  |  |  | ore material | polished section | unknown | mineral separate | [5 empty] | mineralisation |  |  |  | sphalerite | colloform sphalerite (early); coarse sphalerite (late) | replacement | colloform, massive |  |  |  | galena, chalcopyrite | carbon coated (25 nm thick) prior to EMPA analysis | EMPA, LA-ICPMS | CAMECA SX100 (EMPA); NWR 193 UC laser-ablation system coupled to an Agilent 7900 quadrupole mass spectrometer (LA-ICPMS) | Electron Microprobe Analysis Laboratory, Department of Earth Science, University of Alberta (EMPA); University of Toronto (LA-ICPMS) | EMPA: beam current 30 nA, accelerating voltage 20 kV, beam diameter 2 µm; WDS maps: 20 kV, 100 nA, 5 µm beam size. LA-ICPMS: 30 µm beam size, 4.5 J/cm2 fluence, 5 Hz pulse rate, 10 µm/s scan speed, 30 s background, 45 s analysis time, 30 s wash-out delay | GSD-1, STDGL3, and Sph used as Reference Materials to correct for instrument drift and provide quantitative trace element values; MASS-1 standard (Wilson et al. 2002) used as external standard | 237.7 |  |  |  | 0 | [9 empty] | 0.44 | [5 empty] | 4457 | [5 empty] | 0.11 | [5 empty] | 0.16 | [9 empty] | 286400 |  | 0 |  |  |  | 0.16 |  |  |  | 0.15 |  |  |  | 212.4 | [11 empty] | 0.33 |  | 135.9 | [9 empty] | 0.63 | [5 empty] | 0.12 | [15 empty] | 240.5 |  | 0.38 | [9 empty] | 0.01 | [13 empty] | 2.17 | [13 empty] | 614000 |  |  |  |  | 2024 | Solomon Woje, M. (thesis). Critical metals in the Pine Point Pb-Zn district, Northwest Territories, Canada. University of Alberta. |  | CAN | NT
| Pine Point |  | Basin hydrothermal | Mississippi Valley-type (MVT) | MVT zinc-lead | Hofstra et al. 2021 (paper uses: low temperature MVT deposit) | low temperature MVT deposit | Pb, Zn | Ga, Ge, In | Pb, Zn (Ga, Ge, In) | Hannigan, 2007 |  | K57BF |  |  | field site |  |  |  |  | ore material | polished section | unknown | mineral separate | [5 empty] | mineralisation |  |  |  | sphalerite | colloform sphalerite (early); coarse sphalerite (late) | replacement | colloform, massive |  |  |  | galena, chalcopyrite | carbon coated (25 nm thick) prior to EMPA analysis | EMPA, LA-ICPMS | CAMECA SX100 (EMPA); NWR 193 UC laser-ablation system coupled to an Agilent 7900 quadrupole mass spectrometer (LA-ICPMS) | Electron Microprobe Analysis Laboratory, Department of Earth Science, University of Alberta (EMPA); University of Toronto (LA-ICPMS) | EMPA: beam current 30 nA, accelerating voltage 20 kV, beam diameter 2 µm; WDS maps: 20 kV, 100 nA, 5 µm beam size. LA-ICPMS: 30 µm beam size, 4.5 J/cm2 fluence, 5 Hz pulse rate, 10 µm/s scan speed, 30 s background, 45 s analysis time, 30 s wash-out delay | GSD-1, STDGL3, and Sph used as Reference Materials to correct for instrument drift and provide quantitative trace element values; MASS-1 standard (Wilson et al. 2002) used as external standard | 9.44 |  |  |  | 0 | [9 empty] | 0.03 | [5 empty] | 249.6 | [5 empty] | 0 | [5 empty] | 0.89 | [9 empty] | 293400 |  | 0 |  |  |  | 0 |  |  |  | 0.15 |  |  |  | 8.37 | [11 empty] | 0.19 |  | 3.86 | [9 empty] | 6.87 | [5 empty] | 0.01 | [15 empty] | 9.6 |  | 0.73 | [9 empty] | 0.01 | [13 empty] | 6.51 | [13 empty] | 669000 |  |  |  |  | 2024 | Solomon Woje, M. (thesis). Critical metals in the Pine Point Pb-Zn district, Northwest Territories, Canada. University of Alberta. |  | CAN | NT
| Pine Point |  | Basin hydrothermal | Mississippi Valley-type (MVT) | MVT zinc-lead | Hofstra et al. 2021 (paper uses: low temperature MVT deposit) | low temperature MVT deposit | Pb, Zn | Ga, Ge, In | Pb, Zn (Ga, Ge, In) | Hannigan, 2007 |  | K57BF |  |  | field site |  |  |  |  | ore material | polished section | unknown | mineral separate | [5 empty] | mineralisation |  |  |  | sphalerite | colloform sphalerite (early); coarse sphalerite (late) | replacement | colloform, massive |  |  |  | galena, chalcopyrite | carbon coated (25 nm thick) prior to EMPA analysis | EMPA, LA-ICPMS | CAMECA SX100 (EMPA); NWR 193 UC laser-ablation system coupled to an Agilent 7900 quadrupole mass spectrometer (LA-ICPMS) | Electron Microprobe Analysis Laboratory, Department of Earth Science, University of Alberta (EMPA); University of Toronto (LA-ICPMS) | EMPA: beam current 30 nA, accelerating voltage 20 kV, beam diameter 2 µm; WDS maps: 20 kV, 100 nA, 5 µm beam size. LA-ICPMS: 30 µm beam size, 4.5 J/cm2 fluence, 5 Hz pulse rate, 10 µm/s scan speed, 30 s background, 45 s analysis time, 30 s wash-out delay | GSD-1, STDGL3, and Sph used as Reference Materials to correct for instrument drift and provide quantitative trace element values; MASS-1 standard (Wilson et al. 2002) used as external standard | 11.43 |  |  |  | 0 | [9 empty] | 0.25 | [5 empty] | 473.3 | [5 empty] | 0.02 | [5 empty] | 0.22 | [9 empty] | 292600 |  | 0 |  |  |  | 0 |  |  |  | 0.21 |  |  |  | 10.77 | [11 empty] | 0.21 |  | 9.68 | [9 empty] | 0.09 | [5 empty] | 0.01 | [15 empty] | 12.01 |  | 0.42 | [9 empty] | 0.01 | [13 empty] | 4.87 | [13 empty] | 670000 |  |  |  |  | 2024 | Solomon Woje, M. (thesis). Critical metals in the Pine Point Pb-Zn district, Northwest Territories, Canada. University of Alberta. |  | CAN | NT
| Pine Point |  | Basin hydrothermal | Mississippi Valley-type (MVT) | MVT zinc-lead | Hofstra et al. 2021 (paper uses: low temperature MVT deposit) | low temperature MVT deposit | Pb, Zn | Ga, Ge, In | Pb, Zn (Ga, Ge, In) | Hannigan, 2007 |  | K57BF |  |  | field site |  |  |  |  | ore material | polished section | unknown | mineral separate | [5 empty] | mineralisation |  |  |  | sphalerite | colloform sphalerite (early); coarse sphalerite (late) | replacement | colloform, massive |  |  |  | galena, chalcopyrite | carbon coated (25 nm thick) prior to EMPA analysis | EMPA, LA-ICPMS | CAMECA SX100 (EMPA); NWR 193 UC laser-ablation system coupled to an Agilent 7900 quadrupole mass spectrometer (LA-ICPMS) | Electron Microprobe Analysis Laboratory, Department of Earth Science, University of Alberta (EMPA); University of Toronto (LA-ICPMS) | EMPA: beam current 30 nA, accelerating voltage 20 kV, beam diameter 2 µm; WDS maps: 20 kV, 100 nA, 5 µm beam size. LA-ICPMS: 30 µm beam size, 4.5 J/cm2 fluence, 5 Hz pulse rate, 10 µm/s scan speed, 30 s background, 45 s analysis time, 30 s wash-out delay | GSD-1, STDGL3, and Sph used as Reference Materials to correct for instrument drift and provide quantitative trace element values; MASS-1 standard (Wilson et al. 2002) used as external standard | 401.3 |  |  |  | 0 | [9 empty] | 0.89 | [5 empty] | 3090 | [5 empty] | 0.02 | [5 empty] | 0.16 | [9 empty] | 289100 |  | 0 |  |  |  | 0 |  |  |  | 0.17 |  |  |  | 375.4 | [11 empty] | 0.26 |  | 136.1 | [9 empty] | 0.09 | [5 empty] | 0 | [15 empty] | 405.2 |  | 0.41 | [9 empty] | 0.01 | [13 empty] | 0.76 | [13 empty] | 643000 |  |  |  |  | 2024 | Solomon Woje, M. (thesis). Critical metals in the Pine Point Pb-Zn district, Northwest Territories, Canada. University of Alberta. |  | CAN | NT
| Pine Point |  | Basin hydrothermal | Mississippi Valley-type (MVT) | MVT zinc-lead | Hofstra et al. 2021 (paper uses: low temperature MVT deposit) | low temperature MVT deposit | Pb, Zn | Ga, Ge, In | Pb, Zn (Ga, Ge, In) | Hannigan, 2007 |  | K57BF |  |  | field site |  |  |  |  | ore material | polished section | unknown | mineral separate | [5 empty] | mineralisation |  |  |  | sphalerite | colloform sphalerite (early); coarse sphalerite (late) | replacement | colloform, massive |  |  |  | galena, chalcopyrite | carbon coated (25 nm thick) prior to EMPA analysis | EMPA, LA-ICPMS | CAMECA SX100 (EMPA); NWR 193 UC laser-ablation system coupled to an Agilent 7900 quadrupole mass spectrometer (LA-ICPMS) | Electron Microprobe Analysis Laboratory, Department of Earth Science, University of Alberta (EMPA); University of Toronto (LA-ICPMS) | EMPA: beam current 30 nA, accelerating voltage 20 kV, beam diameter 2 µm; WDS maps: 20 kV, 100 nA, 5 µm beam size. LA-ICPMS: 30 µm beam size, 4.5 J/cm2 fluence, 5 Hz pulse rate, 10 µm/s scan speed, 30 s background, 45 s analysis time, 30 s wash-out delay | GSD-1, STDGL3, and Sph used as Reference Materials to correct for instrument drift and provide quantitative trace element values; MASS-1 standard (Wilson et al. 2002) used as external standard | 8.73 |  |  |  | 0 | [9 empty] | 0.05 | [5 empty] | 594.2 | [5 empty] | 0.01 | [5 empty] | 3.06 | [9 empty] | 290700 |  | 0 |  |  |  | 0 |  |  |  | 0.22 |  |  |  | 8.13 | [11 empty] | 0.14 |  | 23.36 | [9 empty] | 2.91 | [5 empty] | 0 | [15 empty] | 9.19 |  | 0.48 | [9 empty] | 0.01 | [13 empty] | 6.98 | [13 empty] | 667000 |  |  |  |  | 2024 | Solomon Woje, M. (thesis). Critical metals in the Pine Point Pb-Zn district, Northwest Territories, Canada. University of Alberta. |  | CAN | NT
| Pine Point |  | Basin hydrothermal | Mississippi Valley-type (MVT) | MVT zinc-lead | Hofstra et al. 2021 (paper uses: low temperature MVT deposit) | low temperature MVT deposit | Pb, Zn | Ga, Ge, In | Pb, Zn (Ga, Ge, In) | Hannigan, 2007 |  | K57BF |  |  | field site |  |  |  |  | ore material | polished section | unknown | mineral separate | [5 empty] | mineralisation |  |  |  | sphalerite | colloform sphalerite (early); coarse sphalerite (late) | replacement | colloform, massive |  |  |  | galena, chalcopyrite | carbon coated (25 nm thick) prior to EMPA analysis | EMPA, LA-ICPMS | CAMECA SX100 (EMPA); NWR 193 UC laser-ablation system coupled to an Agilent 7900 quadrupole mass spectrometer (LA-ICPMS) | Electron Microprobe Analysis Laboratory, Department of Earth Science, University of Alberta (EMPA); University of Toronto (LA-ICPMS) | EMPA: beam current 30 nA, accelerating voltage 20 kV, beam diameter 2 µm; WDS maps: 20 kV, 100 nA, 5 µm beam size. LA-ICPMS: 30 µm beam size, 4.5 J/cm2 fluence, 5 Hz pulse rate, 10 µm/s scan speed, 30 s background, 45 s analysis time, 30 s wash-out delay | GSD-1, STDGL3, and Sph used as Reference Materials to correct for instrument drift and provide quantitative trace element values; MASS-1 standard (Wilson et al. 2002) used as external standard | 31.29 |  |  |  | 0 | [9 empty] | 0.12 | [5 empty] | 1515 | [5 empty] | 0 | [5 empty] | 0.26 | [9 empty] | 288200 |  | 0 |  |  |  | 0 |  |  |  | 0.22 |  |  |  | 28.99 | [11 empty] | 0.16 |  | 47.64 | [9 empty] | 0.16 | [5 empty] | 0.01 | [15 empty] | 31.8 |  | 0.43 | [9 empty] | 0.01 | [13 empty] | 3.55 | [13 empty] | 662000 |  |  |  |  | 2024 | Solomon Woje, M. (thesis). Critical metals in the Pine Point Pb-Zn district, Northwest Territories, Canada. University of Alberta. |  | CAN | NT
| Pine Point |  | Basin hydrothermal | Mississippi Valley-type (MVT) | MVT zinc-lead | Hofstra et al. 2021 (paper uses: low temperature MVT deposit) | low temperature MVT deposit | Pb, Zn | Ga, Ge, In | Pb, Zn (Ga, Ge, In) | Hannigan, 2007 |  | K57BF |  |  | field site |  |  |  |  | ore material | polished section | unknown | mineral separate | [5 empty] | mineralisation |  |  |  | sphalerite | colloform sphalerite (early); coarse sphalerite (late) | replacement | colloform, massive |  |  |  | galena, chalcopyrite | carbon coated (25 nm thick) prior to EMPA analysis | EMPA, LA-ICPMS | CAMECA SX100 (EMPA); NWR 193 UC laser-ablation system coupled to an Agilent 7900 quadrupole mass spectrometer (LA-ICPMS) | Electron Microprobe Analysis Laboratory, Department of Earth Science, University of Alberta (EMPA); University of Toronto (LA-ICPMS) | EMPA: beam current 30 nA, accelerating voltage 20 kV, beam diameter 2 µm; WDS maps: 20 kV, 100 nA, 5 µm beam size. LA-ICPMS: 30 µm beam size, 4.5 J/cm2 fluence, 5 Hz pulse rate, 10 µm/s scan speed, 30 s background, 45 s analysis time, 30 s wash-out delay | GSD-1, STDGL3, and Sph used as Reference Materials to correct for instrument drift and provide quantitative trace element values; MASS-1 standard (Wilson et al. 2002) used as external standard | 1.66 |  |  |  | 0 | [9 empty] | 0 | [5 empty] | 279.8 | [5 empty] | 0.02 | [5 empty] | 16.61 | [9 empty] | 288200 |  | 0 |  |  |  | 0 |  |  |  | 0.21 |  |  |  | 1.47 | [11 empty] | 0.23 |  | 2.18 | [9 empty] | 17.96 | [5 empty] | 0 | [15 empty] | 2.03 |  | 0.49 | [9 empty] | 0.01 | [13 empty] | 5.69 | [13 empty] | 674000 |  |  |  |  | 2024 | Solomon Woje, M. (thesis). Critical metals in the Pine Point Pb-Zn district, Northwest Territories, Canada. University of Alberta. |  | CAN | NT
| Pine Point |  | Basin hydrothermal | Mississippi Valley-type (MVT) | MVT zinc-lead | Hofstra et al. 2021 (paper uses: low temperature MVT deposit) | low temperature MVT deposit | Pb, Zn | Ga, Ge, In | Pb, Zn (Ga, Ge, In) | Hannigan, 2007 |  | K57BF |  |  | field site |  |  |  |  | ore material | polished section | unknown | mineral separate | [5 empty] | mineralisation |  |  |  | sphalerite | colloform sphalerite (early); coarse sphalerite (late) | replacement | colloform, massive |  |  |  | galena, chalcopyrite | carbon coated (25 nm thick) prior to EMPA analysis | EMPA, LA-ICPMS | CAMECA SX100 (EMPA); NWR 193 UC laser-ablation system coupled to an Agilent 7900 quadrupole mass spectrometer (LA-ICPMS) | Electron Microprobe Analysis Laboratory, Department of Earth Science, University of Alberta (EMPA); University of Toronto (LA-ICPMS) | EMPA: beam current 30 nA, accelerating voltage 20 kV, beam diameter 2 µm; WDS maps: 20 kV, 100 nA, 5 µm beam size. LA-ICPMS: 30 µm beam size, 4.5 J/cm2 fluence, 5 Hz pulse rate, 10 µm/s scan speed, 30 s background, 45 s analysis time, 30 s wash-out delay | GSD-1, STDGL3, and Sph used as Reference Materials to correct for instrument drift and provide quantitative trace element values; MASS-1 standard (Wilson et al. 2002) used as external standard | 17.98 |  |  |  | 0 | [9 empty] | 0.01 | [5 empty] | 1272 | [5 empty] | 0.07 | [5 empty] | 0.68 | [9 empty] | 285000 |  | 0 |  |  |  | 0 |  |  |  | 0.2 |  |  |  | 16.94 | [11 empty] | 0.35 |  | 21.82 | [9 empty] | 0.68 | [5 empty] | 0 | [15 empty] | 18.58 |  | 0.46 | [9 empty] | 0.01 | [13 empty] | 1.13 | [13 empty] | 663000 |  |  |  |  | 2024 | Solomon Woje, M. (thesis). Critical metals in the Pine Point Pb-Zn district, Northwest Territories, Canada. University of Alberta. |  | CAN | NT
| Pine Point |  | Basin hydrothermal | Mississippi Valley-type (MVT) | MVT zinc-lead | Hofstra et al. 2021 (paper uses: low temperature MVT deposit) | low temperature MVT deposit | Pb, Zn | Ga, Ge, In | Pb, Zn (Ga, Ge, In) | Hannigan, 2007 |  | K57BF |  |  | field site |  |  |  |  | ore material | polished section | unknown | mineral separate | [5 empty] | mineralisation |  |  |  | sphalerite | colloform sphalerite (early); coarse sphalerite (late) | replacement | colloform, massive |  |  |  | galena, chalcopyrite | carbon coated (25 nm thick) prior to EMPA analysis | EMPA, LA-ICPMS | CAMECA SX100 (EMPA); NWR 193 UC laser-ablation system coupled to an Agilent 7900 quadrupole mass spectrometer (LA-ICPMS) | Electron Microprobe Analysis Laboratory, Department of Earth Science, University of Alberta (EMPA); University of Toronto (LA-ICPMS) | EMPA: beam current 30 nA, accelerating voltage 20 kV, beam diameter 2 µm; WDS maps: 20 kV, 100 nA, 5 µm beam size. LA-ICPMS: 30 µm beam size, 4.5 J/cm2 fluence, 5 Hz pulse rate, 10 µm/s scan speed, 30 s background, 45 s analysis time, 30 s wash-out delay | GSD-1, STDGL3, and Sph used as Reference Materials to correct for instrument drift and provide quantitative trace element values; MASS-1 standard (Wilson et al. 2002) used as external standard | 255.3 |  |  |  | 0 | [9 empty] | 0.55 | [5 empty] | 3637 | [5 empty] | 0.08 | [5 empty] | 0.57 | [9 empty] | 277700 |  | 0 |  |  |  | 0 |  |  |  | 0.15 |  |  |  | 241.8 | [11 empty] | 0.36 |  | 113.3 | [9 empty] | 0.45 | [5 empty] | 0 | [15 empty] | 258.7 |  | 0.53 | [9 empty] | 0.01 | [13 empty] | 0.32 | [13 empty] | 631000 |  |  |  |  | 2024 | Solomon Woje, M. (thesis). Critical metals in the Pine Point Pb-Zn district, Northwest Territories, Canada. University of Alberta. |  | CAN | NT
| Pine Point |  | Basin hydrothermal | Mississippi Valley-type (MVT) | MVT zinc-lead | Hofstra et al. 2021 (paper uses: low temperature MVT deposit) | low temperature MVT deposit | Pb, Zn | Ga, Ge, In | Pb, Zn (Ga, Ge, In) | Hannigan, 2007 |  | K57BF |  |  | field site |  |  |  |  | ore material | polished section | unknown | mineral separate | [5 empty] | mineralisation |  |  |  | sphalerite | colloform sphalerite (early); coarse sphalerite (late) | replacement | colloform, massive |  |  |  | galena, chalcopyrite | carbon coated (25 nm thick) prior to EMPA analysis | EMPA, LA-ICPMS | CAMECA SX100 (EMPA); NWR 193 UC laser-ablation system coupled to an Agilent 7900 quadrupole mass spectrometer (LA-ICPMS) | Electron Microprobe Analysis Laboratory, Department of Earth Science, University of Alberta (EMPA); University of Toronto (LA-ICPMS) | EMPA: beam current 30 nA, accelerating voltage 20 kV, beam diameter 2 µm; WDS maps: 20 kV, 100 nA, 5 µm beam size. LA-ICPMS: 30 µm beam size, 4.5 J/cm2 fluence, 5 Hz pulse rate, 10 µm/s scan speed, 30 s background, 45 s analysis time, 30 s wash-out delay | GSD-1, STDGL3, and Sph used as Reference Materials to correct for instrument drift and provide quantitative trace element values; MASS-1 standard (Wilson et al. 2002) used as external standard | 86 |  |  |  | 0 | [9 empty] | 0.11 | [5 empty] | 2960 | [5 empty] | 0.05 | [5 empty] | 0.15 | [9 empty] | 249800 |  | 0 |  |  |  | 0 |  |  |  | 0.15 |  |  |  | 79.3 | [11 empty] | 0.25 |  | 58.9 | [9 empty] | 0.28 | [5 empty] | 0 | [15 empty] | 86.2 |  | 0.85 | [9 empty] | 0.01 | [13 empty] | 3.34 | [13 empty] | 609000 |  |  |  |  | 2024 | Solomon Woje, M. (thesis). Critical metals in the Pine Point Pb-Zn district, Northwest Territories, Canada. University of Alberta. |  | CAN | NT
| Pine Point |  | Basin hydrothermal | Mississippi Valley-type (MVT) | MVT zinc-lead | Hofstra et al. 2021 (paper uses: low temperature MVT deposit) | low temperature MVT deposit | Pb, Zn | Ga, Ge, In | Pb, Zn (Ga, Ge, In) | Hannigan, 2007 |  | K57BF |  |  | field site |  |  |  |  | ore material | polished section | unknown | mineral separate | [5 empty] | mineralisation |  |  |  | sphalerite | colloform sphalerite (early); coarse sphalerite (late) | replacement | colloform, massive |  |  |  | galena, chalcopyrite | carbon coated (25 nm thick) prior to EMPA analysis | EMPA, LA-ICPMS | CAMECA SX100 (EMPA); NWR 193 UC laser-ablation system coupled to an Agilent 7900 quadrupole mass spectrometer (LA-ICPMS) | Electron Microprobe Analysis Laboratory, Department of Earth Science, University of Alberta (EMPA); University of Toronto (LA-ICPMS) | EMPA: beam current 30 nA, accelerating voltage 20 kV, beam diameter 2 µm; WDS maps: 20 kV, 100 nA, 5 µm beam size. LA-ICPMS: 30 µm beam size, 4.5 J/cm2 fluence, 5 Hz pulse rate, 10 µm/s scan speed, 30 s background, 45 s analysis time, 30 s wash-out delay | GSD-1, STDGL3, and Sph used as Reference Materials to correct for instrument drift and provide quantitative trace element values; MASS-1 standard (Wilson et al. 2002) used as external standard | 10.02 |  |  |  | 0 | [9 empty] | 0.02 | [5 empty] | 294.8 | [5 empty] | 0.01 | [5 empty] | 3.17 | [9 empty] | 257300 |  | 0 |  |  |  | 0 |  |  |  | 0.24 |  |  |  | 8.95 | [11 empty] | 0.23 |  | 6.5 | [9 empty] | 2.55 | [5 empty] | 0.03 | [15 empty] | 10.22 |  | 1.27 | [9 empty] | 0.01 | [13 empty] | 3.61 | [13 empty] | 670000 |  |  |  |  | 2024 | Solomon Woje, M. (thesis). Critical metals in the Pine Point Pb-Zn district, Northwest Territories, Canada. University of Alberta. |  | CAN | NT
| Pine Point |  | Basin hydrothermal | Mississippi Valley-type (MVT) | MVT zinc-lead | Hofstra et al. 2021 (paper uses: low temperature MVT deposit) | low temperature MVT deposit | Pb, Zn | Ga, Ge, In | Pb, Zn (Ga, Ge, In) | Hannigan, 2007 |  | K57BF |  |  | field site |  |  |  |  | ore material | polished section | unknown | mineral separate | [5 empty] | mineralisation |  |  |  | sphalerite | colloform sphalerite (early); coarse sphalerite (late) | replacement | colloform, massive |  |  |  | galena, chalcopyrite | carbon coated (25 nm thick) prior to EMPA analysis | EMPA, LA-ICPMS | CAMECA SX100 (EMPA); NWR 193 UC laser-ablation system coupled to an Agilent 7900 quadrupole mass spectrometer (LA-ICPMS) | Electron Microprobe Analysis Laboratory, Department of Earth Science, University of Alberta (EMPA); University of Toronto (LA-ICPMS) | EMPA: beam current 30 nA, accelerating voltage 20 kV, beam diameter 2 µm; WDS maps: 20 kV, 100 nA, 5 µm beam size. LA-ICPMS: 30 µm beam size, 4.5 J/cm2 fluence, 5 Hz pulse rate, 10 µm/s scan speed, 30 s background, 45 s analysis time, 30 s wash-out delay | GSD-1, STDGL3, and Sph used as Reference Materials to correct for instrument drift and provide quantitative trace element values; MASS-1 standard (Wilson et al. 2002) used as external standard | 28.27 |  |  |  | 0 | [9 empty] | 0.1 | [5 empty] | 673.1 | [5 empty] | 0.01 | [5 empty] | 0.29 | [9 empty] | 255900 |  | 0 |  |  |  | 0 |  |  |  | 0.23 |  |  |  | 26.45 | [11 empty] | 0.2 |  | 40.9 | [9 empty] | 0.22 | [5 empty] | 0 | [15 empty] | 28.77 |  | 1.01 | [9 empty] | 0.01 | [13 empty] | 3.42 | [13 empty] | 659000 |  |  |  |  | 2024 | Solomon Woje, M. (thesis). Critical metals in the Pine Point Pb-Zn district, Northwest Territories, Canada. University of Alberta. |  | CAN | NT
| Pine Point |  | Basin hydrothermal | Mississippi Valley-type (MVT) | MVT zinc-lead | Hofstra et al. 2021 (paper uses: low temperature MVT deposit) | low temperature MVT deposit | Pb, Zn | Ga, Ge, In | Pb, Zn (Ga, Ge, In) | Hannigan, 2007 |  | O28 |  |  | field site |  |  |  |  | ore material | polished section | unknown | mineral separate | [5 empty] | mineralisation |  |  |  | sphalerite | colloform sphalerite (early); coarse sphalerite (late) | replacement | colloform, massive |  |  |  | galena, chalcopyrite | carbon coated (25 nm thick) prior to EMPA analysis | EMPA, LA-ICPMS | CAMECA SX100 (EMPA); NWR 193 UC laser-ablation system coupled to an Agilent 7900 quadrupole mass spectrometer (LA-ICPMS) | Electron Microprobe Analysis Laboratory, Department of Earth Science, University of Alberta (EMPA); University of Toronto (LA-ICPMS) | EMPA: beam current 30 nA, accelerating voltage 20 kV, beam diameter 2 µm; WDS maps: 20 kV, 100 nA, 5 µm beam size. LA-ICPMS: 30 µm beam size, 4.5 J/cm2 fluence, 5 Hz pulse rate, 10 µm/s scan speed, 30 s background, 45 s analysis time, 30 s wash-out delay | GSD-1, STDGL3, and Sph used as Reference Materials to correct for instrument drift and provide quantitative trace element values; MASS-1 standard (Wilson et al. 2002) used as external standard | 33.11 |  |  |  | 0 | [9 empty] | 0.15 | [5 empty] | 1549 | [5 empty] | 0.03 | [5 empty] | 1.04 | [9 empty] | 254000 |  | 0 |  |  |  | 0.01 |  |  |  | 0.21 |  |  |  | 30.27 | [11 empty] | 0.08 |  | 54.98 | [9 empty] | 0.87 | [5 empty] | 0.51 | [15 empty] | 32.91 |  | 0.91 | [9 empty] | 0.01 | [13 empty] | 5.14 | [13 empty] | 640000 |  |  |  |  | 2024 | Solomon Woje, M. (thesis). Critical metals in the Pine Point Pb-Zn district, Northwest Territories, Canada. University of Alberta. |  | CAN | NT
| Pine Point |  | Basin hydrothermal | Mississippi Valley-type (MVT) | MVT zinc-lead | Hofstra et al. 2021 (paper uses: low temperature MVT deposit) | low temperature MVT deposit | Pb, Zn | Ga, Ge, In | Pb, Zn (Ga, Ge, In) | Hannigan, 2007 |  | O28 |  |  | field site |  |  |  |  | ore material | polished section | unknown | mineral separate | [5 empty] | mineralisation |  |  |  | sphalerite | colloform sphalerite (early); coarse sphalerite (late) | replacement | colloform, massive |  |  |  | galena, chalcopyrite | carbon coated (25 nm thick) prior to EMPA analysis | EMPA, LA-ICPMS | CAMECA SX100 (EMPA); NWR 193 UC laser-ablation system coupled to an Agilent 7900 quadrupole mass spectrometer (LA-ICPMS) | Electron Microprobe Analysis Laboratory, Department of Earth Science, University of Alberta (EMPA); University of Toronto (LA-ICPMS) | EMPA: beam current 30 nA, accelerating voltage 20 kV, beam diameter 2 µm; WDS maps: 20 kV, 100 nA, 5 µm beam size. LA-ICPMS: 30 µm beam size, 4.5 J/cm2 fluence, 5 Hz pulse rate, 10 µm/s scan speed, 30 s background, 45 s analysis time, 30 s wash-out delay | GSD-1, STDGL3, and Sph used as Reference Materials to correct for instrument drift and provide quantitative trace element values; MASS-1 standard (Wilson et al. 2002) used as external standard | 34.28 |  |  |  | 0 | [9 empty] | 0.16 | [5 empty] | 1649 | [5 empty] | 0.02 | [5 empty] | 0.48 | [9 empty] | 256500 |  | 0 |  |  |  | 0 |  |  |  | 0.19 |  |  |  | 31.83 | [11 empty] | 0.06 |  | 52.1 | [9 empty] | 0.35 | [5 empty] | 0.24 | [15 empty] | 34.7 |  | 0.96 | [9 empty] | 0.01 | [13 empty] | 5.66 | [13 empty] | 642000 |  |  |  |  | 2024 | Solomon Woje, M. (thesis). Critical metals in the Pine Point Pb-Zn district, Northwest Territories, Canada. University of Alberta. |  | CAN | NT
| Pine Point |  | Basin hydrothermal | Mississippi Valley-type (MVT) | MVT zinc-lead | Hofstra et al. 2021 (paper uses: low temperature MVT deposit) | low temperature MVT deposit | Pb, Zn | Ga, Ge, In | Pb, Zn (Ga, Ge, In) | Hannigan, 2007 |  | O28 |  |  | field site |  |  |  |  | ore material | polished section | unknown | mineral separate | [5 empty] | mineralisation |  |  |  | sphalerite | colloform sphalerite (early); coarse sphalerite (late) | replacement | colloform, massive |  |  |  | galena, chalcopyrite | carbon coated (25 nm thick) prior to EMPA analysis | EMPA, LA-ICPMS | CAMECA SX100 (EMPA); NWR 193 UC laser-ablation system coupled to an Agilent 7900 quadrupole mass spectrometer (LA-ICPMS) | Electron Microprobe Analysis Laboratory, Department of Earth Science, University of Alberta (EMPA); University of Toronto (LA-ICPMS) | EMPA: beam current 30 nA, accelerating voltage 20 kV, beam diameter 2 µm; WDS maps: 20 kV, 100 nA, 5 µm beam size. LA-ICPMS: 30 µm beam size, 4.5 J/cm2 fluence, 5 Hz pulse rate, 10 µm/s scan speed, 30 s background, 45 s analysis time, 30 s wash-out delay | GSD-1, STDGL3, and Sph used as Reference Materials to correct for instrument drift and provide quantitative trace element values; MASS-1 standard (Wilson et al. 2002) used as external standard | 17.83 |  |  |  | 0 | [9 empty] | 0.03 | [5 empty] | 1897 | [5 empty] | 0.06 | [5 empty] | 0.35 | [9 empty] | 264000 |  | 0 |  |  |  | 0 |  |  |  | 0.2 |  |  |  | 16.03 | [11 empty] | 0.21 |  | 16.59 | [9 empty] | 0.28 | [5 empty] | 0.02 | [15 empty] | 18.29 |  | 0.9 | [9 empty] | 0.01 | [13 empty] | 1.64 | [13 empty] | 657000 |  |  |  |  | 2024 | Solomon Woje, M. (thesis). Critical metals in the Pine Point Pb-Zn district, Northwest Territories, Canada. University of Alberta. |  | CAN | NT
| Pine Point |  | Basin hydrothermal | Mississippi Valley-type (MVT) | MVT zinc-lead | Hofstra et al. 2021 (paper uses: low temperature MVT deposit) | low temperature MVT deposit | Pb, Zn | Ga, Ge, In | Pb, Zn (Ga, Ge, In) | Hannigan, 2007 |  | O28 |  |  | field site |  |  |  |  | ore material | polished section | unknown | mineral separate | [5 empty] | mineralisation |  |  |  | sphalerite | colloform sphalerite (early); coarse sphalerite (late) | replacement | colloform, massive |  |  |  | galena, chalcopyrite | carbon coated (25 nm thick) prior to EMPA analysis | EMPA, LA-ICPMS | CAMECA SX100 (EMPA); NWR 193 UC laser-ablation system coupled to an Agilent 7900 quadrupole mass spectrometer (LA-ICPMS) | Electron Microprobe Analysis Laboratory, Department of Earth Science, University of Alberta (EMPA); University of Toronto (LA-ICPMS) | EMPA: beam current 30 nA, accelerating voltage 20 kV, beam diameter 2 µm; WDS maps: 20 kV, 100 nA, 5 µm beam size. LA-ICPMS: 30 µm beam size, 4.5 J/cm2 fluence, 5 Hz pulse rate, 10 µm/s scan speed, 30 s background, 45 s analysis time, 30 s wash-out delay | GSD-1, STDGL3, and Sph used as Reference Materials to correct for instrument drift and provide quantitative trace element values; MASS-1 standard (Wilson et al. 2002) used as external standard | 13 |  |  |  | 0 | [9 empty] | 0.01 | [5 empty] | 468.4 | [5 empty] | 0.03 | [5 empty] | 0.86 | [9 empty] | 258700 |  | 0 |  |  |  | 0 |  |  |  | 0.21 |  |  |  | 12.08 | [11 empty] | 0.13 |  | 58.79 | [9 empty] | 0.66 | [5 empty] | 0.2 | [15 empty] | 13.43 |  | 1.13 | [9 empty] | 0.01 | [13 empty] | 2.82 | [13 empty] | 666000 |  |  |  |  | 2024 | Solomon Woje, M. (thesis). Critical metals in the Pine Point Pb-Zn district, Northwest Territories, Canada. University of Alberta. |  | CAN | NT
| Pine Point |  | Basin hydrothermal | Mississippi Valley-type (MVT) | MVT zinc-lead | Hofstra et al. 2021 (paper uses: low temperature MVT deposit) | low temperature MVT deposit | Pb, Zn | Ga, Ge, In | Pb, Zn (Ga, Ge, In) | Hannigan, 2007 |  | O28 |  |  | field site |  |  |  |  | ore material | polished section | unknown | mineral separate | [5 empty] | mineralisation |  |  |  | sphalerite | colloform sphalerite (early); coarse sphalerite (late) | replacement | colloform, massive |  |  |  | galena, chalcopyrite | carbon coated (25 nm thick) prior to EMPA analysis | EMPA, LA-ICPMS | CAMECA SX100 (EMPA); NWR 193 UC laser-ablation system coupled to an Agilent 7900 quadrupole mass spectrometer (LA-ICPMS) | Electron Microprobe Analysis Laboratory, Department of Earth Science, University of Alberta (EMPA); University of Toronto (LA-ICPMS) | EMPA: beam current 30 nA, accelerating voltage 20 kV, beam diameter 2 µm; WDS maps: 20 kV, 100 nA, 5 µm beam size. LA-ICPMS: 30 µm beam size, 4.5 J/cm2 fluence, 5 Hz pulse rate, 10 µm/s scan speed, 30 s background, 45 s analysis time, 30 s wash-out delay | GSD-1, STDGL3, and Sph used as Reference Materials to correct for instrument drift and provide quantitative trace element values; MASS-1 standard (Wilson et al. 2002) used as external standard | 36.1 |  |  |  | 0 | [9 empty] | 0.04 | [5 empty] | 1319 | [5 empty] | 0.03 | [5 empty] | 0.38 | [9 empty] | 262300 |  | 0 |  |  |  | 0 |  |  |  | 0.19 |  |  |  | 33.86 | [11 empty] | 0.21 |  | 14.8 | [9 empty] | 0.29 | [5 empty] | 0.07 | [15 empty] | 36.7 |  | 0.88 | [9 empty] | 0.01 | [13 empty] | 1.18 | [13 empty] | 657000 |  |  |  |  | 2024 | Solomon Woje, M. (thesis). Critical metals in the Pine Point Pb-Zn district, Northwest Territories, Canada. University of Alberta. |  | CAN | NT
| Pine Point |  | Basin hydrothermal | Mississippi Valley-type (MVT) | MVT zinc-lead | Hofstra et al. 2021 (paper uses: low temperature MVT deposit) | low temperature MVT deposit | Pb, Zn | Ga, Ge, In | Pb, Zn (Ga, Ge, In) | Hannigan, 2007 |  | O28 |  |  | field site |  |  |  |  | ore material | polished section | unknown | mineral separate | [5 empty] | mineralisation |  |  |  | sphalerite | colloform sphalerite (early); coarse sphalerite (late) | replacement | colloform, massive |  |  |  | galena, chalcopyrite | carbon coated (25 nm thick) prior to EMPA analysis | EMPA, LA-ICPMS | CAMECA SX100 (EMPA); NWR 193 UC laser-ablation system coupled to an Agilent 7900 quadrupole mass spectrometer (LA-ICPMS) | Electron Microprobe Analysis Laboratory, Department of Earth Science, University of Alberta (EMPA); University of Toronto (LA-ICPMS) | EMPA: beam current 30 nA, accelerating voltage 20 kV, beam diameter 2 µm; WDS maps: 20 kV, 100 nA, 5 µm beam size. LA-ICPMS: 30 µm beam size, 4.5 J/cm2 fluence, 5 Hz pulse rate, 10 µm/s scan speed, 30 s background, 45 s analysis time, 30 s wash-out delay | GSD-1, STDGL3, and Sph used as Reference Materials to correct for instrument drift and provide quantitative trace element values; MASS-1 standard (Wilson et al. 2002) used as external standard | 15.49 |  |  |  | 0 | [9 empty] | 0.03 | [5 empty] | 201.4 | [5 empty] | 0 | [5 empty] | 0.16 | [9 empty] | 254900 |  | 0 |  |  |  | 0 |  |  |  | 0.21 |  |  |  | 14.18 | [11 empty] | 0.18 |  | 4.85 | [9 empty] | 0.08 | [5 empty] | 0 | [15 empty] | 15.54 |  | 0.89 | [9 empty] | 0.01 | [13 empty] | 3.57 | [13 empty] | 656000 |  |  |  |  | 2024 | Solomon Woje, M. (thesis). Critical metals in the Pine Point Pb-Zn district, Northwest Territories, Canada. University of Alberta. |  | CAN | NT
| Pine Point |  | Basin hydrothermal | Mississippi Valley-type (MVT) | MVT zinc-lead | Hofstra et al. 2021 (paper uses: low temperature MVT deposit) | low temperature MVT deposit | Pb, Zn | Ga, Ge, In | Pb, Zn (Ga, Ge, In) | Hannigan, 2007 |  | O28 |  |  | field site |  |  |  |  | ore material | polished section | unknown | mineral separate | [5 empty] | mineralisation |  |  |  | sphalerite | colloform sphalerite (early); coarse sphalerite (late) | replacement | colloform, massive |  |  |  | galena, chalcopyrite | carbon coated (25 nm thick) prior to EMPA analysis | EMPA, LA-ICPMS | CAMECA SX100 (EMPA); NWR 193 UC laser-ablation system coupled to an Agilent 7900 quadrupole mass spectrometer (LA-ICPMS) | Electron Microprobe Analysis Laboratory, Department of Earth Science, University of Alberta (EMPA); University of Toronto (LA-ICPMS) | EMPA: beam current 30 nA, accelerating voltage 20 kV, beam diameter 2 µm; WDS maps: 20 kV, 100 nA, 5 µm beam size. LA-ICPMS: 30 µm beam size, 4.5 J/cm2 fluence, 5 Hz pulse rate, 10 µm/s scan speed, 30 s background, 45 s analysis time, 30 s wash-out delay | GSD-1, STDGL3, and Sph used as Reference Materials to correct for instrument drift and provide quantitative trace element values; MASS-1 standard (Wilson et al. 2002) used as external standard | 31.3 |  |  |  | 0 | [9 empty] | 0.03 | [5 empty] | 892 | [5 empty] | 0.02 | [5 empty] | 0.17 | [9 empty] | 258400 |  | 0 |  |  |  | 0 |  |  |  | 0.19 |  |  |  | 29.4 | [11 empty] | 0.14 |  | 36.37 | [9 empty] | 0.11 | [5 empty] | 0.02 | [15 empty] | 32 |  | 0.85 | [9 empty] | 0.01 | [13 empty] | 1.59 | [13 empty] | 653000 |  |  |  |  | 2024 | Solomon Woje, M. (thesis). Critical metals in the Pine Point Pb-Zn district, Northwest Territories, Canada. University of Alberta. |  | CAN | NT
| Pine Point |  | Basin hydrothermal | Mississippi Valley-type (MVT) | MVT zinc-lead | Hofstra et al. 2021 (paper uses: low temperature MVT deposit) | low temperature MVT deposit | Pb, Zn | Ga, Ge, In | Pb, Zn (Ga, Ge, In) | Hannigan, 2007 |  | O28 |  |  | field site |  |  |  |  | ore material | polished section | unknown | mineral separate | [5 empty] | mineralisation |  |  |  | sphalerite | colloform sphalerite (early); coarse sphalerite (late) | replacement | colloform, massive |  |  |  | galena, chalcopyrite | carbon coated (25 nm thick) prior to EMPA analysis | EMPA, LA-ICPMS | CAMECA SX100 (EMPA); NWR 193 UC laser-ablation system coupled to an Agilent 7900 quadrupole mass spectrometer (LA-ICPMS) | Electron Microprobe Analysis Laboratory, Department of Earth Science, University of Alberta (EMPA); University of Toronto (LA-ICPMS) | EMPA: beam current 30 nA, accelerating voltage 20 kV, beam diameter 2 µm; WDS maps: 20 kV, 100 nA, 5 µm beam size. LA-ICPMS: 30 µm beam size, 4.5 J/cm2 fluence, 5 Hz pulse rate, 10 µm/s scan speed, 30 s background, 45 s analysis time, 30 s wash-out delay | GSD-1, STDGL3, and Sph used as Reference Materials to correct for instrument drift and provide quantitative trace element values; MASS-1 standard (Wilson et al. 2002) used as external standard | 1.94 |  |  |  | 0 | [9 empty] | 0.03 | [5 empty] | 128.9 | [5 empty] | 0.01 | [5 empty] | 4.34 | [9 empty] | 253500 |  | 0 |  |  |  | 0 |  |  |  | 0.2 |  |  |  | 1.82 | [11 empty] | 0.19 |  | 1.43 | [9 empty] | 3.72 | [5 empty] | 0.05 | [15 empty] | 2.33 |  | 1 | [9 empty] | 0.01 | [13 empty] | 3.45 | [13 empty] | 645000 |  |  |  |  | 2024 | Solomon Woje, M. (thesis). Critical metals in the Pine Point Pb-Zn district, Northwest Territories, Canada. University of Alberta. |  | CAN | NT
| Pine Point |  | Basin hydrothermal | Mississippi Valley-type (MVT) | MVT zinc-lead | Hofstra et al. 2021 (paper uses: low temperature MVT deposit) | low temperature MVT deposit | Pb, Zn | Ga, Ge, In | Pb, Zn (Ga, Ge, In) | Hannigan, 2007 |  | O28 |  |  | field site |  |  |  |  | ore material | polished section | unknown | mineral separate | [5 empty] | mineralisation |  |  |  | sphalerite | colloform sphalerite (early); coarse sphalerite (late) | replacement | colloform, massive |  |  |  | galena, chalcopyrite | carbon coated (25 nm thick) prior to EMPA analysis | EMPA, LA-ICPMS | CAMECA SX100 (EMPA); NWR 193 UC laser-ablation system coupled to an Agilent 7900 quadrupole mass spectrometer (LA-ICPMS) | Electron Microprobe Analysis Laboratory, Department of Earth Science, University of Alberta (EMPA); University of Toronto (LA-ICPMS) | EMPA: beam current 30 nA, accelerating voltage 20 kV, beam diameter 2 µm; WDS maps: 20 kV, 100 nA, 5 µm beam size. LA-ICPMS: 30 µm beam size, 4.5 J/cm2 fluence, 5 Hz pulse rate, 10 µm/s scan speed, 30 s background, 45 s analysis time, 30 s wash-out delay | GSD-1, STDGL3, and Sph used as Reference Materials to correct for instrument drift and provide quantitative trace element values; MASS-1 standard (Wilson et al. 2002) used as external standard | 36.09 |  |  |  | 0 | [9 empty] | 0.15 | [5 empty] | 956.7 | [5 empty] | 0.01 | [5 empty] | 0.09 | [9 empty] | 254000 |  | 0 |  |  |  | 0 |  |  |  | 0.2 |  |  |  | 33.29 | [11 empty] | 0.17 |  | 20.12 | [9 empty] | 0.04 | [5 empty] | 0 | [15 empty] | 36.02 |  | 0.72 | [9 empty] | 0.01 | [13 empty] | 1.93 | [13 empty] | 630000 |  |  |  |  | 2024 | Solomon Woje, M. (thesis). Critical metals in the Pine Point Pb-Zn district, Northwest Territories, Canada. University of Alberta. |  | CAN | NT
| Pine Point |  | Basin hydrothermal | Mississippi Valley-type (MVT) | MVT zinc-lead | Hofstra et al. 2021 (paper uses: low temperature MVT deposit) | low temperature MVT deposit | Pb, Zn | Ga, Ge, In | Pb, Zn (Ga, Ge, In) | Hannigan, 2007 |  | O28 |  |  | field site |  |  |  |  | ore material | polished section | unknown | mineral separate | [5 empty] | mineralisation |  |  |  | sphalerite | colloform sphalerite (early); coarse sphalerite (late) | replacement | colloform, massive |  |  |  | galena, chalcopyrite | carbon coated (25 nm thick) prior to EMPA analysis | EMPA, LA-ICPMS | CAMECA SX100 (EMPA); NWR 193 UC laser-ablation system coupled to an Agilent 7900 quadrupole mass spectrometer (LA-ICPMS) | Electron Microprobe Analysis Laboratory, Department of Earth Science, University of Alberta (EMPA); University of Toronto (LA-ICPMS) | EMPA: beam current 30 nA, accelerating voltage 20 kV, beam diameter 2 µm; WDS maps: 20 kV, 100 nA, 5 µm beam size. LA-ICPMS: 30 µm beam size, 4.5 J/cm2 fluence, 5 Hz pulse rate, 10 µm/s scan speed, 30 s background, 45 s analysis time, 30 s wash-out delay | GSD-1, STDGL3, and Sph used as Reference Materials to correct for instrument drift and provide quantitative trace element values; MASS-1 standard (Wilson et al. 2002) used as external standard | 30.67 |  |  |  | 0 | [9 empty] | 0.09 | [5 empty] | 1518 | [5 empty] | 0.01 | [5 empty] | 0.1 | [9 empty] | 266700 |  | 0 |  |  |  | 0 |  |  |  | 0.18 |  |  |  | 28.55 | [11 empty] | 0.16 |  | 43.49 | [9 empty] | 0.01 | [5 empty] | 0 | [15 empty] | 30.82 |  | 0.73 | [9 empty] | 0.01 | [13 empty] | 2.77 | [13 empty] | 649000 |  |  |  |  | 2024 | Solomon Woje, M. (thesis). Critical metals in the Pine Point Pb-Zn district, Northwest Territories, Canada. University of Alberta. |  | CAN | NT
| Pine Point |  | Basin hydrothermal | Mississippi Valley-type (MVT) | MVT zinc-lead | Hofstra et al. 2021 (paper uses: low temperature MVT deposit) | low temperature MVT deposit | Pb, Zn | Ga, Ge, In | Pb, Zn (Ga, Ge, In) | Hannigan, 2007 |  | O28 |  |  | field site |  |  |  |  | ore material | polished section | unknown | mineral separate | [5 empty] | mineralisation |  |  |  | sphalerite | colloform sphalerite (early); coarse sphalerite (late) | replacement | colloform, massive |  |  |  | galena, chalcopyrite | carbon coated (25 nm thick) prior to EMPA analysis | EMPA, LA-ICPMS | CAMECA SX100 (EMPA); NWR 193 UC laser-ablation system coupled to an Agilent 7900 quadrupole mass spectrometer (LA-ICPMS) | Electron Microprobe Analysis Laboratory, Department of Earth Science, University of Alberta (EMPA); University of Toronto (LA-ICPMS) | EMPA: beam current 30 nA, accelerating voltage 20 kV, beam diameter 2 µm; WDS maps: 20 kV, 100 nA, 5 µm beam size. LA-ICPMS: 30 µm beam size, 4.5 J/cm2 fluence, 5 Hz pulse rate, 10 µm/s scan speed, 30 s background, 45 s analysis time, 30 s wash-out delay | GSD-1, STDGL3, and Sph used as Reference Materials to correct for instrument drift and provide quantitative trace element values; MASS-1 standard (Wilson et al. 2002) used as external standard | 48.34 |  |  |  | 0 | [9 empty] | 0.01 | [5 empty] | 591.4 | [5 empty] | 0.01 | [5 empty] | 0.08 | [9 empty] | 266000 |  | 0 |  |  |  | 0 |  |  |  | 0.17 |  |  |  | 45.82 | [11 empty] | 0.17 |  | 30.2 | [9 empty] | 0.04 | [5 empty] | 0 | [15 empty] | 48.86 |  | 0.73 | [9 empty] | 0.01 | [13 empty] | 1.53 | [13 empty] | 648000 |  |  |  |  | 2024 | Solomon Woje, M. (thesis). Critical metals in the Pine Point Pb-Zn district, Northwest Territories, Canada. University of Alberta. |  | CAN | NT
| Pine Point |  | Basin hydrothermal | Mississippi Valley-type (MVT) | MVT zinc-lead | Hofstra et al. 2021 (paper uses: low temperature MVT deposit) | low temperature MVT deposit | Pb, Zn | Ga, Ge, In | Pb, Zn (Ga, Ge, In) | Hannigan, 2007 |  | O28 |  |  | field site |  |  |  |  | ore material | polished section | unknown | mineral separate | [5 empty] | mineralisation |  |  |  | sphalerite | colloform sphalerite (early); coarse sphalerite (late) | replacement | colloform, massive |  |  |  | galena, chalcopyrite | carbon coated (25 nm thick) prior to EMPA analysis | EMPA, LA-ICPMS | CAMECA SX100 (EMPA); NWR 193 UC laser-ablation system coupled to an Agilent 7900 quadrupole mass spectrometer (LA-ICPMS) | Electron Microprobe Analysis Laboratory, Department of Earth Science, University of Alberta (EMPA); University of Toronto (LA-ICPMS) | EMPA: beam current 30 nA, accelerating voltage 20 kV, beam diameter 2 µm; WDS maps: 20 kV, 100 nA, 5 µm beam size. LA-ICPMS: 30 µm beam size, 4.5 J/cm2 fluence, 5 Hz pulse rate, 10 µm/s scan speed, 30 s background, 45 s analysis time, 30 s wash-out delay | GSD-1, STDGL3, and Sph used as Reference Materials to correct for instrument drift and provide quantitative trace element values; MASS-1 standard (Wilson et al. 2002) used as external standard | 33.78 |  |  |  | 0 | [9 empty] | 0.14 | [5 empty] | 1810 | [5 empty] | 0 | [5 empty] | 0.07 | [9 empty] | 264000 |  | 0 |  |  |  | 0 |  |  |  | 0.16 |  |  |  | 31.92 | [11 empty] | 0.14 |  | 44.22 | [9 empty] | 0.03 | [5 empty] | 0.03 | [15 empty] | 34.51 |  | 0.67 | [9 empty] | 0.01 | [13 empty] | 2.78 | [13 empty] | 632000 |  |  |  |  | 2024 | Solomon Woje, M. (thesis). Critical metals in the Pine Point Pb-Zn district, Northwest Territories, Canada. University of Alberta. |  | CAN | NT
| Pine Point |  | Basin hydrothermal | Mississippi Valley-type (MVT) | MVT zinc-lead | Hofstra et al. 2021 (paper uses: low temperature MVT deposit) | low temperature MVT deposit | Pb, Zn | Ga, Ge, In | Pb, Zn (Ga, Ge, In) | Hannigan, 2007 |  | O28 |  |  | field site |  |  |  |  | ore material | polished section | unknown | mineral separate | [5 empty] | mineralisation |  |  |  | sphalerite | colloform sphalerite (early); coarse sphalerite (late) | replacement | colloform, massive |  |  |  | galena, chalcopyrite | carbon coated (25 nm thick) prior to EMPA analysis | EMPA, LA-ICPMS | CAMECA SX100 (EMPA); NWR 193 UC laser-ablation system coupled to an Agilent 7900 quadrupole mass spectrometer (LA-ICPMS) | Electron Microprobe Analysis Laboratory, Department of Earth Science, University of Alberta (EMPA); University of Toronto (LA-ICPMS) | EMPA: beam current 30 nA, accelerating voltage 20 kV, beam diameter 2 µm; WDS maps: 20 kV, 100 nA, 5 µm beam size. LA-ICPMS: 30 µm beam size, 4.5 J/cm2 fluence, 5 Hz pulse rate, 10 µm/s scan speed, 30 s background, 45 s analysis time, 30 s wash-out delay | GSD-1, STDGL3, and Sph used as Reference Materials to correct for instrument drift and provide quantitative trace element values; MASS-1 standard (Wilson et al. 2002) used as external standard | 64.38 |  |  |  | 0 | [9 empty] | 0.07 | [5 empty] | 2325 | [5 empty] | 0.01 | [5 empty] | 0.22 | [9 empty] | 266900 |  | 0 |  |  |  | 0.01 |  |  |  | 0.16 |  |  |  | 60.8 | [11 empty] | 0.19 |  | 50.79 | [9 empty] | 0.05 | [5 empty] | 0.16 | [15 empty] | 65.17 |  | 0.65 | [9 empty] | 0.01 | [13 empty] | 1.41 | [13 empty] | 627000 |  |  |  |  | 2024 | Solomon Woje, M. (thesis). Critical metals in the Pine Point Pb-Zn district, Northwest Territories, Canada. University of Alberta. |  | CAN | NT
| Pine Point |  | Basin hydrothermal | Mississippi Valley-type (MVT) | MVT zinc-lead | Hofstra et al. 2021 (paper uses: low temperature MVT deposit) | low temperature MVT deposit | Pb, Zn | Ga, Ge, In | Pb, Zn (Ga, Ge, In) | Hannigan, 2007 |  | O28 |  |  | field site |  |  |  |  | ore material | polished section | unknown | mineral separate | [5 empty] | mineralisation |  |  |  | sphalerite | colloform sphalerite (early); coarse sphalerite (late) | replacement | colloform, massive |  |  |  | galena, chalcopyrite | carbon coated (25 nm thick) prior to EMPA analysis | EMPA, LA-ICPMS | CAMECA SX100 (EMPA); NWR 193 UC laser-ablation system coupled to an Agilent 7900 quadrupole mass spectrometer (LA-ICPMS) | Electron Microprobe Analysis Laboratory, Department of Earth Science, University of Alberta (EMPA); University of Toronto (LA-ICPMS) | EMPA: beam current 30 nA, accelerating voltage 20 kV, beam diameter 2 µm; WDS maps: 20 kV, 100 nA, 5 µm beam size. LA-ICPMS: 30 µm beam size, 4.5 J/cm2 fluence, 5 Hz pulse rate, 10 µm/s scan speed, 30 s background, 45 s analysis time, 30 s wash-out delay | GSD-1, STDGL3, and Sph used as Reference Materials to correct for instrument drift and provide quantitative trace element values; MASS-1 standard (Wilson et al. 2002) used as external standard | 30.33 |  |  |  | 0 | [9 empty] | 0.05 | [5 empty] | 2838 | [5 empty] | -0.02 | [5 empty] | 0.07 | [9 empty] | 271000 |  | 0 |  |  |  | 0 |  |  |  | 0.14 |  |  |  | 28.27 | [11 empty] | 0.22 |  | 47.41 | [9 empty] | 0.04 | [5 empty] | 0 | [15 empty] | 30.99 |  | 0.65 | [9 empty] | 0.01 | [13 empty] | 1.36 | [13 empty] | 628000 |  |  |  |  | 2024 | Solomon Woje, M. (thesis). Critical metals in the Pine Point Pb-Zn district, Northwest Territories, Canada. University of Alberta. |  | CAN | NT
| Pine Point |  | Basin hydrothermal | Mississippi Valley-type (MVT) | MVT zinc-lead | Hofstra et al. 2021 (paper uses: low temperature MVT deposit) | low temperature MVT deposit | Pb, Zn | Ga, Ge, In | Pb, Zn (Ga, Ge, In) | Hannigan, 2007 |  | O28 |  |  | field site |  |  |  |  | ore material | polished section | unknown | mineral separate | [5 empty] | mineralisation |  |  |  | sphalerite | colloform sphalerite (early); coarse sphalerite (late) | replacement | colloform, massive |  |  |  | galena, chalcopyrite | carbon coated (25 nm thick) prior to EMPA analysis | EMPA, LA-ICPMS | CAMECA SX100 (EMPA); NWR 193 UC laser-ablation system coupled to an Agilent 7900 quadrupole mass spectrometer (LA-ICPMS) | Electron Microprobe Analysis Laboratory, Department of Earth Science, University of Alberta (EMPA); University of Toronto (LA-ICPMS) | EMPA: beam current 30 nA, accelerating voltage 20 kV, beam diameter 2 µm; WDS maps: 20 kV, 100 nA, 5 µm beam size. LA-ICPMS: 30 µm beam size, 4.5 J/cm2 fluence, 5 Hz pulse rate, 10 µm/s scan speed, 30 s background, 45 s analysis time, 30 s wash-out delay | GSD-1, STDGL3, and Sph used as Reference Materials to correct for instrument drift and provide quantitative trace element values; MASS-1 standard (Wilson et al. 2002) used as external standard | 18.28 |  |  |  | 0 | [9 empty] | 0.12 | [5 empty] | 508.4 | [5 empty] | 0 | [5 empty] | 0.07 | [9 empty] | 263600 |  | 0 |  |  |  | 0 |  |  |  | 0.2 |  |  |  | 17.51 | [11 empty] | 0.15 |  | 41.88 | [9 empty] | 0.04 | [5 empty] | 0 | [15 empty] | 18.84 |  | 0.62 | [9 empty] | 0.01 | [13 empty] | 4.11 | [13 empty] | 650000 |  |  |  |  | 2024 | Solomon Woje, M. (thesis). Critical metals in the Pine Point Pb-Zn district, Northwest Territories, Canada. University of Alberta. |  | CAN | NT
| Pine Point |  | Basin hydrothermal | Mississippi Valley-type (MVT) | MVT zinc-lead | Hofstra et al. 2021 (paper uses: low temperature MVT deposit) | low temperature MVT deposit | Pb, Zn | Ga, Ge, In | Pb, Zn (Ga, Ge, In) | Hannigan, 2007 |  | O28 |  |  | field site |  |  |  |  | ore material | polished section | unknown | mineral separate | [5 empty] | mineralisation |  |  |  | sphalerite | colloform sphalerite (early); coarse sphalerite (late) | replacement | colloform, massive |  |  |  | galena, chalcopyrite | carbon coated (25 nm thick) prior to EMPA analysis | EMPA, LA-ICPMS | CAMECA SX100 (EMPA); NWR 193 UC laser-ablation system coupled to an Agilent 7900 quadrupole mass spectrometer (LA-ICPMS) | Electron Microprobe Analysis Laboratory, Department of Earth Science, University of Alberta (EMPA); University of Toronto (LA-ICPMS) | EMPA: beam current 30 nA, accelerating voltage 20 kV, beam diameter 2 µm; WDS maps: 20 kV, 100 nA, 5 µm beam size. LA-ICPMS: 30 µm beam size, 4.5 J/cm2 fluence, 5 Hz pulse rate, 10 µm/s scan speed, 30 s background, 45 s analysis time, 30 s wash-out delay | GSD-1, STDGL3, and Sph used as Reference Materials to correct for instrument drift and provide quantitative trace element values; MASS-1 standard (Wilson et al. 2002) used as external standard | 21.91 |  |  |  | 0 | [9 empty] | 0.11 | [5 empty] | 663.2 | [5 empty] | 0.03 | [5 empty] | 0.07 | [9 empty] | 265200 |  | 0 |  |  |  | 0 |  |  |  | 0.2 |  |  |  | 20.53 | [11 empty] | 0.15 |  | 44.72 | [9 empty] | 0.04 | [5 empty] | 0 | [15 empty] | 22.38 |  | 0.63 | [9 empty] | 0.01 | [13 empty] | 3.92 | [13 empty] | 654000 |  |  |  |  | 2024 | Solomon Woje, M. (thesis). Critical metals in the Pine Point Pb-Zn district, Northwest Territories, Canada. University of Alberta. |  | CAN | NT
| Pine Point |  | Basin hydrothermal | Mississippi Valley-type (MVT) | MVT zinc-lead | Hofstra et al. 2021 (paper uses: low temperature MVT deposit) | low temperature MVT deposit | Pb, Zn | Ga, Ge, In | Pb, Zn (Ga, Ge, In) | Hannigan, 2007 |  | O28 |  |  | field site |  |  |  |  | ore material | polished section | unknown | mineral separate | [5 empty] | mineralisation |  |  |  | sphalerite | colloform sphalerite (early); coarse sphalerite (late) | replacement | colloform, massive |  |  |  | galena, chalcopyrite | carbon coated (25 nm thick) prior to EMPA analysis | EMPA, LA-ICPMS | CAMECA SX100 (EMPA); NWR 193 UC laser-ablation system coupled to an Agilent 7900 quadrupole mass spectrometer (LA-ICPMS) | Electron Microprobe Analysis Laboratory, Department of Earth Science, University of Alberta (EMPA); University of Toronto (LA-ICPMS) | EMPA: beam current 30 nA, accelerating voltage 20 kV, beam diameter 2 µm; WDS maps: 20 kV, 100 nA, 5 µm beam size. LA-ICPMS: 30 µm beam size, 4.5 J/cm2 fluence, 5 Hz pulse rate, 10 µm/s scan speed, 30 s background, 45 s analysis time, 30 s wash-out delay | GSD-1, STDGL3, and Sph used as Reference Materials to correct for instrument drift and provide quantitative trace element values; MASS-1 standard (Wilson et al. 2002) used as external standard | 20.65 |  |  |  | 0 | [9 empty] | 0.07 | [5 empty] | 535.9 | [5 empty] | 0.03 | [5 empty] | 0.1 | [9 empty] | 267300 |  | 0 |  |  |  | 0 |  |  |  | 0.2 |  |  |  | 19.16 | [11 empty] | 0.18 |  | 39.4 | [9 empty] | 0.04 | [5 empty] | 0 | [15 empty] | 20.68 |  | 0.63 | [9 empty] | 0.01 | [13 empty] | 3.64 | [13 empty] | 661000 |  |  |  |  | 2024 | Solomon Woje, M. (thesis). Critical metals in the Pine Point Pb-Zn district, Northwest Territories, Canada. University of Alberta. |  | CAN | NT
| Pine Point |  | Basin hydrothermal | Mississippi Valley-type (MVT) | MVT zinc-lead | Hofstra et al. 2021 (paper uses: low temperature MVT deposit) | low temperature MVT deposit | Pb, Zn | Ga, Ge, In | Pb, Zn (Ga, Ge, In) | Hannigan, 2007 |  | O28 |  |  | field site |  |  |  |  | ore material | polished section | unknown | mineral separate | [5 empty] | mineralisation |  |  |  | sphalerite | colloform sphalerite (early); coarse sphalerite (late) | replacement | colloform, massive |  |  |  | galena, chalcopyrite | carbon coated (25 nm thick) prior to EMPA analysis | EMPA, LA-ICPMS | CAMECA SX100 (EMPA); NWR 193 UC laser-ablation system coupled to an Agilent 7900 quadrupole mass spectrometer (LA-ICPMS) | Electron Microprobe Analysis Laboratory, Department of Earth Science, University of Alberta (EMPA); University of Toronto (LA-ICPMS) | EMPA: beam current 30 nA, accelerating voltage 20 kV, beam diameter 2 µm; WDS maps: 20 kV, 100 nA, 5 µm beam size. LA-ICPMS: 30 µm beam size, 4.5 J/cm2 fluence, 5 Hz pulse rate, 10 µm/s scan speed, 30 s background, 45 s analysis time, 30 s wash-out delay | GSD-1, STDGL3, and Sph used as Reference Materials to correct for instrument drift and provide quantitative trace element values; MASS-1 standard (Wilson et al. 2002) used as external standard | 279.8 |  |  |  | 0 | [9 empty] | 0.38 | [5 empty] | 1919 | [5 empty] | 0.03 | [5 empty] | 0.04 | [9 empty] | 264100 |  | 0 |  |  |  | 0 |  |  |  | 0.16 |  |  |  | 260.4 | [11 empty] | 0.24 |  | 85.47 | [9 empty] | -0.05 | [5 empty] | 0.04 | [15 empty] | 279.6 |  | 0.56 | [9 empty] | 0.01 | [13 empty] | 0.09 | [13 empty] | 658000 |  |  |  |  | 2024 | Solomon Woje, M. (thesis). Critical metals in the Pine Point Pb-Zn district, Northwest Territories, Canada. University of Alberta. |  | CAN | NT
| Pine Point |  | Basin hydrothermal | Mississippi Valley-type (MVT) | MVT zinc-lead | Hofstra et al. 2021 (paper uses: low temperature MVT deposit) | low temperature MVT deposit | Pb, Zn | Ga, Ge, In | Pb, Zn (Ga, Ge, In) | Hannigan, 2007 |  | O28 |  |  | field site |  |  |  |  | ore material | polished section | unknown | mineral separate | [5 empty] | mineralisation |  |  |  | sphalerite | colloform sphalerite (early); coarse sphalerite (late) | replacement | colloform, massive |  |  |  | galena, chalcopyrite | carbon coated (25 nm thick) prior to EMPA analysis | EMPA, LA-ICPMS | CAMECA SX100 (EMPA); NWR 193 UC laser-ablation system coupled to an Agilent 7900 quadrupole mass spectrometer (LA-ICPMS) | Electron Microprobe Analysis Laboratory, Department of Earth Science, University of Alberta (EMPA); University of Toronto (LA-ICPMS) | EMPA: beam current 30 nA, accelerating voltage 20 kV, beam diameter 2 µm; WDS maps: 20 kV, 100 nA, 5 µm beam size. LA-ICPMS: 30 µm beam size, 4.5 J/cm2 fluence, 5 Hz pulse rate, 10 µm/s scan speed, 30 s background, 45 s analysis time, 30 s wash-out delay | GSD-1, STDGL3, and Sph used as Reference Materials to correct for instrument drift and provide quantitative trace element values; MASS-1 standard (Wilson et al. 2002) used as external standard | 25 |  |  |  | 0 | [9 empty] | 0.05 | [5 empty] | 1484 | [5 empty] | 0.02 | [5 empty] | 0.1 | [9 empty] | 267100 |  | 0 |  |  |  | 0 |  |  |  | 0.16 |  |  |  | 23.36 | [11 empty] | 0.21 |  | 14.72 | [9 empty] | 0.03 | [5 empty] | 0 | [15 empty] | 25.52 |  | 0.55 | [9 empty] | 0 | [13 empty] | 0.42 | [13 empty] | 656000 |  |  |  |  | 2024 | Solomon Woje, M. (thesis). Critical metals in the Pine Point Pb-Zn district, Northwest Territories, Canada. University of Alberta. |  | CAN | NT
| Pine Point |  | Basin hydrothermal | Mississippi Valley-type (MVT) | MVT zinc-lead | Hofstra et al. 2021 (paper uses: low temperature MVT deposit) | low temperature MVT deposit | Pb, Zn | Ga, Ge, In | Pb, Zn (Ga, Ge, In) | Hannigan, 2007 |  | O28 |  |  | field site |  |  |  |  | ore material | polished section | unknown | mineral separate | [5 empty] | mineralisation |  |  |  | sphalerite | colloform sphalerite (early); coarse sphalerite (late) | replacement | colloform, massive |  |  |  | galena, chalcopyrite | carbon coated (25 nm thick) prior to EMPA analysis | EMPA, LA-ICPMS | CAMECA SX100 (EMPA); NWR 193 UC laser-ablation system coupled to an Agilent 7900 quadrupole mass spectrometer (LA-ICPMS) | Electron Microprobe Analysis Laboratory, Department of Earth Science, University of Alberta (EMPA); University of Toronto (LA-ICPMS) | EMPA: beam current 30 nA, accelerating voltage 20 kV, beam diameter 2 µm; WDS maps: 20 kV, 100 nA, 5 µm beam size. LA-ICPMS: 30 µm beam size, 4.5 J/cm2 fluence, 5 Hz pulse rate, 10 µm/s scan speed, 30 s background, 45 s analysis time, 30 s wash-out delay | GSD-1, STDGL3, and Sph used as Reference Materials to correct for instrument drift and provide quantitative trace element values; MASS-1 standard (Wilson et al. 2002) used as external standard | 19.4 |  |  |  | 0 | [9 empty] | 0.04 | [5 empty] | 1062.1 | [5 empty] | 0.03 | [5 empty] | 0.1 | [9 empty] | 263800 |  | 0 |  |  |  | 0 |  |  |  | 0.17 |  |  |  | 18.33 | [11 empty] | 0.15 |  | 24.1 | [9 empty] | 0.02 | [5 empty] | 0 | [15 empty] | 20.25 |  | 0.54 | [9 empty] | 0 | [13 empty] | 0.75 | [13 empty] | 656000 |  |  |  |  | 2024 | Solomon Woje, M. (thesis). Critical metals in the Pine Point Pb-Zn district, Northwest Territories, Canada. University of Alberta. |  | CAN | NT
| Pine Point |  | Basin hydrothermal | Mississippi Valley-type (MVT) | MVT zinc-lead | Hofstra et al. 2021 (paper uses: low temperature MVT deposit) | low temperature MVT deposit | Pb, Zn | Ga, Ge, In | Pb, Zn (Ga, Ge, In) | Hannigan, 2007 |  | O28 |  |  | field site |  |  |  |  | ore material | polished section | unknown | mineral separate | [5 empty] | mineralisation |  |  |  | sphalerite | colloform sphalerite (early); coarse sphalerite (late) | replacement | colloform, massive |  |  |  | galena, chalcopyrite | carbon coated (25 nm thick) prior to EMPA analysis | EMPA, LA-ICPMS | CAMECA SX100 (EMPA); NWR 193 UC laser-ablation system coupled to an Agilent 7900 quadrupole mass spectrometer (LA-ICPMS) | Electron Microprobe Analysis Laboratory, Department of Earth Science, University of Alberta (EMPA); University of Toronto (LA-ICPMS) | EMPA: beam current 30 nA, accelerating voltage 20 kV, beam diameter 2 µm; WDS maps: 20 kV, 100 nA, 5 µm beam size. LA-ICPMS: 30 µm beam size, 4.5 J/cm2 fluence, 5 Hz pulse rate, 10 µm/s scan speed, 30 s background, 45 s analysis time, 30 s wash-out delay | GSD-1, STDGL3, and Sph used as Reference Materials to correct for instrument drift and provide quantitative trace element values; MASS-1 standard (Wilson et al. 2002) used as external standard | 432.5 |  |  |  | 0 | [9 empty] | 0.73 | [5 empty] | 1911 | [5 empty] | 0.01 | [5 empty] | 0.02 | [9 empty] | 267800 |  | 0 |  |  |  | 0 |  |  |  | 0.14 |  |  |  | 398.8 | [11 empty] | 0.22 |  | 64.52 | [9 empty] | 0.02 | [5 empty] | 0.02 | [15 empty] | 433.6 |  | 0.51 | [9 empty] | 0 | [13 empty] | 0.1 | [13 empty] | 627000 |  |  |  |  | 2024 | Solomon Woje, M. (thesis). Critical metals in the Pine Point Pb-Zn district, Northwest Territories, Canada. University of Alberta. |  | CAN | NT
| Pine Point |  | Basin hydrothermal | Mississippi Valley-type (MVT) | MVT zinc-lead | Hofstra et al. 2021 (paper uses: low temperature MVT deposit) | low temperature MVT deposit | Pb, Zn | Ga, Ge, In | Pb, Zn (Ga, Ge, In) | Hannigan, 2007 |  | O28 |  |  | field site |  |  |  |  | ore material | polished section | unknown | mineral separate | [5 empty] | mineralisation |  |  |  | sphalerite | colloform sphalerite (early); coarse sphalerite (late) | replacement | colloform, massive |  |  |  | galena, chalcopyrite | carbon coated (25 nm thick) prior to EMPA analysis | EMPA, LA-ICPMS | CAMECA SX100 (EMPA); NWR 193 UC laser-ablation system coupled to an Agilent 7900 quadrupole mass spectrometer (LA-ICPMS) | Electron Microprobe Analysis Laboratory, Department of Earth Science, University of Alberta (EMPA); University of Toronto (LA-ICPMS) | EMPA: beam current 30 nA, accelerating voltage 20 kV, beam diameter 2 µm; WDS maps: 20 kV, 100 nA, 5 µm beam size. LA-ICPMS: 30 µm beam size, 4.5 J/cm2 fluence, 5 Hz pulse rate, 10 µm/s scan speed, 30 s background, 45 s analysis time, 30 s wash-out delay | GSD-1, STDGL3, and Sph used as Reference Materials to correct for instrument drift and provide quantitative trace element values; MASS-1 standard (Wilson et al. 2002) used as external standard | 27.7 |  |  |  | 0 | [9 empty] | 0.16 | [5 empty] | 337.9 | [5 empty] | 0 | [5 empty] | 0.05 | [9 empty] | 257600 |  | 0 |  |  |  | 0 |  |  |  | 0.2 |  |  |  | 25.61 | [11 empty] | 0.09 |  | 23.04 | [9 empty] | 0.04 | [5 empty] | 0 | [15 empty] | 28.16 |  | 0.5 | [9 empty] | 0 | [13 empty] | 1.2 | [13 empty] | 640000 |  |  |  |  | 2024 | Solomon Woje, M. (thesis). Critical metals in the Pine Point Pb-Zn district, Northwest Territories, Canada. University of Alberta. |  | CAN | NT
| Pine Point |  | Basin hydrothermal | Mississippi Valley-type (MVT) | MVT zinc-lead | Hofstra et al. 2021 (paper uses: low temperature MVT deposit) | low temperature MVT deposit | Pb, Zn | Ga, Ge, In | Pb, Zn (Ga, Ge, In) | Hannigan, 2007 |  | O28 |  |  | field site |  |  |  |  | ore material | polished section | unknown | mineral separate | [5 empty] | mineralisation |  |  |  | sphalerite | colloform sphalerite (early); coarse sphalerite (late) | replacement | colloform, massive |  |  |  | galena, chalcopyrite | carbon coated (25 nm thick) prior to EMPA analysis | EMPA, LA-ICPMS | CAMECA SX100 (EMPA); NWR 193 UC laser-ablation system coupled to an Agilent 7900 quadrupole mass spectrometer (LA-ICPMS) | Electron Microprobe Analysis Laboratory, Department of Earth Science, University of Alberta (EMPA); University of Toronto (LA-ICPMS) | EMPA: beam current 30 nA, accelerating voltage 20 kV, beam diameter 2 µm; WDS maps: 20 kV, 100 nA, 5 µm beam size. LA-ICPMS: 30 µm beam size, 4.5 J/cm2 fluence, 5 Hz pulse rate, 10 µm/s scan speed, 30 s background, 45 s analysis time, 30 s wash-out delay | GSD-1, STDGL3, and Sph used as Reference Materials to correct for instrument drift and provide quantitative trace element values; MASS-1 standard (Wilson et al. 2002) used as external standard | 26.43 |  |  |  | 0 | [9 empty] | 0.25 | [5 empty] | 290.1 | [5 empty] | 0.01 | [5 empty] | 0.05 | [9 empty] | 265700 |  | 0 |  |  |  | 0 |  |  |  | 0.19 |  |  |  | 24.32 | [11 empty] | 0.06 |  | 28.07 | [9 empty] | 0.02 | [5 empty] | 0 | [15 empty] | 27.04 |  | 0.5 | [9 empty] | 0 | [13 empty] | 1.03 | [13 empty] | 655000 |  |  |  |  | 2024 | Solomon Woje, M. (thesis). Critical metals in the Pine Point Pb-Zn district, Northwest Territories, Canada. University of Alberta. |  | CAN | NT
| Pine Point |  | Basin hydrothermal | Mississippi Valley-type (MVT) | MVT zinc-lead | Hofstra et al. 2021 (paper uses: low temperature MVT deposit) | low temperature MVT deposit | Pb, Zn | Ga, Ge, In | Pb, Zn (Ga, Ge, In) | Hannigan, 2007 |  | O28 |  |  | field site |  |  |  |  | ore material | polished section | unknown | mineral separate | [5 empty] | mineralisation |  |  |  | sphalerite | colloform sphalerite (early); coarse sphalerite (late) | replacement | colloform, massive |  |  |  | galena, chalcopyrite | carbon coated (25 nm thick) prior to EMPA analysis | EMPA, LA-ICPMS | CAMECA SX100 (EMPA); NWR 193 UC laser-ablation system coupled to an Agilent 7900 quadrupole mass spectrometer (LA-ICPMS) | Electron Microprobe Analysis Laboratory, Department of Earth Science, University of Alberta (EMPA); University of Toronto (LA-ICPMS) | EMPA: beam current 30 nA, accelerating voltage 20 kV, beam diameter 2 µm; WDS maps: 20 kV, 100 nA, 5 µm beam size. LA-ICPMS: 30 µm beam size, 4.5 J/cm2 fluence, 5 Hz pulse rate, 10 µm/s scan speed, 30 s background, 45 s analysis time, 30 s wash-out delay | GSD-1, STDGL3, and Sph used as Reference Materials to correct for instrument drift and provide quantitative trace element values; MASS-1 standard (Wilson et al. 2002) used as external standard | 42.16 |  |  |  | 0 | [9 empty] | 0.23 | [5 empty] | 399 | [5 empty] | 0 | [5 empty] | 0.05 | [9 empty] | 262800 |  | 0 |  |  |  | 0 |  |  |  | 0.18 |  |  |  | 39.59 | [11 empty] | 0.07 |  | 19.76 | [9 empty] | 0.02 | [5 empty] | 0 | [15 empty] | 43.2 |  | 0.47 | [9 empty] | 0 | [13 empty] | 0.51 | [13 empty] | 634000 |  |  |  |  | 2024 | Solomon Woje, M. (thesis). Critical metals in the Pine Point Pb-Zn district, Northwest Territories, Canada. University of Alberta. |  | CAN | NT
| Pine Point |  | Basin hydrothermal | Mississippi Valley-type (MVT) | MVT zinc-lead | Hofstra et al. 2021 (paper uses: low temperature MVT deposit) | low temperature MVT deposit | Pb, Zn | Ga, Ge, In | Pb, Zn (Ga, Ge, In) | Hannigan, 2007 |  | O28 |  |  | field site |  |  |  |  | ore material | polished section | unknown | mineral separate | [5 empty] | mineralisation |  |  |  | sphalerite | colloform sphalerite (early); coarse sphalerite (late) | replacement | colloform, massive |  |  |  | galena, chalcopyrite | carbon coated (25 nm thick) prior to EMPA analysis | EMPA, LA-ICPMS | CAMECA SX100 (EMPA); NWR 193 UC laser-ablation system coupled to an Agilent 7900 quadrupole mass spectrometer (LA-ICPMS) | Electron Microprobe Analysis Laboratory, Department of Earth Science, University of Alberta (EMPA); University of Toronto (LA-ICPMS) | EMPA: beam current 30 nA, accelerating voltage 20 kV, beam diameter 2 µm; WDS maps: 20 kV, 100 nA, 5 µm beam size. LA-ICPMS: 30 µm beam size, 4.5 J/cm2 fluence, 5 Hz pulse rate, 10 µm/s scan speed, 30 s background, 45 s analysis time, 30 s wash-out delay | GSD-1, STDGL3, and Sph used as Reference Materials to correct for instrument drift and provide quantitative trace element values; MASS-1 standard (Wilson et al. 2002) used as external standard | 189.9 |  |  |  | 0 | [9 empty] | 0.26 | [5 empty] | 781 | [5 empty] | 0 | [5 empty] | 0.03 | [9 empty] | 277300 |  | 0 |  |  |  | 0 |  |  |  | 0.14 |  |  |  | 176.5 | [11 empty] | 0.13 |  | 25.08 | [9 empty] | 0.01 | [5 empty] | 0.01 | [15 empty] | 192.3 |  | 0.49 | [9 empty] | 0 | [13 empty] | 0.06 | [13 empty] | 642000 |  |  |  |  | 2024 | Solomon Woje, M. (thesis). Critical metals in the Pine Point Pb-Zn district, Northwest Territories, Canada. University of Alberta. |  | CAN | NT
| Pine Point |  | Basin hydrothermal | Mississippi Valley-type (MVT) | MVT zinc-lead | Hofstra et al. 2021 (paper uses: low temperature MVT deposit) | low temperature MVT deposit | Pb, Zn | Ga, Ge, In | Pb, Zn (Ga, Ge, In) | Hannigan, 2007 |  | O28 |  |  | field site |  |  |  |  | ore material | polished section | unknown | mineral separate | [5 empty] | mineralisation |  |  |  | sphalerite | colloform sphalerite (early); coarse sphalerite (late) | replacement | colloform, massive |  |  |  | galena, chalcopyrite | carbon coated (25 nm thick) prior to EMPA analysis | EMPA, LA-ICPMS | CAMECA SX100 (EMPA); NWR 193 UC laser-ablation system coupled to an Agilent 7900 quadrupole mass spectrometer (LA-ICPMS) | Electron Microprobe Analysis Laboratory, Department of Earth Science, University of Alberta (EMPA); University of Toronto (LA-ICPMS) | EMPA: beam current 30 nA, accelerating voltage 20 kV, beam diameter 2 µm; WDS maps: 20 kV, 100 nA, 5 µm beam size. LA-ICPMS: 30 µm beam size, 4.5 J/cm2 fluence, 5 Hz pulse rate, 10 µm/s scan speed, 30 s background, 45 s analysis time, 30 s wash-out delay | GSD-1, STDGL3, and Sph used as Reference Materials to correct for instrument drift and provide quantitative trace element values; MASS-1 standard (Wilson et al. 2002) used as external standard | 16.41 |  |  |  | 0 | [9 empty] | 0.01 | [5 empty] | 122.5 | [5 empty] | -0.01 | [5 empty] | 0.05 | [9 empty] | 275500 |  | 0 |  |  |  | 0 |  |  |  | 0.18 |  |  |  | 15.27 | [11 empty] | 0.05 |  | 6.69 | [9 empty] | 0.02 | [5 empty] | 0 | [15 empty] | 17.03 |  | 0.51 | [9 empty] | 0 | [13 empty] | 1.08 | [13 empty] | 649000 |  |  |  |  | 2024 | Solomon Woje, M. (thesis). Critical metals in the Pine Point Pb-Zn district, Northwest Territories, Canada. University of Alberta. |  | CAN | NT
| Pine Point |  | Basin hydrothermal | Mississippi Valley-type (MVT) | MVT zinc-lead | Hofstra et al. 2021 (paper uses: low temperature MVT deposit) | low temperature MVT deposit | Pb, Zn | Ga, Ge, In | Pb, Zn (Ga, Ge, In) | Hannigan, 2007 |  | O28 |  |  | field site |  |  |  |  | ore material | polished section | unknown | mineral separate | [5 empty] | mineralisation |  |  |  | sphalerite | colloform sphalerite (early); coarse sphalerite (late) | replacement | colloform, massive |  |  |  | galena, chalcopyrite | carbon coated (25 nm thick) prior to EMPA analysis | EMPA, LA-ICPMS | CAMECA SX100 (EMPA); NWR 193 UC laser-ablation system coupled to an Agilent 7900 quadrupole mass spectrometer (LA-ICPMS) | Electron Microprobe Analysis Laboratory, Department of Earth Science, University of Alberta (EMPA); University of Toronto (LA-ICPMS) | EMPA: beam current 30 nA, accelerating voltage 20 kV, beam diameter 2 µm; WDS maps: 20 kV, 100 nA, 5 µm beam size. LA-ICPMS: 30 µm beam size, 4.5 J/cm2 fluence, 5 Hz pulse rate, 10 µm/s scan speed, 30 s background, 45 s analysis time, 30 s wash-out delay | GSD-1, STDGL3, and Sph used as Reference Materials to correct for instrument drift and provide quantitative trace element values; MASS-1 standard (Wilson et al. 2002) used as external standard | 118.3 |  |  |  | 0 | [9 empty] | 0.16 | [5 empty] | 694.5 | [5 empty] | 0.02 | [5 empty] | 0.03 | [9 empty] | 253400 |  | 0 |  |  |  | 0 |  |  |  | 0.12 |  |  |  | 110.2 | [11 empty] | 0.07 |  | 19.58 | [9 empty] | 0.01 | [5 empty] | 0 | [15 empty] | 121.5 |  | 0.44 | [9 empty] | 0 | [13 empty] | 0.07 | [13 empty] | 570000 |  |  |  |  | 2024 | Solomon Woje, M. (thesis). Critical metals in the Pine Point Pb-Zn district, Northwest Territories, Canada. University of Alberta. |  | CAN | NT
| Pine Point |  | Basin hydrothermal | Mississippi Valley-type (MVT) | MVT zinc-lead | Hofstra et al. 2021 (paper uses: low temperature MVT deposit) | low temperature MVT deposit | Pb, Zn | Ga, Ge, In | Pb, Zn (Ga, Ge, In) | Hannigan, 2007 |  | O28 |  |  | field site |  |  |  |  | ore material | polished section | unknown | mineral separate | [5 empty] | mineralisation |  |  |  | sphalerite | colloform sphalerite (early); coarse sphalerite (late) | replacement | colloform, massive |  |  |  | galena, chalcopyrite | carbon coated (25 nm thick) prior to EMPA analysis | EMPA, LA-ICPMS | CAMECA SX100 (EMPA); NWR 193 UC laser-ablation system coupled to an Agilent 7900 quadrupole mass spectrometer (LA-ICPMS) | Electron Microprobe Analysis Laboratory, Department of Earth Science, University of Alberta (EMPA); University of Toronto (LA-ICPMS) | EMPA: beam current 30 nA, accelerating voltage 20 kV, beam diameter 2 µm; WDS maps: 20 kV, 100 nA, 5 µm beam size. LA-ICPMS: 30 µm beam size, 4.5 J/cm2 fluence, 5 Hz pulse rate, 10 µm/s scan speed, 30 s background, 45 s analysis time, 30 s wash-out delay | GSD-1, STDGL3, and Sph used as Reference Materials to correct for instrument drift and provide quantitative trace element values; MASS-1 standard (Wilson et al. 2002) used as external standard | 657 |  |  |  | 0 | [9 empty] | 1.88 | [5 empty] | 2088 | [5 empty] | 0.02 | [5 empty] | 0.03 | [9 empty] | 330500 |  | 0 |  |  |  | 0 |  |  |  | 0.11 |  |  |  | 614 | [11 empty] | 0.04 |  | 51.32 | [9 empty] | 0.01 | [5 empty] | 0 | [15 empty] | 669 |  | 0.53 | [9 empty] | 0 | [13 empty] | 0.04 | [13 empty] | 659000 |  |  |  |  | 2024 | Solomon Woje, M. (thesis). Critical metals in the Pine Point Pb-Zn district, Northwest Territories, Canada. University of Alberta. |  | CAN | NT
| Pine Point |  | Basin hydrothermal | Mississippi Valley-type (MVT) | MVT zinc-lead | Hofstra et al. 2021 (paper uses: low temperature MVT deposit) | low temperature MVT deposit | Pb, Zn | Ga, Ge, In | Pb, Zn (Ga, Ge, In) | Hannigan, 2007 |  | O28 |  |  | field site |  |  |  |  | ore material | polished section | unknown | mineral separate | [5 empty] | mineralisation |  |  |  | sphalerite | colloform sphalerite (early); coarse sphalerite (late) | replacement | colloform, massive |  |  |  | galena, chalcopyrite | carbon coated (25 nm thick) prior to EMPA analysis | EMPA, LA-ICPMS | CAMECA SX100 (EMPA); NWR 193 UC laser-ablation system coupled to an Agilent 7900 quadrupole mass spectrometer (LA-ICPMS) | Electron Microprobe Analysis Laboratory, Department of Earth Science, University of Alberta (EMPA); University of Toronto (LA-ICPMS) | EMPA: beam current 30 nA, accelerating voltage 20 kV, beam diameter 2 µm; WDS maps: 20 kV, 100 nA, 5 µm beam size. LA-ICPMS: 30 µm beam size, 4.5 J/cm2 fluence, 5 Hz pulse rate, 10 µm/s scan speed, 30 s background, 45 s analysis time, 30 s wash-out delay | GSD-1, STDGL3, and Sph used as Reference Materials to correct for instrument drift and provide quantitative trace element values; MASS-1 standard (Wilson et al. 2002) used as external standard | 47.7 |  |  |  | 0 | [9 empty] | 0.03 | [5 empty] | 163 | [5 empty] | 0.01 | [5 empty] | 0.03 | [9 empty] | 288400 |  | 0 |  |  |  | 0 |  |  |  | 0.16 |  |  |  | 44.48 | [11 empty] | 0.04 |  | 4.41 | [9 empty] | 0.02 | [5 empty] | 0 | [15 empty] | 48.9 |  | 0.56 | [9 empty] | 0 | [13 empty] | 0.15 | [13 empty] | 668000 |  |  |  |  | 2024 | Solomon Woje, M. (thesis). Critical metals in the Pine Point Pb-Zn district, Northwest Territories, Canada. University of Alberta. |  | CAN | NT
| Pine Point |  | Basin hydrothermal | Mississippi Valley-type (MVT) | MVT zinc-lead | Hofstra et al. 2021 (paper uses: low temperature MVT deposit) | low temperature MVT deposit | Pb, Zn | Ga, Ge, In | Pb, Zn (Ga, Ge, In) | Hannigan, 2007 |  | W17-46 |  |  | field site |  |  |  |  | ore material | polished section | unknown | mineral separate | [5 empty] | mineralisation |  |  |  | sphalerite | colloform sphalerite (early); coarse sphalerite (late) | replacement | colloform, massive |  |  |  | galena, chalcopyrite | carbon coated (25 nm thick) prior to EMPA analysis | EMPA, LA-ICPMS | CAMECA SX100 (EMPA); NWR 193 UC laser-ablation system coupled to an Agilent 7900 quadrupole mass spectrometer (LA-ICPMS) | Electron Microprobe Analysis Laboratory, Department of Earth Science, University of Alberta (EMPA); University of Toronto (LA-ICPMS) | EMPA: beam current 30 nA, accelerating voltage 20 kV, beam diameter 2 µm; WDS maps: 20 kV, 100 nA, 5 µm beam size. LA-ICPMS: 30 µm beam size, 4.5 J/cm2 fluence, 5 Hz pulse rate, 10 µm/s scan speed, 30 s background, 45 s analysis time, 30 s wash-out delay | GSD-1, STDGL3, and Sph used as Reference Materials to correct for instrument drift and provide quantitative trace element values; MASS-1 standard (Wilson et al. 2002) used as external standard | 15.82 |  |  |  | 0 | [9 empty] | 3.22 | [5 empty] | 193.6 | [5 empty] | 0.02 | [5 empty] | 0.07 | [9 empty] | 282700 |  | 0 |  |  |  | 0.11 |  |  |  | 0.13 |  |  |  | 14.58 | [11 empty] | 0.02 |  | 36.15 | [9 empty] | 0.03 | [5 empty] | 1.33 | [15 empty] | 16.51 |  | 0.6 | [9 empty] | 0 | [13 empty] | 1.05 | [13 empty] | 650000 |  |  |  |  | 2024 | Solomon Woje, M. (thesis). Critical metals in the Pine Point Pb-Zn district, Northwest Territories, Canada. University of Alberta. |  | CAN | NT
| Pine Point |  | Basin hydrothermal | Mississippi Valley-type (MVT) | MVT zinc-lead | Hofstra et al. 2021 (paper uses: low temperature MVT deposit) | low temperature MVT deposit | Pb, Zn | Ga, Ge, In | Pb, Zn (Ga, Ge, In) | Hannigan, 2007 |  | W17-46 |  |  | field site |  |  |  |  | ore material | polished section | unknown | mineral separate | [5 empty] | mineralisation |  |  |  | sphalerite | colloform sphalerite (early); coarse sphalerite (late) | replacement | colloform, massive |  |  |  | galena, chalcopyrite | carbon coated (25 nm thick) prior to EMPA analysis | EMPA, LA-ICPMS | CAMECA SX100 (EMPA); NWR 193 UC laser-ablation system coupled to an Agilent 7900 quadrupole mass spectrometer (LA-ICPMS) | Electron Microprobe Analysis Laboratory, Department of Earth Science, University of Alberta (EMPA); University of Toronto (LA-ICPMS) | EMPA: beam current 30 nA, accelerating voltage 20 kV, beam diameter 2 µm; WDS maps: 20 kV, 100 nA, 5 µm beam size. LA-ICPMS: 30 µm beam size, 4.5 J/cm2 fluence, 5 Hz pulse rate, 10 µm/s scan speed, 30 s background, 45 s analysis time, 30 s wash-out delay | GSD-1, STDGL3, and Sph used as Reference Materials to correct for instrument drift and provide quantitative trace element values; MASS-1 standard (Wilson et al. 2002) used as external standard | 21.15 |  |  |  | 0 | [9 empty] | 1.17 | [5 empty] | 621.5 | [5 empty] | 0.01 | [5 empty] | 0.03 | [9 empty] | 284900 |  | 0 |  |  |  | 0.01 |  |  |  | 0.09 |  |  |  | 19.69 | [11 empty] | 0.05 |  | 42.87 | [9 empty] | 0.01 | [5 empty] | 0.27 | [15 empty] | 21.97 |  | 0.54 | [9 empty] | 0 | [13 empty] | 0.08 | [13 empty] | 630000 |  |  |  |  | 2024 | Solomon Woje, M. (thesis). Critical metals in the Pine Point Pb-Zn district, Northwest Territories, Canada. University of Alberta. |  | CAN | NT
| Pine Point |  | Basin hydrothermal | Mississippi Valley-type (MVT) | MVT zinc-lead | Hofstra et al. 2021 (paper uses: low temperature MVT deposit) | low temperature MVT deposit | Pb, Zn | Ga, Ge, In | Pb, Zn (Ga, Ge, In) | Hannigan, 2007 |  | W17-46 |  |  | field site |  |  |  |  | ore material | polished section | unknown | mineral separate | [5 empty] | mineralisation |  |  |  | sphalerite | colloform sphalerite (early); coarse sphalerite (late) | replacement | colloform, massive |  |  |  | galena, chalcopyrite | carbon coated (25 nm thick) prior to EMPA analysis | EMPA, LA-ICPMS | CAMECA SX100 (EMPA); NWR 193 UC laser-ablation system coupled to an Agilent 7900 quadrupole mass spectrometer (LA-ICPMS) | Electron Microprobe Analysis Laboratory, Department of Earth Science, University of Alberta (EMPA); University of Toronto (LA-ICPMS) | EMPA: beam current 30 nA, accelerating voltage 20 kV, beam diameter 2 µm; WDS maps: 20 kV, 100 nA, 5 µm beam size. LA-ICPMS: 30 µm beam size, 4.5 J/cm2 fluence, 5 Hz pulse rate, 10 µm/s scan speed, 30 s background, 45 s analysis time, 30 s wash-out delay | GSD-1, STDGL3, and Sph used as Reference Materials to correct for instrument drift and provide quantitative trace element values; MASS-1 standard (Wilson et al. 2002) used as external standard | 33.9 |  |  |  | 0 | [9 empty] | 0.8 | [5 empty] | 1093 | [5 empty] | 0.01 | [5 empty] | 0.03 | [9 empty] | 297000 |  | 0 |  |  |  | 0 |  |  |  | 0.07 |  |  |  | 31.07 | [11 empty] | 0.09 |  | 38.6 | [9 empty] | 0.02 | [5 empty] | 0.02 | [15 empty] | 34.43 |  | 0.48 | [9 empty] | 0 | [13 empty] | 0.05 | [13 empty] | 626000 |  |  |  |  | 2024 | Solomon Woje, M. (thesis). Critical metals in the Pine Point Pb-Zn district, Northwest Territories, Canada. University of Alberta. |  | CAN | NT
| Pine Point |  | Basin hydrothermal | Mississippi Valley-type (MVT) | MVT zinc-lead | Hofstra et al. 2021 (paper uses: low temperature MVT deposit) | low temperature MVT deposit | Pb, Zn | Ga, Ge, In | Pb, Zn (Ga, Ge, In) | Hannigan, 2007 |  | W17-46 |  |  | field site |  |  |  |  | ore material | polished section | unknown | mineral separate | [5 empty] | mineralisation |  |  |  | sphalerite | colloform sphalerite (early); coarse sphalerite (late) | replacement | colloform, massive |  |  |  | galena, chalcopyrite | carbon coated (25 nm thick) prior to EMPA analysis | EMPA, LA-ICPMS | CAMECA SX100 (EMPA); NWR 193 UC laser-ablation system coupled to an Agilent 7900 quadrupole mass spectrometer (LA-ICPMS) | Electron Microprobe Analysis Laboratory, Department of Earth Science, University of Alberta (EMPA); University of Toronto (LA-ICPMS) | EMPA: beam current 30 nA, accelerating voltage 20 kV, beam diameter 2 µm; WDS maps: 20 kV, 100 nA, 5 µm beam size. LA-ICPMS: 30 µm beam size, 4.5 J/cm2 fluence, 5 Hz pulse rate, 10 µm/s scan speed, 30 s background, 45 s analysis time, 30 s wash-out delay | GSD-1, STDGL3, and Sph used as Reference Materials to correct for instrument drift and provide quantitative trace element values; MASS-1 standard (Wilson et al. 2002) used as external standard | 11.52 |  |  |  | 0 | [9 empty] | 0.01 | [5 empty] | 13.55 | [5 empty] | 0.01 | [5 empty] | 0.03 | [9 empty] | 291600 |  | 0 |  |  |  | 0 |  |  |  | 0.13 |  |  |  | 10.77 | [11 empty] | 0.02 |  | 0.31 | [9 empty] | 0.02 | [5 empty] | 0 | [15 empty] | 11.91 |  | 0.55 | [9 empty] | 0 | [13 empty] | 1.59 | [13 empty] | 667000 |  |  |  |  | 2024 | Solomon Woje, M. (thesis). Critical metals in the Pine Point Pb-Zn district, Northwest Territories, Canada. University of Alberta. |  | CAN | NT
| Pine Point |  | Basin hydrothermal | Mississippi Valley-type (MVT) | MVT zinc-lead | Hofstra et al. 2021 (paper uses: low temperature MVT deposit) | low temperature MVT deposit | Pb, Zn | Ga, Ge, In | Pb, Zn (Ga, Ge, In) | Hannigan, 2007 |  | W17-46 |  |  | field site |  |  |  |  | ore material | polished section | unknown | mineral separate | [5 empty] | mineralisation |  |  |  | sphalerite | colloform sphalerite (early); coarse sphalerite (late) | replacement | colloform, massive |  |  |  | galena, chalcopyrite | carbon coated (25 nm thick) prior to EMPA analysis | EMPA, LA-ICPMS | CAMECA SX100 (EMPA); NWR 193 UC laser-ablation system coupled to an Agilent 7900 quadrupole mass spectrometer (LA-ICPMS) | Electron Microprobe Analysis Laboratory, Department of Earth Science, University of Alberta (EMPA); University of Toronto (LA-ICPMS) | EMPA: beam current 30 nA, accelerating voltage 20 kV, beam diameter 2 µm; WDS maps: 20 kV, 100 nA, 5 µm beam size. LA-ICPMS: 30 µm beam size, 4.5 J/cm2 fluence, 5 Hz pulse rate, 10 µm/s scan speed, 30 s background, 45 s analysis time, 30 s wash-out delay | GSD-1, STDGL3, and Sph used as Reference Materials to correct for instrument drift and provide quantitative trace element values; MASS-1 standard (Wilson et al. 2002) used as external standard | 15.88 |  |  |  | 0 | [9 empty] | 1.9 | [5 empty] | 130.21 | [5 empty] | 0.02 | [5 empty] | 0.05 | [9 empty] | 287300 |  | 0 |  |  |  | 0.2 |  |  |  | 0.15 |  |  |  | 14.68 | [11 empty] | 0.01 |  | 23.99 | [9 empty] | 0.02 | [5 empty] | 2.13 | [15 empty] | 16.53 |  | 0.57 | [9 empty] | 0 | [13 empty] | 2.17 | [13 empty] | 655000 |  |  |  |  | 2024 | Solomon Woje, M. (thesis). Critical metals in the Pine Point Pb-Zn district, Northwest Territories, Canada. University of Alberta. |  | CAN | NT
| Pine Point |  | Basin hydrothermal | Mississippi Valley-type (MVT) | MVT zinc-lead | Hofstra et al. 2021 (paper uses: low temperature MVT deposit) | low temperature MVT deposit | Pb, Zn | Ga, Ge, In | Pb, Zn (Ga, Ge, In) | Hannigan, 2007 |  | W17-46 |  |  | field site |  |  |  |  | ore material | polished section | unknown | mineral separate | [5 empty] | mineralisation |  |  |  | sphalerite | colloform sphalerite (early); coarse sphalerite (late) | replacement | colloform, massive |  |  |  | galena, chalcopyrite | carbon coated (25 nm thick) prior to EMPA analysis | EMPA, LA-ICPMS | CAMECA SX100 (EMPA); NWR 193 UC laser-ablation system coupled to an Agilent 7900 quadrupole mass spectrometer (LA-ICPMS) | Electron Microprobe Analysis Laboratory, Department of Earth Science, University of Alberta (EMPA); University of Toronto (LA-ICPMS) | EMPA: beam current 30 nA, accelerating voltage 20 kV, beam diameter 2 µm; WDS maps: 20 kV, 100 nA, 5 µm beam size. LA-ICPMS: 30 µm beam size, 4.5 J/cm2 fluence, 5 Hz pulse rate, 10 µm/s scan speed, 30 s background, 45 s analysis time, 30 s wash-out delay | GSD-1, STDGL3, and Sph used as Reference Materials to correct for instrument drift and provide quantitative trace element values; MASS-1 standard (Wilson et al. 2002) used as external standard | 12.73 |  |  |  | 0 | [9 empty] | 3.22 | [5 empty] | 253.4 | [5 empty] | 0.01 | [5 empty] | 0.13 | [9 empty] | 286700 |  | 0 |  |  |  | 0.14 |  |  |  | 0.14 |  |  |  | 12.14 | [11 empty] | 0.02 |  | 38.04 | [9 empty] | 0.02 | [5 empty] | 0.5 | [15 empty] | 13.6 |  | 0.54 | [9 empty] | 0 | [13 empty] | 0.71 | [13 empty] | 654000 |  |  |  |  | 2024 | Solomon Woje, M. (thesis). Critical metals in the Pine Point Pb-Zn district, Northwest Territories, Canada. University of Alberta. |  | CAN | NT
| Pine Point |  | Basin hydrothermal | Mississippi Valley-type (MVT) | MVT zinc-lead | Hofstra et al. 2021 (paper uses: low temperature MVT deposit) | low temperature MVT deposit | Pb, Zn | Ga, Ge, In | Pb, Zn (Ga, Ge, In) | Hannigan, 2007 |  | W17-46 |  |  | field site |  |  |  |  | ore material | polished section | unknown | mineral separate | [5 empty] | mineralisation |  |  |  | sphalerite | colloform sphalerite (early); coarse sphalerite (late) | replacement | colloform, massive |  |  |  | galena, chalcopyrite | carbon coated (25 nm thick) prior to EMPA analysis | EMPA, LA-ICPMS | CAMECA SX100 (EMPA); NWR 193 UC laser-ablation system coupled to an Agilent 7900 quadrupole mass spectrometer (LA-ICPMS) | Electron Microprobe Analysis Laboratory, Department of Earth Science, University of Alberta (EMPA); University of Toronto (LA-ICPMS) | EMPA: beam current 30 nA, accelerating voltage 20 kV, beam diameter 2 µm; WDS maps: 20 kV, 100 nA, 5 µm beam size. LA-ICPMS: 30 µm beam size, 4.5 J/cm2 fluence, 5 Hz pulse rate, 10 µm/s scan speed, 30 s background, 45 s analysis time, 30 s wash-out delay | GSD-1, STDGL3, and Sph used as Reference Materials to correct for instrument drift and provide quantitative trace element values; MASS-1 standard (Wilson et al. 2002) used as external standard | 22.38 |  |  |  | 0 | [9 empty] | 0.07 | [5 empty] | 1257.2 | [5 empty] | 0.01 | [5 empty] | 0.04 | [9 empty] | 285700 |  | 0 |  |  |  | 0 |  |  |  | 0.1 |  |  |  | 20.3 | [11 empty] | 0.11 |  | 37.16 | [9 empty] | 0.02 | [5 empty] | 0.02 | [15 empty] | 22.92 |  | 0.49 | [9 empty] | 0 | [13 empty] | 0.06 | [13 empty] | 614000 |  |  |  |  | 2024 | Solomon Woje, M. (thesis). Critical metals in the Pine Point Pb-Zn district, Northwest Territories, Canada. University of Alberta. |  | CAN | NT
| Pine Point |  | Basin hydrothermal | Mississippi Valley-type (MVT) | MVT zinc-lead | Hofstra et al. 2021 (paper uses: low temperature MVT deposit) | low temperature MVT deposit | Pb, Zn | Ga, Ge, In | Pb, Zn (Ga, Ge, In) | Hannigan, 2007 |  | W17-46 |  |  | field site |  |  |  |  | ore material | polished section | unknown | mineral separate | [5 empty] | mineralisation |  |  |  | sphalerite | colloform sphalerite (early); coarse sphalerite (late) | replacement | colloform, massive |  |  |  | galena, chalcopyrite | carbon coated (25 nm thick) prior to EMPA analysis | EMPA, LA-ICPMS | CAMECA SX100 (EMPA); NWR 193 UC laser-ablation system coupled to an Agilent 7900 quadrupole mass spectrometer (LA-ICPMS) | Electron Microprobe Analysis Laboratory, Department of Earth Science, University of Alberta (EMPA); University of Toronto (LA-ICPMS) | EMPA: beam current 30 nA, accelerating voltage 20 kV, beam diameter 2 µm; WDS maps: 20 kV, 100 nA, 5 µm beam size. LA-ICPMS: 30 µm beam size, 4.5 J/cm2 fluence, 5 Hz pulse rate, 10 µm/s scan speed, 30 s background, 45 s analysis time, 30 s wash-out delay | GSD-1, STDGL3, and Sph used as Reference Materials to correct for instrument drift and provide quantitative trace element values; MASS-1 standard (Wilson et al. 2002) used as external standard | 2.35 |  |  |  | 0 | [9 empty] | 0.01 | [5 empty] | 134.5 | [5 empty] | 0.02 | [5 empty] | 0.05 | [9 empty] | 297300 |  | 0 |  |  |  | 0 |  |  |  | 0.28 |  |  |  | 2.23 | [11 empty] | 0.01 |  | 0.62 | [9 empty] | 0.03 | [5 empty] | 0 | [15 empty] | 2.88 |  | 0.53 | [9 empty] | 0 | [13 empty] | 1.06 | [13 empty] | 668000 |  |  |  |  | 2024 | Solomon Woje, M. (thesis). Critical metals in the Pine Point Pb-Zn district, Northwest Territories, Canada. University of Alberta. |  | CAN | NT