## Sheet1
Uploaded | deposit_name | deposit_local_id | deposit_environment | deposit_group | deposit_type | primary_commodities | secondary_commodities | all_commodities | deposit_source | sample_uid | sample_name | sample_local_id | feature_type | feature_name | feature_uid | top_depth_m | bottom_depth_m | sample_deposit_relation | sample_type | sampling_method | material_class | material_class_comments | province | strat_unit_name | strat_unit_uid | strat_grouping | earth_material_group | earth_material_qualifier | earth_material | metamorphic_grade | mineral | paragenetic_stage | mode_of_occurrence | texture | color | alteration | sample_description | associated_minerals | sample_preparation | analytical_method | instrument_type_model | laboratory_location/if reported | operating_conditions/if reported | standards_used/if reported | ag_ppm | ag_detection_limit | al_ppm | al_detection_limit | as_ppm | as_detection_limit | au_ppm | au_detection_limit | b_ppm | b_detection_limit | ba_ppm | ba_detection_limit | be_ppm | be_detection_limit | bi_ppm | bi_detection_limit | br_ppm | br_detection_limit | ca_ppm | ca_detection_limit | cd_ppm | cd_detection_limit | ce_ppm | ce_detection_limit | cl_ppm | cl_detection_limit | co_ppm | co_detection_limit | cr_ppm | cr_detection_limit | cs_ppm | cs_detection_limit | cu_ppm | cu_detection_limit | dy_ppm | dy_detection_limit | er_ppm | er_detection_limit | eu_ppm | eu_detection_limit | f_ppm | f_detection_limit | fe_ppm | fe_detection_limit | ga_ppm | ga_detection_limit | gd_ppm | gd_detection_limit | ge_ppm | ge_detection_limit | hf_ppm | hf_detection_limit | hg_ppm | hg_detection_limit | ho_ppm | ho_detection_limit | in_ppm | in_detection_limit | ir_ppm | ir_detection_limit | k_ppm | k_detection_limit | la_ppm | la_detection_limit | li_ppm | li_detection_limit | lu_ppm | lu_detection_limit | mg_ppm | mg_detection_limit | mn_ppm | mn_detection_limit | mo_ppm | mo_detection_limit | na_ppm | na_detection_limit | nb_ppm | nb_detection_limit | nd_ppm | nd_detection_limit | ni_ppm | ni_detection_limit | os_ppm | os_detection_limit | p_ppm | p_detection_limit | pb_ppm | pb_detection_limit | pd_ppm | pd_detection_limit | pr_ppm | pr_detection_limit | pt_ppm | pt_detection_limit | rb_ppm | rb_detection_limit | re_ppm | re_detection_limit | rh_ppm | rh_detection_limit | ru_ppm | ru_detection_limit | s_ppm | s_detection_limit | sb_ppm | sb_detection_limit | sc_ppm | sc_detection_limit | se_ppm | se_detection_limit | si_ppm | si_detection_limit | sm_ppm | sm_detection_limit | sn_ppm | sn_detection_limit | sr_ppm | sr_detection_limit | ta_ppm | ta_detection_limit | tb_ppm | tb_detection_limit | te_ppm | te_detection_limit | th_ppm | th_detection_limit | ti_ppm | ti_detection_limit | tl_ppm | tl_detection_limit | tm_ppm | tm_detection_limit | u_ppm | u_detection_limit | v_ppm | v_detection_limit | w_ppm | w_detection_limit | y_ppm | y_detection_limit | yb_ppm | yb_detection_limit | zn_ppm | zn_detection_limit | zr_ppm | zr_detection_limit | analysis_datetime | publication_date | sample_source | submitter | country | state | deposit_longitude_wgs84 | deposit_latitude_wgs84 | sample_longitude_wgs84 | sample_latitude_wgs84 | sample_easting | sample_northing | sample_utm_zone | sample_location_description | location_source | location_accuracy | comments | last_update
| Freiberg mining district | kb veins, eb veins, fba veins | Magmatic hydrothermal | Intrusion-related | hydrothermal vein-style silver mineralization | Ag | Zn, Pb, In, Ge, Ga | Ag, Zn, Pb, In, Ge, Ga | Bauer et al., 2019 |  | kb730-1 | kb730-1 | underground mine |  |  |  |  | ore material | grab | grab | mineral separate | [5 empty] | mineralisation |  |  |  | sphalerite | [6 empty] | galena, pyrite, arsenopyrite, quartz, fluorite, carbonate | polished sections | LA-ICPMS, EMPA | JEOL JXA-8530F equipped with a field emission gun (FEG) and five wavelength-dispersive spectrometers (WDS); 193-nm New Wave Research Excimer laser and an Agilent 7500i quadrupole ICP-MS | Helmholtz Institute Freiberg for Resource Technology (HIF); Friedrich-Alexander-Universität Erlangen-Nürnberg | EPMA: accelerating voltage of 20 kV and a beam current of 30 nA, and a defocused beam of 15 μm diameter. LA-ICP-MS: plasma power of 1320 W, He (0.65 L/min) and Ar (1.09 L/min) as carrier gases, Ar as plasma (14.9 L/min) and auxiliary gas (0.9 L/min), oxide rates of <0.4% ThO+/Th+, repetition rate of 20 Hz, beam spot size of 25 μm, irradiance of 0.74 GW/cm2, fluence of 3.7 J/cm2, 20 s background measurement and 20 s sample ablation, 60-s retention time | MASS-1 (Wilson et al. 2002); NIST SRM 610 and 612 (Pearce et al. 1997); MASS-1 as external Ge standard (57.8±2.6 μg/g Ge); NBS-127, IAEA-S-1, IAEA-S-2, IAEA-S-3, and an in-house Ag2S reference material (sulfur isotopes) |  |  |  |  | 0.88597 | [15 empty] | 0.36 | [5 empty] | 0.68194 | [5 empty] | 0.05 | [9 empty] | 12.014 | [9 empty] | 25.8259 |  |  |  | 0.009 | [13 empty] | 0.263 | [15 empty] | 1.8136 | [15 empty] | 33.477 |  | 1.431 | [9 empty] | 0.024 | [13 empty] | 0.015831 | [13 empty] | 53.592 |  |  |  |  | 2019 | Bauer, M.E., Burisch, M., Ostendorf, J., Krause, J., Frenzel, M., Seifert, T., and Gutzmer, J. (2019). Trace element geochemistry of sphalerite in contrasting hydrothermal fluid systems of the Freiberg district, Germany: insights from LA-ICP-MS analysis, near-infrared light microthermometry of sphalerite-hosted fluid inclusions, and sulfur isotope geochemistry. Mineralium Deposita, 54, 237–262. |  | DEU | Saxony
| Freiberg mining district | kb veins, eb veins, fba veins | Magmatic hydrothermal | Intrusion-related | hydrothermal vein-style silver mineralization | Ag | Zn, Pb, In, Ge, Ga | Ag, Zn, Pb, In, Ge, Ga | Bauer et al., 2019 |  | kb730-2 | kb730-2 | underground mine |  |  |  |  | ore material | grab | grab | mineral separate | [5 empty] | mineralisation |  |  |  | sphalerite | [6 empty] | galena, pyrite, arsenopyrite, quartz, fluorite, carbonate | polished sections | LA-ICPMS, EMPA | JEOL JXA-8530F equipped with a field emission gun (FEG) and five wavelength-dispersive spectrometers (WDS); 193-nm New Wave Research Excimer laser and an Agilent 7500i quadrupole ICP-MS | Helmholtz Institute Freiberg for Resource Technology (HIF); Friedrich-Alexander-Universität Erlangen-Nürnberg | EPMA: accelerating voltage of 20 kV and a beam current of 30 nA, and a defocused beam of 15 μm diameter. LA-ICP-MS: plasma power of 1320 W, He (0.65 L/min) and Ar (1.09 L/min) as carrier gases, Ar as plasma (14.9 L/min) and auxiliary gas (0.9 L/min), oxide rates of <0.4% ThO+/Th+, repetition rate of 20 Hz, beam spot size of 25 μm, irradiance of 0.74 GW/cm2, fluence of 3.7 J/cm2, 20 s background measurement and 20 s sample ablation, 60-s retention time | MASS-1 (Wilson et al. 2002); NIST SRM 610 and 612 (Pearce et al. 1997); MASS-1 as external Ge standard (57.8±2.6 μg/g Ge); NBS-127, IAEA-S-1, IAEA-S-2, IAEA-S-3, and an in-house Ag2S reference material (sulfur isotopes) |  |  |  |  | 0.55225 | [15 empty] | 0.43 | [5 empty] | 0.7983 | [5 empty] | 0.061 | [9 empty] | 12.262 | [9 empty] | 26.9064 |  |  |  | 0.049 | [13 empty] | 0.295 | [15 empty] | 1.6775 | [15 empty] | 33.499 |  | 0.79973 | [9 empty] | 0.035 | [13 empty] | 0.023149 | [13 empty] | 53.26 |  |  |  |  | 2019 | Bauer, M.E., Burisch, M., Ostendorf, J., Krause, J., Frenzel, M., Seifert, T., and Gutzmer, J. (2019). Trace element geochemistry of sphalerite in contrasting hydrothermal fluid systems of the Freiberg district, Germany: insights from LA-ICP-MS analysis, near-infrared light microthermometry of sphalerite-hosted fluid inclusions, and sulfur isotope geochemistry. Mineralium Deposita, 54, 237–262. |  | DEU | Saxony
| Freiberg mining district | kb veins, eb veins, fba veins | Magmatic hydrothermal | Intrusion-related | hydrothermal vein-style silver mineralization | Ag | Zn, Pb, In, Ge, Ga | Ag, Zn, Pb, In, Ge, Ga | Bauer et al., 2019 |  | kb730-3 | kb730-3 | underground mine |  |  |  |  | ore material | grab | grab | mineral separate | [5 empty] | mineralisation |  |  |  | sphalerite | [6 empty] | galena, pyrite, arsenopyrite, quartz, fluorite, carbonate | polished sections | LA-ICPMS, EMPA | JEOL JXA-8530F equipped with a field emission gun (FEG) and five wavelength-dispersive spectrometers (WDS); 193-nm New Wave Research Excimer laser and an Agilent 7500i quadrupole ICP-MS | Helmholtz Institute Freiberg for Resource Technology (HIF); Friedrich-Alexander-Universität Erlangen-Nürnberg | EPMA: accelerating voltage of 20 kV and a beam current of 30 nA, and a defocused beam of 15 μm diameter. LA-ICP-MS: plasma power of 1320 W, He (0.65 L/min) and Ar (1.09 L/min) as carrier gases, Ar as plasma (14.9 L/min) and auxiliary gas (0.9 L/min), oxide rates of <0.4% ThO+/Th+, repetition rate of 20 Hz, beam spot size of 25 μm, irradiance of 0.74 GW/cm2, fluence of 3.7 J/cm2, 20 s background measurement and 20 s sample ablation, 60-s retention time | MASS-1 (Wilson et al. 2002); NIST SRM 610 and 612 (Pearce et al. 1997); MASS-1 as external Ge standard (57.8±2.6 μg/g Ge); NBS-127, IAEA-S-1, IAEA-S-2, IAEA-S-3, and an in-house Ag2S reference material (sulfur isotopes) |  |  |  |  | 0.28264 | [15 empty] | 0.452 | [5 empty] | 0.67874 | [5 empty] | 0.63 | [9 empty] | 11.809 | [9 empty] | 27.0401 | [17 empty] | 0.263 | [15 empty] | 1.1528 | [15 empty] | 33.65 |  | 0.42026 | [9 empty] | 0.006 | [27 empty] | 53.017 |  |  |  |  | 2019 | Bauer, M.E., Burisch, M., Ostendorf, J., Krause, J., Frenzel, M., Seifert, T., and Gutzmer, J. (2019). Trace element geochemistry of sphalerite in contrasting hydrothermal fluid systems of the Freiberg district, Germany: insights from LA-ICP-MS analysis, near-infrared light microthermometry of sphalerite-hosted fluid inclusions, and sulfur isotope geochemistry. Mineralium Deposita, 54, 237–262. |  | DEU | Saxony
| Freiberg mining district | kb veins, eb veins, fba veins | Magmatic hydrothermal | Intrusion-related | hydrothermal vein-style silver mineralization | Ag | Zn, Pb, In, Ge, Ga | Ag, Zn, Pb, In, Ge, Ga | Bauer et al., 2019 |  | kb730-4 | kb730-4 | underground mine |  |  |  |  | ore material | grab | grab | mineral separate | [5 empty] | mineralisation |  |  |  | sphalerite | [6 empty] | galena, pyrite, arsenopyrite, quartz, fluorite, carbonate | polished sections | LA-ICPMS, EMPA | JEOL JXA-8530F equipped with a field emission gun (FEG) and five wavelength-dispersive spectrometers (WDS); 193-nm New Wave Research Excimer laser and an Agilent 7500i quadrupole ICP-MS | Helmholtz Institute Freiberg for Resource Technology (HIF); Friedrich-Alexander-Universität Erlangen-Nürnberg | EPMA: accelerating voltage of 20 kV and a beam current of 30 nA, and a defocused beam of 15 μm diameter. LA-ICP-MS: plasma power of 1320 W, He (0.65 L/min) and Ar (1.09 L/min) as carrier gases, Ar as plasma (14.9 L/min) and auxiliary gas (0.9 L/min), oxide rates of <0.4% ThO+/Th+, repetition rate of 20 Hz, beam spot size of 25 μm, irradiance of 0.74 GW/cm2, fluence of 3.7 J/cm2, 20 s background measurement and 20 s sample ablation, 60-s retention time | MASS-1 (Wilson et al. 2002); NIST SRM 610 and 612 (Pearce et al. 1997); MASS-1 as external Ge standard (57.8±2.6 μg/g Ge); NBS-127, IAEA-S-1, IAEA-S-2, IAEA-S-3, and an in-house Ag2S reference material (sulfur isotopes) | 0.004 | [19 empty] | 0.372 | [5 empty] | 0.69006 | [5 empty] | 0.034 | [9 empty] | 11.977 | [9 empty] | 25.4375 |  |  |  | 0.002 | [13 empty] | 0.261 | [15 empty] | 2.4442 | [15 empty] | 33.601 |  | 0.28 | [9 empty] | 0.014 | [13 empty] | 0.019269 | [13 empty] | 53.207 |  |  |  |  | 2019 | Bauer, M.E., Burisch, M., Ostendorf, J., Krause, J., Frenzel, M., Seifert, T., and Gutzmer, J. (2019). Trace element geochemistry of sphalerite in contrasting hydrothermal fluid systems of the Freiberg district, Germany: insights from LA-ICP-MS analysis, near-infrared light microthermometry of sphalerite-hosted fluid inclusions, and sulfur isotope geochemistry. Mineralium Deposita, 54, 237–262. |  | DEU | Saxony
| Freiberg mining district | kb veins, eb veins, fba veins | Magmatic hydrothermal | Intrusion-related | hydrothermal vein-style silver mineralization | Ag | Zn, Pb, In, Ge, Ga | Ag, Zn, Pb, In, Ge, Ga | Bauer et al., 2019 |  | kb730-5 | kb730-5 | underground mine |  |  |  |  | ore material | grab | grab | mineral separate | [5 empty] | mineralisation |  |  |  | sphalerite | [6 empty] | galena, pyrite, arsenopyrite, quartz, fluorite, carbonate | polished sections | LA-ICPMS, EMPA | JEOL JXA-8530F equipped with a field emission gun (FEG) and five wavelength-dispersive spectrometers (WDS); 193-nm New Wave Research Excimer laser and an Agilent 7500i quadrupole ICP-MS | Helmholtz Institute Freiberg for Resource Technology (HIF); Friedrich-Alexander-Universität Erlangen-Nürnberg | EPMA: accelerating voltage of 20 kV and a beam current of 30 nA, and a defocused beam of 15 μm diameter. LA-ICP-MS: plasma power of 1320 W, He (0.65 L/min) and Ar (1.09 L/min) as carrier gases, Ar as plasma (14.9 L/min) and auxiliary gas (0.9 L/min), oxide rates of <0.4% ThO+/Th+, repetition rate of 20 Hz, beam spot size of 25 μm, irradiance of 0.74 GW/cm2, fluence of 3.7 J/cm2, 20 s background measurement and 20 s sample ablation, 60-s retention time | MASS-1 (Wilson et al. 2002); NIST SRM 610 and 612 (Pearce et al. 1997); MASS-1 as external Ge standard (57.8±2.6 μg/g Ge); NBS-127, IAEA-S-1, IAEA-S-2, IAEA-S-3, and an in-house Ag2S reference material (sulfur isotopes) | [20 empty] | 0.497 | [5 empty] | 0.53651 | [5 empty] | 0.054 | [9 empty] | 12.139 | [9 empty] | 31.8082 |  |  |  | 0.061 | [13 empty] | 0.269 | [15 empty] | 3.4751 | [15 empty] | 33.394 |  | 1.1976 | [9 empty] | 0.015 | [27 empty] | 53.171 |  |  |  |  | 2019 | Bauer, M.E., Burisch, M., Ostendorf, J., Krause, J., Frenzel, M., Seifert, T., and Gutzmer, J. (2019). Trace element geochemistry of sphalerite in contrasting hydrothermal fluid systems of the Freiberg district, Germany: insights from LA-ICP-MS analysis, near-infrared light microthermometry of sphalerite-hosted fluid inclusions, and sulfur isotope geochemistry. Mineralium Deposita, 54, 237–262. |  | DEU | Saxony
| Freiberg mining district | kb veins, eb veins, fba veins | Magmatic hydrothermal | Intrusion-related | hydrothermal vein-style silver mineralization | Ag | Zn, Pb, In, Ge, Ga | Ag, Zn, Pb, In, Ge, Ga | Bauer et al., 2019 |  | kb730-6 | kb730-6 | underground mine |  |  |  |  | ore material | grab | grab | mineral separate | [5 empty] | mineralisation |  |  |  | sphalerite | [6 empty] | galena, pyrite, arsenopyrite, quartz, fluorite, carbonate | polished sections | LA-ICPMS, EMPA | JEOL JXA-8530F equipped with a field emission gun (FEG) and five wavelength-dispersive spectrometers (WDS); 193-nm New Wave Research Excimer laser and an Agilent 7500i quadrupole ICP-MS | Helmholtz Institute Freiberg for Resource Technology (HIF); Friedrich-Alexander-Universität Erlangen-Nürnberg | EPMA: accelerating voltage of 20 kV and a beam current of 30 nA, and a defocused beam of 15 μm diameter. LA-ICP-MS: plasma power of 1320 W, He (0.65 L/min) and Ar (1.09 L/min) as carrier gases, Ar as plasma (14.9 L/min) and auxiliary gas (0.9 L/min), oxide rates of <0.4% ThO+/Th+, repetition rate of 20 Hz, beam spot size of 25 μm, irradiance of 0.74 GW/cm2, fluence of 3.7 J/cm2, 20 s background measurement and 20 s sample ablation, 60-s retention time | MASS-1 (Wilson et al. 2002); NIST SRM 610 and 612 (Pearce et al. 1997); MASS-1 as external Ge standard (57.8±2.6 μg/g Ge); NBS-127, IAEA-S-1, IAEA-S-2, IAEA-S-3, and an in-house Ag2S reference material (sulfur isotopes) | 0.012 | [19 empty] | 0.427 | [5 empty] | 0.1794 | [5 empty] | 0.247 | [9 empty] | 11.868 | [9 empty] | 26.7445 |  |  |  | 0.027 | [13 empty] | 0.214 | [15 empty] | 0.38936 | [15 empty] | 33.331 |  | 0.1077 | [9 empty] | 0.197 | [13 empty] | 0.017519 | [13 empty] | 52.815 |  |  |  |  | 2019 | Bauer, M.E., Burisch, M., Ostendorf, J., Krause, J., Frenzel, M., Seifert, T., and Gutzmer, J. (2019). Trace element geochemistry of sphalerite in contrasting hydrothermal fluid systems of the Freiberg district, Germany: insights from LA-ICP-MS analysis, near-infrared light microthermometry of sphalerite-hosted fluid inclusions, and sulfur isotope geochemistry. Mineralium Deposita, 54, 237–262. |  | DEU | Saxony
| Freiberg mining district | kb veins, eb veins, fba veins | Magmatic hydrothermal | Intrusion-related | hydrothermal vein-style silver mineralization | Ag | Zn, Pb, In, Ge, Ga | Ag, Zn, Pb, In, Ge, Ga | Bauer et al., 2019 |  | kb730-7 | kb730-7 | underground mine |  |  |  |  | ore material | grab | grab | mineral separate | [5 empty] | mineralisation |  |  |  | sphalerite | [6 empty] | galena, pyrite, arsenopyrite, quartz, fluorite, carbonate | polished sections | LA-ICPMS, EMPA | JEOL JXA-8530F equipped with a field emission gun (FEG) and five wavelength-dispersive spectrometers (WDS); 193-nm New Wave Research Excimer laser and an Agilent 7500i quadrupole ICP-MS | Helmholtz Institute Freiberg for Resource Technology (HIF); Friedrich-Alexander-Universität Erlangen-Nürnberg | EPMA: accelerating voltage of 20 kV and a beam current of 30 nA, and a defocused beam of 15 μm diameter. LA-ICP-MS: plasma power of 1320 W, He (0.65 L/min) and Ar (1.09 L/min) as carrier gases, Ar as plasma (14.9 L/min) and auxiliary gas (0.9 L/min), oxide rates of <0.4% ThO+/Th+, repetition rate of 20 Hz, beam spot size of 25 μm, irradiance of 0.74 GW/cm2, fluence of 3.7 J/cm2, 20 s background measurement and 20 s sample ablation, 60-s retention time | MASS-1 (Wilson et al. 2002); NIST SRM 610 and 612 (Pearce et al. 1997); MASS-1 as external Ge standard (57.8±2.6 μg/g Ge); NBS-127, IAEA-S-1, IAEA-S-2, IAEA-S-3, and an in-house Ag2S reference material (sulfur isotopes) |  |  |  |  | 0.15737 | [15 empty] | 0.379 | [5 empty] | 1.9499 | [5 empty] | 0.164 | [9 empty] | 11.679 | [9 empty] | 31.1227 | [17 empty] | 0.348 | [15 empty] | 4.2055 | [15 empty] | 33.391 |  | 1.6782 |  |  |  | 0.88448 | [5 empty] | 0.028 | [27 empty] | 53.36 |  |  |  |  | 2019 | Bauer, M.E., Burisch, M., Ostendorf, J., Krause, J., Frenzel, M., Seifert, T., and Gutzmer, J. (2019). Trace element geochemistry of sphalerite in contrasting hydrothermal fluid systems of the Freiberg district, Germany: insights from LA-ICP-MS analysis, near-infrared light microthermometry of sphalerite-hosted fluid inclusions, and sulfur isotope geochemistry. Mineralium Deposita, 54, 237–262. |  | DEU | Saxony
| Freiberg mining district | kb veins, eb veins, fba veins | Magmatic hydrothermal | Intrusion-related | hydrothermal vein-style silver mineralization | Ag | Zn, Pb, In, Ge, Ga | Ag, Zn, Pb, In, Ge, Ga | Bauer et al., 2019 |  | kb730-8 | kb730-8 | underground mine |  |  |  |  | ore material | grab | grab | mineral separate | [5 empty] | mineralisation |  |  |  | sphalerite | [6 empty] | galena, pyrite, arsenopyrite, quartz, fluorite, carbonate | polished sections | LA-ICPMS, EMPA | JEOL JXA-8530F equipped with a field emission gun (FEG) and five wavelength-dispersive spectrometers (WDS); 193-nm New Wave Research Excimer laser and an Agilent 7500i quadrupole ICP-MS | Helmholtz Institute Freiberg for Resource Technology (HIF); Friedrich-Alexander-Universität Erlangen-Nürnberg | EPMA: accelerating voltage of 20 kV and a beam current of 30 nA, and a defocused beam of 15 μm diameter. LA-ICP-MS: plasma power of 1320 W, He (0.65 L/min) and Ar (1.09 L/min) as carrier gases, Ar as plasma (14.9 L/min) and auxiliary gas (0.9 L/min), oxide rates of <0.4% ThO+/Th+, repetition rate of 20 Hz, beam spot size of 25 μm, irradiance of 0.74 GW/cm2, fluence of 3.7 J/cm2, 20 s background measurement and 20 s sample ablation, 60-s retention time | MASS-1 (Wilson et al. 2002); NIST SRM 610 and 612 (Pearce et al. 1997); MASS-1 as external Ge standard (57.8±2.6 μg/g Ge); NBS-127, IAEA-S-1, IAEA-S-2, IAEA-S-3, and an in-house Ag2S reference material (sulfur isotopes) |  |  |  |  | 0.14437 | [15 empty] | 0.37 | [5 empty] | 0.90916 | [5 empty] | 0.038 | [9 empty] | 11.868 | [9 empty] | 27.3801 | [17 empty] | 0.341 | [15 empty] | 3.2774 | [15 empty] | 33.578 |  | 1.2789 |  |  |  | 0.81058 | [5 empty] | 0.012 | [13 empty] | 0.017579 | [13 empty] | 53.403 |  |  |  |  | 2019 | Bauer, M.E., Burisch, M., Ostendorf, J., Krause, J., Frenzel, M., Seifert, T., and Gutzmer, J. (2019). Trace element geochemistry of sphalerite in contrasting hydrothermal fluid systems of the Freiberg district, Germany: insights from LA-ICP-MS analysis, near-infrared light microthermometry of sphalerite-hosted fluid inclusions, and sulfur isotope geochemistry. Mineralium Deposita, 54, 237–262. |  | DEU | Saxony
| Freiberg mining district | kb veins, eb veins, fba veins | Magmatic hydrothermal | Intrusion-related | hydrothermal vein-style silver mineralization | Ag | Zn, Pb, In, Ge, Ga | Ag, Zn, Pb, In, Ge, Ga | Bauer et al., 2019 |  | kb730-9 | kb730-9 | underground mine |  |  |  |  | ore material | grab | grab | mineral separate | [5 empty] | mineralisation |  |  |  | sphalerite | [6 empty] | galena, pyrite, arsenopyrite, quartz, fluorite, carbonate | polished sections | LA-ICPMS, EMPA | JEOL JXA-8530F equipped with a field emission gun (FEG) and five wavelength-dispersive spectrometers (WDS); 193-nm New Wave Research Excimer laser and an Agilent 7500i quadrupole ICP-MS | Helmholtz Institute Freiberg for Resource Technology (HIF); Friedrich-Alexander-Universität Erlangen-Nürnberg | EPMA: accelerating voltage of 20 kV and a beam current of 30 nA, and a defocused beam of 15 μm diameter. LA-ICP-MS: plasma power of 1320 W, He (0.65 L/min) and Ar (1.09 L/min) as carrier gases, Ar as plasma (14.9 L/min) and auxiliary gas (0.9 L/min), oxide rates of <0.4% ThO+/Th+, repetition rate of 20 Hz, beam spot size of 25 μm, irradiance of 0.74 GW/cm2, fluence of 3.7 J/cm2, 20 s background measurement and 20 s sample ablation, 60-s retention time | MASS-1 (Wilson et al. 2002); NIST SRM 610 and 612 (Pearce et al. 1997); MASS-1 as external Ge standard (57.8±2.6 μg/g Ge); NBS-127, IAEA-S-1, IAEA-S-2, IAEA-S-3, and an in-house Ag2S reference material (sulfur isotopes) |  |  |  |  | 0.7728 | [15 empty] | 0.383 | [5 empty] | 0.33816 | [5 empty] | 0.117 | [9 empty] | 11.75 | [9 empty] | 34.783 |  |  |  | 0.007 | [13 empty] | 0.207 | [15 empty] | 8.6568 | [15 empty] | 33.239 |  | 0.45506 |  |  |  | 0.94867 | [5 empty] | 0.063 | [13 empty] | 0.016361 | [13 empty] | 53.537 |  |  |  |  | 2019 | Bauer, M.E., Burisch, M., Ostendorf, J., Krause, J., Frenzel, M., Seifert, T., and Gutzmer, J. (2019). Trace element geochemistry of sphalerite in contrasting hydrothermal fluid systems of the Freiberg district, Germany: insights from LA-ICP-MS analysis, near-infrared light microthermometry of sphalerite-hosted fluid inclusions, and sulfur isotope geochemistry. Mineralium Deposita, 54, 237–262. |  | DEU | Saxony
| Freiberg mining district | kb veins, eb veins, fba veins | Magmatic hydrothermal | Intrusion-related | hydrothermal vein-style silver mineralization | Ag | Zn, Pb, In, Ge, Ga | Ag, Zn, Pb, In, Ge, Ga | Bauer et al., 2019 |  | kb730-10 | kb730-10 | underground mine |  |  |  |  | ore material | grab | grab | mineral separate | [5 empty] | mineralisation |  |  |  | sphalerite | [6 empty] | galena, pyrite, arsenopyrite, quartz, fluorite, carbonate | polished sections | LA-ICPMS, EMPA | JEOL JXA-8530F equipped with a field emission gun (FEG) and five wavelength-dispersive spectrometers (WDS); 193-nm New Wave Research Excimer laser and an Agilent 7500i quadrupole ICP-MS | Helmholtz Institute Freiberg for Resource Technology (HIF); Friedrich-Alexander-Universität Erlangen-Nürnberg | EPMA: accelerating voltage of 20 kV and a beam current of 30 nA, and a defocused beam of 15 μm diameter. LA-ICP-MS: plasma power of 1320 W, He (0.65 L/min) and Ar (1.09 L/min) as carrier gases, Ar as plasma (14.9 L/min) and auxiliary gas (0.9 L/min), oxide rates of <0.4% ThO+/Th+, repetition rate of 20 Hz, beam spot size of 25 μm, irradiance of 0.74 GW/cm2, fluence of 3.7 J/cm2, 20 s background measurement and 20 s sample ablation, 60-s retention time | MASS-1 (Wilson et al. 2002); NIST SRM 610 and 612 (Pearce et al. 1997); MASS-1 as external Ge standard (57.8±2.6 μg/g Ge); NBS-127, IAEA-S-1, IAEA-S-2, IAEA-S-3, and an in-house Ag2S reference material (sulfur isotopes) | 0.002 |  |  |  | 0.1129 | [15 empty] | 0.462 | [5 empty] | 0.54288 | [5 empty] | 0.217 | [9 empty] | 12.254 | [9 empty] | 33.5947 |  |  |  | 0.12 | [13 empty] | 0.198 | [15 empty] | 0.23341 | [15 empty] | 33.347 | [5 empty] | 0.62554 | [5 empty] | 0.108 | [27 empty] | 52.827 |  |  |  |  | 2019 | Bauer, M.E., Burisch, M., Ostendorf, J., Krause, J., Frenzel, M., Seifert, T., and Gutzmer, J. (2019). Trace element geochemistry of sphalerite in contrasting hydrothermal fluid systems of the Freiberg district, Germany: insights from LA-ICP-MS analysis, near-infrared light microthermometry of sphalerite-hosted fluid inclusions, and sulfur isotope geochemistry. Mineralium Deposita, 54, 237–262. |  | DEU | Saxony
| Freiberg mining district | kb veins, eb veins, fba veins | Magmatic hydrothermal | Intrusion-related | hydrothermal vein-style silver mineralization | Ag | Zn, Pb, In, Ge, Ga | Ag, Zn, Pb, In, Ge, Ga | Bauer et al., 2019 |  | kb50024-1 | kb50024-1 | underground mine |  |  |  |  | ore material | grab | grab | mineral separate | [5 empty] | mineralisation |  |  |  | sphalerite | [6 empty] | galena, pyrite, arsenopyrite, quartz, fluorite, carbonate | polished sections | LA-ICPMS, EMPA | JEOL JXA-8530F equipped with a field emission gun (FEG) and five wavelength-dispersive spectrometers (WDS); 193-nm New Wave Research Excimer laser and an Agilent 7500i quadrupole ICP-MS | Helmholtz Institute Freiberg for Resource Technology (HIF); Friedrich-Alexander-Universität Erlangen-Nürnberg | EPMA: accelerating voltage of 20 kV and a beam current of 30 nA, and a defocused beam of 15 μm diameter. LA-ICP-MS: plasma power of 1320 W, He (0.65 L/min) and Ar (1.09 L/min) as carrier gases, Ar as plasma (14.9 L/min) and auxiliary gas (0.9 L/min), oxide rates of <0.4% ThO+/Th+, repetition rate of 20 Hz, beam spot size of 25 μm, irradiance of 0.74 GW/cm2, fluence of 3.7 J/cm2, 20 s background measurement and 20 s sample ablation, 60-s retention time | MASS-1 (Wilson et al. 2002); NIST SRM 610 and 612 (Pearce et al. 1997); MASS-1 as external Ge standard (57.8±2.6 μg/g Ge); NBS-127, IAEA-S-1, IAEA-S-2, IAEA-S-3, and an in-house Ag2S reference material (sulfur isotopes) |  |  |  |  | 0.13909 | [15 empty] | 0.527 | [5 empty] | 39.9036 | [5 empty] | 0.934 | [9 empty] | 10.988 | [9 empty] | 16.6563 |  |  |  | 0.055 | [13 empty] | 0.034 | [15 empty] | 2.1769 | [15 empty] | 33.402 |  | 0.58736 |  |  |  | 0.83163 | [5 empty] | 0.022 | [27 empty] | 53.425 |  |  |  |  | 2019 | Bauer, M.E., Burisch, M., Ostendorf, J., Krause, J., Frenzel, M., Seifert, T., and Gutzmer, J. (2019). Trace element geochemistry of sphalerite in contrasting hydrothermal fluid systems of the Freiberg district, Germany: insights from LA-ICP-MS analysis, near-infrared light microthermometry of sphalerite-hosted fluid inclusions, and sulfur isotope geochemistry. Mineralium Deposita, 54, 237–262. |  | DEU | Saxony
| Freiberg mining district | kb veins, eb veins, fba veins | Magmatic hydrothermal | Intrusion-related | hydrothermal vein-style silver mineralization | Ag | Zn, Pb, In, Ge, Ga | Ag, Zn, Pb, In, Ge, Ga | Bauer et al., 2019 |  | kb50024-2 | kb50024-2 | underground mine |  |  |  |  | ore material | grab | grab | mineral separate | [5 empty] | mineralisation |  |  |  | sphalerite | [6 empty] | galena, pyrite, arsenopyrite, quartz, fluorite, carbonate | polished sections | LA-ICPMS, EMPA | JEOL JXA-8530F equipped with a field emission gun (FEG) and five wavelength-dispersive spectrometers (WDS); 193-nm New Wave Research Excimer laser and an Agilent 7500i quadrupole ICP-MS | Helmholtz Institute Freiberg for Resource Technology (HIF); Friedrich-Alexander-Universität Erlangen-Nürnberg | EPMA: accelerating voltage of 20 kV and a beam current of 30 nA, and a defocused beam of 15 μm diameter. LA-ICP-MS: plasma power of 1320 W, He (0.65 L/min) and Ar (1.09 L/min) as carrier gases, Ar as plasma (14.9 L/min) and auxiliary gas (0.9 L/min), oxide rates of <0.4% ThO+/Th+, repetition rate of 20 Hz, beam spot size of 25 μm, irradiance of 0.74 GW/cm2, fluence of 3.7 J/cm2, 20 s background measurement and 20 s sample ablation, 60-s retention time | MASS-1 (Wilson et al. 2002); NIST SRM 610 and 612 (Pearce et al. 1997); MASS-1 as external Ge standard (57.8±2.6 μg/g Ge); NBS-127, IAEA-S-1, IAEA-S-2, IAEA-S-3, and an in-house Ag2S reference material (sulfur isotopes) | 0.021 |  |  |  | 0.13734 | [15 empty] | 0.678 | [5 empty] | 38.4345 | [5 empty] | 0.07 | [9 empty] | 11.372 | [9 empty] | 17.7782 |  |  |  | 0.021 | [13 empty] | 0.034 | [15 empty] | 0.13294 | [15 empty] | 33.435 | [5 empty] | 1.651 | [5 empty] | 0.039 | [27 empty] | 53.756 |  |  |  |  | 2019 | Bauer, M.E., Burisch, M., Ostendorf, J., Krause, J., Frenzel, M., Seifert, T., and Gutzmer, J. (2019). Trace element geochemistry of sphalerite in contrasting hydrothermal fluid systems of the Freiberg district, Germany: insights from LA-ICP-MS analysis, near-infrared light microthermometry of sphalerite-hosted fluid inclusions, and sulfur isotope geochemistry. Mineralium Deposita, 54, 237–262. |  | DEU | Saxony
| Freiberg mining district | kb veins, eb veins, fba veins | Magmatic hydrothermal | Intrusion-related | hydrothermal vein-style silver mineralization | Ag | Zn, Pb, In, Ge, Ga | Ag, Zn, Pb, In, Ge, Ga | Bauer et al., 2019 |  | kb50024-3 | kb50024-3 | underground mine |  |  |  |  | ore material | grab | grab | mineral separate | [5 empty] | mineralisation |  |  |  | sphalerite | [6 empty] | galena, pyrite, arsenopyrite, quartz, fluorite, carbonate | polished sections | LA-ICPMS, EMPA | JEOL JXA-8530F equipped with a field emission gun (FEG) and five wavelength-dispersive spectrometers (WDS); 193-nm New Wave Research Excimer laser and an Agilent 7500i quadrupole ICP-MS | Helmholtz Institute Freiberg for Resource Technology (HIF); Friedrich-Alexander-Universität Erlangen-Nürnberg | EPMA: accelerating voltage of 20 kV and a beam current of 30 nA, and a defocused beam of 15 μm diameter. LA-ICP-MS: plasma power of 1320 W, He (0.65 L/min) and Ar (1.09 L/min) as carrier gases, Ar as plasma (14.9 L/min) and auxiliary gas (0.9 L/min), oxide rates of <0.4% ThO+/Th+, repetition rate of 20 Hz, beam spot size of 25 μm, irradiance of 0.74 GW/cm2, fluence of 3.7 J/cm2, 20 s background measurement and 20 s sample ablation, 60-s retention time | MASS-1 (Wilson et al. 2002); NIST SRM 610 and 612 (Pearce et al. 1997); MASS-1 as external Ge standard (57.8±2.6 μg/g Ge); NBS-127, IAEA-S-1, IAEA-S-2, IAEA-S-3, and an in-house Ag2S reference material (sulfur isotopes) | 0.006 |  |  |  | 0.26363 | [15 empty] | 0.585 | [5 empty] | 34.6692 | [5 empty] | 0.19 | [9 empty] | 10.985 | [9 empty] | 51.6771 | [17 empty] | 0.087 | [15 empty] | 19.1502 | [15 empty] | 33.408 |  | 1.4231 |  |  |  | 1.502 | [5 empty] | 0.035 | [13 empty] | 0.11546 | [13 empty] | 54.333 |  |  |  |  | 2019 | Bauer, M.E., Burisch, M., Ostendorf, J., Krause, J., Frenzel, M., Seifert, T., and Gutzmer, J. (2019). Trace element geochemistry of sphalerite in contrasting hydrothermal fluid systems of the Freiberg district, Germany: insights from LA-ICP-MS analysis, near-infrared light microthermometry of sphalerite-hosted fluid inclusions, and sulfur isotope geochemistry. Mineralium Deposita, 54, 237–262. |  | DEU | Saxony
| Freiberg mining district | kb veins, eb veins, fba veins | Magmatic hydrothermal | Intrusion-related | hydrothermal vein-style silver mineralization | Ag | Zn, Pb, In, Ge, Ga | Ag, Zn, Pb, In, Ge, Ga | Bauer et al., 2019 |  | kb50024-4 | kb50024-4 | underground mine |  |  |  |  | ore material | grab | grab | mineral separate | [5 empty] | mineralisation |  |  |  | sphalerite | [6 empty] | galena, pyrite, arsenopyrite, quartz, fluorite, carbonate | polished sections | LA-ICPMS, EMPA | JEOL JXA-8530F equipped with a field emission gun (FEG) and five wavelength-dispersive spectrometers (WDS); 193-nm New Wave Research Excimer laser and an Agilent 7500i quadrupole ICP-MS | Helmholtz Institute Freiberg for Resource Technology (HIF); Friedrich-Alexander-Universität Erlangen-Nürnberg | EPMA: accelerating voltage of 20 kV and a beam current of 30 nA, and a defocused beam of 15 μm diameter. LA-ICP-MS: plasma power of 1320 W, He (0.65 L/min) and Ar (1.09 L/min) as carrier gases, Ar as plasma (14.9 L/min) and auxiliary gas (0.9 L/min), oxide rates of <0.4% ThO+/Th+, repetition rate of 20 Hz, beam spot size of 25 μm, irradiance of 0.74 GW/cm2, fluence of 3.7 J/cm2, 20 s background measurement and 20 s sample ablation, 60-s retention time | MASS-1 (Wilson et al. 2002); NIST SRM 610 and 612 (Pearce et al. 1997); MASS-1 as external Ge standard (57.8±2.6 μg/g Ge); NBS-127, IAEA-S-1, IAEA-S-2, IAEA-S-3, and an in-house Ag2S reference material (sulfur isotopes) | 0.01 |  |  |  | 2.0259 | [15 empty] | 0.578 | [5 empty] | 37.315 | [5 empty] | 0.118 | [9 empty] | 11.387 | [9 empty] | 32.4016 |  |  |  | 0.042 | [13 empty] | 0.058 | [15 empty] | 84935.1757 | [15 empty] | 33.356 |  | 45.3147 |  |  |  | 25.1156 | [5 empty] | 0.007 | [13 empty] | 1.3637 | [13 empty] | 53.945 |  |  |  |  | 2019 | Bauer, M.E., Burisch, M., Ostendorf, J., Krause, J., Frenzel, M., Seifert, T., and Gutzmer, J. (2019). Trace element geochemistry of sphalerite in contrasting hydrothermal fluid systems of the Freiberg district, Germany: insights from LA-ICP-MS analysis, near-infrared light microthermometry of sphalerite-hosted fluid inclusions, and sulfur isotope geochemistry. Mineralium Deposita, 54, 237–262. |  | DEU | Saxony
| Freiberg mining district | kb veins, eb veins, fba veins | Magmatic hydrothermal | Intrusion-related | hydrothermal vein-style silver mineralization | Ag | Zn, Pb, In, Ge, Ga | Ag, Zn, Pb, In, Ge, Ga | Bauer et al., 2019 |  | kb50024-5 | kb50024-5 | underground mine |  |  |  |  | ore material | grab | grab | mineral separate | [5 empty] | mineralisation |  |  |  | sphalerite | [6 empty] | galena, pyrite, arsenopyrite, quartz, fluorite, carbonate | polished sections | LA-ICPMS, EMPA | JEOL JXA-8530F equipped with a field emission gun (FEG) and five wavelength-dispersive spectrometers (WDS); 193-nm New Wave Research Excimer laser and an Agilent 7500i quadrupole ICP-MS | Helmholtz Institute Freiberg for Resource Technology (HIF); Friedrich-Alexander-Universität Erlangen-Nürnberg | EPMA: accelerating voltage of 20 kV and a beam current of 30 nA, and a defocused beam of 15 μm diameter. LA-ICP-MS: plasma power of 1320 W, He (0.65 L/min) and Ar (1.09 L/min) as carrier gases, Ar as plasma (14.9 L/min) and auxiliary gas (0.9 L/min), oxide rates of <0.4% ThO+/Th+, repetition rate of 20 Hz, beam spot size of 25 μm, irradiance of 0.74 GW/cm2, fluence of 3.7 J/cm2, 20 s background measurement and 20 s sample ablation, 60-s retention time | MASS-1 (Wilson et al. 2002); NIST SRM 610 and 612 (Pearce et al. 1997); MASS-1 as external Ge standard (57.8±2.6 μg/g Ge); NBS-127, IAEA-S-1, IAEA-S-2, IAEA-S-3, and an in-house Ag2S reference material (sulfur isotopes) |  |  |  |  | 0.15704 | [15 empty] | 0.663 | [5 empty] | 42.4699 | [5 empty] | 0.074 | [9 empty] | 11.397 | [9 empty] | 28.1217 |  |  |  | 0.005 | [13 empty] | 0.034 | [15 empty] | 18.4561 | [15 empty] | 33.327 |  | 0.10971 |  |  |  | 2.2168 | [5 empty] | 0.051 | [13 empty] | 0.018135 | [13 empty] | 53.985 |  |  |  |  | 2019 | Bauer, M.E., Burisch, M., Ostendorf, J., Krause, J., Frenzel, M., Seifert, T., and Gutzmer, J. (2019). Trace element geochemistry of sphalerite in contrasting hydrothermal fluid systems of the Freiberg district, Germany: insights from LA-ICP-MS analysis, near-infrared light microthermometry of sphalerite-hosted fluid inclusions, and sulfur isotope geochemistry. Mineralium Deposita, 54, 237–262. |  | DEU | Saxony
| Freiberg mining district | kb veins, eb veins, fba veins | Magmatic hydrothermal | Intrusion-related | hydrothermal vein-style silver mineralization | Ag | Zn, Pb, In, Ge, Ga | Ag, Zn, Pb, In, Ge, Ga | Bauer et al., 2019 |  | kb50024-6 | kb50024-6 | underground mine |  |  |  |  | ore material | grab | grab | mineral separate | [5 empty] | mineralisation |  |  |  | sphalerite | [6 empty] | galena, pyrite, arsenopyrite, quartz, fluorite, carbonate | polished sections | LA-ICPMS, EMPA | JEOL JXA-8530F equipped with a field emission gun (FEG) and five wavelength-dispersive spectrometers (WDS); 193-nm New Wave Research Excimer laser and an Agilent 7500i quadrupole ICP-MS | Helmholtz Institute Freiberg for Resource Technology (HIF); Friedrich-Alexander-Universität Erlangen-Nürnberg | EPMA: accelerating voltage of 20 kV and a beam current of 30 nA, and a defocused beam of 15 μm diameter. LA-ICP-MS: plasma power of 1320 W, He (0.65 L/min) and Ar (1.09 L/min) as carrier gases, Ar as plasma (14.9 L/min) and auxiliary gas (0.9 L/min), oxide rates of <0.4% ThO+/Th+, repetition rate of 20 Hz, beam spot size of 25 μm, irradiance of 0.74 GW/cm2, fluence of 3.7 J/cm2, 20 s background measurement and 20 s sample ablation, 60-s retention time | MASS-1 (Wilson et al. 2002); NIST SRM 610 and 612 (Pearce et al. 1997); MASS-1 as external Ge standard (57.8±2.6 μg/g Ge); NBS-127, IAEA-S-1, IAEA-S-2, IAEA-S-3, and an in-house Ag2S reference material (sulfur isotopes) | 0.011 |  |  |  | 0.15061 | [15 empty] | 0.69 | [5 empty] | 38.3642 | [5 empty] | 0.075 | [9 empty] | 11.331 | [9 empty] | 30.6904 |  |  |  | 0.033 | [13 empty] | 0.025 | [15 empty] | 0.41823 | [15 empty] | 33.202 |  | 0.045716 |  |  |  | 1.5668 | [5 empty] | 0.005 | [27 empty] | 54.044 |  |  |  |  | 2019 | Bauer, M.E., Burisch, M., Ostendorf, J., Krause, J., Frenzel, M., Seifert, T., and Gutzmer, J. (2019). Trace element geochemistry of sphalerite in contrasting hydrothermal fluid systems of the Freiberg district, Germany: insights from LA-ICP-MS analysis, near-infrared light microthermometry of sphalerite-hosted fluid inclusions, and sulfur isotope geochemistry. Mineralium Deposita, 54, 237–262. |  | DEU | Saxony
| Freiberg mining district | kb veins, eb veins, fba veins | Magmatic hydrothermal | Intrusion-related | hydrothermal vein-style silver mineralization | Ag | Zn, Pb, In, Ge, Ga | Ag, Zn, Pb, In, Ge, Ga | Bauer et al., 2019 |  | kb50024-7 | kb50024-7 | underground mine |  |  |  |  | ore material | grab | grab | mineral separate | [5 empty] | mineralisation |  |  |  | sphalerite | [6 empty] | galena, pyrite, arsenopyrite, quartz, fluorite, carbonate | polished sections | LA-ICPMS, EMPA | JEOL JXA-8530F equipped with a field emission gun (FEG) and five wavelength-dispersive spectrometers (WDS); 193-nm New Wave Research Excimer laser and an Agilent 7500i quadrupole ICP-MS | Helmholtz Institute Freiberg for Resource Technology (HIF); Friedrich-Alexander-Universität Erlangen-Nürnberg | EPMA: accelerating voltage of 20 kV and a beam current of 30 nA, and a defocused beam of 15 μm diameter. LA-ICP-MS: plasma power of 1320 W, He (0.65 L/min) and Ar (1.09 L/min) as carrier gases, Ar as plasma (14.9 L/min) and auxiliary gas (0.9 L/min), oxide rates of <0.4% ThO+/Th+, repetition rate of 20 Hz, beam spot size of 25 μm, irradiance of 0.74 GW/cm2, fluence of 3.7 J/cm2, 20 s background measurement and 20 s sample ablation, 60-s retention time | MASS-1 (Wilson et al. 2002); NIST SRM 610 and 612 (Pearce et al. 1997); MASS-1 as external Ge standard (57.8±2.6 μg/g Ge); NBS-127, IAEA-S-1, IAEA-S-2, IAEA-S-3, and an in-house Ag2S reference material (sulfur isotopes) |  |  |  |  | 0.15474 | [15 empty] | 0.56 | [5 empty] | 36.0392 | [5 empty] | 0.024 | [9 empty] | 11.351 | [9 empty] | 42.1183 |  |  |  | 0.011 | [13 empty] | 0.152 | [15 empty] | 0.99514 | [15 empty] | 33.443 |  | 0.0629 |  |  |  | 1.6883 | [19 empty] | 0.037716 | [13 empty] | 54.17 |  |  |  |  | 2019 | Bauer, M.E., Burisch, M., Ostendorf, J., Krause, J., Frenzel, M., Seifert, T., and Gutzmer, J. (2019). Trace element geochemistry of sphalerite in contrasting hydrothermal fluid systems of the Freiberg district, Germany: insights from LA-ICP-MS analysis, near-infrared light microthermometry of sphalerite-hosted fluid inclusions, and sulfur isotope geochemistry. Mineralium Deposita, 54, 237–262. |  | DEU | Saxony
| Freiberg mining district | kb veins, eb veins, fba veins | Magmatic hydrothermal | Intrusion-related | hydrothermal vein-style silver mineralization | Ag | Zn, Pb, In, Ge, Ga | Ag, Zn, Pb, In, Ge, Ga | Bauer et al., 2019 |  | kb50024-8 | kb50024-8 | underground mine |  |  |  |  | ore material | grab | grab | mineral separate | [5 empty] | mineralisation |  |  |  | sphalerite | [6 empty] | galena, pyrite, arsenopyrite, quartz, fluorite, carbonate | polished sections | LA-ICPMS, EMPA | JEOL JXA-8530F equipped with a field emission gun (FEG) and five wavelength-dispersive spectrometers (WDS); 193-nm New Wave Research Excimer laser and an Agilent 7500i quadrupole ICP-MS | Helmholtz Institute Freiberg for Resource Technology (HIF); Friedrich-Alexander-Universität Erlangen-Nürnberg | EPMA: accelerating voltage of 20 kV and a beam current of 30 nA, and a defocused beam of 15 μm diameter. LA-ICP-MS: plasma power of 1320 W, He (0.65 L/min) and Ar (1.09 L/min) as carrier gases, Ar as plasma (14.9 L/min) and auxiliary gas (0.9 L/min), oxide rates of <0.4% ThO+/Th+, repetition rate of 20 Hz, beam spot size of 25 μm, irradiance of 0.74 GW/cm2, fluence of 3.7 J/cm2, 20 s background measurement and 20 s sample ablation, 60-s retention time | MASS-1 (Wilson et al. 2002); NIST SRM 610 and 612 (Pearce et al. 1997); MASS-1 as external Ge standard (57.8±2.6 μg/g Ge); NBS-127, IAEA-S-1, IAEA-S-2, IAEA-S-3, and an in-house Ag2S reference material (sulfur isotopes) | 0.002 |  |  |  | 0.22208 | [15 empty] | 0.476 | [5 empty] | 36.0593 | [5 empty] | 0.074 | [9 empty] | 11.124 | [9 empty] | 30.0526 |  |  |  | 0.037 | [13 empty] | 0.144 | [15 empty] | 0.11588 | [15 empty] | 33.532 |  | 0.056137 | [37 empty] | 54.006 |  |  |  |  | 2019 | Bauer, M.E., Burisch, M., Ostendorf, J., Krause, J., Frenzel, M., Seifert, T., and Gutzmer, J. (2019). Trace element geochemistry of sphalerite in contrasting hydrothermal fluid systems of the Freiberg district, Germany: insights from LA-ICP-MS analysis, near-infrared light microthermometry of sphalerite-hosted fluid inclusions, and sulfur isotope geochemistry. Mineralium Deposita, 54, 237–262. |  | DEU | Saxony
| Freiberg mining district | kb veins, eb veins, fba veins | Magmatic hydrothermal | Intrusion-related | hydrothermal vein-style silver mineralization | Ag | Zn, Pb, In, Ge, Ga | Ag, Zn, Pb, In, Ge, Ga | Bauer et al., 2019 |  | kb50024-9 | kb50024-9 | underground mine |  |  |  |  | ore material | grab | grab | mineral separate | [5 empty] | mineralisation |  |  |  | sphalerite | [6 empty] | galena, pyrite, arsenopyrite, quartz, fluorite, carbonate | polished sections | LA-ICPMS, EMPA | JEOL JXA-8530F equipped with a field emission gun (FEG) and five wavelength-dispersive spectrometers (WDS); 193-nm New Wave Research Excimer laser and an Agilent 7500i quadrupole ICP-MS | Helmholtz Institute Freiberg for Resource Technology (HIF); Friedrich-Alexander-Universität Erlangen-Nürnberg | EPMA: accelerating voltage of 20 kV and a beam current of 30 nA, and a defocused beam of 15 μm diameter. LA-ICP-MS: plasma power of 1320 W, He (0.65 L/min) and Ar (1.09 L/min) as carrier gases, Ar as plasma (14.9 L/min) and auxiliary gas (0.9 L/min), oxide rates of <0.4% ThO+/Th+, repetition rate of 20 Hz, beam spot size of 25 μm, irradiance of 0.74 GW/cm2, fluence of 3.7 J/cm2, 20 s background measurement and 20 s sample ablation, 60-s retention time | MASS-1 (Wilson et al. 2002); NIST SRM 610 and 612 (Pearce et al. 1997); MASS-1 as external Ge standard (57.8±2.6 μg/g Ge); NBS-127, IAEA-S-1, IAEA-S-2, IAEA-S-3, and an in-house Ag2S reference material (sulfur isotopes) |  |  |  |  | 0.13549 | [15 empty] | 0.585 | [5 empty] | 38.158 | [5 empty] | 0.093 | [9 empty] | 11.372 | [9 empty] | 31.3126 |  |  |  | 0.027 | [13 empty] | 0.033 | [15 empty] | 0.10442 | [15 empty] | 33.243 | [11 empty] | 0.028 | [27 empty] | 54.154 |  |  |  |  | 2019 | Bauer, M.E., Burisch, M., Ostendorf, J., Krause, J., Frenzel, M., Seifert, T., and Gutzmer, J. (2019). Trace element geochemistry of sphalerite in contrasting hydrothermal fluid systems of the Freiberg district, Germany: insights from LA-ICP-MS analysis, near-infrared light microthermometry of sphalerite-hosted fluid inclusions, and sulfur isotope geochemistry. Mineralium Deposita, 54, 237–262. |  | DEU | Saxony
| Freiberg mining district | kb veins, eb veins, fba veins | Magmatic hydrothermal | Intrusion-related | hydrothermal vein-style silver mineralization | Ag | Zn, Pb, In, Ge, Ga | Ag, Zn, Pb, In, Ge, Ga | Bauer et al., 2019 |  | kb50024-10 | kb50024-10 | underground mine |  |  |  |  | ore material | grab | grab | mineral separate | [5 empty] | mineralisation |  |  |  | sphalerite | [6 empty] | galena, pyrite, arsenopyrite, quartz, fluorite, carbonate | polished sections | LA-ICPMS, EMPA | JEOL JXA-8530F equipped with a field emission gun (FEG) and five wavelength-dispersive spectrometers (WDS); 193-nm New Wave Research Excimer laser and an Agilent 7500i quadrupole ICP-MS | Helmholtz Institute Freiberg for Resource Technology (HIF); Friedrich-Alexander-Universität Erlangen-Nürnberg | EPMA: accelerating voltage of 20 kV and a beam current of 30 nA, and a defocused beam of 15 μm diameter. LA-ICP-MS: plasma power of 1320 W, He (0.65 L/min) and Ar (1.09 L/min) as carrier gases, Ar as plasma (14.9 L/min) and auxiliary gas (0.9 L/min), oxide rates of <0.4% ThO+/Th+, repetition rate of 20 Hz, beam spot size of 25 μm, irradiance of 0.74 GW/cm2, fluence of 3.7 J/cm2, 20 s background measurement and 20 s sample ablation, 60-s retention time | MASS-1 (Wilson et al. 2002); NIST SRM 610 and 612 (Pearce et al. 1997); MASS-1 as external Ge standard (57.8±2.6 μg/g Ge); NBS-127, IAEA-S-1, IAEA-S-2, IAEA-S-3, and an in-house Ag2S reference material (sulfur isotopes) | 0.003 |  |  |  | 0.1948 | [15 empty] | 0.625 | [5 empty] | 36.2809 | [5 empty] | 0.073 | [9 empty] | 11.347 | [9 empty] | 20.7527 |  |  |  | 0.005 | [13 empty] | 0.033 | [15 empty] | 0.85365 | [15 empty] | 33.567 |  | 0.54673 | [9 empty] | 0.049 | [27 empty] | 54.055 |  |  |  |  | 2019 | Bauer, M.E., Burisch, M., Ostendorf, J., Krause, J., Frenzel, M., Seifert, T., and Gutzmer, J. (2019). Trace element geochemistry of sphalerite in contrasting hydrothermal fluid systems of the Freiberg district, Germany: insights from LA-ICP-MS analysis, near-infrared light microthermometry of sphalerite-hosted fluid inclusions, and sulfur isotope geochemistry. Mineralium Deposita, 54, 237–262. |  | DEU | Saxony
| Freiberg mining district | kb veins, eb veins, fba veins | Magmatic hydrothermal | Intrusion-related | hydrothermal vein-style silver mineralization | Ag | Zn, Pb, In, Ge, Ga | Ag, Zn, Pb, In, Ge, Ga | Bauer et al., 2019 |  | kb50112-1 | kb50112-1 | underground mine |  |  |  |  | ore material | grab | grab | mineral separate | [5 empty] | mineralisation |  |  |  | sphalerite | [6 empty] | galena, pyrite, arsenopyrite, quartz, fluorite, carbonate | polished sections | LA-ICPMS, EMPA | JEOL JXA-8530F equipped with a field emission gun (FEG) and five wavelength-dispersive spectrometers (WDS); 193-nm New Wave Research Excimer laser and an Agilent 7500i quadrupole ICP-MS | Helmholtz Institute Freiberg for Resource Technology (HIF); Friedrich-Alexander-Universität Erlangen-Nürnberg | EPMA: accelerating voltage of 20 kV and a beam current of 30 nA, and a defocused beam of 15 μm diameter. LA-ICP-MS: plasma power of 1320 W, He (0.65 L/min) and Ar (1.09 L/min) as carrier gases, Ar as plasma (14.9 L/min) and auxiliary gas (0.9 L/min), oxide rates of <0.4% ThO+/Th+, repetition rate of 20 Hz, beam spot size of 25 μm, irradiance of 0.74 GW/cm2, fluence of 3.7 J/cm2, 20 s background measurement and 20 s sample ablation, 60-s retention time | MASS-1 (Wilson et al. 2002); NIST SRM 610 and 612 (Pearce et al. 1997); MASS-1 as external Ge standard (57.8±2.6 μg/g Ge); NBS-127, IAEA-S-1, IAEA-S-2, IAEA-S-3, and an in-house Ag2S reference material (sulfur isotopes) | 0.004 |  |  |  | 0.12732 | [15 empty] | 0.557 | [5 empty] | 0.099364 | [5 empty] | 0.429 | [9 empty] | 12.253 | [9 empty] | 9.0135 |  |  |  | 0.348 | [13 empty] | 0.353 | [15 empty] | 0.19318 | [15 empty] | 33.265 |  | 0.048095 |  |  |  | 0.77985 | [5 empty] | 0.174 | [27 empty] | 52.437 |  |  |  |  | 2019 | Bauer, M.E., Burisch, M., Ostendorf, J., Krause, J., Frenzel, M., Seifert, T., and Gutzmer, J. (2019). Trace element geochemistry of sphalerite in contrasting hydrothermal fluid systems of the Freiberg district, Germany: insights from LA-ICP-MS analysis, near-infrared light microthermometry of sphalerite-hosted fluid inclusions, and sulfur isotope geochemistry. Mineralium Deposita, 54, 237–262. |  | DEU | Saxony
| Freiberg mining district | kb veins, eb veins, fba veins | Magmatic hydrothermal | Intrusion-related | hydrothermal vein-style silver mineralization | Ag | Zn, Pb, In, Ge, Ga | Ag, Zn, Pb, In, Ge, Ga | Bauer et al., 2019 |  | kb50112-2 | kb50112-2 | underground mine |  |  |  |  | ore material | grab | grab | mineral separate | [5 empty] | mineralisation |  |  |  | sphalerite | [6 empty] | galena, pyrite, arsenopyrite, quartz, fluorite, carbonate | polished sections | LA-ICPMS, EMPA | JEOL JXA-8530F equipped with a field emission gun (FEG) and five wavelength-dispersive spectrometers (WDS); 193-nm New Wave Research Excimer laser and an Agilent 7500i quadrupole ICP-MS | Helmholtz Institute Freiberg for Resource Technology (HIF); Friedrich-Alexander-Universität Erlangen-Nürnberg | EPMA: accelerating voltage of 20 kV and a beam current of 30 nA, and a defocused beam of 15 μm diameter. LA-ICP-MS: plasma power of 1320 W, He (0.65 L/min) and Ar (1.09 L/min) as carrier gases, Ar as plasma (14.9 L/min) and auxiliary gas (0.9 L/min), oxide rates of <0.4% ThO+/Th+, repetition rate of 20 Hz, beam spot size of 25 μm, irradiance of 0.74 GW/cm2, fluence of 3.7 J/cm2, 20 s background measurement and 20 s sample ablation, 60-s retention time | MASS-1 (Wilson et al. 2002); NIST SRM 610 and 612 (Pearce et al. 1997); MASS-1 as external Ge standard (57.8±2.6 μg/g Ge); NBS-127, IAEA-S-1, IAEA-S-2, IAEA-S-3, and an in-house Ag2S reference material (sulfur isotopes) |  |  |  |  | 0.20218 | [15 empty] | 0.423 | [5 empty] | 0.083134 | [5 empty] | 0.455 | [9 empty] | 12.786 | [9 empty] | 7.7475 |  |  |  | 0.354 | [13 empty] | 0.411 | [15 empty] | 0.35569 | [15 empty] | 33.278 | [11 empty] | 0.213 | [27 empty] | 51.576 |  |  |  |  | 2019 | Bauer, M.E., Burisch, M., Ostendorf, J., Krause, J., Frenzel, M., Seifert, T., and Gutzmer, J. (2019). Trace element geochemistry of sphalerite in contrasting hydrothermal fluid systems of the Freiberg district, Germany: insights from LA-ICP-MS analysis, near-infrared light microthermometry of sphalerite-hosted fluid inclusions, and sulfur isotope geochemistry. Mineralium Deposita, 54, 237–262. |  | DEU | Saxony
| Freiberg mining district | kb veins, eb veins, fba veins | Magmatic hydrothermal | Intrusion-related | hydrothermal vein-style silver mineralization | Ag | Zn, Pb, In, Ge, Ga | Ag, Zn, Pb, In, Ge, Ga | Bauer et al., 2019 |  | kb50112-3 | kb50112-3 | underground mine |  |  |  |  | ore material | grab | grab | mineral separate | [5 empty] | mineralisation |  |  |  | sphalerite | [6 empty] | galena, pyrite, arsenopyrite, quartz, fluorite, carbonate | polished sections | LA-ICPMS, EMPA | JEOL JXA-8530F equipped with a field emission gun (FEG) and five wavelength-dispersive spectrometers (WDS); 193-nm New Wave Research Excimer laser and an Agilent 7500i quadrupole ICP-MS | Helmholtz Institute Freiberg for Resource Technology (HIF); Friedrich-Alexander-Universität Erlangen-Nürnberg | EPMA: accelerating voltage of 20 kV and a beam current of 30 nA, and a defocused beam of 15 μm diameter. LA-ICP-MS: plasma power of 1320 W, He (0.65 L/min) and Ar (1.09 L/min) as carrier gases, Ar as plasma (14.9 L/min) and auxiliary gas (0.9 L/min), oxide rates of <0.4% ThO+/Th+, repetition rate of 20 Hz, beam spot size of 25 μm, irradiance of 0.74 GW/cm2, fluence of 3.7 J/cm2, 20 s background measurement and 20 s sample ablation, 60-s retention time | MASS-1 (Wilson et al. 2002); NIST SRM 610 and 612 (Pearce et al. 1997); MASS-1 as external Ge standard (57.8±2.6 μg/g Ge); NBS-127, IAEA-S-1, IAEA-S-2, IAEA-S-3, and an in-house Ag2S reference material (sulfur isotopes) | [20 empty] | 0.431 | [5 empty] | 0.10914 | [5 empty] | 0.231 | [9 empty] | 12.574 | [9 empty] | 12.3289 |  |  |  | 0.263 | [13 empty] | 0.245 | [15 empty] | 0.20123 | [15 empty] | 33.16 |  | 0.039453 | [9 empty] | 0.033 | [27 empty] | 52.237 |  |  |  |  | 2019 | Bauer, M.E., Burisch, M., Ostendorf, J., Krause, J., Frenzel, M., Seifert, T., and Gutzmer, J. (2019). Trace element geochemistry of sphalerite in contrasting hydrothermal fluid systems of the Freiberg district, Germany: insights from LA-ICP-MS analysis, near-infrared light microthermometry of sphalerite-hosted fluid inclusions, and sulfur isotope geochemistry. Mineralium Deposita, 54, 237–262. |  | DEU | Saxony
| Freiberg mining district | kb veins, eb veins, fba veins | Magmatic hydrothermal | Intrusion-related | hydrothermal vein-style silver mineralization | Ag | Zn, Pb, In, Ge, Ga | Ag, Zn, Pb, In, Ge, Ga | Bauer et al., 2019 |  | kb50112-4 | kb50112-4 | underground mine |  |  |  |  | ore material | grab | grab | mineral separate | [5 empty] | mineralisation |  |  |  | sphalerite | [6 empty] | galena, pyrite, arsenopyrite, quartz, fluorite, carbonate | polished sections | LA-ICPMS, EMPA | JEOL JXA-8530F equipped with a field emission gun (FEG) and five wavelength-dispersive spectrometers (WDS); 193-nm New Wave Research Excimer laser and an Agilent 7500i quadrupole ICP-MS | Helmholtz Institute Freiberg for Resource Technology (HIF); Friedrich-Alexander-Universität Erlangen-Nürnberg | EPMA: accelerating voltage of 20 kV and a beam current of 30 nA, and a defocused beam of 15 μm diameter. LA-ICP-MS: plasma power of 1320 W, He (0.65 L/min) and Ar (1.09 L/min) as carrier gases, Ar as plasma (14.9 L/min) and auxiliary gas (0.9 L/min), oxide rates of <0.4% ThO+/Th+, repetition rate of 20 Hz, beam spot size of 25 μm, irradiance of 0.74 GW/cm2, fluence of 3.7 J/cm2, 20 s background measurement and 20 s sample ablation, 60-s retention time | MASS-1 (Wilson et al. 2002); NIST SRM 610 and 612 (Pearce et al. 1997); MASS-1 as external Ge standard (57.8±2.6 μg/g Ge); NBS-127, IAEA-S-1, IAEA-S-2, IAEA-S-3, and an in-house Ag2S reference material (sulfur isotopes) | 0.015 | [19 empty] | 0.496 | [5 empty] | 0.075395 | [5 empty] | 0.24 | [9 empty] | 12.722 | [9 empty] | 9.9416 |  |  |  | 0.214 | [13 empty] | 0.197 | [15 empty] | 1.2534 | [15 empty] | 33.547 |  | 0.17708 | [9 empty] | 0.054 | [27 empty] | 52.476 |  |  |  |  | 2019 | Bauer, M.E., Burisch, M., Ostendorf, J., Krause, J., Frenzel, M., Seifert, T., and Gutzmer, J. (2019). Trace element geochemistry of sphalerite in contrasting hydrothermal fluid systems of the Freiberg district, Germany: insights from LA-ICP-MS analysis, near-infrared light microthermometry of sphalerite-hosted fluid inclusions, and sulfur isotope geochemistry. Mineralium Deposita, 54, 237–262. |  | DEU | Saxony
| Freiberg mining district | kb veins, eb veins, fba veins | Magmatic hydrothermal | Intrusion-related | hydrothermal vein-style silver mineralization | Ag | Zn, Pb, In, Ge, Ga | Ag, Zn, Pb, In, Ge, Ga | Bauer et al., 2019 |  | kb50112-5 | kb50112-5 | underground mine |  |  |  |  | ore material | grab | grab | mineral separate | [5 empty] | mineralisation |  |  |  | sphalerite | [6 empty] | galena, pyrite, arsenopyrite, quartz, fluorite, carbonate | polished sections | LA-ICPMS, EMPA | JEOL JXA-8530F equipped with a field emission gun (FEG) and five wavelength-dispersive spectrometers (WDS); 193-nm New Wave Research Excimer laser and an Agilent 7500i quadrupole ICP-MS | Helmholtz Institute Freiberg for Resource Technology (HIF); Friedrich-Alexander-Universität Erlangen-Nürnberg | EPMA: accelerating voltage of 20 kV and a beam current of 30 nA, and a defocused beam of 15 μm diameter. LA-ICP-MS: plasma power of 1320 W, He (0.65 L/min) and Ar (1.09 L/min) as carrier gases, Ar as plasma (14.9 L/min) and auxiliary gas (0.9 L/min), oxide rates of <0.4% ThO+/Th+, repetition rate of 20 Hz, beam spot size of 25 μm, irradiance of 0.74 GW/cm2, fluence of 3.7 J/cm2, 20 s background measurement and 20 s sample ablation, 60-s retention time | MASS-1 (Wilson et al. 2002); NIST SRM 610 and 612 (Pearce et al. 1997); MASS-1 as external Ge standard (57.8±2.6 μg/g Ge); NBS-127, IAEA-S-1, IAEA-S-2, IAEA-S-3, and an in-house Ag2S reference material (sulfur isotopes) | 0.002 |  |  |  | 0.15348 | [15 empty] | 0.426 | [5 empty] | 0.054249 | [5 empty] | 0.15 | [9 empty] | 13.018 | [9 empty] | 6.9733 |  |  |  | 0.165 | [13 empty] | 0.119 | [15 empty] | 0.22772 | [15 empty] | 33.327 | [11 empty] | 0.045 | [27 empty] | 52.359 |  |  |  |  | 2019 | Bauer, M.E., Burisch, M., Ostendorf, J., Krause, J., Frenzel, M., Seifert, T., and Gutzmer, J. (2019). Trace element geochemistry of sphalerite in contrasting hydrothermal fluid systems of the Freiberg district, Germany: insights from LA-ICP-MS analysis, near-infrared light microthermometry of sphalerite-hosted fluid inclusions, and sulfur isotope geochemistry. Mineralium Deposita, 54, 237–262. |  | DEU | Saxony
| Freiberg mining district | kb veins, eb veins, fba veins | Magmatic hydrothermal | Intrusion-related | hydrothermal vein-style silver mineralization | Ag | Zn, Pb, In, Ge, Ga | Ag, Zn, Pb, In, Ge, Ga | Bauer et al., 2019 |  | kb50112-6 | kb50112-6 | underground mine |  |  |  |  | ore material | grab | grab | mineral separate | [5 empty] | mineralisation |  |  |  | sphalerite | [6 empty] | galena, pyrite, arsenopyrite, quartz, fluorite, carbonate | polished sections | LA-ICPMS, EMPA | JEOL JXA-8530F equipped with a field emission gun (FEG) and five wavelength-dispersive spectrometers (WDS); 193-nm New Wave Research Excimer laser and an Agilent 7500i quadrupole ICP-MS | Helmholtz Institute Freiberg for Resource Technology (HIF); Friedrich-Alexander-Universität Erlangen-Nürnberg | EPMA: accelerating voltage of 20 kV and a beam current of 30 nA, and a defocused beam of 15 μm diameter. LA-ICP-MS: plasma power of 1320 W, He (0.65 L/min) and Ar (1.09 L/min) as carrier gases, Ar as plasma (14.9 L/min) and auxiliary gas (0.9 L/min), oxide rates of <0.4% ThO+/Th+, repetition rate of 20 Hz, beam spot size of 25 μm, irradiance of 0.74 GW/cm2, fluence of 3.7 J/cm2, 20 s background measurement and 20 s sample ablation, 60-s retention time | MASS-1 (Wilson et al. 2002); NIST SRM 610 and 612 (Pearce et al. 1997); MASS-1 as external Ge standard (57.8±2.6 μg/g Ge); NBS-127, IAEA-S-1, IAEA-S-2, IAEA-S-3, and an in-house Ag2S reference material (sulfur isotopes) |  |  |  |  | 0.1337 | [15 empty] | 0.438 | [5 empty] | 0.068611 | [5 empty] | 0.242 | [9 empty] | 12.602 | [9 empty] | 7.6847 |  |  |  | 0.243 | [13 empty] | 0.162 | [15 empty] | 1.4353 | [15 empty] | 33.144 |  | 0.29075 | [9 empty] | 0.077 | [27 empty] | 52.603 |  |  |  |  | 2019 | Bauer, M.E., Burisch, M., Ostendorf, J., Krause, J., Frenzel, M., Seifert, T., and Gutzmer, J. (2019). Trace element geochemistry of sphalerite in contrasting hydrothermal fluid systems of the Freiberg district, Germany: insights from LA-ICP-MS analysis, near-infrared light microthermometry of sphalerite-hosted fluid inclusions, and sulfur isotope geochemistry. Mineralium Deposita, 54, 237–262. |  | DEU | Saxony
| Freiberg mining district | kb veins, eb veins, fba veins | Magmatic hydrothermal | Intrusion-related | hydrothermal vein-style silver mineralization | Ag | Zn, Pb, In, Ge, Ga | Ag, Zn, Pb, In, Ge, Ga | Bauer et al., 2019 |  | kb50112-7 | kb50112-7 | underground mine |  |  |  |  | ore material | grab | grab | mineral separate | [5 empty] | mineralisation |  |  |  | sphalerite | [6 empty] | galena, pyrite, arsenopyrite, quartz, fluorite, carbonate | polished sections | LA-ICPMS, EMPA | JEOL JXA-8530F equipped with a field emission gun (FEG) and five wavelength-dispersive spectrometers (WDS); 193-nm New Wave Research Excimer laser and an Agilent 7500i quadrupole ICP-MS | Helmholtz Institute Freiberg for Resource Technology (HIF); Friedrich-Alexander-Universität Erlangen-Nürnberg | EPMA: accelerating voltage of 20 kV and a beam current of 30 nA, and a defocused beam of 15 μm diameter. LA-ICP-MS: plasma power of 1320 W, He (0.65 L/min) and Ar (1.09 L/min) as carrier gases, Ar as plasma (14.9 L/min) and auxiliary gas (0.9 L/min), oxide rates of <0.4% ThO+/Th+, repetition rate of 20 Hz, beam spot size of 25 μm, irradiance of 0.74 GW/cm2, fluence of 3.7 J/cm2, 20 s background measurement and 20 s sample ablation, 60-s retention time | MASS-1 (Wilson et al. 2002); NIST SRM 610 and 612 (Pearce et al. 1997); MASS-1 as external Ge standard (57.8±2.6 μg/g Ge); NBS-127, IAEA-S-1, IAEA-S-2, IAEA-S-3, and an in-house Ag2S reference material (sulfur isotopes) | 0.001 |  |  |  | 0.15257 | [15 empty] | 0.466 | [5 empty] | 0.056427 | [5 empty] | 0.26 | [9 empty] | 13.177 | [9 empty] | 11.3544 |  |  |  | 0.26 | [13 empty] | 0.102 | [15 empty] | 2.775 | [15 empty] | 33.421 |  | 0.47032 | [9 empty] | 0.084 | [27 empty] | 51.956 |  |  |  |  | 2019 | Bauer, M.E., Burisch, M., Ostendorf, J., Krause, J., Frenzel, M., Seifert, T., and Gutzmer, J. (2019). Trace element geochemistry of sphalerite in contrasting hydrothermal fluid systems of the Freiberg district, Germany: insights from LA-ICP-MS analysis, near-infrared light microthermometry of sphalerite-hosted fluid inclusions, and sulfur isotope geochemistry. Mineralium Deposita, 54, 237–262. |  | DEU | Saxony
| Freiberg mining district | kb veins, eb veins, fba veins | Magmatic hydrothermal | Intrusion-related | hydrothermal vein-style silver mineralization | Ag | Zn, Pb, In, Ge, Ga | Ag, Zn, Pb, In, Ge, Ga | Bauer et al., 2019 |  | kb50112-8 | kb50112-8 | underground mine |  |  |  |  | ore material | grab | grab | mineral separate | [5 empty] | mineralisation |  |  |  | sphalerite | [6 empty] | galena, pyrite, arsenopyrite, quartz, fluorite, carbonate | polished sections | LA-ICPMS, EMPA | JEOL JXA-8530F equipped with a field emission gun (FEG) and five wavelength-dispersive spectrometers (WDS); 193-nm New Wave Research Excimer laser and an Agilent 7500i quadrupole ICP-MS | Helmholtz Institute Freiberg for Resource Technology (HIF); Friedrich-Alexander-Universität Erlangen-Nürnberg | EPMA: accelerating voltage of 20 kV and a beam current of 30 nA, and a defocused beam of 15 μm diameter. LA-ICP-MS: plasma power of 1320 W, He (0.65 L/min) and Ar (1.09 L/min) as carrier gases, Ar as plasma (14.9 L/min) and auxiliary gas (0.9 L/min), oxide rates of <0.4% ThO+/Th+, repetition rate of 20 Hz, beam spot size of 25 μm, irradiance of 0.74 GW/cm2, fluence of 3.7 J/cm2, 20 s background measurement and 20 s sample ablation, 60-s retention time | MASS-1 (Wilson et al. 2002); NIST SRM 610 and 612 (Pearce et al. 1997); MASS-1 as external Ge standard (57.8±2.6 μg/g Ge); NBS-127, IAEA-S-1, IAEA-S-2, IAEA-S-3, and an in-house Ag2S reference material (sulfur isotopes) | 0.004 |  |  |  | 0.1725 | [15 empty] | 0.433 | [5 empty] | 0.1219 | [5 empty] | 0.222 | [9 empty] | 12.822 | [9 empty] | 28.4705 |  |  |  | 0.243 | [13 empty] | 0.43 | [15 empty] | 2.3856 | [15 empty] | 33.554 |  | 0.35412 | [9 empty] | 0.059 | [13 empty] | 0.020577 | [13 empty] | 51.911 |  |  |  |  | 2019 | Bauer, M.E., Burisch, M., Ostendorf, J., Krause, J., Frenzel, M., Seifert, T., and Gutzmer, J. (2019). Trace element geochemistry of sphalerite in contrasting hydrothermal fluid systems of the Freiberg district, Germany: insights from LA-ICP-MS analysis, near-infrared light microthermometry of sphalerite-hosted fluid inclusions, and sulfur isotope geochemistry. Mineralium Deposita, 54, 237–262. |  | DEU | Saxony
| Freiberg mining district | kb veins, eb veins, fba veins | Magmatic hydrothermal | Intrusion-related | hydrothermal vein-style silver mineralization | Ag | Zn, Pb, In, Ge, Ga | Ag, Zn, Pb, In, Ge, Ga | Bauer et al., 2019 |  | kb50112-9 | kb50112-9 | underground mine |  |  |  |  | ore material | grab | grab | mineral separate | [5 empty] | mineralisation |  |  |  | sphalerite | [6 empty] | galena, pyrite, arsenopyrite, quartz, fluorite, carbonate | polished sections | LA-ICPMS, EMPA | JEOL JXA-8530F equipped with a field emission gun (FEG) and five wavelength-dispersive spectrometers (WDS); 193-nm New Wave Research Excimer laser and an Agilent 7500i quadrupole ICP-MS | Helmholtz Institute Freiberg for Resource Technology (HIF); Friedrich-Alexander-Universität Erlangen-Nürnberg | EPMA: accelerating voltage of 20 kV and a beam current of 30 nA, and a defocused beam of 15 μm diameter. LA-ICP-MS: plasma power of 1320 W, He (0.65 L/min) and Ar (1.09 L/min) as carrier gases, Ar as plasma (14.9 L/min) and auxiliary gas (0.9 L/min), oxide rates of <0.4% ThO+/Th+, repetition rate of 20 Hz, beam spot size of 25 μm, irradiance of 0.74 GW/cm2, fluence of 3.7 J/cm2, 20 s background measurement and 20 s sample ablation, 60-s retention time | MASS-1 (Wilson et al. 2002); NIST SRM 610 and 612 (Pearce et al. 1997); MASS-1 as external Ge standard (57.8±2.6 μg/g Ge); NBS-127, IAEA-S-1, IAEA-S-2, IAEA-S-3, and an in-house Ag2S reference material (sulfur isotopes) | [20 empty] | 0.31 | [5 empty] | 0.061534 | [5 empty] | 4.438 | [9 empty] | 14.798 | [9 empty] | 23.3596 |  |  |  | 0.306 | [13 empty] | 0.128 | [15 empty] | 0.33559 | [15 empty] | 33.54 | [11 empty] | 0.063 | [27 empty] | 45.823 |  |  |  |  | 2019 | Bauer, M.E., Burisch, M., Ostendorf, J., Krause, J., Frenzel, M., Seifert, T., and Gutzmer, J. (2019). Trace element geochemistry of sphalerite in contrasting hydrothermal fluid systems of the Freiberg district, Germany: insights from LA-ICP-MS analysis, near-infrared light microthermometry of sphalerite-hosted fluid inclusions, and sulfur isotope geochemistry. Mineralium Deposita, 54, 237–262. |  | DEU | Saxony
| Freiberg mining district | kb veins, eb veins, fba veins | Magmatic hydrothermal | Intrusion-related | hydrothermal vein-style silver mineralization | Ag | Zn, Pb, In, Ge, Ga | Ag, Zn, Pb, In, Ge, Ga | Bauer et al., 2019 |  | kb50112-10 | kb50112-10 | underground mine |  |  |  |  | ore material | grab | grab | mineral separate | [5 empty] | mineralisation |  |  |  | sphalerite | [6 empty] | galena, pyrite, arsenopyrite, quartz, fluorite, carbonate | polished sections | LA-ICPMS, EMPA | JEOL JXA-8530F equipped with a field emission gun (FEG) and five wavelength-dispersive spectrometers (WDS); 193-nm New Wave Research Excimer laser and an Agilent 7500i quadrupole ICP-MS | Helmholtz Institute Freiberg for Resource Technology (HIF); Friedrich-Alexander-Universität Erlangen-Nürnberg | EPMA: accelerating voltage of 20 kV and a beam current of 30 nA, and a defocused beam of 15 μm diameter. LA-ICP-MS: plasma power of 1320 W, He (0.65 L/min) and Ar (1.09 L/min) as carrier gases, Ar as plasma (14.9 L/min) and auxiliary gas (0.9 L/min), oxide rates of <0.4% ThO+/Th+, repetition rate of 20 Hz, beam spot size of 25 μm, irradiance of 0.74 GW/cm2, fluence of 3.7 J/cm2, 20 s background measurement and 20 s sample ablation, 60-s retention time | MASS-1 (Wilson et al. 2002); NIST SRM 610 and 612 (Pearce et al. 1997); MASS-1 as external Ge standard (57.8±2.6 μg/g Ge); NBS-127, IAEA-S-1, IAEA-S-2, IAEA-S-3, and an in-house Ag2S reference material (sulfur isotopes) | 0.004 |  |  |  | 0.3148 | [15 empty] | 0.449 | [5 empty] | 0.085988 | [5 empty] | 0.381 | [9 empty] | 13.099 | [9 empty] | 28.808 |  |  |  | 0.313 | [13 empty] | 0.148 | [15 empty] | 0.59298 | [15 empty] | 33.838 |  | 0.082663 | [9 empty] | 0.095 | [13 empty] | 0.017534 | [13 empty] | 51.711 |  |  |  |  | 2019 | Bauer, M.E., Burisch, M., Ostendorf, J., Krause, J., Frenzel, M., Seifert, T., and Gutzmer, J. (2019). Trace element geochemistry of sphalerite in contrasting hydrothermal fluid systems of the Freiberg district, Germany: insights from LA-ICP-MS analysis, near-infrared light microthermometry of sphalerite-hosted fluid inclusions, and sulfur isotope geochemistry. Mineralium Deposita, 54, 237–262. |  | DEU | Saxony
| Freiberg mining district | kb veins, eb veins, fba veins | Magmatic hydrothermal | Intrusion-related | hydrothermal vein-style silver mineralization | Ag | Zn, Pb, In, Ge, Ga | Ag, Zn, Pb, In, Ge, Ga | Bauer et al., 2019 |  | kb50112-11 | kb50112-11 | underground mine |  |  |  |  | ore material | grab | grab | mineral separate | [5 empty] | mineralisation |  |  |  | sphalerite | [6 empty] | galena, pyrite, arsenopyrite, quartz, fluorite, carbonate | polished sections | LA-ICPMS, EMPA | JEOL JXA-8530F equipped with a field emission gun (FEG) and five wavelength-dispersive spectrometers (WDS); 193-nm New Wave Research Excimer laser and an Agilent 7500i quadrupole ICP-MS | Helmholtz Institute Freiberg for Resource Technology (HIF); Friedrich-Alexander-Universität Erlangen-Nürnberg | EPMA: accelerating voltage of 20 kV and a beam current of 30 nA, and a defocused beam of 15 μm diameter. LA-ICP-MS: plasma power of 1320 W, He (0.65 L/min) and Ar (1.09 L/min) as carrier gases, Ar as plasma (14.9 L/min) and auxiliary gas (0.9 L/min), oxide rates of <0.4% ThO+/Th+, repetition rate of 20 Hz, beam spot size of 25 μm, irradiance of 0.74 GW/cm2, fluence of 3.7 J/cm2, 20 s background measurement and 20 s sample ablation, 60-s retention time | MASS-1 (Wilson et al. 2002); NIST SRM 610 and 612 (Pearce et al. 1997); MASS-1 as external Ge standard (57.8±2.6 μg/g Ge); NBS-127, IAEA-S-1, IAEA-S-2, IAEA-S-3, and an in-house Ag2S reference material (sulfur isotopes) |  |  |  |  | 0.22526 | [15 empty] | 0.408 | [5 empty] | 0.1168 | [5 empty] | 0.173 | [9 empty] | 13.153 |  | 0.008 | [7 empty] | 25.4667 |  |  |  | 0.196 | [13 empty] | 0.152 | [15 empty] | 0.45002 | [15 empty] | 33.337 |  | 0.11654 | [9 empty] | 0.009 | [27 empty] | 52.087 |  |  |  |  | 2019 | Bauer, M.E., Burisch, M., Ostendorf, J., Krause, J., Frenzel, M., Seifert, T., and Gutzmer, J. (2019). Trace element geochemistry of sphalerite in contrasting hydrothermal fluid systems of the Freiberg district, Germany: insights from LA-ICP-MS analysis, near-infrared light microthermometry of sphalerite-hosted fluid inclusions, and sulfur isotope geochemistry. Mineralium Deposita, 54, 237–262. |  | DEU | Saxony
| Freiberg mining district | kb veins, eb veins, fba veins | Magmatic hydrothermal | Intrusion-related | hydrothermal vein-style silver mineralization | Ag | Zn, Pb, In, Ge, Ga | Ag, Zn, Pb, In, Ge, Ga | Bauer et al., 2019 |  | kb50112-12 | kb50112-12 | underground mine |  |  |  |  | ore material | grab | grab | mineral separate | [5 empty] | mineralisation |  |  |  | sphalerite | [6 empty] | galena, pyrite, arsenopyrite, quartz, fluorite, carbonate | polished sections | LA-ICPMS, EMPA | JEOL JXA-8530F equipped with a field emission gun (FEG) and five wavelength-dispersive spectrometers (WDS); 193-nm New Wave Research Excimer laser and an Agilent 7500i quadrupole ICP-MS | Helmholtz Institute Freiberg for Resource Technology (HIF); Friedrich-Alexander-Universität Erlangen-Nürnberg | EPMA: accelerating voltage of 20 kV and a beam current of 30 nA, and a defocused beam of 15 μm diameter. LA-ICP-MS: plasma power of 1320 W, He (0.65 L/min) and Ar (1.09 L/min) as carrier gases, Ar as plasma (14.9 L/min) and auxiliary gas (0.9 L/min), oxide rates of <0.4% ThO+/Th+, repetition rate of 20 Hz, beam spot size of 25 μm, irradiance of 0.74 GW/cm2, fluence of 3.7 J/cm2, 20 s background measurement and 20 s sample ablation, 60-s retention time | MASS-1 (Wilson et al. 2002); NIST SRM 610 and 612 (Pearce et al. 1997); MASS-1 as external Ge standard (57.8±2.6 μg/g Ge); NBS-127, IAEA-S-1, IAEA-S-2, IAEA-S-3, and an in-house Ag2S reference material (sulfur isotopes) |  |  |  |  | 0.16709 | [15 empty] | 0.41 | [5 empty] | 0.062692 | [5 empty] | 0.109 | [9 empty] | 13.065 | [9 empty] | 14.5829 |  |  |  | 0.131 | [13 empty] | 0.143 | [15 empty] | 3.8205 | [15 empty] | 33.669 |  | 0.39438 | [9 empty] | 0.008 | [27 empty] | 52.36 |  |  |  |  | 2019 | Bauer, M.E., Burisch, M., Ostendorf, J., Krause, J., Frenzel, M., Seifert, T., and Gutzmer, J. (2019). Trace element geochemistry of sphalerite in contrasting hydrothermal fluid systems of the Freiberg district, Germany: insights from LA-ICP-MS analysis, near-infrared light microthermometry of sphalerite-hosted fluid inclusions, and sulfur isotope geochemistry. Mineralium Deposita, 54, 237–262. |  | DEU | Saxony
| Freiberg mining district | kb veins, eb veins, fba veins | Magmatic hydrothermal | Intrusion-related | hydrothermal vein-style silver mineralization | Ag | Zn, Pb, In, Ge, Ga | Ag, Zn, Pb, In, Ge, Ga | Bauer et al., 2019 |  | kb50112-13 | kb50112-13 | underground mine |  |  |  |  | ore material | grab | grab | mineral separate | [5 empty] | mineralisation |  |  |  | sphalerite | [6 empty] | galena, pyrite, arsenopyrite, quartz, fluorite, carbonate | polished sections | LA-ICPMS, EMPA | JEOL JXA-8530F equipped with a field emission gun (FEG) and five wavelength-dispersive spectrometers (WDS); 193-nm New Wave Research Excimer laser and an Agilent 7500i quadrupole ICP-MS | Helmholtz Institute Freiberg for Resource Technology (HIF); Friedrich-Alexander-Universität Erlangen-Nürnberg | EPMA: accelerating voltage of 20 kV and a beam current of 30 nA, and a defocused beam of 15 μm diameter. LA-ICP-MS: plasma power of 1320 W, He (0.65 L/min) and Ar (1.09 L/min) as carrier gases, Ar as plasma (14.9 L/min) and auxiliary gas (0.9 L/min), oxide rates of <0.4% ThO+/Th+, repetition rate of 20 Hz, beam spot size of 25 μm, irradiance of 0.74 GW/cm2, fluence of 3.7 J/cm2, 20 s background measurement and 20 s sample ablation, 60-s retention time | MASS-1 (Wilson et al. 2002); NIST SRM 610 and 612 (Pearce et al. 1997); MASS-1 as external Ge standard (57.8±2.6 μg/g Ge); NBS-127, IAEA-S-1, IAEA-S-2, IAEA-S-3, and an in-house Ag2S reference material (sulfur isotopes) | 0.004 |  |  |  | 0.1452 | [15 empty] | 0.392 | [5 empty] | 0.064518 | [5 empty] | 0.127 | [9 empty] | 13.259 | [9 empty] | 13.5242 |  |  |  | 0.139 | [13 empty] | 0.139 | [15 empty] | 0.67155 | [15 empty] | 33.622 |  | 0.11099 | [37 empty] | 52.187 |  |  |  |  | 2019 | Bauer, M.E., Burisch, M., Ostendorf, J., Krause, J., Frenzel, M., Seifert, T., and Gutzmer, J. (2019). Trace element geochemistry of sphalerite in contrasting hydrothermal fluid systems of the Freiberg district, Germany: insights from LA-ICP-MS analysis, near-infrared light microthermometry of sphalerite-hosted fluid inclusions, and sulfur isotope geochemistry. Mineralium Deposita, 54, 237–262. |  | DEU | Saxony
| Freiberg mining district | kb veins, eb veins, fba veins | Magmatic hydrothermal | Intrusion-related | hydrothermal vein-style silver mineralization | Ag | Zn, Pb, In, Ge, Ga | Ag, Zn, Pb, In, Ge, Ga | Bauer et al., 2019 |  | kb50236-1 | kb50236-1 | underground mine |  |  |  |  | ore material | grab | grab | mineral separate | [5 empty] | mineralisation |  |  |  | sphalerite | [6 empty] | galena, pyrite, arsenopyrite, quartz, fluorite, carbonate | polished sections | LA-ICPMS, EMPA | JEOL JXA-8530F equipped with a field emission gun (FEG) and five wavelength-dispersive spectrometers (WDS); 193-nm New Wave Research Excimer laser and an Agilent 7500i quadrupole ICP-MS | Helmholtz Institute Freiberg for Resource Technology (HIF); Friedrich-Alexander-Universität Erlangen-Nürnberg | EPMA: accelerating voltage of 20 kV and a beam current of 30 nA, and a defocused beam of 15 μm diameter. LA-ICP-MS: plasma power of 1320 W, He (0.65 L/min) and Ar (1.09 L/min) as carrier gases, Ar as plasma (14.9 L/min) and auxiliary gas (0.9 L/min), oxide rates of <0.4% ThO+/Th+, repetition rate of 20 Hz, beam spot size of 25 μm, irradiance of 0.74 GW/cm2, fluence of 3.7 J/cm2, 20 s background measurement and 20 s sample ablation, 60-s retention time | MASS-1 (Wilson et al. 2002); NIST SRM 610 and 612 (Pearce et al. 1997); MASS-1 as external Ge standard (57.8±2.6 μg/g Ge); NBS-127, IAEA-S-1, IAEA-S-2, IAEA-S-3, and an in-house Ag2S reference material (sulfur isotopes) |  |  |  |  | 0.11248 | [15 empty] | 0.432 | [5 empty] | 55.8793 | [5 empty] | 0.152 | [9 empty] | 13.386 | [9 empty] | 10.2992 |  |  |  | 0.194 | [13 empty] | 0.284 | [15 empty] | 1.662 | [15 empty] | 33.354 |  | 0.83305 |  |  |  | 24.175 | [19 empty] | 0.075212 | [13 empty] | 51.75 |  |  |  |  | 2019 | Bauer, M.E., Burisch, M., Ostendorf, J., Krause, J., Frenzel, M., Seifert, T., and Gutzmer, J. (2019). Trace element geochemistry of sphalerite in contrasting hydrothermal fluid systems of the Freiberg district, Germany: insights from LA-ICP-MS analysis, near-infrared light microthermometry of sphalerite-hosted fluid inclusions, and sulfur isotope geochemistry. Mineralium Deposita, 54, 237–262. |  | DEU | Saxony
| Freiberg mining district | kb veins, eb veins, fba veins | Magmatic hydrothermal | Intrusion-related | hydrothermal vein-style silver mineralization | Ag | Zn, Pb, In, Ge, Ga | Ag, Zn, Pb, In, Ge, Ga | Bauer et al., 2019 |  | kb50236-2 | kb50236-2 | underground mine |  |  |  |  | ore material | grab | grab | mineral separate | [5 empty] | mineralisation |  |  |  | sphalerite | [6 empty] | galena, pyrite, arsenopyrite, quartz, fluorite, carbonate | polished sections | LA-ICPMS, EMPA | JEOL JXA-8530F equipped with a field emission gun (FEG) and five wavelength-dispersive spectrometers (WDS); 193-nm New Wave Research Excimer laser and an Agilent 7500i quadrupole ICP-MS | Helmholtz Institute Freiberg for Resource Technology (HIF); Friedrich-Alexander-Universität Erlangen-Nürnberg | EPMA: accelerating voltage of 20 kV and a beam current of 30 nA, and a defocused beam of 15 μm diameter. LA-ICP-MS: plasma power of 1320 W, He (0.65 L/min) and Ar (1.09 L/min) as carrier gases, Ar as plasma (14.9 L/min) and auxiliary gas (0.9 L/min), oxide rates of <0.4% ThO+/Th+, repetition rate of 20 Hz, beam spot size of 25 μm, irradiance of 0.74 GW/cm2, fluence of 3.7 J/cm2, 20 s background measurement and 20 s sample ablation, 60-s retention time | MASS-1 (Wilson et al. 2002); NIST SRM 610 and 612 (Pearce et al. 1997); MASS-1 as external Ge standard (57.8±2.6 μg/g Ge); NBS-127, IAEA-S-1, IAEA-S-2, IAEA-S-3, and an in-house Ag2S reference material (sulfur isotopes) | 0.006 | [19 empty] | 0.535 | [5 empty] | 0.488 | [5 empty] | 0.013 | [9 empty] | 12.394 | [9 empty] | 8.8665 |  |  |  | 0.007 | [13 empty] | 0.19 | [15 empty] | 1.1916 | [15 empty] | 33.471 | [11 empty] | 0.003 | [27 empty] | 53.091 |  |  |  |  | 2019 | Bauer, M.E., Burisch, M., Ostendorf, J., Krause, J., Frenzel, M., Seifert, T., and Gutzmer, J. (2019). Trace element geochemistry of sphalerite in contrasting hydrothermal fluid systems of the Freiberg district, Germany: insights from LA-ICP-MS analysis, near-infrared light microthermometry of sphalerite-hosted fluid inclusions, and sulfur isotope geochemistry. Mineralium Deposita, 54, 237–262. |  | DEU | Saxony
| Freiberg mining district | kb veins, eb veins, fba veins | Magmatic hydrothermal | Intrusion-related | hydrothermal vein-style silver mineralization | Ag | Zn, Pb, In, Ge, Ga | Ag, Zn, Pb, In, Ge, Ga | Bauer et al., 2019 |  | kb50236-3 | kb50236-3 | underground mine |  |  |  |  | ore material | grab | grab | mineral separate | [5 empty] | mineralisation |  |  |  | sphalerite | [6 empty] | galena, pyrite, arsenopyrite, quartz, fluorite, carbonate | polished sections | LA-ICPMS, EMPA | JEOL JXA-8530F equipped with a field emission gun (FEG) and five wavelength-dispersive spectrometers (WDS); 193-nm New Wave Research Excimer laser and an Agilent 7500i quadrupole ICP-MS | Helmholtz Institute Freiberg for Resource Technology (HIF); Friedrich-Alexander-Universität Erlangen-Nürnberg | EPMA: accelerating voltage of 20 kV and a beam current of 30 nA, and a defocused beam of 15 μm diameter. LA-ICP-MS: plasma power of 1320 W, He (0.65 L/min) and Ar (1.09 L/min) as carrier gases, Ar as plasma (14.9 L/min) and auxiliary gas (0.9 L/min), oxide rates of <0.4% ThO+/Th+, repetition rate of 20 Hz, beam spot size of 25 μm, irradiance of 0.74 GW/cm2, fluence of 3.7 J/cm2, 20 s background measurement and 20 s sample ablation, 60-s retention time | MASS-1 (Wilson et al. 2002); NIST SRM 610 and 612 (Pearce et al. 1997); MASS-1 as external Ge standard (57.8±2.6 μg/g Ge); NBS-127, IAEA-S-1, IAEA-S-2, IAEA-S-3, and an in-house Ag2S reference material (sulfur isotopes) |  |  |  |  | 0.15526 | [15 empty] | 0.554 | [5 empty] | 0.34518 | [5 empty] | 0.425 | [9 empty] | 11.937 | [9 empty] | 9.4611 |  |  |  | 0.035 | [13 empty] | 0.187 | [15 empty] | 4.6816 | [15 empty] | 33.111 |  | 0.28133 | [9 empty] | 0.018 | [13 empty] | 0.019424 | [13 empty] | 53.201 |  |  |  |  | 2019 | Bauer, M.E., Burisch, M., Ostendorf, J., Krause, J., Frenzel, M., Seifert, T., and Gutzmer, J. (2019). Trace element geochemistry of sphalerite in contrasting hydrothermal fluid systems of the Freiberg district, Germany: insights from LA-ICP-MS analysis, near-infrared light microthermometry of sphalerite-hosted fluid inclusions, and sulfur isotope geochemistry. Mineralium Deposita, 54, 237–262. |  | DEU | Saxony
| Freiberg mining district | kb veins, eb veins, fba veins | Magmatic hydrothermal | Intrusion-related | hydrothermal vein-style silver mineralization | Ag | Zn, Pb, In, Ge, Ga | Ag, Zn, Pb, In, Ge, Ga | Bauer et al., 2019 |  | kb50236-4 | kb50236-4 | underground mine |  |  |  |  | ore material | grab | grab | mineral separate | [5 empty] | mineralisation |  |  |  | sphalerite | [6 empty] | galena, pyrite, arsenopyrite, quartz, fluorite, carbonate | polished sections | LA-ICPMS, EMPA | JEOL JXA-8530F equipped with a field emission gun (FEG) and five wavelength-dispersive spectrometers (WDS); 193-nm New Wave Research Excimer laser and an Agilent 7500i quadrupole ICP-MS | Helmholtz Institute Freiberg for Resource Technology (HIF); Friedrich-Alexander-Universität Erlangen-Nürnberg | EPMA: accelerating voltage of 20 kV and a beam current of 30 nA, and a defocused beam of 15 μm diameter. LA-ICP-MS: plasma power of 1320 W, He (0.65 L/min) and Ar (1.09 L/min) as carrier gases, Ar as plasma (14.9 L/min) and auxiliary gas (0.9 L/min), oxide rates of <0.4% ThO+/Th+, repetition rate of 20 Hz, beam spot size of 25 μm, irradiance of 0.74 GW/cm2, fluence of 3.7 J/cm2, 20 s background measurement and 20 s sample ablation, 60-s retention time | MASS-1 (Wilson et al. 2002); NIST SRM 610 and 612 (Pearce et al. 1997); MASS-1 as external Ge standard (57.8±2.6 μg/g Ge); NBS-127, IAEA-S-1, IAEA-S-2, IAEA-S-3, and an in-house Ag2S reference material (sulfur isotopes) |  |  |  |  | 0.16442 | [15 empty] | 0.522 | [5 empty] | 0.43926 | [5 empty] | 0.103 | [9 empty] | 12.25 | [9 empty] | 26.4905 |  |  |  | 0.079 | [13 empty] | 0.186 | [15 empty] | 0.14045 | [15 empty] | 33.516 | [11 empty] | 0.042 | [27 empty] | 52.985 |  |  |  |  | 2019 | Bauer, M.E., Burisch, M., Ostendorf, J., Krause, J., Frenzel, M., Seifert, T., and Gutzmer, J. (2019). Trace element geochemistry of sphalerite in contrasting hydrothermal fluid systems of the Freiberg district, Germany: insights from LA-ICP-MS analysis, near-infrared light microthermometry of sphalerite-hosted fluid inclusions, and sulfur isotope geochemistry. Mineralium Deposita, 54, 237–262. |  | DEU | Saxony
| Freiberg mining district | kb veins, eb veins, fba veins | Magmatic hydrothermal | Intrusion-related | hydrothermal vein-style silver mineralization | Ag | Zn, Pb, In, Ge, Ga | Ag, Zn, Pb, In, Ge, Ga | Bauer et al., 2019 |  | kb50236-5 | kb50236-5 | underground mine |  |  |  |  | ore material | grab | grab | mineral separate | [5 empty] | mineralisation |  |  |  | sphalerite | [6 empty] | galena, pyrite, arsenopyrite, quartz, fluorite, carbonate | polished sections | LA-ICPMS, EMPA | JEOL JXA-8530F equipped with a field emission gun (FEG) and five wavelength-dispersive spectrometers (WDS); 193-nm New Wave Research Excimer laser and an Agilent 7500i quadrupole ICP-MS | Helmholtz Institute Freiberg for Resource Technology (HIF); Friedrich-Alexander-Universität Erlangen-Nürnberg | EPMA: accelerating voltage of 20 kV and a beam current of 30 nA, and a defocused beam of 15 μm diameter. LA-ICP-MS: plasma power of 1320 W, He (0.65 L/min) and Ar (1.09 L/min) as carrier gases, Ar as plasma (14.9 L/min) and auxiliary gas (0.9 L/min), oxide rates of <0.4% ThO+/Th+, repetition rate of 20 Hz, beam spot size of 25 μm, irradiance of 0.74 GW/cm2, fluence of 3.7 J/cm2, 20 s background measurement and 20 s sample ablation, 60-s retention time | MASS-1 (Wilson et al. 2002); NIST SRM 610 and 612 (Pearce et al. 1997); MASS-1 as external Ge standard (57.8±2.6 μg/g Ge); NBS-127, IAEA-S-1, IAEA-S-2, IAEA-S-3, and an in-house Ag2S reference material (sulfur isotopes) | [20 empty] | 0.51 | [5 empty] | 0.43672 | [5 empty] | 0.075 | [9 empty] | 12.198 | [9 empty] | 26.2895 |  |  |  | 0.057 | [13 empty] | 0.184 | [15 empty] | 1.3511 | [15 empty] | 33.262 |  | 0.6323 | [9 empty] | 0.026 | [13 empty] | 0.031612 | [13 empty] | 53.103 |  |  |  |  | 2019 | Bauer, M.E., Burisch, M., Ostendorf, J., Krause, J., Frenzel, M., Seifert, T., and Gutzmer, J. (2019). Trace element geochemistry of sphalerite in contrasting hydrothermal fluid systems of the Freiberg district, Germany: insights from LA-ICP-MS analysis, near-infrared light microthermometry of sphalerite-hosted fluid inclusions, and sulfur isotope geochemistry. Mineralium Deposita, 54, 237–262. |  | DEU | Saxony
| Freiberg mining district | kb veins, eb veins, fba veins | Magmatic hydrothermal | Intrusion-related | hydrothermal vein-style silver mineralization | Ag | Zn, Pb, In, Ge, Ga | Ag, Zn, Pb, In, Ge, Ga | Bauer et al., 2019 |  | kb50236-6 | kb50236-6 | underground mine |  |  |  |  | ore material | grab | grab | mineral separate | [5 empty] | mineralisation |  |  |  | sphalerite | [6 empty] | galena, pyrite, arsenopyrite, quartz, fluorite, carbonate | polished sections | LA-ICPMS, EMPA | JEOL JXA-8530F equipped with a field emission gun (FEG) and five wavelength-dispersive spectrometers (WDS); 193-nm New Wave Research Excimer laser and an Agilent 7500i quadrupole ICP-MS | Helmholtz Institute Freiberg for Resource Technology (HIF); Friedrich-Alexander-Universität Erlangen-Nürnberg | EPMA: accelerating voltage of 20 kV and a beam current of 30 nA, and a defocused beam of 15 μm diameter. LA-ICP-MS: plasma power of 1320 W, He (0.65 L/min) and Ar (1.09 L/min) as carrier gases, Ar as plasma (14.9 L/min) and auxiliary gas (0.9 L/min), oxide rates of <0.4% ThO+/Th+, repetition rate of 20 Hz, beam spot size of 25 μm, irradiance of 0.74 GW/cm2, fluence of 3.7 J/cm2, 20 s background measurement and 20 s sample ablation, 60-s retention time | MASS-1 (Wilson et al. 2002); NIST SRM 610 and 612 (Pearce et al. 1997); MASS-1 as external Ge standard (57.8±2.6 μg/g Ge); NBS-127, IAEA-S-1, IAEA-S-2, IAEA-S-3, and an in-house Ag2S reference material (sulfur isotopes) |  |  |  |  | 0.18017 | [15 empty] | 0.556 | [5 empty] | 0.52229 | [5 empty] | 0.087 | [9 empty] | 12.119 | [9 empty] | 24.9417 |  |  |  | 0.039 | [13 empty] | 0.189 | [15 empty] | 0.1874 | [15 empty] | 33.35 | [11 empty] | 0.029 | [27 empty] | 52.902 |  |  |  |  | 2019 | Bauer, M.E., Burisch, M., Ostendorf, J., Krause, J., Frenzel, M., Seifert, T., and Gutzmer, J. (2019). Trace element geochemistry of sphalerite in contrasting hydrothermal fluid systems of the Freiberg district, Germany: insights from LA-ICP-MS analysis, near-infrared light microthermometry of sphalerite-hosted fluid inclusions, and sulfur isotope geochemistry. Mineralium Deposita, 54, 237–262. |  | DEU | Saxony
| Freiberg mining district | kb veins, eb veins, fba veins | Magmatic hydrothermal | Intrusion-related | hydrothermal vein-style silver mineralization | Ag | Zn, Pb, In, Ge, Ga | Ag, Zn, Pb, In, Ge, Ga | Bauer et al., 2019 |  | kb50236-7 | kb50236-7 | underground mine |  |  |  |  | ore material | grab | grab | mineral separate | [5 empty] | mineralisation |  |  |  | sphalerite | [6 empty] | galena, pyrite, arsenopyrite, quartz, fluorite, carbonate | polished sections | LA-ICPMS, EMPA | JEOL JXA-8530F equipped with a field emission gun (FEG) and five wavelength-dispersive spectrometers (WDS); 193-nm New Wave Research Excimer laser and an Agilent 7500i quadrupole ICP-MS | Helmholtz Institute Freiberg for Resource Technology (HIF); Friedrich-Alexander-Universität Erlangen-Nürnberg | EPMA: accelerating voltage of 20 kV and a beam current of 30 nA, and a defocused beam of 15 μm diameter. LA-ICP-MS: plasma power of 1320 W, He (0.65 L/min) and Ar (1.09 L/min) as carrier gases, Ar as plasma (14.9 L/min) and auxiliary gas (0.9 L/min), oxide rates of <0.4% ThO+/Th+, repetition rate of 20 Hz, beam spot size of 25 μm, irradiance of 0.74 GW/cm2, fluence of 3.7 J/cm2, 20 s background measurement and 20 s sample ablation, 60-s retention time | MASS-1 (Wilson et al. 2002); NIST SRM 610 and 612 (Pearce et al. 1997); MASS-1 as external Ge standard (57.8±2.6 μg/g Ge); NBS-127, IAEA-S-1, IAEA-S-2, IAEA-S-3, and an in-house Ag2S reference material (sulfur isotopes) |  |  |  |  | 0.16366 | [15 empty] | 0.488 | [5 empty] | 6.8419 | [5 empty] | 0.237 | [9 empty] | 12.494 | [9 empty] | 11.8459 |  |  |  | 0.04 | [13 empty] | 0.508 | [15 empty] | 1.4192 | [15 empty] | 33.499 |  | 0.047932 |  |  |  | 0.98991 | [33 empty] | 52.428 |  |  |  |  | 2019 | Bauer, M.E., Burisch, M., Ostendorf, J., Krause, J., Frenzel, M., Seifert, T., and Gutzmer, J. (2019). Trace element geochemistry of sphalerite in contrasting hydrothermal fluid systems of the Freiberg district, Germany: insights from LA-ICP-MS analysis, near-infrared light microthermometry of sphalerite-hosted fluid inclusions, and sulfur isotope geochemistry. Mineralium Deposita, 54, 237–262. |  | DEU | Saxony
| Freiberg mining district | kb veins, eb veins, fba veins | Magmatic hydrothermal | Intrusion-related | hydrothermal vein-style silver mineralization | Ag | Zn, Pb, In, Ge, Ga | Ag, Zn, Pb, In, Ge, Ga | Bauer et al., 2019 |  | kbSohle13-1 | kbSohle13-1 | underground mine |  |  |  |  | ore material | grab | grab | mineral separate | [5 empty] | mineralisation |  |  |  | sphalerite | [6 empty] | galena, pyrite, arsenopyrite, quartz, fluorite, carbonate | polished sections | LA-ICPMS, EMPA | JEOL JXA-8530F equipped with a field emission gun (FEG) and five wavelength-dispersive spectrometers (WDS); 193-nm New Wave Research Excimer laser and an Agilent 7500i quadrupole ICP-MS | Helmholtz Institute Freiberg for Resource Technology (HIF); Friedrich-Alexander-Universität Erlangen-Nürnberg | EPMA: accelerating voltage of 20 kV and a beam current of 30 nA, and a defocused beam of 15 μm diameter. LA-ICP-MS: plasma power of 1320 W, He (0.65 L/min) and Ar (1.09 L/min) as carrier gases, Ar as plasma (14.9 L/min) and auxiliary gas (0.9 L/min), oxide rates of <0.4% ThO+/Th+, repetition rate of 20 Hz, beam spot size of 25 μm, irradiance of 0.74 GW/cm2, fluence of 3.7 J/cm2, 20 s background measurement and 20 s sample ablation, 60-s retention time | MASS-1 (Wilson et al. 2002); NIST SRM 610 and 612 (Pearce et al. 1997); MASS-1 as external Ge standard (57.8±2.6 μg/g Ge); NBS-127, IAEA-S-1, IAEA-S-2, IAEA-S-3, and an in-house Ag2S reference material (sulfur isotopes) | 0.015 |  |  |  | 0.12635 | [15 empty] | 0.374 | [5 empty] | 1.2913 | [5 empty] | 5.387 | [9 empty] | 16.189 | [9 empty] | 8.9816 |  |  |  | 0.11 | [13 empty] | 0.482 | [15 empty] | 0.12942 | [15 empty] | 33.819 | [7 empty] | 0.003 |  |  |  | 0.036 | [13 empty] | 0.015746 | [13 empty] | 43.512 |  |  |  |  | 2019 | Bauer, M.E., Burisch, M., Ostendorf, J., Krause, J., Frenzel, M., Seifert, T., and Gutzmer, J. (2019). Trace element geochemistry of sphalerite in contrasting hydrothermal fluid systems of the Freiberg district, Germany: insights from LA-ICP-MS analysis, near-infrared light microthermometry of sphalerite-hosted fluid inclusions, and sulfur isotope geochemistry. Mineralium Deposita, 54, 237–262. |  | DEU | Saxony
| Freiberg mining district | kb veins, eb veins, fba veins | Magmatic hydrothermal | Intrusion-related | hydrothermal vein-style silver mineralization | Ag | Zn, Pb, In, Ge, Ga | Ag, Zn, Pb, In, Ge, Ga | Bauer et al., 2019 |  | kbSohle13-2 | kbSohle13-2 | underground mine |  |  |  |  | ore material | grab | grab | mineral separate | [5 empty] | mineralisation |  |  |  | sphalerite | [6 empty] | galena, pyrite, arsenopyrite, quartz, fluorite, carbonate | polished sections | LA-ICPMS, EMPA | JEOL JXA-8530F equipped with a field emission gun (FEG) and five wavelength-dispersive spectrometers (WDS); 193-nm New Wave Research Excimer laser and an Agilent 7500i quadrupole ICP-MS | Helmholtz Institute Freiberg for Resource Technology (HIF); Friedrich-Alexander-Universität Erlangen-Nürnberg | EPMA: accelerating voltage of 20 kV and a beam current of 30 nA, and a defocused beam of 15 μm diameter. LA-ICP-MS: plasma power of 1320 W, He (0.65 L/min) and Ar (1.09 L/min) as carrier gases, Ar as plasma (14.9 L/min) and auxiliary gas (0.9 L/min), oxide rates of <0.4% ThO+/Th+, repetition rate of 20 Hz, beam spot size of 25 μm, irradiance of 0.74 GW/cm2, fluence of 3.7 J/cm2, 20 s background measurement and 20 s sample ablation, 60-s retention time | MASS-1 (Wilson et al. 2002); NIST SRM 610 and 612 (Pearce et al. 1997); MASS-1 as external Ge standard (57.8±2.6 μg/g Ge); NBS-127, IAEA-S-1, IAEA-S-2, IAEA-S-3, and an in-house Ag2S reference material (sulfur isotopes) | 0.008 |  |  |  | 0.15676 | [15 empty] | 0.762 | [5 empty] | 16.9736 | [5 empty] | 0.247 | [9 empty] | 13.864 | [9 empty] | 16.8493 |  |  |  | 0.4 | [13 empty] | 0.185 | [15 empty] | 0.10758 | [15 empty] | 33.52 | [5 empty] | 196.7538 | [5 empty] | 0.007 | [27 empty] | 50.677 |  |  |  |  | 2019 | Bauer, M.E., Burisch, M., Ostendorf, J., Krause, J., Frenzel, M., Seifert, T., and Gutzmer, J. (2019). Trace element geochemistry of sphalerite in contrasting hydrothermal fluid systems of the Freiberg district, Germany: insights from LA-ICP-MS analysis, near-infrared light microthermometry of sphalerite-hosted fluid inclusions, and sulfur isotope geochemistry. Mineralium Deposita, 54, 237–262. |  | DEU | Saxony
| Freiberg mining district | kb veins, eb veins, fba veins | Magmatic hydrothermal | Intrusion-related | hydrothermal vein-style silver mineralization | Ag | Zn, Pb, In, Ge, Ga | Ag, Zn, Pb, In, Ge, Ga | Bauer et al., 2019 |  | kbSohle13-3 | kbSohle13-3 | underground mine |  |  |  |  | ore material | grab | grab | mineral separate | [5 empty] | mineralisation |  |  |  | sphalerite | [6 empty] | galena, pyrite, arsenopyrite, quartz, fluorite, carbonate | polished sections | LA-ICPMS, EMPA | JEOL JXA-8530F equipped with a field emission gun (FEG) and five wavelength-dispersive spectrometers (WDS); 193-nm New Wave Research Excimer laser and an Agilent 7500i quadrupole ICP-MS | Helmholtz Institute Freiberg for Resource Technology (HIF); Friedrich-Alexander-Universität Erlangen-Nürnberg | EPMA: accelerating voltage of 20 kV and a beam current of 30 nA, and a defocused beam of 15 μm diameter. LA-ICP-MS: plasma power of 1320 W, He (0.65 L/min) and Ar (1.09 L/min) as carrier gases, Ar as plasma (14.9 L/min) and auxiliary gas (0.9 L/min), oxide rates of <0.4% ThO+/Th+, repetition rate of 20 Hz, beam spot size of 25 μm, irradiance of 0.74 GW/cm2, fluence of 3.7 J/cm2, 20 s background measurement and 20 s sample ablation, 60-s retention time | MASS-1 (Wilson et al. 2002); NIST SRM 610 and 612 (Pearce et al. 1997); MASS-1 as external Ge standard (57.8±2.6 μg/g Ge); NBS-127, IAEA-S-1, IAEA-S-2, IAEA-S-3, and an in-house Ag2S reference material (sulfur isotopes) |  |  |  |  | 0.11802 | [15 empty] | 0.466 | [5 empty] | 2.0511 | [5 empty] | 0.097 | [9 empty] | 13.354 | [9 empty] | 27.7875 |  |  |  | 0.144 | [13 empty] | 0.742 | [15 empty] | 0.19968 | [15 empty] | 33.546 | [5 empty] | 0.5963 | [33 empty] | 51.282 |  |  |  |  | 2019 | Bauer, M.E., Burisch, M., Ostendorf, J., Krause, J., Frenzel, M., Seifert, T., and Gutzmer, J. (2019). Trace element geochemistry of sphalerite in contrasting hydrothermal fluid systems of the Freiberg district, Germany: insights from LA-ICP-MS analysis, near-infrared light microthermometry of sphalerite-hosted fluid inclusions, and sulfur isotope geochemistry. Mineralium Deposita, 54, 237–262. |  | DEU | Saxony
| Freiberg mining district | kb veins, eb veins, fba veins | Magmatic hydrothermal | Intrusion-related | hydrothermal vein-style silver mineralization | Ag | Zn, Pb, In, Ge, Ga | Ag, Zn, Pb, In, Ge, Ga | Bauer et al., 2019 |  | kbSohle13-4 | kbSohle13-4 | underground mine |  |  |  |  | ore material | grab | grab | mineral separate | [5 empty] | mineralisation |  |  |  | sphalerite | [6 empty] | galena, pyrite, arsenopyrite, quartz, fluorite, carbonate | polished sections | LA-ICPMS, EMPA | JEOL JXA-8530F equipped with a field emission gun (FEG) and five wavelength-dispersive spectrometers (WDS); 193-nm New Wave Research Excimer laser and an Agilent 7500i quadrupole ICP-MS | Helmholtz Institute Freiberg for Resource Technology (HIF); Friedrich-Alexander-Universität Erlangen-Nürnberg | EPMA: accelerating voltage of 20 kV and a beam current of 30 nA, and a defocused beam of 15 μm diameter. LA-ICP-MS: plasma power of 1320 W, He (0.65 L/min) and Ar (1.09 L/min) as carrier gases, Ar as plasma (14.9 L/min) and auxiliary gas (0.9 L/min), oxide rates of <0.4% ThO+/Th+, repetition rate of 20 Hz, beam spot size of 25 μm, irradiance of 0.74 GW/cm2, fluence of 3.7 J/cm2, 20 s background measurement and 20 s sample ablation, 60-s retention time | MASS-1 (Wilson et al. 2002); NIST SRM 610 and 612 (Pearce et al. 1997); MASS-1 as external Ge standard (57.8±2.6 μg/g Ge); NBS-127, IAEA-S-1, IAEA-S-2, IAEA-S-3, and an in-house Ag2S reference material (sulfur isotopes) | [20 empty] | 0.582 | [5 empty] | 17.1374 | [5 empty] | 0.065 | [9 empty] | 12.751 | [9 empty] | 13.2754 |  |  |  | 0.079 | [13 empty] | 0.695 | [15 empty] | 1.4075 | [15 empty] | 33.952 |  | 0.2323 |  |  |  | 10.725 | [5 empty] | 0.001 | [27 empty] | 51.97 |  |  |  |  | 2019 | Bauer, M.E., Burisch, M., Ostendorf, J., Krause, J., Frenzel, M., Seifert, T., and Gutzmer, J. (2019). Trace element geochemistry of sphalerite in contrasting hydrothermal fluid systems of the Freiberg district, Germany: insights from LA-ICP-MS analysis, near-infrared light microthermometry of sphalerite-hosted fluid inclusions, and sulfur isotope geochemistry. Mineralium Deposita, 54, 237–262. |  | DEU | Saxony
| Freiberg mining district | kb veins, eb veins, fba veins | Magmatic hydrothermal | Intrusion-related | hydrothermal vein-style silver mineralization | Ag | Zn, Pb, In, Ge, Ga | Ag, Zn, Pb, In, Ge, Ga | Bauer et al., 2019 |  | kbSohle13-5 | kbSohle13-5 | underground mine |  |  |  |  | ore material | grab | grab | mineral separate | [5 empty] | mineralisation |  |  |  | sphalerite | [6 empty] | galena, pyrite, arsenopyrite, quartz, fluorite, carbonate | polished sections | LA-ICPMS, EMPA | JEOL JXA-8530F equipped with a field emission gun (FEG) and five wavelength-dispersive spectrometers (WDS); 193-nm New Wave Research Excimer laser and an Agilent 7500i quadrupole ICP-MS | Helmholtz Institute Freiberg for Resource Technology (HIF); Friedrich-Alexander-Universität Erlangen-Nürnberg | EPMA: accelerating voltage of 20 kV and a beam current of 30 nA, and a defocused beam of 15 μm diameter. LA-ICP-MS: plasma power of 1320 W, He (0.65 L/min) and Ar (1.09 L/min) as carrier gases, Ar as plasma (14.9 L/min) and auxiliary gas (0.9 L/min), oxide rates of <0.4% ThO+/Th+, repetition rate of 20 Hz, beam spot size of 25 μm, irradiance of 0.74 GW/cm2, fluence of 3.7 J/cm2, 20 s background measurement and 20 s sample ablation, 60-s retention time | MASS-1 (Wilson et al. 2002); NIST SRM 610 and 612 (Pearce et al. 1997); MASS-1 as external Ge standard (57.8±2.6 μg/g Ge); NBS-127, IAEA-S-1, IAEA-S-2, IAEA-S-3, and an in-house Ag2S reference material (sulfur isotopes) |  |  |  |  | 0.13084 | [15 empty] | 0.573 | [5 empty] | 17.1516 | [5 empty] | 0.101 | [9 empty] | 12.71 | [9 empty] | 8.9005 |  |  |  | 0.063 | [13 empty] | 0.676 | [15 empty] | 5.7509 | [15 empty] | 33.758 |  | 1.3393 |  |  |  | 11.088 | [19 empty] | 0.02335 | [13 empty] | 52.113 |  |  |  |  | 2019 | Bauer, M.E., Burisch, M., Ostendorf, J., Krause, J., Frenzel, M., Seifert, T., and Gutzmer, J. (2019). Trace element geochemistry of sphalerite in contrasting hydrothermal fluid systems of the Freiberg district, Germany: insights from LA-ICP-MS analysis, near-infrared light microthermometry of sphalerite-hosted fluid inclusions, and sulfur isotope geochemistry. Mineralium Deposita, 54, 237–262. |  | DEU | Saxony
| Freiberg mining district | kb veins, eb veins, fba veins | Magmatic hydrothermal | Intrusion-related | hydrothermal vein-style silver mineralization | Ag | Zn, Pb, In, Ge, Ga | Ag, Zn, Pb, In, Ge, Ga | Bauer et al., 2019 |  | kbSohle13-6 | kbSohle13-6 | underground mine |  |  |  |  | ore material | grab | grab | mineral separate | [5 empty] | mineralisation |  |  |  | sphalerite | [6 empty] | galena, pyrite, arsenopyrite, quartz, fluorite, carbonate | polished sections | LA-ICPMS, EMPA | JEOL JXA-8530F equipped with a field emission gun (FEG) and five wavelength-dispersive spectrometers (WDS); 193-nm New Wave Research Excimer laser and an Agilent 7500i quadrupole ICP-MS | Helmholtz Institute Freiberg for Resource Technology (HIF); Friedrich-Alexander-Universität Erlangen-Nürnberg | EPMA: accelerating voltage of 20 kV and a beam current of 30 nA, and a defocused beam of 15 μm diameter. LA-ICP-MS: plasma power of 1320 W, He (0.65 L/min) and Ar (1.09 L/min) as carrier gases, Ar as plasma (14.9 L/min) and auxiliary gas (0.9 L/min), oxide rates of <0.4% ThO+/Th+, repetition rate of 20 Hz, beam spot size of 25 μm, irradiance of 0.74 GW/cm2, fluence of 3.7 J/cm2, 20 s background measurement and 20 s sample ablation, 60-s retention time | MASS-1 (Wilson et al. 2002); NIST SRM 610 and 612 (Pearce et al. 1997); MASS-1 as external Ge standard (57.8±2.6 μg/g Ge); NBS-127, IAEA-S-1, IAEA-S-2, IAEA-S-3, and an in-house Ag2S reference material (sulfur isotopes) | 0.006 |  |  |  | 0.15525 | [15 empty] | 0.559 | [5 empty] | 3.8386 | [5 empty] | 0.19 | [9 empty] | 13.503 | [9 empty] | 9.4361 |  |  |  | 0.285 | [13 empty] | 0.531 | [15 empty] | 0.15083 | [15 empty] | 33.923 | [5 empty] | 1.8357 | [33 empty] | 50.98 |  |  |  |  | 2019 | Bauer, M.E., Burisch, M., Ostendorf, J., Krause, J., Frenzel, M., Seifert, T., and Gutzmer, J. (2019). Trace element geochemistry of sphalerite in contrasting hydrothermal fluid systems of the Freiberg district, Germany: insights from LA-ICP-MS analysis, near-infrared light microthermometry of sphalerite-hosted fluid inclusions, and sulfur isotope geochemistry. Mineralium Deposita, 54, 237–262. |  | DEU | Saxony
| Freiberg mining district | kb veins, eb veins, fba veins | Magmatic hydrothermal | Intrusion-related | hydrothermal vein-style silver mineralization | Ag | Zn, Pb, In, Ge, Ga | Ag, Zn, Pb, In, Ge, Ga | Bauer et al., 2019 |  | kbSohle13-7 | kbSohle13-7 | underground mine |  |  |  |  | ore material | grab | grab | mineral separate | [5 empty] | mineralisation |  |  |  | sphalerite | [6 empty] | galena, pyrite, arsenopyrite, quartz, fluorite, carbonate | polished sections | LA-ICPMS, EMPA | JEOL JXA-8530F equipped with a field emission gun (FEG) and five wavelength-dispersive spectrometers (WDS); 193-nm New Wave Research Excimer laser and an Agilent 7500i quadrupole ICP-MS | Helmholtz Institute Freiberg for Resource Technology (HIF); Friedrich-Alexander-Universität Erlangen-Nürnberg | EPMA: accelerating voltage of 20 kV and a beam current of 30 nA, and a defocused beam of 15 μm diameter. LA-ICP-MS: plasma power of 1320 W, He (0.65 L/min) and Ar (1.09 L/min) as carrier gases, Ar as plasma (14.9 L/min) and auxiliary gas (0.9 L/min), oxide rates of <0.4% ThO+/Th+, repetition rate of 20 Hz, beam spot size of 25 μm, irradiance of 0.74 GW/cm2, fluence of 3.7 J/cm2, 20 s background measurement and 20 s sample ablation, 60-s retention time | MASS-1 (Wilson et al. 2002); NIST SRM 610 and 612 (Pearce et al. 1997); MASS-1 as external Ge standard (57.8±2.6 μg/g Ge); NBS-127, IAEA-S-1, IAEA-S-2, IAEA-S-3, and an in-house Ag2S reference material (sulfur isotopes) |  |  |  |  | 0.18203 | [15 empty] | 0.528 | [5 empty] | 6.8662 | [5 empty] | 0.165 | [9 empty] | 12.844 | [9 empty] | 7.7551 |  |  |  | 0.179 | [13 empty] | 0.954 | [15 empty] | 4.7337 | [15 empty] | 33.583 |  | 4.5925 |  |  |  | 11.3324 | [19 empty] | 0.039127 | [13 empty] | 51.421 |  |  |  |  | 2019 | Bauer, M.E., Burisch, M., Ostendorf, J., Krause, J., Frenzel, M., Seifert, T., and Gutzmer, J. (2019). Trace element geochemistry of sphalerite in contrasting hydrothermal fluid systems of the Freiberg district, Germany: insights from LA-ICP-MS analysis, near-infrared light microthermometry of sphalerite-hosted fluid inclusions, and sulfur isotope geochemistry. Mineralium Deposita, 54, 237–262. |  | DEU | Saxony
| Freiberg mining district | kb veins, eb veins, fba veins | Magmatic hydrothermal | Intrusion-related | hydrothermal vein-style silver mineralization | Ag | Zn, Pb, In, Ge, Ga | Ag, Zn, Pb, In, Ge, Ga | Bauer et al., 2019 |  | kb01-1 | kb01-1 | underground mine |  |  |  |  | ore material | grab | grab | mineral separate | [5 empty] | mineralisation |  |  |  | sphalerite | [6 empty] | galena, pyrite, arsenopyrite, quartz, fluorite, carbonate | polished sections | LA-ICPMS, EMPA | JEOL JXA-8530F equipped with a field emission gun (FEG) and five wavelength-dispersive spectrometers (WDS); 193-nm New Wave Research Excimer laser and an Agilent 7500i quadrupole ICP-MS | Helmholtz Institute Freiberg for Resource Technology (HIF); Friedrich-Alexander-Universität Erlangen-Nürnberg | EPMA: accelerating voltage of 20 kV and a beam current of 30 nA, and a defocused beam of 15 μm diameter. LA-ICP-MS: plasma power of 1320 W, He (0.65 L/min) and Ar (1.09 L/min) as carrier gases, Ar as plasma (14.9 L/min) and auxiliary gas (0.9 L/min), oxide rates of <0.4% ThO+/Th+, repetition rate of 20 Hz, beam spot size of 25 μm, irradiance of 0.74 GW/cm2, fluence of 3.7 J/cm2, 20 s background measurement and 20 s sample ablation, 60-s retention time | MASS-1 (Wilson et al. 2002); NIST SRM 610 and 612 (Pearce et al. 1997); MASS-1 as external Ge standard (57.8±2.6 μg/g Ge); NBS-127, IAEA-S-1, IAEA-S-2, IAEA-S-3, and an in-house Ag2S reference material (sulfur isotopes) | [20 empty] | 0.219 | [5 empty] | 5.987 | [5 empty] | 0.027 | [9 empty] | 12.183 | [9 empty] | 4.5229 |  |  |  | 0.014 | [13 empty] | 0.804 | [15 empty] | 0.22574 | [15 empty] | 33.564 |  | 0.088438 |  |  |  | 0.86311 | [5 empty] | 0.019 | [27 empty] | 52.861 |  |  |  |  | 2019 | Bauer, M.E., Burisch, M., Ostendorf, J., Krause, J., Frenzel, M., Seifert, T., and Gutzmer, J. (2019). Trace element geochemistry of sphalerite in contrasting hydrothermal fluid systems of the Freiberg district, Germany: insights from LA-ICP-MS analysis, near-infrared light microthermometry of sphalerite-hosted fluid inclusions, and sulfur isotope geochemistry. Mineralium Deposita, 54, 237–262. |  | DEU | Saxony
| Freiberg mining district | kb veins, eb veins, fba veins | Magmatic hydrothermal | Intrusion-related | hydrothermal vein-style silver mineralization | Ag | Zn, Pb, In, Ge, Ga | Ag, Zn, Pb, In, Ge, Ga | Bauer et al., 2019 |  | kb01-2 | kb01-2 | underground mine |  |  |  |  | ore material | grab | grab | mineral separate | [5 empty] | mineralisation |  |  |  | sphalerite | [6 empty] | galena, pyrite, arsenopyrite, quartz, fluorite, carbonate | polished sections | LA-ICPMS, EMPA | JEOL JXA-8530F equipped with a field emission gun (FEG) and five wavelength-dispersive spectrometers (WDS); 193-nm New Wave Research Excimer laser and an Agilent 7500i quadrupole ICP-MS | Helmholtz Institute Freiberg for Resource Technology (HIF); Friedrich-Alexander-Universität Erlangen-Nürnberg | EPMA: accelerating voltage of 20 kV and a beam current of 30 nA, and a defocused beam of 15 μm diameter. LA-ICP-MS: plasma power of 1320 W, He (0.65 L/min) and Ar (1.09 L/min) as carrier gases, Ar as plasma (14.9 L/min) and auxiliary gas (0.9 L/min), oxide rates of <0.4% ThO+/Th+, repetition rate of 20 Hz, beam spot size of 25 μm, irradiance of 0.74 GW/cm2, fluence of 3.7 J/cm2, 20 s background measurement and 20 s sample ablation, 60-s retention time | MASS-1 (Wilson et al. 2002); NIST SRM 610 and 612 (Pearce et al. 1997); MASS-1 as external Ge standard (57.8±2.6 μg/g Ge); NBS-127, IAEA-S-1, IAEA-S-2, IAEA-S-3, and an in-house Ag2S reference material (sulfur isotopes) | [20 empty] | 0.202 | [5 empty] | 4.5497 | [5 empty] | 0.005 | [9 empty] | 12.275 | [9 empty] | 3.8293 | [17 empty] | 3.394 | [15 empty] | 0.18067 | [15 empty] | 33.204 |  | 0.044026 | [9 empty] | 0.006 | [27 empty] | 50.299 |  |  |  |  | 2019 | Bauer, M.E., Burisch, M., Ostendorf, J., Krause, J., Frenzel, M., Seifert, T., and Gutzmer, J. (2019). Trace element geochemistry of sphalerite in contrasting hydrothermal fluid systems of the Freiberg district, Germany: insights from LA-ICP-MS analysis, near-infrared light microthermometry of sphalerite-hosted fluid inclusions, and sulfur isotope geochemistry. Mineralium Deposita, 54, 237–262. |  | DEU | Saxony
| Freiberg mining district | kb veins, eb veins, fba veins | Magmatic hydrothermal | Intrusion-related | hydrothermal vein-style silver mineralization | Ag | Zn, Pb, In, Ge, Ga | Ag, Zn, Pb, In, Ge, Ga | Bauer et al., 2019 |  | kb01-3 | kb01-3 | underground mine |  |  |  |  | ore material | grab | grab | mineral separate | [5 empty] | mineralisation |  |  |  | sphalerite | [6 empty] | galena, pyrite, arsenopyrite, quartz, fluorite, carbonate | polished sections | LA-ICPMS, EMPA | JEOL JXA-8530F equipped with a field emission gun (FEG) and five wavelength-dispersive spectrometers (WDS); 193-nm New Wave Research Excimer laser and an Agilent 7500i quadrupole ICP-MS | Helmholtz Institute Freiberg for Resource Technology (HIF); Friedrich-Alexander-Universität Erlangen-Nürnberg | EPMA: accelerating voltage of 20 kV and a beam current of 30 nA, and a defocused beam of 15 μm diameter. LA-ICP-MS: plasma power of 1320 W, He (0.65 L/min) and Ar (1.09 L/min) as carrier gases, Ar as plasma (14.9 L/min) and auxiliary gas (0.9 L/min), oxide rates of <0.4% ThO+/Th+, repetition rate of 20 Hz, beam spot size of 25 μm, irradiance of 0.74 GW/cm2, fluence of 3.7 J/cm2, 20 s background measurement and 20 s sample ablation, 60-s retention time | MASS-1 (Wilson et al. 2002); NIST SRM 610 and 612 (Pearce et al. 1997); MASS-1 as external Ge standard (57.8±2.6 μg/g Ge); NBS-127, IAEA-S-1, IAEA-S-2, IAEA-S-3, and an in-house Ag2S reference material (sulfur isotopes) |  |  |  |  | 0.13963 | [15 empty] | 0.191 | [5 empty] | 4.7734 | [5 empty] | 0.006 | [9 empty] | 12.479 | [9 empty] | 3.1947 | [17 empty] | 3.329 | [15 empty] | 0.20271 | [15 empty] | 33.798 |  | 0.04527 | [9 empty] | 0.001 | [27 empty] | 50.031 |  |  |  |  | 2019 | Bauer, M.E., Burisch, M., Ostendorf, J., Krause, J., Frenzel, M., Seifert, T., and Gutzmer, J. (2019). Trace element geochemistry of sphalerite in contrasting hydrothermal fluid systems of the Freiberg district, Germany: insights from LA-ICP-MS analysis, near-infrared light microthermometry of sphalerite-hosted fluid inclusions, and sulfur isotope geochemistry. Mineralium Deposita, 54, 237–262. |  | DEU | Saxony
| Freiberg mining district | kb veins, eb veins, fba veins | Magmatic hydrothermal | Intrusion-related | hydrothermal vein-style silver mineralization | Ag | Zn, Pb, In, Ge, Ga | Ag, Zn, Pb, In, Ge, Ga | Bauer et al., 2019 |  | kb01-4 | kb01-4 | underground mine |  |  |  |  | ore material | grab | grab | mineral separate | [5 empty] | mineralisation |  |  |  | sphalerite | [6 empty] | galena, pyrite, arsenopyrite, quartz, fluorite, carbonate | polished sections | LA-ICPMS, EMPA | JEOL JXA-8530F equipped with a field emission gun (FEG) and five wavelength-dispersive spectrometers (WDS); 193-nm New Wave Research Excimer laser and an Agilent 7500i quadrupole ICP-MS | Helmholtz Institute Freiberg for Resource Technology (HIF); Friedrich-Alexander-Universität Erlangen-Nürnberg | EPMA: accelerating voltage of 20 kV and a beam current of 30 nA, and a defocused beam of 15 μm diameter. LA-ICP-MS: plasma power of 1320 W, He (0.65 L/min) and Ar (1.09 L/min) as carrier gases, Ar as plasma (14.9 L/min) and auxiliary gas (0.9 L/min), oxide rates of <0.4% ThO+/Th+, repetition rate of 20 Hz, beam spot size of 25 μm, irradiance of 0.74 GW/cm2, fluence of 3.7 J/cm2, 20 s background measurement and 20 s sample ablation, 60-s retention time | MASS-1 (Wilson et al. 2002); NIST SRM 610 and 612 (Pearce et al. 1997); MASS-1 as external Ge standard (57.8±2.6 μg/g Ge); NBS-127, IAEA-S-1, IAEA-S-2, IAEA-S-3, and an in-house Ag2S reference material (sulfur isotopes) |  |  |  |  | 0.13642 | [15 empty] | 0.161 | [5 empty] | 5.5047 | [5 empty] | 0.042 | [9 empty] | 11.805 | [9 empty] | 4.1262 |  |  |  | 0.012 | [13 empty] | 1.281 | [15 empty] | 0.48106 | [15 empty] | 33.915 |  | 0.23446 | [9 empty] | 0.016 | [27 empty] | 52.899 |  |  |  |  | 2019 | Bauer, M.E., Burisch, M., Ostendorf, J., Krause, J., Frenzel, M., Seifert, T., and Gutzmer, J. (2019). Trace element geochemistry of sphalerite in contrasting hydrothermal fluid systems of the Freiberg district, Germany: insights from LA-ICP-MS analysis, near-infrared light microthermometry of sphalerite-hosted fluid inclusions, and sulfur isotope geochemistry. Mineralium Deposita, 54, 237–262. |  | DEU | Saxony
| Freiberg mining district | kb veins, eb veins, fba veins | Magmatic hydrothermal | Intrusion-related | hydrothermal vein-style silver mineralization | Ag | Zn, Pb, In, Ge, Ga | Ag, Zn, Pb, In, Ge, Ga | Bauer et al., 2019 |  | kb01-5 | kb01-5 | underground mine |  |  |  |  | ore material | grab | grab | mineral separate | [5 empty] | mineralisation |  |  |  | sphalerite | [6 empty] | galena, pyrite, arsenopyrite, quartz, fluorite, carbonate | polished sections | LA-ICPMS, EMPA | JEOL JXA-8530F equipped with a field emission gun (FEG) and five wavelength-dispersive spectrometers (WDS); 193-nm New Wave Research Excimer laser and an Agilent 7500i quadrupole ICP-MS | Helmholtz Institute Freiberg for Resource Technology (HIF); Friedrich-Alexander-Universität Erlangen-Nürnberg | EPMA: accelerating voltage of 20 kV and a beam current of 30 nA, and a defocused beam of 15 μm diameter. LA-ICP-MS: plasma power of 1320 W, He (0.65 L/min) and Ar (1.09 L/min) as carrier gases, Ar as plasma (14.9 L/min) and auxiliary gas (0.9 L/min), oxide rates of <0.4% ThO+/Th+, repetition rate of 20 Hz, beam spot size of 25 μm, irradiance of 0.74 GW/cm2, fluence of 3.7 J/cm2, 20 s background measurement and 20 s sample ablation, 60-s retention time | MASS-1 (Wilson et al. 2002); NIST SRM 610 and 612 (Pearce et al. 1997); MASS-1 as external Ge standard (57.8±2.6 μg/g Ge); NBS-127, IAEA-S-1, IAEA-S-2, IAEA-S-3, and an in-house Ag2S reference material (sulfur isotopes) |  |  |  |  | 0.14747 | [15 empty] | 0.198 | [5 empty] | 5.5773 | [5 empty] | 0.146 | [9 empty] | 11.829 | [9 empty] | 4.4075 |  |  |  | 0.025 | [13 empty] | 1.247 | [15 empty] | 0.32587 | [15 empty] | 33.886 |  | 0.07195 | [9 empty] | 0.157 | [27 empty] | 52.67 |  |  |  |  | 2019 | Bauer, M.E., Burisch, M., Ostendorf, J., Krause, J., Frenzel, M., Seifert, T., and Gutzmer, J. (2019). Trace element geochemistry of sphalerite in contrasting hydrothermal fluid systems of the Freiberg district, Germany: insights from LA-ICP-MS analysis, near-infrared light microthermometry of sphalerite-hosted fluid inclusions, and sulfur isotope geochemistry. Mineralium Deposita, 54, 237–262. |  | DEU | Saxony
| Freiberg mining district | kb veins, eb veins, fba veins | Magmatic hydrothermal | Intrusion-related | hydrothermal vein-style silver mineralization | Ag | Zn, Pb, In, Ge, Ga | Ag, Zn, Pb, In, Ge, Ga | Bauer et al., 2019 |  | kb01-6 | kb01-6 | underground mine |  |  |  |  | ore material | grab | grab | mineral separate | [5 empty] | mineralisation |  |  |  | sphalerite | [6 empty] | galena, pyrite, arsenopyrite, quartz, fluorite, carbonate | polished sections | LA-ICPMS, EMPA | JEOL JXA-8530F equipped with a field emission gun (FEG) and five wavelength-dispersive spectrometers (WDS); 193-nm New Wave Research Excimer laser and an Agilent 7500i quadrupole ICP-MS | Helmholtz Institute Freiberg for Resource Technology (HIF); Friedrich-Alexander-Universität Erlangen-Nürnberg | EPMA: accelerating voltage of 20 kV and a beam current of 30 nA, and a defocused beam of 15 μm diameter. LA-ICP-MS: plasma power of 1320 W, He (0.65 L/min) and Ar (1.09 L/min) as carrier gases, Ar as plasma (14.9 L/min) and auxiliary gas (0.9 L/min), oxide rates of <0.4% ThO+/Th+, repetition rate of 20 Hz, beam spot size of 25 μm, irradiance of 0.74 GW/cm2, fluence of 3.7 J/cm2, 20 s background measurement and 20 s sample ablation, 60-s retention time | MASS-1 (Wilson et al. 2002); NIST SRM 610 and 612 (Pearce et al. 1997); MASS-1 as external Ge standard (57.8±2.6 μg/g Ge); NBS-127, IAEA-S-1, IAEA-S-2, IAEA-S-3, and an in-house Ag2S reference material (sulfur isotopes) |  |  |  |  | 0.15067 | [15 empty] | 0.193 | [5 empty] | 6.12 | [5 empty] | 0.087 | [9 empty] | 11.962 | [9 empty] | 2.7834 |  |  |  | 0.003 | [13 empty] | 0.948 | [15 empty] | 0.4654 | [15 empty] | 32.689 |  | 0.18338 | [9 empty] | 0.059 | [27 empty] | 52.898 |  |  |  |  | 2019 | Bauer, M.E., Burisch, M., Ostendorf, J., Krause, J., Frenzel, M., Seifert, T., and Gutzmer, J. (2019). Trace element geochemistry of sphalerite in contrasting hydrothermal fluid systems of the Freiberg district, Germany: insights from LA-ICP-MS analysis, near-infrared light microthermometry of sphalerite-hosted fluid inclusions, and sulfur isotope geochemistry. Mineralium Deposita, 54, 237–262. |  | DEU | Saxony
| Freiberg mining district | kb veins, eb veins, fba veins | Magmatic hydrothermal | Intrusion-related | hydrothermal vein-style silver mineralization | Ag | Zn, Pb, In, Ge, Ga | Ag, Zn, Pb, In, Ge, Ga | Bauer et al., 2019 |  | kb01-7 | kb01-7 | underground mine |  |  |  |  | ore material | grab | grab | mineral separate | [5 empty] | mineralisation |  |  |  | sphalerite | [6 empty] | galena, pyrite, arsenopyrite, quartz, fluorite, carbonate | polished sections | LA-ICPMS, EMPA | JEOL JXA-8530F equipped with a field emission gun (FEG) and five wavelength-dispersive spectrometers (WDS); 193-nm New Wave Research Excimer laser and an Agilent 7500i quadrupole ICP-MS | Helmholtz Institute Freiberg for Resource Technology (HIF); Friedrich-Alexander-Universität Erlangen-Nürnberg | EPMA: accelerating voltage of 20 kV and a beam current of 30 nA, and a defocused beam of 15 μm diameter. LA-ICP-MS: plasma power of 1320 W, He (0.65 L/min) and Ar (1.09 L/min) as carrier gases, Ar as plasma (14.9 L/min) and auxiliary gas (0.9 L/min), oxide rates of <0.4% ThO+/Th+, repetition rate of 20 Hz, beam spot size of 25 μm, irradiance of 0.74 GW/cm2, fluence of 3.7 J/cm2, 20 s background measurement and 20 s sample ablation, 60-s retention time | MASS-1 (Wilson et al. 2002); NIST SRM 610 and 612 (Pearce et al. 1997); MASS-1 as external Ge standard (57.8±2.6 μg/g Ge); NBS-127, IAEA-S-1, IAEA-S-2, IAEA-S-3, and an in-house Ag2S reference material (sulfur isotopes) |  |  |  |  | 0.28484 | [15 empty] | 0.208 | [5 empty] | 4.2206 | [15 empty] | 12.431 | [9 empty] | 3.5962 | [17 empty] | 3.007 | [15 empty] | 0.29981 | [15 empty] | 33.922 | [11 empty] | 0.002 | [13 empty] | 0.016913 | [13 empty] | 50.295 |  |  |  |  | 2019 | Bauer, M.E., Burisch, M., Ostendorf, J., Krause, J., Frenzel, M., Seifert, T., and Gutzmer, J. (2019). Trace element geochemistry of sphalerite in contrasting hydrothermal fluid systems of the Freiberg district, Germany: insights from LA-ICP-MS analysis, near-infrared light microthermometry of sphalerite-hosted fluid inclusions, and sulfur isotope geochemistry. Mineralium Deposita, 54, 237–262. |  | DEU | Saxony
| Freiberg mining district | kb veins, eb veins, fba veins | Magmatic hydrothermal | Intrusion-related | hydrothermal vein-style silver mineralization | Ag | Zn, Pb, In, Ge, Ga | Ag, Zn, Pb, In, Ge, Ga | Bauer et al., 2019 |  | kb01-8 | kb01-8 | underground mine |  |  |  |  | ore material | grab | grab | mineral separate | [5 empty] | mineralisation |  |  |  | sphalerite | [6 empty] | galena, pyrite, arsenopyrite, quartz, fluorite, carbonate | polished sections | LA-ICPMS, EMPA | JEOL JXA-8530F equipped with a field emission gun (FEG) and five wavelength-dispersive spectrometers (WDS); 193-nm New Wave Research Excimer laser and an Agilent 7500i quadrupole ICP-MS | Helmholtz Institute Freiberg for Resource Technology (HIF); Friedrich-Alexander-Universität Erlangen-Nürnberg | EPMA: accelerating voltage of 20 kV and a beam current of 30 nA, and a defocused beam of 15 μm diameter. LA-ICP-MS: plasma power of 1320 W, He (0.65 L/min) and Ar (1.09 L/min) as carrier gases, Ar as plasma (14.9 L/min) and auxiliary gas (0.9 L/min), oxide rates of <0.4% ThO+/Th+, repetition rate of 20 Hz, beam spot size of 25 μm, irradiance of 0.74 GW/cm2, fluence of 3.7 J/cm2, 20 s background measurement and 20 s sample ablation, 60-s retention time | MASS-1 (Wilson et al. 2002); NIST SRM 610 and 612 (Pearce et al. 1997); MASS-1 as external Ge standard (57.8±2.6 μg/g Ge); NBS-127, IAEA-S-1, IAEA-S-2, IAEA-S-3, and an in-house Ag2S reference material (sulfur isotopes) |  |  |  |  | 0.18984 | [15 empty] | 0.221 | [5 empty] | 3.5622 | [5 empty] | 0.013 | [9 empty] | 12.61 | [9 empty] | 3.4892 | [17 empty] | 3.567 | [15 empty] | 8.2891 | [15 empty] | 33.534 |  | 7.8737 | [23 empty] | 0.11071 | [13 empty] | 49.718 |  |  |  |  | 2019 | Bauer, M.E., Burisch, M., Ostendorf, J., Krause, J., Frenzel, M., Seifert, T., and Gutzmer, J. (2019). Trace element geochemistry of sphalerite in contrasting hydrothermal fluid systems of the Freiberg district, Germany: insights from LA-ICP-MS analysis, near-infrared light microthermometry of sphalerite-hosted fluid inclusions, and sulfur isotope geochemistry. Mineralium Deposita, 54, 237–262. |  | DEU | Saxony
| Freiberg mining district | kb veins, eb veins, fba veins | Magmatic hydrothermal | Intrusion-related | hydrothermal vein-style silver mineralization | Ag | Zn, Pb, In, Ge, Ga | Ag, Zn, Pb, In, Ge, Ga | Bauer et al., 2019 |  | kb02-1 | kb02-1 | underground mine |  |  |  |  | ore material | grab | grab | mineral separate | [5 empty] | mineralisation |  |  |  | sphalerite | [6 empty] | galena, pyrite, arsenopyrite, quartz, fluorite, carbonate | polished sections | LA-ICPMS, EMPA | JEOL JXA-8530F equipped with a field emission gun (FEG) and five wavelength-dispersive spectrometers (WDS); 193-nm New Wave Research Excimer laser and an Agilent 7500i quadrupole ICP-MS | Helmholtz Institute Freiberg for Resource Technology (HIF); Friedrich-Alexander-Universität Erlangen-Nürnberg | EPMA: accelerating voltage of 20 kV and a beam current of 30 nA, and a defocused beam of 15 μm diameter. LA-ICP-MS: plasma power of 1320 W, He (0.65 L/min) and Ar (1.09 L/min) as carrier gases, Ar as plasma (14.9 L/min) and auxiliary gas (0.9 L/min), oxide rates of <0.4% ThO+/Th+, repetition rate of 20 Hz, beam spot size of 25 μm, irradiance of 0.74 GW/cm2, fluence of 3.7 J/cm2, 20 s background measurement and 20 s sample ablation, 60-s retention time | MASS-1 (Wilson et al. 2002); NIST SRM 610 and 612 (Pearce et al. 1997); MASS-1 as external Ge standard (57.8±2.6 μg/g Ge); NBS-127, IAEA-S-1, IAEA-S-2, IAEA-S-3, and an in-house Ag2S reference material (sulfur isotopes) |  |  |  |  | 0.17457 | [15 empty] | 0.163 | [5 empty] | 0.19893 | [5 empty] | 0.017 | [9 empty] | 12.582 | [9 empty] | 4.7582 | [17 empty] | 2.249 | [15 empty] | 0.44698 | [15 empty] | 33.459 |  | 0.087742 | [37 empty] | 51.14 |  |  |  |  | 2019 | Bauer, M.E., Burisch, M., Ostendorf, J., Krause, J., Frenzel, M., Seifert, T., and Gutzmer, J. (2019). Trace element geochemistry of sphalerite in contrasting hydrothermal fluid systems of the Freiberg district, Germany: insights from LA-ICP-MS analysis, near-infrared light microthermometry of sphalerite-hosted fluid inclusions, and sulfur isotope geochemistry. Mineralium Deposita, 54, 237–262. |  | DEU | Saxony
| Freiberg mining district | kb veins, eb veins, fba veins | Magmatic hydrothermal | Intrusion-related | hydrothermal vein-style silver mineralization | Ag | Zn, Pb, In, Ge, Ga | Ag, Zn, Pb, In, Ge, Ga | Bauer et al., 2019 |  | kb02-2 | kb02-2 | underground mine |  |  |  |  | ore material | grab | grab | mineral separate | [5 empty] | mineralisation |  |  |  | sphalerite | [6 empty] | galena, pyrite, arsenopyrite, quartz, fluorite, carbonate | polished sections | LA-ICPMS, EMPA | JEOL JXA-8530F equipped with a field emission gun (FEG) and five wavelength-dispersive spectrometers (WDS); 193-nm New Wave Research Excimer laser and an Agilent 7500i quadrupole ICP-MS | Helmholtz Institute Freiberg for Resource Technology (HIF); Friedrich-Alexander-Universität Erlangen-Nürnberg | EPMA: accelerating voltage of 20 kV and a beam current of 30 nA, and a defocused beam of 15 μm diameter. LA-ICP-MS: plasma power of 1320 W, He (0.65 L/min) and Ar (1.09 L/min) as carrier gases, Ar as plasma (14.9 L/min) and auxiliary gas (0.9 L/min), oxide rates of <0.4% ThO+/Th+, repetition rate of 20 Hz, beam spot size of 25 μm, irradiance of 0.74 GW/cm2, fluence of 3.7 J/cm2, 20 s background measurement and 20 s sample ablation, 60-s retention time | MASS-1 (Wilson et al. 2002); NIST SRM 610 and 612 (Pearce et al. 1997); MASS-1 as external Ge standard (57.8±2.6 μg/g Ge); NBS-127, IAEA-S-1, IAEA-S-2, IAEA-S-3, and an in-house Ag2S reference material (sulfur isotopes) | [20 empty] | 0.208 | [5 empty] | 0.26554 | [5 empty] | 0.027 | [9 empty] | 12.129 | [9 empty] | 3.6586 | [17 empty] | 2.073 | [15 empty] | 1.3568 | [15 empty] | 33.558 |  | 0.36497 | [37 empty] | 51.634 |  |  |  |  | 2019 | Bauer, M.E., Burisch, M., Ostendorf, J., Krause, J., Frenzel, M., Seifert, T., and Gutzmer, J. (2019). Trace element geochemistry of sphalerite in contrasting hydrothermal fluid systems of the Freiberg district, Germany: insights from LA-ICP-MS analysis, near-infrared light microthermometry of sphalerite-hosted fluid inclusions, and sulfur isotope geochemistry. Mineralium Deposita, 54, 237–262. |  | DEU | Saxony
| Freiberg mining district | kb veins, eb veins, fba veins | Magmatic hydrothermal | Intrusion-related | hydrothermal vein-style silver mineralization | Ag | Zn, Pb, In, Ge, Ga | Ag, Zn, Pb, In, Ge, Ga | Bauer et al., 2019 |  | kb02-3 | kb02-3 | underground mine |  |  |  |  | ore material | grab | grab | mineral separate | [5 empty] | mineralisation |  |  |  | sphalerite | [6 empty] | galena, pyrite, arsenopyrite, quartz, fluorite, carbonate | polished sections | LA-ICPMS, EMPA | JEOL JXA-8530F equipped with a field emission gun (FEG) and five wavelength-dispersive spectrometers (WDS); 193-nm New Wave Research Excimer laser and an Agilent 7500i quadrupole ICP-MS | Helmholtz Institute Freiberg for Resource Technology (HIF); Friedrich-Alexander-Universität Erlangen-Nürnberg | EPMA: accelerating voltage of 20 kV and a beam current of 30 nA, and a defocused beam of 15 μm diameter. LA-ICP-MS: plasma power of 1320 W, He (0.65 L/min) and Ar (1.09 L/min) as carrier gases, Ar as plasma (14.9 L/min) and auxiliary gas (0.9 L/min), oxide rates of <0.4% ThO+/Th+, repetition rate of 20 Hz, beam spot size of 25 μm, irradiance of 0.74 GW/cm2, fluence of 3.7 J/cm2, 20 s background measurement and 20 s sample ablation, 60-s retention time | MASS-1 (Wilson et al. 2002); NIST SRM 610 and 612 (Pearce et al. 1997); MASS-1 as external Ge standard (57.8±2.6 μg/g Ge); NBS-127, IAEA-S-1, IAEA-S-2, IAEA-S-3, and an in-house Ag2S reference material (sulfur isotopes) |  |  |  |  | 0.15216 | [15 empty] | 0.222 | [5 empty] | 0.64517 | [5 empty] | 0.111 | [9 empty] | 12.277 | [9 empty] | 2.7935 | [17 empty] | 1.912 | [15 empty] | 0.78598 | [15 empty] | 33.4 |  | 0.27314 | [9 empty] | 0.053 | [27 empty] | 51.685 |  |  |  |  | 2019 | Bauer, M.E., Burisch, M., Ostendorf, J., Krause, J., Frenzel, M., Seifert, T., and Gutzmer, J. (2019). Trace element geochemistry of sphalerite in contrasting hydrothermal fluid systems of the Freiberg district, Germany: insights from LA-ICP-MS analysis, near-infrared light microthermometry of sphalerite-hosted fluid inclusions, and sulfur isotope geochemistry. Mineralium Deposita, 54, 237–262. |  | DEU | Saxony
| Freiberg mining district | kb veins, eb veins, fba veins | Magmatic hydrothermal | Intrusion-related | hydrothermal vein-style silver mineralization | Ag | Zn, Pb, In, Ge, Ga | Ag, Zn, Pb, In, Ge, Ga | Bauer et al., 2019 |  | kb03-1 | kb03-1 | underground mine |  |  |  |  | ore material | grab | grab | mineral separate | [5 empty] | mineralisation |  |  |  | sphalerite | [6 empty] | galena, pyrite, arsenopyrite, quartz, fluorite, carbonate | polished sections | LA-ICPMS, EMPA | JEOL JXA-8530F equipped with a field emission gun (FEG) and five wavelength-dispersive spectrometers (WDS); 193-nm New Wave Research Excimer laser and an Agilent 7500i quadrupole ICP-MS | Helmholtz Institute Freiberg for Resource Technology (HIF); Friedrich-Alexander-Universität Erlangen-Nürnberg | EPMA: accelerating voltage of 20 kV and a beam current of 30 nA, and a defocused beam of 15 μm diameter. LA-ICP-MS: plasma power of 1320 W, He (0.65 L/min) and Ar (1.09 L/min) as carrier gases, Ar as plasma (14.9 L/min) and auxiliary gas (0.9 L/min), oxide rates of <0.4% ThO+/Th+, repetition rate of 20 Hz, beam spot size of 25 μm, irradiance of 0.74 GW/cm2, fluence of 3.7 J/cm2, 20 s background measurement and 20 s sample ablation, 60-s retention time | MASS-1 (Wilson et al. 2002); NIST SRM 610 and 612 (Pearce et al. 1997); MASS-1 as external Ge standard (57.8±2.6 μg/g Ge); NBS-127, IAEA-S-1, IAEA-S-2, IAEA-S-3, and an in-house Ag2S reference material (sulfur isotopes) | [20 empty] | 0.155 | [11 empty] | 0.269 | [9 empty] | 13.017 | [9 empty] | 2.2125 | [17 empty] | 1.714 | [15 empty] | 1.1423 | [15 empty] | 33.738 |  | 0.39851 |  |  |  | 0.86286 | [5 empty] | 0.215 | [13 empty] | 0.017507 | [13 empty] | 50.932 |  |  |  |  | 2019 | Bauer, M.E., Burisch, M., Ostendorf, J., Krause, J., Frenzel, M., Seifert, T., and Gutzmer, J. (2019). Trace element geochemistry of sphalerite in contrasting hydrothermal fluid systems of the Freiberg district, Germany: insights from LA-ICP-MS analysis, near-infrared light microthermometry of sphalerite-hosted fluid inclusions, and sulfur isotope geochemistry. Mineralium Deposita, 54, 237–262. |  | DEU | Saxony
| Freiberg mining district | kb veins, eb veins, fba veins | Magmatic hydrothermal | Intrusion-related | hydrothermal vein-style silver mineralization | Ag | Zn, Pb, In, Ge, Ga | Ag, Zn, Pb, In, Ge, Ga | Bauer et al., 2019 |  | kb03-2 | kb03-2 | underground mine |  |  |  |  | ore material | grab | grab | mineral separate | [5 empty] | mineralisation |  |  |  | sphalerite | [6 empty] | galena, pyrite, arsenopyrite, quartz, fluorite, carbonate | polished sections | LA-ICPMS, EMPA | JEOL JXA-8530F equipped with a field emission gun (FEG) and five wavelength-dispersive spectrometers (WDS); 193-nm New Wave Research Excimer laser and an Agilent 7500i quadrupole ICP-MS | Helmholtz Institute Freiberg for Resource Technology (HIF); Friedrich-Alexander-Universität Erlangen-Nürnberg | EPMA: accelerating voltage of 20 kV and a beam current of 30 nA, and a defocused beam of 15 μm diameter. LA-ICP-MS: plasma power of 1320 W, He (0.65 L/min) and Ar (1.09 L/min) as carrier gases, Ar as plasma (14.9 L/min) and auxiliary gas (0.9 L/min), oxide rates of <0.4% ThO+/Th+, repetition rate of 20 Hz, beam spot size of 25 μm, irradiance of 0.74 GW/cm2, fluence of 3.7 J/cm2, 20 s background measurement and 20 s sample ablation, 60-s retention time | MASS-1 (Wilson et al. 2002); NIST SRM 610 and 612 (Pearce et al. 1997); MASS-1 as external Ge standard (57.8±2.6 μg/g Ge); NBS-127, IAEA-S-1, IAEA-S-2, IAEA-S-3, and an in-house Ag2S reference material (sulfur isotopes) | [20 empty] | 0.189 | [5 empty] | 0.026378 | [5 empty] | 0.037 | [9 empty] | 12.705 | [9 empty] | 1.9168 | [17 empty] | 1.682 | [15 empty] | 0.76728 | [15 empty] | 34.101 |  | 0.20467 | [9 empty] | 0.01 | [13 empty] | 0.016083 | [13 empty] | 51.672 |  |  |  |  | 2019 | Bauer, M.E., Burisch, M., Ostendorf, J., Krause, J., Frenzel, M., Seifert, T., and Gutzmer, J. (2019). Trace element geochemistry of sphalerite in contrasting hydrothermal fluid systems of the Freiberg district, Germany: insights from LA-ICP-MS analysis, near-infrared light microthermometry of sphalerite-hosted fluid inclusions, and sulfur isotope geochemistry. Mineralium Deposita, 54, 237–262. |  | DEU | Saxony
| Freiberg mining district | kb veins, eb veins, fba veins | Magmatic hydrothermal | Intrusion-related | hydrothermal vein-style silver mineralization | Ag | Zn, Pb, In, Ge, Ga | Ag, Zn, Pb, In, Ge, Ga | Bauer et al., 2019 |  | kb03-3 | kb03-3 | underground mine |  |  |  |  | ore material | grab | grab | mineral separate | [5 empty] | mineralisation |  |  |  | sphalerite | [6 empty] | galena, pyrite, arsenopyrite, quartz, fluorite, carbonate | polished sections | LA-ICPMS, EMPA | JEOL JXA-8530F equipped with a field emission gun (FEG) and five wavelength-dispersive spectrometers (WDS); 193-nm New Wave Research Excimer laser and an Agilent 7500i quadrupole ICP-MS | Helmholtz Institute Freiberg for Resource Technology (HIF); Friedrich-Alexander-Universität Erlangen-Nürnberg | EPMA: accelerating voltage of 20 kV and a beam current of 30 nA, and a defocused beam of 15 μm diameter. LA-ICP-MS: plasma power of 1320 W, He (0.65 L/min) and Ar (1.09 L/min) as carrier gases, Ar as plasma (14.9 L/min) and auxiliary gas (0.9 L/min), oxide rates of <0.4% ThO+/Th+, repetition rate of 20 Hz, beam spot size of 25 μm, irradiance of 0.74 GW/cm2, fluence of 3.7 J/cm2, 20 s background measurement and 20 s sample ablation, 60-s retention time | MASS-1 (Wilson et al. 2002); NIST SRM 610 and 612 (Pearce et al. 1997); MASS-1 as external Ge standard (57.8±2.6 μg/g Ge); NBS-127, IAEA-S-1, IAEA-S-2, IAEA-S-3, and an in-house Ag2S reference material (sulfur isotopes) |  |  |  |  | 0.14215 | [15 empty] | 0.178 | [5 empty] | 0.12793 | [5 empty] | 0.02 | [9 empty] | 12.775 |  | 0.02 | [7 empty] | 4.1949 | [17 empty] | 1.685 | [15 empty] | 0.16473 | [15 empty] | 33.644 | [11 empty] | 0.013 | [27 empty] | 51.381 |  |  |  |  | 2019 | Bauer, M.E., Burisch, M., Ostendorf, J., Krause, J., Frenzel, M., Seifert, T., and Gutzmer, J. (2019). Trace element geochemistry of sphalerite in contrasting hydrothermal fluid systems of the Freiberg district, Germany: insights from LA-ICP-MS analysis, near-infrared light microthermometry of sphalerite-hosted fluid inclusions, and sulfur isotope geochemistry. Mineralium Deposita, 54, 237–262. |  | DEU | Saxony
| Freiberg mining district | kb veins, eb veins, fba veins | Magmatic hydrothermal | Intrusion-related | hydrothermal vein-style silver mineralization | Ag | Zn, Pb, In, Ge, Ga | Ag, Zn, Pb, In, Ge, Ga | Bauer et al., 2019 |  | kb03-4 | kb03-4 | underground mine |  |  |  |  | ore material | grab | grab | mineral separate | [5 empty] | mineralisation |  |  |  | sphalerite | [6 empty] | galena, pyrite, arsenopyrite, quartz, fluorite, carbonate | polished sections | LA-ICPMS, EMPA | JEOL JXA-8530F equipped with a field emission gun (FEG) and five wavelength-dispersive spectrometers (WDS); 193-nm New Wave Research Excimer laser and an Agilent 7500i quadrupole ICP-MS | Helmholtz Institute Freiberg for Resource Technology (HIF); Friedrich-Alexander-Universität Erlangen-Nürnberg | EPMA: accelerating voltage of 20 kV and a beam current of 30 nA, and a defocused beam of 15 μm diameter. LA-ICP-MS: plasma power of 1320 W, He (0.65 L/min) and Ar (1.09 L/min) as carrier gases, Ar as plasma (14.9 L/min) and auxiliary gas (0.9 L/min), oxide rates of <0.4% ThO+/Th+, repetition rate of 20 Hz, beam spot size of 25 μm, irradiance of 0.74 GW/cm2, fluence of 3.7 J/cm2, 20 s background measurement and 20 s sample ablation, 60-s retention time | MASS-1 (Wilson et al. 2002); NIST SRM 610 and 612 (Pearce et al. 1997); MASS-1 as external Ge standard (57.8±2.6 μg/g Ge); NBS-127, IAEA-S-1, IAEA-S-2, IAEA-S-3, and an in-house Ag2S reference material (sulfur isotopes) |  |  |  |  | 0.20856 | [15 empty] | 0.212 | [5 empty] | 0.15054 | [5 empty] | 0.053 | [9 empty] | 12.648 | [9 empty] | 2.1099 | [17 empty] | 1.648 | [15 empty] | 2.9574 | [15 empty] | 33.63 |  | 0.24066 | [9 empty] | 0.021 | [27 empty] | 51.506 |  |  |  |  | 2019 | Bauer, M.E., Burisch, M., Ostendorf, J., Krause, J., Frenzel, M., Seifert, T., and Gutzmer, J. (2019). Trace element geochemistry of sphalerite in contrasting hydrothermal fluid systems of the Freiberg district, Germany: insights from LA-ICP-MS analysis, near-infrared light microthermometry of sphalerite-hosted fluid inclusions, and sulfur isotope geochemistry. Mineralium Deposita, 54, 237–262. |  | DEU | Saxony
| Freiberg mining district | kb veins, eb veins, fba veins | Magmatic hydrothermal | Intrusion-related | hydrothermal vein-style silver mineralization | Ag | Zn, Pb, In, Ge, Ga | Ag, Zn, Pb, In, Ge, Ga | Bauer et al., 2019 |  | kb03-5 | kb03-5 | underground mine |  |  |  |  | ore material | grab | grab | mineral separate | [5 empty] | mineralisation |  |  |  | sphalerite | [6 empty] | galena, pyrite, arsenopyrite, quartz, fluorite, carbonate | polished sections | LA-ICPMS, EMPA | JEOL JXA-8530F equipped with a field emission gun (FEG) and five wavelength-dispersive spectrometers (WDS); 193-nm New Wave Research Excimer laser and an Agilent 7500i quadrupole ICP-MS | Helmholtz Institute Freiberg for Resource Technology (HIF); Friedrich-Alexander-Universität Erlangen-Nürnberg | EPMA: accelerating voltage of 20 kV and a beam current of 30 nA, and a defocused beam of 15 μm diameter. LA-ICP-MS: plasma power of 1320 W, He (0.65 L/min) and Ar (1.09 L/min) as carrier gases, Ar as plasma (14.9 L/min) and auxiliary gas (0.9 L/min), oxide rates of <0.4% ThO+/Th+, repetition rate of 20 Hz, beam spot size of 25 μm, irradiance of 0.74 GW/cm2, fluence of 3.7 J/cm2, 20 s background measurement and 20 s sample ablation, 60-s retention time | MASS-1 (Wilson et al. 2002); NIST SRM 610 and 612 (Pearce et al. 1997); MASS-1 as external Ge standard (57.8±2.6 μg/g Ge); NBS-127, IAEA-S-1, IAEA-S-2, IAEA-S-3, and an in-house Ag2S reference material (sulfur isotopes) |  |  |  |  | 0.1336 | [15 empty] | 0.242 | [5 empty] | 0.11438 | [5 empty] | 0.053 | [9 empty] | 12.353 | [9 empty] | 4.3103 | [17 empty] | 1.704 | [15 empty] | 0.24187 | [15 empty] | 33.311 | [11 empty] | 0.019 | [27 empty] | 51.605 |  |  |  |  | 2019 | Bauer, M.E., Burisch, M., Ostendorf, J., Krause, J., Frenzel, M., Seifert, T., and Gutzmer, J. (2019). Trace element geochemistry of sphalerite in contrasting hydrothermal fluid systems of the Freiberg district, Germany: insights from LA-ICP-MS analysis, near-infrared light microthermometry of sphalerite-hosted fluid inclusions, and sulfur isotope geochemistry. Mineralium Deposita, 54, 237–262. |  | DEU | Saxony
| Freiberg mining district | kb veins, eb veins, fba veins | Magmatic hydrothermal | Intrusion-related | hydrothermal vein-style silver mineralization | Ag | Zn, Pb, In, Ge, Ga | Ag, Zn, Pb, In, Ge, Ga | Bauer et al., 2019 |  | kb03-6 | kb03-6 | underground mine |  |  |  |  | ore material | grab | grab | mineral separate | [5 empty] | mineralisation |  |  |  | sphalerite | [6 empty] | galena, pyrite, arsenopyrite, quartz, fluorite, carbonate | polished sections | LA-ICPMS, EMPA | JEOL JXA-8530F equipped with a field emission gun (FEG) and five wavelength-dispersive spectrometers (WDS); 193-nm New Wave Research Excimer laser and an Agilent 7500i quadrupole ICP-MS | Helmholtz Institute Freiberg for Resource Technology (HIF); Friedrich-Alexander-Universität Erlangen-Nürnberg | EPMA: accelerating voltage of 20 kV and a beam current of 30 nA, and a defocused beam of 15 μm diameter. LA-ICP-MS: plasma power of 1320 W, He (0.65 L/min) and Ar (1.09 L/min) as carrier gases, Ar as plasma (14.9 L/min) and auxiliary gas (0.9 L/min), oxide rates of <0.4% ThO+/Th+, repetition rate of 20 Hz, beam spot size of 25 μm, irradiance of 0.74 GW/cm2, fluence of 3.7 J/cm2, 20 s background measurement and 20 s sample ablation, 60-s retention time | MASS-1 (Wilson et al. 2002); NIST SRM 610 and 612 (Pearce et al. 1997); MASS-1 as external Ge standard (57.8±2.6 μg/g Ge); NBS-127, IAEA-S-1, IAEA-S-2, IAEA-S-3, and an in-house Ag2S reference material (sulfur isotopes) |  |  |  |  | 1.1034 | [15 empty] | 0.269 | [11 empty] | 0.131 | [9 empty] | 13.506 | [9 empty] | 1.9297 | [17 empty] | 0.743 | [15 empty] | 3.0955 | [15 empty] | 33.209 |  | 4.8943 | [9 empty] | 0.127 | [13 empty] | 0.017144 | [13 empty] | 51.419 |  |  |  |  | 2019 | Bauer, M.E., Burisch, M., Ostendorf, J., Krause, J., Frenzel, M., Seifert, T., and Gutzmer, J. (2019). Trace element geochemistry of sphalerite in contrasting hydrothermal fluid systems of the Freiberg district, Germany: insights from LA-ICP-MS analysis, near-infrared light microthermometry of sphalerite-hosted fluid inclusions, and sulfur isotope geochemistry. Mineralium Deposita, 54, 237–262. |  | DEU | Saxony
| Freiberg mining district | kb veins, eb veins, fba veins | Magmatic hydrothermal | Intrusion-related | hydrothermal vein-style silver mineralization | Ag | Zn, Pb, In, Ge, Ga | Ag, Zn, Pb, In, Ge, Ga | Bauer et al., 2019 |  | kb03-7 | kb03-7 | underground mine |  |  |  |  | ore material | grab | grab | mineral separate | [5 empty] | mineralisation |  |  |  | sphalerite | [6 empty] | galena, pyrite, arsenopyrite, quartz, fluorite, carbonate | polished sections | LA-ICPMS, EMPA | JEOL JXA-8530F equipped with a field emission gun (FEG) and five wavelength-dispersive spectrometers (WDS); 193-nm New Wave Research Excimer laser and an Agilent 7500i quadrupole ICP-MS | Helmholtz Institute Freiberg for Resource Technology (HIF); Friedrich-Alexander-Universität Erlangen-Nürnberg | EPMA: accelerating voltage of 20 kV and a beam current of 30 nA, and a defocused beam of 15 μm diameter. LA-ICP-MS: plasma power of 1320 W, He (0.65 L/min) and Ar (1.09 L/min) as carrier gases, Ar as plasma (14.9 L/min) and auxiliary gas (0.9 L/min), oxide rates of <0.4% ThO+/Th+, repetition rate of 20 Hz, beam spot size of 25 μm, irradiance of 0.74 GW/cm2, fluence of 3.7 J/cm2, 20 s background measurement and 20 s sample ablation, 60-s retention time | MASS-1 (Wilson et al. 2002); NIST SRM 610 and 612 (Pearce et al. 1997); MASS-1 as external Ge standard (57.8±2.6 μg/g Ge); NBS-127, IAEA-S-1, IAEA-S-2, IAEA-S-3, and an in-house Ag2S reference material (sulfur isotopes) | [20 empty] | 0.26 | [5 empty] | 0.022556 | [5 empty] | 0.007 | [9 empty] | 13.41 | [9 empty] | 1.7922 | [17 empty] | 0.973 | [15 empty] | 0.39254 | [15 empty] | 33.627 | [11 empty] | 0.011 | [27 empty] | 51.558 |  |  |  |  | 2019 | Bauer, M.E., Burisch, M., Ostendorf, J., Krause, J., Frenzel, M., Seifert, T., and Gutzmer, J. (2019). Trace element geochemistry of sphalerite in contrasting hydrothermal fluid systems of the Freiberg district, Germany: insights from LA-ICP-MS analysis, near-infrared light microthermometry of sphalerite-hosted fluid inclusions, and sulfur isotope geochemistry. Mineralium Deposita, 54, 237–262. |  | DEU | Saxony
| Freiberg mining district | kb veins, eb veins, fba veins | Magmatic hydrothermal | Intrusion-related | hydrothermal vein-style silver mineralization | Ag | Zn, Pb, In, Ge, Ga | Ag, Zn, Pb, In, Ge, Ga | Bauer et al., 2019 |  | kb04-1 | kb04-1 | underground mine |  |  |  |  | ore material | grab | grab | mineral separate | [5 empty] | mineralisation |  |  |  | sphalerite | [6 empty] | galena, pyrite, arsenopyrite, quartz, fluorite, carbonate | polished sections | LA-ICPMS, EMPA | JEOL JXA-8530F equipped with a field emission gun (FEG) and five wavelength-dispersive spectrometers (WDS); 193-nm New Wave Research Excimer laser and an Agilent 7500i quadrupole ICP-MS | Helmholtz Institute Freiberg for Resource Technology (HIF); Friedrich-Alexander-Universität Erlangen-Nürnberg | EPMA: accelerating voltage of 20 kV and a beam current of 30 nA, and a defocused beam of 15 μm diameter. LA-ICP-MS: plasma power of 1320 W, He (0.65 L/min) and Ar (1.09 L/min) as carrier gases, Ar as plasma (14.9 L/min) and auxiliary gas (0.9 L/min), oxide rates of <0.4% ThO+/Th+, repetition rate of 20 Hz, beam spot size of 25 μm, irradiance of 0.74 GW/cm2, fluence of 3.7 J/cm2, 20 s background measurement and 20 s sample ablation, 60-s retention time | MASS-1 (Wilson et al. 2002); NIST SRM 610 and 612 (Pearce et al. 1997); MASS-1 as external Ge standard (57.8±2.6 μg/g Ge); NBS-127, IAEA-S-1, IAEA-S-2, IAEA-S-3, and an in-house Ag2S reference material (sulfur isotopes) |  |  |  |  | 0.13322 | [15 empty] | 0.19 | [5 empty] | 26.8361 | [5 empty] | 0.025 | [9 empty] | 12.88 | [9 empty] | 10.0474 | [17 empty] | 0.568 | [15 empty] | 3.2003 | [15 empty] | 33.468 | [39 empty] | 52.426 |  |  |  |  | 2019 | Bauer, M.E., Burisch, M., Ostendorf, J., Krause, J., Frenzel, M., Seifert, T., and Gutzmer, J. (2019). Trace element geochemistry of sphalerite in contrasting hydrothermal fluid systems of the Freiberg district, Germany: insights from LA-ICP-MS analysis, near-infrared light microthermometry of sphalerite-hosted fluid inclusions, and sulfur isotope geochemistry. Mineralium Deposita, 54, 237–262. |  | DEU | Saxony
| Freiberg mining district | kb veins, eb veins, fba veins | Magmatic hydrothermal | Intrusion-related | hydrothermal vein-style silver mineralization | Ag | Zn, Pb, In, Ge, Ga | Ag, Zn, Pb, In, Ge, Ga | Bauer et al., 2019 |  | kb04-2 | kb04-2 | underground mine |  |  |  |  | ore material | grab | grab | mineral separate | [5 empty] | mineralisation |  |  |  | sphalerite | [6 empty] | galena, pyrite, arsenopyrite, quartz, fluorite, carbonate | polished sections | LA-ICPMS, EMPA | JEOL JXA-8530F equipped with a field emission gun (FEG) and five wavelength-dispersive spectrometers (WDS); 193-nm New Wave Research Excimer laser and an Agilent 7500i quadrupole ICP-MS | Helmholtz Institute Freiberg for Resource Technology (HIF); Friedrich-Alexander-Universität Erlangen-Nürnberg | EPMA: accelerating voltage of 20 kV and a beam current of 30 nA, and a defocused beam of 15 μm diameter. LA-ICP-MS: plasma power of 1320 W, He (0.65 L/min) and Ar (1.09 L/min) as carrier gases, Ar as plasma (14.9 L/min) and auxiliary gas (0.9 L/min), oxide rates of <0.4% ThO+/Th+, repetition rate of 20 Hz, beam spot size of 25 μm, irradiance of 0.74 GW/cm2, fluence of 3.7 J/cm2, 20 s background measurement and 20 s sample ablation, 60-s retention time | MASS-1 (Wilson et al. 2002); NIST SRM 610 and 612 (Pearce et al. 1997); MASS-1 as external Ge standard (57.8±2.6 μg/g Ge); NBS-127, IAEA-S-1, IAEA-S-2, IAEA-S-3, and an in-house Ag2S reference material (sulfur isotopes) |  |  |  |  | 1.8559 | [15 empty] | 0.175 | [5 empty] | 25.8619 | [5 empty] | 0.017 | [9 empty] | 12.77 | [9 empty] | 16.4809 | [17 empty] | 0.562 | [15 empty] | 13.4162 | [15 empty] | 33.443 |  | 0.46447 |  |  |  | 0.83981 | [33 empty] | 52.45 |  |  |  |  | 2019 | Bauer, M.E., Burisch, M., Ostendorf, J., Krause, J., Frenzel, M., Seifert, T., and Gutzmer, J. (2019). Trace element geochemistry of sphalerite in contrasting hydrothermal fluid systems of the Freiberg district, Germany: insights from LA-ICP-MS analysis, near-infrared light microthermometry of sphalerite-hosted fluid inclusions, and sulfur isotope geochemistry. Mineralium Deposita, 54, 237–262. |  | DEU | Saxony
| Freiberg mining district | kb veins, eb veins, fba veins | Magmatic hydrothermal | Intrusion-related | hydrothermal vein-style silver mineralization | Ag | Zn, Pb, In, Ge, Ga | Ag, Zn, Pb, In, Ge, Ga | Bauer et al., 2019 |  | kb04-3 | kb04-3 | underground mine |  |  |  |  | ore material | grab | grab | mineral separate | [5 empty] | mineralisation |  |  |  | sphalerite | [6 empty] | galena, pyrite, arsenopyrite, quartz, fluorite, carbonate | polished sections | LA-ICPMS, EMPA | JEOL JXA-8530F equipped with a field emission gun (FEG) and five wavelength-dispersive spectrometers (WDS); 193-nm New Wave Research Excimer laser and an Agilent 7500i quadrupole ICP-MS | Helmholtz Institute Freiberg for Resource Technology (HIF); Friedrich-Alexander-Universität Erlangen-Nürnberg | EPMA: accelerating voltage of 20 kV and a beam current of 30 nA, and a defocused beam of 15 μm diameter. LA-ICP-MS: plasma power of 1320 W, He (0.65 L/min) and Ar (1.09 L/min) as carrier gases, Ar as plasma (14.9 L/min) and auxiliary gas (0.9 L/min), oxide rates of <0.4% ThO+/Th+, repetition rate of 20 Hz, beam spot size of 25 μm, irradiance of 0.74 GW/cm2, fluence of 3.7 J/cm2, 20 s background measurement and 20 s sample ablation, 60-s retention time | MASS-1 (Wilson et al. 2002); NIST SRM 610 and 612 (Pearce et al. 1997); MASS-1 as external Ge standard (57.8±2.6 μg/g Ge); NBS-127, IAEA-S-1, IAEA-S-2, IAEA-S-3, and an in-house Ag2S reference material (sulfur isotopes) |  |  |  |  | 0.14911 | [15 empty] | 0.264 | [5 empty] | 17.8319 | [15 empty] | 12.658 | [9 empty] | 5.2194 | [17 empty] | 0.798 | [15 empty] | 3.8494 | [15 empty] | 33.458 |  | 2.6202 |  |  |  | 1.2155 | [5 empty] | 0.008 | [13 empty] | 0.019227 | [13 empty] | 52.273 |  |  |  |  | 2019 | Bauer, M.E., Burisch, M., Ostendorf, J., Krause, J., Frenzel, M., Seifert, T., and Gutzmer, J. (2019). Trace element geochemistry of sphalerite in contrasting hydrothermal fluid systems of the Freiberg district, Germany: insights from LA-ICP-MS analysis, near-infrared light microthermometry of sphalerite-hosted fluid inclusions, and sulfur isotope geochemistry. Mineralium Deposita, 54, 237–262. |  | DEU | Saxony
| Freiberg mining district | kb veins, eb veins, fba veins | Magmatic hydrothermal | Intrusion-related | hydrothermal vein-style silver mineralization | Ag | Zn, Pb, In, Ge, Ga | Ag, Zn, Pb, In, Ge, Ga | Bauer et al., 2019 |  | kb04-4 | kb04-4 | underground mine |  |  |  |  | ore material | grab | grab | mineral separate | [5 empty] | mineralisation |  |  |  | sphalerite | [6 empty] | galena, pyrite, arsenopyrite, quartz, fluorite, carbonate | polished sections | LA-ICPMS, EMPA | JEOL JXA-8530F equipped with a field emission gun (FEG) and five wavelength-dispersive spectrometers (WDS); 193-nm New Wave Research Excimer laser and an Agilent 7500i quadrupole ICP-MS | Helmholtz Institute Freiberg for Resource Technology (HIF); Friedrich-Alexander-Universität Erlangen-Nürnberg | EPMA: accelerating voltage of 20 kV and a beam current of 30 nA, and a defocused beam of 15 μm diameter. LA-ICP-MS: plasma power of 1320 W, He (0.65 L/min) and Ar (1.09 L/min) as carrier gases, Ar as plasma (14.9 L/min) and auxiliary gas (0.9 L/min), oxide rates of <0.4% ThO+/Th+, repetition rate of 20 Hz, beam spot size of 25 μm, irradiance of 0.74 GW/cm2, fluence of 3.7 J/cm2, 20 s background measurement and 20 s sample ablation, 60-s retention time | MASS-1 (Wilson et al. 2002); NIST SRM 610 and 612 (Pearce et al. 1997); MASS-1 as external Ge standard (57.8±2.6 μg/g Ge); NBS-127, IAEA-S-1, IAEA-S-2, IAEA-S-3, and an in-house Ag2S reference material (sulfur isotopes) |  |  |  |  | 0.14074 | [15 empty] | 0.257 | [5 empty] | 18.1734 | [5 empty] | 0.032 | [9 empty] | 12.629 | [9 empty] | 4.4741 | [17 empty] | 0.738 | [15 empty] | 8.0486 | [15 empty] | 33.592 |  | 4.6107 |  |  |  | 1.6384 | [19 empty] | 0.10635 | [13 empty] | 52.396 |  |  |  |  | 2019 | Bauer, M.E., Burisch, M., Ostendorf, J., Krause, J., Frenzel, M., Seifert, T., and Gutzmer, J. (2019). Trace element geochemistry of sphalerite in contrasting hydrothermal fluid systems of the Freiberg district, Germany: insights from LA-ICP-MS analysis, near-infrared light microthermometry of sphalerite-hosted fluid inclusions, and sulfur isotope geochemistry. Mineralium Deposita, 54, 237–262. |  | DEU | Saxony
| Freiberg mining district | kb veins, eb veins, fba veins | Magmatic hydrothermal | Intrusion-related | hydrothermal vein-style silver mineralization | Ag | Zn, Pb, In, Ge, Ga | Ag, Zn, Pb, In, Ge, Ga | Bauer et al., 2019 |  | kb04-5 | kb04-5 | underground mine |  |  |  |  | ore material | grab | grab | mineral separate | [5 empty] | mineralisation |  |  |  | sphalerite | [6 empty] | galena, pyrite, arsenopyrite, quartz, fluorite, carbonate | polished sections | LA-ICPMS, EMPA | JEOL JXA-8530F equipped with a field emission gun (FEG) and five wavelength-dispersive spectrometers (WDS); 193-nm New Wave Research Excimer laser and an Agilent 7500i quadrupole ICP-MS | Helmholtz Institute Freiberg for Resource Technology (HIF); Friedrich-Alexander-Universität Erlangen-Nürnberg | EPMA: accelerating voltage of 20 kV and a beam current of 30 nA, and a defocused beam of 15 μm diameter. LA-ICP-MS: plasma power of 1320 W, He (0.65 L/min) and Ar (1.09 L/min) as carrier gases, Ar as plasma (14.9 L/min) and auxiliary gas (0.9 L/min), oxide rates of <0.4% ThO+/Th+, repetition rate of 20 Hz, beam spot size of 25 μm, irradiance of 0.74 GW/cm2, fluence of 3.7 J/cm2, 20 s background measurement and 20 s sample ablation, 60-s retention time | MASS-1 (Wilson et al. 2002); NIST SRM 610 and 612 (Pearce et al. 1997); MASS-1 as external Ge standard (57.8±2.6 μg/g Ge); NBS-127, IAEA-S-1, IAEA-S-2, IAEA-S-3, and an in-house Ag2S reference material (sulfur isotopes) |  |  |  |  | 0.14346 | [15 empty] | 0.223 | [5 empty] | 16.9021 | [5 empty] | 0.006 | [9 empty] | 12.85 | [9 empty] | 3.5024 | [17 empty] | 0.712 | [15 empty] | 0.87275 | [15 empty] | 33.221 |  | 0.12145 |  |  |  | 0.92961 | [5 empty] | 0.023 | [13 empty] | 0.015916 | [13 empty] | 52.291 |  |  |  |  | 2019 | Bauer, M.E., Burisch, M., Ostendorf, J., Krause, J., Frenzel, M., Seifert, T., and Gutzmer, J. (2019). Trace element geochemistry of sphalerite in contrasting hydrothermal fluid systems of the Freiberg district, Germany: insights from LA-ICP-MS analysis, near-infrared light microthermometry of sphalerite-hosted fluid inclusions, and sulfur isotope geochemistry. Mineralium Deposita, 54, 237–262. |  | DEU | Saxony
| Freiberg mining district | kb veins, eb veins, fba veins | Magmatic hydrothermal | Intrusion-related | hydrothermal vein-style silver mineralization | Ag | Zn, Pb, In, Ge, Ga | Ag, Zn, Pb, In, Ge, Ga | Bauer et al., 2019 |  | kb04-6 | kb04-6 | underground mine |  |  |  |  | ore material | grab | grab | mineral separate | [5 empty] | mineralisation |  |  |  | sphalerite | [6 empty] | galena, pyrite, arsenopyrite, quartz, fluorite, carbonate | polished sections | LA-ICPMS, EMPA | JEOL JXA-8530F equipped with a field emission gun (FEG) and five wavelength-dispersive spectrometers (WDS); 193-nm New Wave Research Excimer laser and an Agilent 7500i quadrupole ICP-MS | Helmholtz Institute Freiberg for Resource Technology (HIF); Friedrich-Alexander-Universität Erlangen-Nürnberg | EPMA: accelerating voltage of 20 kV and a beam current of 30 nA, and a defocused beam of 15 μm diameter. LA-ICP-MS: plasma power of 1320 W, He (0.65 L/min) and Ar (1.09 L/min) as carrier gases, Ar as plasma (14.9 L/min) and auxiliary gas (0.9 L/min), oxide rates of <0.4% ThO+/Th+, repetition rate of 20 Hz, beam spot size of 25 μm, irradiance of 0.74 GW/cm2, fluence of 3.7 J/cm2, 20 s background measurement and 20 s sample ablation, 60-s retention time | MASS-1 (Wilson et al. 2002); NIST SRM 610 and 612 (Pearce et al. 1997); MASS-1 as external Ge standard (57.8±2.6 μg/g Ge); NBS-127, IAEA-S-1, IAEA-S-2, IAEA-S-3, and an in-house Ag2S reference material (sulfur isotopes) |  |  |  |  | 0.16676 | [15 empty] | 0.269 | [5 empty] | 18.9785 | [5 empty] | 0.019 | [9 empty] | 12.868 | [9 empty] | 3.3883 | [17 empty] | 0.598 | [15 empty] | 9.8222 | [15 empty] | 33.339 |  | 2.6238 |  |  |  | 0.98412 | [5 empty] | 0.016 | [13 empty] | 0.072112 | [13 empty] | 52.411 |  |  |  |  | 2019 | Bauer, M.E., Burisch, M., Ostendorf, J., Krause, J., Frenzel, M., Seifert, T., and Gutzmer, J. (2019). Trace element geochemistry of sphalerite in contrasting hydrothermal fluid systems of the Freiberg district, Germany: insights from LA-ICP-MS analysis, near-infrared light microthermometry of sphalerite-hosted fluid inclusions, and sulfur isotope geochemistry. Mineralium Deposita, 54, 237–262. |  | DEU | Saxony
| Freiberg mining district | kb veins, eb veins, fba veins | Magmatic hydrothermal | Intrusion-related | hydrothermal vein-style silver mineralization | Ag | Zn, Pb, In, Ge, Ga | Ag, Zn, Pb, In, Ge, Ga | Bauer et al., 2019 |  | kb04-7 | kb04-7 | underground mine |  |  |  |  | ore material | grab | grab | mineral separate | [5 empty] | mineralisation |  |  |  | sphalerite | [6 empty] | galena, pyrite, arsenopyrite, quartz, fluorite, carbonate | polished sections | LA-ICPMS, EMPA | JEOL JXA-8530F equipped with a field emission gun (FEG) and five wavelength-dispersive spectrometers (WDS); 193-nm New Wave Research Excimer laser and an Agilent 7500i quadrupole ICP-MS | Helmholtz Institute Freiberg for Resource Technology (HIF); Friedrich-Alexander-Universität Erlangen-Nürnberg | EPMA: accelerating voltage of 20 kV and a beam current of 30 nA, and a defocused beam of 15 μm diameter. LA-ICP-MS: plasma power of 1320 W, He (0.65 L/min) and Ar (1.09 L/min) as carrier gases, Ar as plasma (14.9 L/min) and auxiliary gas (0.9 L/min), oxide rates of <0.4% ThO+/Th+, repetition rate of 20 Hz, beam spot size of 25 μm, irradiance of 0.74 GW/cm2, fluence of 3.7 J/cm2, 20 s background measurement and 20 s sample ablation, 60-s retention time | MASS-1 (Wilson et al. 2002); NIST SRM 610 and 612 (Pearce et al. 1997); MASS-1 as external Ge standard (57.8±2.6 μg/g Ge); NBS-127, IAEA-S-1, IAEA-S-2, IAEA-S-3, and an in-house Ag2S reference material (sulfur isotopes) | [20 empty] | 0.266 | [5 empty] | 19.2008 | [5 empty] | 0.05 | [9 empty] | 12.81 | [9 empty] | 2.965 | [17 empty] | 0.55 | [15 empty] | 2.6972 | [15 empty] | 33.478 |  | 1.061 |  |  |  | 1.6117 | [5 empty] | 0.04 | [13 empty] | 0.044348 | [13 empty] | 52.448 |  |  |  |  | 2019 | Bauer, M.E., Burisch, M., Ostendorf, J., Krause, J., Frenzel, M., Seifert, T., and Gutzmer, J. (2019). Trace element geochemistry of sphalerite in contrasting hydrothermal fluid systems of the Freiberg district, Germany: insights from LA-ICP-MS analysis, near-infrared light microthermometry of sphalerite-hosted fluid inclusions, and sulfur isotope geochemistry. Mineralium Deposita, 54, 237–262. |  | DEU | Saxony
| Freiberg mining district | kb veins, eb veins, fba veins | Magmatic hydrothermal | Intrusion-related | hydrothermal vein-style silver mineralization | Ag | Zn, Pb, In, Ge, Ga | Ag, Zn, Pb, In, Ge, Ga | Bauer et al., 2019 |  | kb06-1 | kb06-1 | underground mine |  |  |  |  | ore material | grab | grab | mineral separate | [5 empty] | mineralisation |  |  |  | sphalerite | [6 empty] | galena, pyrite, arsenopyrite, quartz, fluorite, carbonate | polished sections | LA-ICPMS, EMPA | JEOL JXA-8530F equipped with a field emission gun (FEG) and five wavelength-dispersive spectrometers (WDS); 193-nm New Wave Research Excimer laser and an Agilent 7500i quadrupole ICP-MS | Helmholtz Institute Freiberg for Resource Technology (HIF); Friedrich-Alexander-Universität Erlangen-Nürnberg | EPMA: accelerating voltage of 20 kV and a beam current of 30 nA, and a defocused beam of 15 μm diameter. LA-ICP-MS: plasma power of 1320 W, He (0.65 L/min) and Ar (1.09 L/min) as carrier gases, Ar as plasma (14.9 L/min) and auxiliary gas (0.9 L/min), oxide rates of <0.4% ThO+/Th+, repetition rate of 20 Hz, beam spot size of 25 μm, irradiance of 0.74 GW/cm2, fluence of 3.7 J/cm2, 20 s background measurement and 20 s sample ablation, 60-s retention time | MASS-1 (Wilson et al. 2002); NIST SRM 610 and 612 (Pearce et al. 1997); MASS-1 as external Ge standard (57.8±2.6 μg/g Ge); NBS-127, IAEA-S-1, IAEA-S-2, IAEA-S-3, and an in-house Ag2S reference material (sulfur isotopes) | 0.002 | [19 empty] | 0.537 | [5 empty] | 54.078 | [5 empty] | 0.061 | [9 empty] | 12.149 | [9 empty] | 3.0914 |  |  |  | 0.029 | [13 empty] | 0.18 | [15 empty] | 0.58595 | [15 empty] | 33.512 | [11 empty] | 0.026 | [27 empty] | 53.316 |  |  |  |  | 2019 | Bauer, M.E., Burisch, M., Ostendorf, J., Krause, J., Frenzel, M., Seifert, T., and Gutzmer, J. (2019). Trace element geochemistry of sphalerite in contrasting hydrothermal fluid systems of the Freiberg district, Germany: insights from LA-ICP-MS analysis, near-infrared light microthermometry of sphalerite-hosted fluid inclusions, and sulfur isotope geochemistry. Mineralium Deposita, 54, 237–262. |  | DEU | Saxony
| Freiberg mining district | kb veins, eb veins, fba veins | Magmatic hydrothermal | Intrusion-related | hydrothermal vein-style silver mineralization | Ag | Zn, Pb, In, Ge, Ga | Ag, Zn, Pb, In, Ge, Ga | Bauer et al., 2019 |  | kb06-2 | kb06-2 | underground mine |  |  |  |  | ore material | grab | grab | mineral separate | [5 empty] | mineralisation |  |  |  | sphalerite | [6 empty] | galena, pyrite, arsenopyrite, quartz, fluorite, carbonate | polished sections | LA-ICPMS, EMPA | JEOL JXA-8530F equipped with a field emission gun (FEG) and five wavelength-dispersive spectrometers (WDS); 193-nm New Wave Research Excimer laser and an Agilent 7500i quadrupole ICP-MS | Helmholtz Institute Freiberg for Resource Technology (HIF); Friedrich-Alexander-Universität Erlangen-Nürnberg | EPMA: accelerating voltage of 20 kV and a beam current of 30 nA, and a defocused beam of 15 μm diameter. LA-ICP-MS: plasma power of 1320 W, He (0.65 L/min) and Ar (1.09 L/min) as carrier gases, Ar as plasma (14.9 L/min) and auxiliary gas (0.9 L/min), oxide rates of <0.4% ThO+/Th+, repetition rate of 20 Hz, beam spot size of 25 μm, irradiance of 0.74 GW/cm2, fluence of 3.7 J/cm2, 20 s background measurement and 20 s sample ablation, 60-s retention time | MASS-1 (Wilson et al. 2002); NIST SRM 610 and 612 (Pearce et al. 1997); MASS-1 as external Ge standard (57.8±2.6 μg/g Ge); NBS-127, IAEA-S-1, IAEA-S-2, IAEA-S-3, and an in-house Ag2S reference material (sulfur isotopes) | [20 empty] | 0.546 | [5 empty] | 79.8383 | [5 empty] | 0.423 | [9 empty] | 11.191 | [9 empty] | 3.659 |  |  |  | 0.136 | [13 empty] | 0.606 | [15 empty] | 3.4581 | [15 empty] | 33.216 |  | 0.21893 |  |  |  | 0.7999 | [33 empty] | 53.337 |  |  |  |  | 2019 | Bauer, M.E., Burisch, M., Ostendorf, J., Krause, J., Frenzel, M., Seifert, T., and Gutzmer, J. (2019). Trace element geochemistry of sphalerite in contrasting hydrothermal fluid systems of the Freiberg district, Germany: insights from LA-ICP-MS analysis, near-infrared light microthermometry of sphalerite-hosted fluid inclusions, and sulfur isotope geochemistry. Mineralium Deposita, 54, 237–262. |  | DEU | Saxony
| Freiberg mining district | kb veins, eb veins, fba veins | Magmatic hydrothermal | Intrusion-related | hydrothermal vein-style silver mineralization | Ag | Zn, Pb, In, Ge, Ga | Ag, Zn, Pb, In, Ge, Ga | Bauer et al., 2019 |  | kb06-3 | kb06-3 | underground mine |  |  |  |  | ore material | grab | grab | mineral separate | [5 empty] | mineralisation |  |  |  | sphalerite | [6 empty] | galena, pyrite, arsenopyrite, quartz, fluorite, carbonate | polished sections | LA-ICPMS, EMPA | JEOL JXA-8530F equipped with a field emission gun (FEG) and five wavelength-dispersive spectrometers (WDS); 193-nm New Wave Research Excimer laser and an Agilent 7500i quadrupole ICP-MS | Helmholtz Institute Freiberg for Resource Technology (HIF); Friedrich-Alexander-Universität Erlangen-Nürnberg | EPMA: accelerating voltage of 20 kV and a beam current of 30 nA, and a defocused beam of 15 μm diameter. LA-ICP-MS: plasma power of 1320 W, He (0.65 L/min) and Ar (1.09 L/min) as carrier gases, Ar as plasma (14.9 L/min) and auxiliary gas (0.9 L/min), oxide rates of <0.4% ThO+/Th+, repetition rate of 20 Hz, beam spot size of 25 μm, irradiance of 0.74 GW/cm2, fluence of 3.7 J/cm2, 20 s background measurement and 20 s sample ablation, 60-s retention time | MASS-1 (Wilson et al. 2002); NIST SRM 610 and 612 (Pearce et al. 1997); MASS-1 as external Ge standard (57.8±2.6 μg/g Ge); NBS-127, IAEA-S-1, IAEA-S-2, IAEA-S-3, and an in-house Ag2S reference material (sulfur isotopes) | [20 empty] | 0.572 | [5 empty] | 95.0063 | [5 empty] | 0.072 | [9 empty] | 11.382 | [9 empty] | 3.36 |  |  |  | 0.095 | [13 empty] | 0.317 | [15 empty] | 6.1898 | [15 empty] | 33.427 |  | 1.1648 | [23 empty] | 0.014934 | [13 empty] | 54.004 |  |  |  |  | 2019 | Bauer, M.E., Burisch, M., Ostendorf, J., Krause, J., Frenzel, M., Seifert, T., and Gutzmer, J. (2019). Trace element geochemistry of sphalerite in contrasting hydrothermal fluid systems of the Freiberg district, Germany: insights from LA-ICP-MS analysis, near-infrared light microthermometry of sphalerite-hosted fluid inclusions, and sulfur isotope geochemistry. Mineralium Deposita, 54, 237–262. |  | DEU | Saxony
| Freiberg mining district | kb veins, eb veins, fba veins | Magmatic hydrothermal | Intrusion-related | hydrothermal vein-style silver mineralization | Ag | Zn, Pb, In, Ge, Ga | Ag, Zn, Pb, In, Ge, Ga | Bauer et al., 2019 |  | kb06-4 | kb06-4 | underground mine |  |  |  |  | ore material | grab | grab | mineral separate | [5 empty] | mineralisation |  |  |  | sphalerite | [6 empty] | galena, pyrite, arsenopyrite, quartz, fluorite, carbonate | polished sections | LA-ICPMS, EMPA | JEOL JXA-8530F equipped with a field emission gun (FEG) and five wavelength-dispersive spectrometers (WDS); 193-nm New Wave Research Excimer laser and an Agilent 7500i quadrupole ICP-MS | Helmholtz Institute Freiberg for Resource Technology (HIF); Friedrich-Alexander-Universität Erlangen-Nürnberg | EPMA: accelerating voltage of 20 kV and a beam current of 30 nA, and a defocused beam of 15 μm diameter. LA-ICP-MS: plasma power of 1320 W, He (0.65 L/min) and Ar (1.09 L/min) as carrier gases, Ar as plasma (14.9 L/min) and auxiliary gas (0.9 L/min), oxide rates of <0.4% ThO+/Th+, repetition rate of 20 Hz, beam spot size of 25 μm, irradiance of 0.74 GW/cm2, fluence of 3.7 J/cm2, 20 s background measurement and 20 s sample ablation, 60-s retention time | MASS-1 (Wilson et al. 2002); NIST SRM 610 and 612 (Pearce et al. 1997); MASS-1 as external Ge standard (57.8±2.6 μg/g Ge); NBS-127, IAEA-S-1, IAEA-S-2, IAEA-S-3, and an in-house Ag2S reference material (sulfur isotopes) | 0.001 |  |  |  | 0.14358 | [15 empty] | 0.56 | [5 empty] | 84.9802 | [5 empty] | 0.092 | [9 empty] | 11.484 | [9 empty] | 4.2066 |  |  |  | 0.138 | [13 empty] | 0.164 | [15 empty] | 0.18489 | [15 empty] | 33.426 |  | 0.050702 | [23 empty] | 0.016434 | [13 empty] | 53.902 |  |  |  |  | 2019 | Bauer, M.E., Burisch, M., Ostendorf, J., Krause, J., Frenzel, M., Seifert, T., and Gutzmer, J. (2019). Trace element geochemistry of sphalerite in contrasting hydrothermal fluid systems of the Freiberg district, Germany: insights from LA-ICP-MS analysis, near-infrared light microthermometry of sphalerite-hosted fluid inclusions, and sulfur isotope geochemistry. Mineralium Deposita, 54, 237–262. |  | DEU | Saxony
| Freiberg mining district | kb veins, eb veins, fba veins | Magmatic hydrothermal | Intrusion-related | hydrothermal vein-style silver mineralization | Ag | Zn, Pb, In, Ge, Ga | Ag, Zn, Pb, In, Ge, Ga | Bauer et al., 2019 |  | kb06-5 | kb06-5 | underground mine |  |  |  |  | ore material | grab | grab | mineral separate | [5 empty] | mineralisation |  |  |  | sphalerite | [6 empty] | galena, pyrite, arsenopyrite, quartz, fluorite, carbonate | polished sections | LA-ICPMS, EMPA | JEOL JXA-8530F equipped with a field emission gun (FEG) and five wavelength-dispersive spectrometers (WDS); 193-nm New Wave Research Excimer laser and an Agilent 7500i quadrupole ICP-MS | Helmholtz Institute Freiberg for Resource Technology (HIF); Friedrich-Alexander-Universität Erlangen-Nürnberg | EPMA: accelerating voltage of 20 kV and a beam current of 30 nA, and a defocused beam of 15 μm diameter. LA-ICP-MS: plasma power of 1320 W, He (0.65 L/min) and Ar (1.09 L/min) as carrier gases, Ar as plasma (14.9 L/min) and auxiliary gas (0.9 L/min), oxide rates of <0.4% ThO+/Th+, repetition rate of 20 Hz, beam spot size of 25 μm, irradiance of 0.74 GW/cm2, fluence of 3.7 J/cm2, 20 s background measurement and 20 s sample ablation, 60-s retention time | MASS-1 (Wilson et al. 2002); NIST SRM 610 and 612 (Pearce et al. 1997); MASS-1 as external Ge standard (57.8±2.6 μg/g Ge); NBS-127, IAEA-S-1, IAEA-S-2, IAEA-S-3, and an in-house Ag2S reference material (sulfur isotopes) | [20 empty] | 0.601 | [5 empty] | 82.5289 | [5 empty] | 0.093 | [9 empty] | 11.472 | [9 empty] | 3.7052 |  |  |  | 0.132 | [13 empty] | 0.282 | [15 empty] | 0.21643 | [15 empty] | 33.232 |  | 0.042012 |  |  |  | 1.6937 | [33 empty] | 53.772 |  |  |  |  | 2019 | Bauer, M.E., Burisch, M., Ostendorf, J., Krause, J., Frenzel, M., Seifert, T., and Gutzmer, J. (2019). Trace element geochemistry of sphalerite in contrasting hydrothermal fluid systems of the Freiberg district, Germany: insights from LA-ICP-MS analysis, near-infrared light microthermometry of sphalerite-hosted fluid inclusions, and sulfur isotope geochemistry. Mineralium Deposita, 54, 237–262. |  | DEU | Saxony
| Freiberg mining district | kb veins, eb veins, fba veins | Magmatic hydrothermal | Intrusion-related | hydrothermal vein-style silver mineralization | Ag | Zn, Pb, In, Ge, Ga | Ag, Zn, Pb, In, Ge, Ga | Bauer et al., 2019 |  | kb06-6 | kb06-6 | underground mine |  |  |  |  | ore material | grab | grab | mineral separate | [5 empty] | mineralisation |  |  |  | sphalerite | [6 empty] | galena, pyrite, arsenopyrite, quartz, fluorite, carbonate | polished sections | LA-ICPMS, EMPA | JEOL JXA-8530F equipped with a field emission gun (FEG) and five wavelength-dispersive spectrometers (WDS); 193-nm New Wave Research Excimer laser and an Agilent 7500i quadrupole ICP-MS | Helmholtz Institute Freiberg for Resource Technology (HIF); Friedrich-Alexander-Universität Erlangen-Nürnberg | EPMA: accelerating voltage of 20 kV and a beam current of 30 nA, and a defocused beam of 15 μm diameter. LA-ICP-MS: plasma power of 1320 W, He (0.65 L/min) and Ar (1.09 L/min) as carrier gases, Ar as plasma (14.9 L/min) and auxiliary gas (0.9 L/min), oxide rates of <0.4% ThO+/Th+, repetition rate of 20 Hz, beam spot size of 25 μm, irradiance of 0.74 GW/cm2, fluence of 3.7 J/cm2, 20 s background measurement and 20 s sample ablation, 60-s retention time | MASS-1 (Wilson et al. 2002); NIST SRM 610 and 612 (Pearce et al. 1997); MASS-1 as external Ge standard (57.8±2.6 μg/g Ge); NBS-127, IAEA-S-1, IAEA-S-2, IAEA-S-3, and an in-house Ag2S reference material (sulfur isotopes) |  |  |  |  | 0.15683 | [15 empty] | 0.595 | [5 empty] | 84.2613 | [5 empty] | 0.062 | [9 empty] | 11.391 | [9 empty] | 5.18 |  |  |  | 0.097 | [13 empty] | 0.281 | [15 empty] | 1.2152 | [15 empty] | 33.093 |  | 2.2311 |  |  |  | 0.88644 | [5 empty] | 0.005 | [13 empty] | 0.01873 | [13 empty] | 53.68 |  |  |  |  | 2019 | Bauer, M.E., Burisch, M., Ostendorf, J., Krause, J., Frenzel, M., Seifert, T., and Gutzmer, J. (2019). Trace element geochemistry of sphalerite in contrasting hydrothermal fluid systems of the Freiberg district, Germany: insights from LA-ICP-MS analysis, near-infrared light microthermometry of sphalerite-hosted fluid inclusions, and sulfur isotope geochemistry. Mineralium Deposita, 54, 237–262. |  | DEU | Saxony
| Freiberg mining district | kb veins, eb veins, fba veins | Magmatic hydrothermal | Intrusion-related | hydrothermal vein-style silver mineralization | Ag | Zn, Pb, In, Ge, Ga | Ag, Zn, Pb, In, Ge, Ga | Bauer et al., 2019 |  | kb06-7 | kb06-7 | underground mine |  |  |  |  | ore material | grab | grab | mineral separate | [5 empty] | mineralisation |  |  |  | sphalerite | [6 empty] | galena, pyrite, arsenopyrite, quartz, fluorite, carbonate | polished sections | LA-ICPMS, EMPA | JEOL JXA-8530F equipped with a field emission gun (FEG) and five wavelength-dispersive spectrometers (WDS); 193-nm New Wave Research Excimer laser and an Agilent 7500i quadrupole ICP-MS | Helmholtz Institute Freiberg for Resource Technology (HIF); Friedrich-Alexander-Universität Erlangen-Nürnberg | EPMA: accelerating voltage of 20 kV and a beam current of 30 nA, and a defocused beam of 15 μm diameter. LA-ICP-MS: plasma power of 1320 W, He (0.65 L/min) and Ar (1.09 L/min) as carrier gases, Ar as plasma (14.9 L/min) and auxiliary gas (0.9 L/min), oxide rates of <0.4% ThO+/Th+, repetition rate of 20 Hz, beam spot size of 25 μm, irradiance of 0.74 GW/cm2, fluence of 3.7 J/cm2, 20 s background measurement and 20 s sample ablation, 60-s retention time | MASS-1 (Wilson et al. 2002); NIST SRM 610 and 612 (Pearce et al. 1997); MASS-1 as external Ge standard (57.8±2.6 μg/g Ge); NBS-127, IAEA-S-1, IAEA-S-2, IAEA-S-3, and an in-house Ag2S reference material (sulfur isotopes) | 0.005 |  |  |  | 0.12582 | [15 empty] | 0.686 | [5 empty] | 75.1633 | [5 empty] | 0.142 | [9 empty] | 11.669 | [9 empty] | 5.7164 |  |  |  | 0.225 | [13 empty] | 0.133 | [15 empty] | 0.14505 | [15 empty] | 33.4 | [5 empty] | 1.2385 | [33 empty] | 53.237 |  |  |  |  | 2019 | Bauer, M.E., Burisch, M., Ostendorf, J., Krause, J., Frenzel, M., Seifert, T., and Gutzmer, J. (2019). Trace element geochemistry of sphalerite in contrasting hydrothermal fluid systems of the Freiberg district, Germany: insights from LA-ICP-MS analysis, near-infrared light microthermometry of sphalerite-hosted fluid inclusions, and sulfur isotope geochemistry. Mineralium Deposita, 54, 237–262. |  | DEU | Saxony
| Freiberg mining district | kb veins, eb veins, fba veins | Magmatic hydrothermal | Intrusion-related | hydrothermal vein-style silver mineralization | Ag | Zn, Pb, In, Ge, Ga | Ag, Zn, Pb, In, Ge, Ga | Bauer et al., 2019 |  | kb06-8 | kb06-8 | underground mine |  |  |  |  | ore material | grab | grab | mineral separate | [5 empty] | mineralisation |  |  |  | sphalerite | [6 empty] | galena, pyrite, arsenopyrite, quartz, fluorite, carbonate | polished sections | LA-ICPMS, EMPA | JEOL JXA-8530F equipped with a field emission gun (FEG) and five wavelength-dispersive spectrometers (WDS); 193-nm New Wave Research Excimer laser and an Agilent 7500i quadrupole ICP-MS | Helmholtz Institute Freiberg for Resource Technology (HIF); Friedrich-Alexander-Universität Erlangen-Nürnberg | EPMA: accelerating voltage of 20 kV and a beam current of 30 nA, and a defocused beam of 15 μm diameter. LA-ICP-MS: plasma power of 1320 W, He (0.65 L/min) and Ar (1.09 L/min) as carrier gases, Ar as plasma (14.9 L/min) and auxiliary gas (0.9 L/min), oxide rates of <0.4% ThO+/Th+, repetition rate of 20 Hz, beam spot size of 25 μm, irradiance of 0.74 GW/cm2, fluence of 3.7 J/cm2, 20 s background measurement and 20 s sample ablation, 60-s retention time | MASS-1 (Wilson et al. 2002); NIST SRM 610 and 612 (Pearce et al. 1997); MASS-1 as external Ge standard (57.8±2.6 μg/g Ge); NBS-127, IAEA-S-1, IAEA-S-2, IAEA-S-3, and an in-house Ag2S reference material (sulfur isotopes) |  |  |  |  | 0.15527 | [15 empty] | 0.647 | [5 empty] | 77.2843 | [5 empty] | 0.128 | [9 empty] | 11.63 | [9 empty] | 5.5747 |  |  |  | 0.216 | [13 empty] | 0.163 | [15 empty] | 0.13313 | [15 empty] | 33.624 | [5 empty] | 1.0294 | [5 empty] | 0.003 | [27 empty] | 53.393 |  |  |  |  | 2019 | Bauer, M.E., Burisch, M., Ostendorf, J., Krause, J., Frenzel, M., Seifert, T., and Gutzmer, J. (2019). Trace element geochemistry of sphalerite in contrasting hydrothermal fluid systems of the Freiberg district, Germany: insights from LA-ICP-MS analysis, near-infrared light microthermometry of sphalerite-hosted fluid inclusions, and sulfur isotope geochemistry. Mineralium Deposita, 54, 237–262. |  | DEU | Saxony
| Freiberg mining district | kb veins, eb veins, fba veins | Magmatic hydrothermal | Intrusion-related | hydrothermal vein-style silver mineralization | Ag | Zn, Pb, In, Ge, Ga | Ag, Zn, Pb, In, Ge, Ga | Bauer et al., 2019 |  | kbH5-1 | kbH5-1 | underground mine |  |  |  |  | ore material | grab | grab | mineral separate | [5 empty] | mineralisation |  |  |  | sphalerite | [6 empty] | galena, pyrite, arsenopyrite, quartz, fluorite, carbonate | polished sections | LA-ICPMS, EMPA | JEOL JXA-8530F equipped with a field emission gun (FEG) and five wavelength-dispersive spectrometers (WDS); 193-nm New Wave Research Excimer laser and an Agilent 7500i quadrupole ICP-MS | Helmholtz Institute Freiberg for Resource Technology (HIF); Friedrich-Alexander-Universität Erlangen-Nürnberg | EPMA: accelerating voltage of 20 kV and a beam current of 30 nA, and a defocused beam of 15 μm diameter. LA-ICP-MS: plasma power of 1320 W, He (0.65 L/min) and Ar (1.09 L/min) as carrier gases, Ar as plasma (14.9 L/min) and auxiliary gas (0.9 L/min), oxide rates of <0.4% ThO+/Th+, repetition rate of 20 Hz, beam spot size of 25 μm, irradiance of 0.74 GW/cm2, fluence of 3.7 J/cm2, 20 s background measurement and 20 s sample ablation, 60-s retention time | MASS-1 (Wilson et al. 2002); NIST SRM 610 and 612 (Pearce et al. 1997); MASS-1 as external Ge standard (57.8±2.6 μg/g Ge); NBS-127, IAEA-S-1, IAEA-S-2, IAEA-S-3, and an in-house Ag2S reference material (sulfur isotopes) |  |  |  |  | 0.18879 | [15 empty] | 0.519 | [5 empty] | 35.4151 | [5 empty] | 0.013 | [9 empty] | 13.608 | [9 empty] | 10.7664 |  |  |  | 0.023 | [13 empty] | 0.152 | [15 empty] | 0.13832 | [15 empty] | 33.365 | [5 empty] | 8.7785 | [5 empty] | 0.01 | [27 empty] | 51.961 |  |  |  |  | 2019 | Bauer, M.E., Burisch, M., Ostendorf, J., Krause, J., Frenzel, M., Seifert, T., and Gutzmer, J. (2019). Trace element geochemistry of sphalerite in contrasting hydrothermal fluid systems of the Freiberg district, Germany: insights from LA-ICP-MS analysis, near-infrared light microthermometry of sphalerite-hosted fluid inclusions, and sulfur isotope geochemistry. Mineralium Deposita, 54, 237–262. |  | DEU | Saxony
| Freiberg mining district | kb veins, eb veins, fba veins | Magmatic hydrothermal | Intrusion-related | hydrothermal vein-style silver mineralization | Ag | Zn, Pb, In, Ge, Ga | Ag, Zn, Pb, In, Ge, Ga | Bauer et al., 2019 |  | kbH5-2 | kbH5-2 | underground mine |  |  |  |  | ore material | grab | grab | mineral separate | [5 empty] | mineralisation |  |  |  | sphalerite | [6 empty] | galena, pyrite, arsenopyrite, quartz, fluorite, carbonate | polished sections | LA-ICPMS, EMPA | JEOL JXA-8530F equipped with a field emission gun (FEG) and five wavelength-dispersive spectrometers (WDS); 193-nm New Wave Research Excimer laser and an Agilent 7500i quadrupole ICP-MS | Helmholtz Institute Freiberg for Resource Technology (HIF); Friedrich-Alexander-Universität Erlangen-Nürnberg | EPMA: accelerating voltage of 20 kV and a beam current of 30 nA, and a defocused beam of 15 μm diameter. LA-ICP-MS: plasma power of 1320 W, He (0.65 L/min) and Ar (1.09 L/min) as carrier gases, Ar as plasma (14.9 L/min) and auxiliary gas (0.9 L/min), oxide rates of <0.4% ThO+/Th+, repetition rate of 20 Hz, beam spot size of 25 μm, irradiance of 0.74 GW/cm2, fluence of 3.7 J/cm2, 20 s background measurement and 20 s sample ablation, 60-s retention time | MASS-1 (Wilson et al. 2002); NIST SRM 610 and 612 (Pearce et al. 1997); MASS-1 as external Ge standard (57.8±2.6 μg/g Ge); NBS-127, IAEA-S-1, IAEA-S-2, IAEA-S-3, and an in-house Ag2S reference material (sulfur isotopes) | [20 empty] | 0.556 | [5 empty] | 36.0174 | [5 empty] | 0.024 | [9 empty] | 13.606 | [9 empty] | 9.8754 |  |  |  | 0.014 | [13 empty] | 0.151 | [15 empty] | 0.38608 | [15 empty] | 33.532 | [5 empty] | 9.2489 | [5 empty] | 0.008 | [27 empty] | 51.518 |  |  |  |  | 2019 | Bauer, M.E., Burisch, M., Ostendorf, J., Krause, J., Frenzel, M., Seifert, T., and Gutzmer, J. (2019). Trace element geochemistry of sphalerite in contrasting hydrothermal fluid systems of the Freiberg district, Germany: insights from LA-ICP-MS analysis, near-infrared light microthermometry of sphalerite-hosted fluid inclusions, and sulfur isotope geochemistry. Mineralium Deposita, 54, 237–262. |  | DEU | Saxony
| Freiberg mining district | kb veins, eb veins, fba veins | Magmatic hydrothermal | Intrusion-related | hydrothermal vein-style silver mineralization | Ag | Zn, Pb, In, Ge, Ga | Ag, Zn, Pb, In, Ge, Ga | Bauer et al., 2019 |  | kbH5-3 | kbH5-3 | underground mine |  |  |  |  | ore material | grab | grab | mineral separate | [5 empty] | mineralisation |  |  |  | sphalerite | [6 empty] | galena, pyrite, arsenopyrite, quartz, fluorite, carbonate | polished sections | LA-ICPMS, EMPA | JEOL JXA-8530F equipped with a field emission gun (FEG) and five wavelength-dispersive spectrometers (WDS); 193-nm New Wave Research Excimer laser and an Agilent 7500i quadrupole ICP-MS | Helmholtz Institute Freiberg for Resource Technology (HIF); Friedrich-Alexander-Universität Erlangen-Nürnberg | EPMA: accelerating voltage of 20 kV and a beam current of 30 nA, and a defocused beam of 15 μm diameter. LA-ICP-MS: plasma power of 1320 W, He (0.65 L/min) and Ar (1.09 L/min) as carrier gases, Ar as plasma (14.9 L/min) and auxiliary gas (0.9 L/min), oxide rates of <0.4% ThO+/Th+, repetition rate of 20 Hz, beam spot size of 25 μm, irradiance of 0.74 GW/cm2, fluence of 3.7 J/cm2, 20 s background measurement and 20 s sample ablation, 60-s retention time | MASS-1 (Wilson et al. 2002); NIST SRM 610 and 612 (Pearce et al. 1997); MASS-1 as external Ge standard (57.8±2.6 μg/g Ge); NBS-127, IAEA-S-1, IAEA-S-2, IAEA-S-3, and an in-house Ag2S reference material (sulfur isotopes) | 0.002 |  |  |  | 0.14408 | [15 empty] | 0.622 | [5 empty] | 36.2713 | [5 empty] | 0.054 | [9 empty] | 13.737 | [9 empty] | 10.9626 |  |  |  | 0.097 | [13 empty] | 0.158 | [15 empty] | 0.060039 | [15 empty] | 33.465 | [5 empty] | 16.0496 | [19 empty] | 0.018854 | [13 empty] | 51.587 |  |  |  |  | 2019 | Bauer, M.E., Burisch, M., Ostendorf, J., Krause, J., Frenzel, M., Seifert, T., and Gutzmer, J. (2019). Trace element geochemistry of sphalerite in contrasting hydrothermal fluid systems of the Freiberg district, Germany: insights from LA-ICP-MS analysis, near-infrared light microthermometry of sphalerite-hosted fluid inclusions, and sulfur isotope geochemistry. Mineralium Deposita, 54, 237–262. |  | DEU | Saxony
| Freiberg mining district | kb veins, eb veins, fba veins | Magmatic hydrothermal | Intrusion-related | hydrothermal vein-style silver mineralization | Ag | Zn, Pb, In, Ge, Ga | Ag, Zn, Pb, In, Ge, Ga | Bauer et al., 2019 |  | kbH5-4 | kbH5-4 | underground mine |  |  |  |  | ore material | grab | grab | mineral separate | [5 empty] | mineralisation |  |  |  | sphalerite | [6 empty] | galena, pyrite, arsenopyrite, quartz, fluorite, carbonate | polished sections | LA-ICPMS, EMPA | JEOL JXA-8530F equipped with a field emission gun (FEG) and five wavelength-dispersive spectrometers (WDS); 193-nm New Wave Research Excimer laser and an Agilent 7500i quadrupole ICP-MS | Helmholtz Institute Freiberg for Resource Technology (HIF); Friedrich-Alexander-Universität Erlangen-Nürnberg | EPMA: accelerating voltage of 20 kV and a beam current of 30 nA, and a defocused beam of 15 μm diameter. LA-ICP-MS: plasma power of 1320 W, He (0.65 L/min) and Ar (1.09 L/min) as carrier gases, Ar as plasma (14.9 L/min) and auxiliary gas (0.9 L/min), oxide rates of <0.4% ThO+/Th+, repetition rate of 20 Hz, beam spot size of 25 μm, irradiance of 0.74 GW/cm2, fluence of 3.7 J/cm2, 20 s background measurement and 20 s sample ablation, 60-s retention time | MASS-1 (Wilson et al. 2002); NIST SRM 610 and 612 (Pearce et al. 1997); MASS-1 as external Ge standard (57.8±2.6 μg/g Ge); NBS-127, IAEA-S-1, IAEA-S-2, IAEA-S-3, and an in-house Ag2S reference material (sulfur isotopes) | 0.005 |  |  |  | 0.14597 | [15 empty] | 0.718 | [5 empty] | 39.917 | [5 empty] | 0.136 | [9 empty] | 13.877 | [9 empty] | 7.6765 |  |  |  | 0.201 | [13 empty] | 0.191 | [15 empty] | 0.10122 | [15 empty] | 33.265 | [5 empty] | 16.183 | [5 empty] | 0.003 | [13 empty] | 0.016891 | [13 empty] | 51.173 |  |  |  |  | 2019 | Bauer, M.E., Burisch, M., Ostendorf, J., Krause, J., Frenzel, M., Seifert, T., and Gutzmer, J. (2019). Trace element geochemistry of sphalerite in contrasting hydrothermal fluid systems of the Freiberg district, Germany: insights from LA-ICP-MS analysis, near-infrared light microthermometry of sphalerite-hosted fluid inclusions, and sulfur isotope geochemistry. Mineralium Deposita, 54, 237–262. |  | DEU | Saxony
| Freiberg mining district | kb veins, eb veins, fba veins | Magmatic hydrothermal | Intrusion-related | hydrothermal vein-style silver mineralization | Ag | Zn, Pb, In, Ge, Ga | Ag, Zn, Pb, In, Ge, Ga | Bauer et al., 2019 |  | kbH5-5 | kbH5-5 | underground mine |  |  |  |  | ore material | grab | grab | mineral separate | [5 empty] | mineralisation |  |  |  | sphalerite | [6 empty] | galena, pyrite, arsenopyrite, quartz, fluorite, carbonate | polished sections | LA-ICPMS, EMPA | JEOL JXA-8530F equipped with a field emission gun (FEG) and five wavelength-dispersive spectrometers (WDS); 193-nm New Wave Research Excimer laser and an Agilent 7500i quadrupole ICP-MS | Helmholtz Institute Freiberg for Resource Technology (HIF); Friedrich-Alexander-Universität Erlangen-Nürnberg | EPMA: accelerating voltage of 20 kV and a beam current of 30 nA, and a defocused beam of 15 μm diameter. LA-ICP-MS: plasma power of 1320 W, He (0.65 L/min) and Ar (1.09 L/min) as carrier gases, Ar as plasma (14.9 L/min) and auxiliary gas (0.9 L/min), oxide rates of <0.4% ThO+/Th+, repetition rate of 20 Hz, beam spot size of 25 μm, irradiance of 0.74 GW/cm2, fluence of 3.7 J/cm2, 20 s background measurement and 20 s sample ablation, 60-s retention time | MASS-1 (Wilson et al. 2002); NIST SRM 610 and 612 (Pearce et al. 1997); MASS-1 as external Ge standard (57.8±2.6 μg/g Ge); NBS-127, IAEA-S-1, IAEA-S-2, IAEA-S-3, and an in-house Ag2S reference material (sulfur isotopes) |  |  |  |  | 0.12646 | [15 empty] | 0.669 | [5 empty] | 43.972 | [5 empty] | 0.075 | [9 empty] | 13.603 | [9 empty] | 5.9438 |  |  |  | 0.087 | [13 empty] | 0.189 | [15 empty] | 0.098668 | [15 empty] | 33.115 | [5 empty] | 13.6446 | [5 empty] | 0.005 | [27 empty] | 51.563 |  |  |  |  | 2019 | Bauer, M.E., Burisch, M., Ostendorf, J., Krause, J., Frenzel, M., Seifert, T., and Gutzmer, J. (2019). Trace element geochemistry of sphalerite in contrasting hydrothermal fluid systems of the Freiberg district, Germany: insights from LA-ICP-MS analysis, near-infrared light microthermometry of sphalerite-hosted fluid inclusions, and sulfur isotope geochemistry. Mineralium Deposita, 54, 237–262. |  | DEU | Saxony
| Freiberg mining district | kb veins, eb veins, fba veins | Magmatic hydrothermal | Intrusion-related | hydrothermal vein-style silver mineralization | Ag | Zn, Pb, In, Ge, Ga | Ag, Zn, Pb, In, Ge, Ga | Bauer et al., 2019 |  | kbH5-6 | kbH5-6 | underground mine |  |  |  |  | ore material | grab | grab | mineral separate | [5 empty] | mineralisation |  |  |  | sphalerite | [6 empty] | galena, pyrite, arsenopyrite, quartz, fluorite, carbonate | polished sections | LA-ICPMS, EMPA | JEOL JXA-8530F equipped with a field emission gun (FEG) and five wavelength-dispersive spectrometers (WDS); 193-nm New Wave Research Excimer laser and an Agilent 7500i quadrupole ICP-MS | Helmholtz Institute Freiberg for Resource Technology (HIF); Friedrich-Alexander-Universität Erlangen-Nürnberg | EPMA: accelerating voltage of 20 kV and a beam current of 30 nA, and a defocused beam of 15 μm diameter. LA-ICP-MS: plasma power of 1320 W, He (0.65 L/min) and Ar (1.09 L/min) as carrier gases, Ar as plasma (14.9 L/min) and auxiliary gas (0.9 L/min), oxide rates of <0.4% ThO+/Th+, repetition rate of 20 Hz, beam spot size of 25 μm, irradiance of 0.74 GW/cm2, fluence of 3.7 J/cm2, 20 s background measurement and 20 s sample ablation, 60-s retention time | MASS-1 (Wilson et al. 2002); NIST SRM 610 and 612 (Pearce et al. 1997); MASS-1 as external Ge standard (57.8±2.6 μg/g Ge); NBS-127, IAEA-S-1, IAEA-S-2, IAEA-S-3, and an in-house Ag2S reference material (sulfur isotopes) | [20 empty] | 0.707 | [5 empty] | 44.1769 | [5 empty] | 0.121 | [9 empty] | 13.683 | [9 empty] | 6.0445 |  |  |  | 0.181 | [13 empty] | 0.169 | [15 empty] | 0.12782 | [15 empty] | 33.354 | [5 empty] | 7.576 | [5 empty] | 0.003 | [27 empty] | 51.481 |  |  |  |  | 2019 | Bauer, M.E., Burisch, M., Ostendorf, J., Krause, J., Frenzel, M., Seifert, T., and Gutzmer, J. (2019). Trace element geochemistry of sphalerite in contrasting hydrothermal fluid systems of the Freiberg district, Germany: insights from LA-ICP-MS analysis, near-infrared light microthermometry of sphalerite-hosted fluid inclusions, and sulfur isotope geochemistry. Mineralium Deposita, 54, 237–262. |  | DEU | Saxony
| Freiberg mining district | kb veins, eb veins, fba veins | Magmatic hydrothermal | Intrusion-related | hydrothermal vein-style silver mineralization | Ag | Zn, Pb, In, Ge, Ga | Ag, Zn, Pb, In, Ge, Ga | Bauer et al., 2019 |  | kbH6-1 | kbH6-1 | underground mine |  |  |  |  | ore material | grab | grab | mineral separate | [5 empty] | mineralisation |  |  |  | sphalerite | [6 empty] | galena, pyrite, arsenopyrite, quartz, fluorite, carbonate | polished sections | LA-ICPMS, EMPA | JEOL JXA-8530F equipped with a field emission gun (FEG) and five wavelength-dispersive spectrometers (WDS); 193-nm New Wave Research Excimer laser and an Agilent 7500i quadrupole ICP-MS | Helmholtz Institute Freiberg for Resource Technology (HIF); Friedrich-Alexander-Universität Erlangen-Nürnberg | EPMA: accelerating voltage of 20 kV and a beam current of 30 nA, and a defocused beam of 15 μm diameter. LA-ICP-MS: plasma power of 1320 W, He (0.65 L/min) and Ar (1.09 L/min) as carrier gases, Ar as plasma (14.9 L/min) and auxiliary gas (0.9 L/min), oxide rates of <0.4% ThO+/Th+, repetition rate of 20 Hz, beam spot size of 25 μm, irradiance of 0.74 GW/cm2, fluence of 3.7 J/cm2, 20 s background measurement and 20 s sample ablation, 60-s retention time | MASS-1 (Wilson et al. 2002); NIST SRM 610 and 612 (Pearce et al. 1997); MASS-1 as external Ge standard (57.8±2.6 μg/g Ge); NBS-127, IAEA-S-1, IAEA-S-2, IAEA-S-3, and an in-house Ag2S reference material (sulfur isotopes) | 0.049 | [19 empty] | 0.693 | [5 empty] | 52.3427 | [5 empty] | 5.407 | [9 empty] | 7.626 | [9 empty] | 252.1734 | [17 empty] | 0.1 | [15 empty] | 28.6835 | [15 empty] | 33.208 |  | 1.5229 | [37 empty] | 52.605 |  |  |  |  | 2019 | Bauer, M.E., Burisch, M., Ostendorf, J., Krause, J., Frenzel, M., Seifert, T., and Gutzmer, J. (2019). Trace element geochemistry of sphalerite in contrasting hydrothermal fluid systems of the Freiberg district, Germany: insights from LA-ICP-MS analysis, near-infrared light microthermometry of sphalerite-hosted fluid inclusions, and sulfur isotope geochemistry. Mineralium Deposita, 54, 237–262. |  | DEU | Saxony
| Freiberg mining district | kb veins, eb veins, fba veins | Magmatic hydrothermal | Intrusion-related | hydrothermal vein-style silver mineralization | Ag | Zn, Pb, In, Ge, Ga | Ag, Zn, Pb, In, Ge, Ga | Bauer et al., 2019 |  | kbH6-2 | kbH6-2 | underground mine |  |  |  |  | ore material | grab | grab | mineral separate | [5 empty] | mineralisation |  |  |  | sphalerite | [6 empty] | galena, pyrite, arsenopyrite, quartz, fluorite, carbonate | polished sections | LA-ICPMS, EMPA | JEOL JXA-8530F equipped with a field emission gun (FEG) and five wavelength-dispersive spectrometers (WDS); 193-nm New Wave Research Excimer laser and an Agilent 7500i quadrupole ICP-MS | Helmholtz Institute Freiberg for Resource Technology (HIF); Friedrich-Alexander-Universität Erlangen-Nürnberg | EPMA: accelerating voltage of 20 kV and a beam current of 30 nA, and a defocused beam of 15 μm diameter. LA-ICP-MS: plasma power of 1320 W, He (0.65 L/min) and Ar (1.09 L/min) as carrier gases, Ar as plasma (14.9 L/min) and auxiliary gas (0.9 L/min), oxide rates of <0.4% ThO+/Th+, repetition rate of 20 Hz, beam spot size of 25 μm, irradiance of 0.74 GW/cm2, fluence of 3.7 J/cm2, 20 s background measurement and 20 s sample ablation, 60-s retention time | MASS-1 (Wilson et al. 2002); NIST SRM 610 and 612 (Pearce et al. 1997); MASS-1 as external Ge standard (57.8±2.6 μg/g Ge); NBS-127, IAEA-S-1, IAEA-S-2, IAEA-S-3, and an in-house Ag2S reference material (sulfur isotopes) | 0.004 |  |  |  | 0.47844 | [15 empty] | 0.646 | [5 empty] | 99.8187 | [5 empty] | 0.012 | [9 empty] | 12.438 | [9 empty] | 84.0153 | [17 empty] | 0.125 | [15 empty] | 9.5691 | [15 empty] | 33.344 | [5 empty] | 3.3065 | [33 empty] | 52.626 |  |  |  |  | 2019 | Bauer, M.E., Burisch, M., Ostendorf, J., Krause, J., Frenzel, M., Seifert, T., and Gutzmer, J. (2019). Trace element geochemistry of sphalerite in contrasting hydrothermal fluid systems of the Freiberg district, Germany: insights from LA-ICP-MS analysis, near-infrared light microthermometry of sphalerite-hosted fluid inclusions, and sulfur isotope geochemistry. Mineralium Deposita, 54, 237–262. |  | DEU | Saxony
| Freiberg mining district | kb veins, eb veins, fba veins | Magmatic hydrothermal | Intrusion-related | hydrothermal vein-style silver mineralization | Ag | Zn, Pb, In, Ge, Ga | Ag, Zn, Pb, In, Ge, Ga | Bauer et al., 2019 |  | kbH6-3 | kbH6-3 | underground mine |  |  |  |  | ore material | grab | grab | mineral separate | [5 empty] | mineralisation |  |  |  | sphalerite | [6 empty] | galena, pyrite, arsenopyrite, quartz, fluorite, carbonate | polished sections | LA-ICPMS, EMPA | JEOL JXA-8530F equipped with a field emission gun (FEG) and five wavelength-dispersive spectrometers (WDS); 193-nm New Wave Research Excimer laser and an Agilent 7500i quadrupole ICP-MS | Helmholtz Institute Freiberg for Resource Technology (HIF); Friedrich-Alexander-Universität Erlangen-Nürnberg | EPMA: accelerating voltage of 20 kV and a beam current of 30 nA, and a defocused beam of 15 μm diameter. LA-ICP-MS: plasma power of 1320 W, He (0.65 L/min) and Ar (1.09 L/min) as carrier gases, Ar as plasma (14.9 L/min) and auxiliary gas (0.9 L/min), oxide rates of <0.4% ThO+/Th+, repetition rate of 20 Hz, beam spot size of 25 μm, irradiance of 0.74 GW/cm2, fluence of 3.7 J/cm2, 20 s background measurement and 20 s sample ablation, 60-s retention time | MASS-1 (Wilson et al. 2002); NIST SRM 610 and 612 (Pearce et al. 1997); MASS-1 as external Ge standard (57.8±2.6 μg/g Ge); NBS-127, IAEA-S-1, IAEA-S-2, IAEA-S-3, and an in-house Ag2S reference material (sulfur isotopes) | 0.003 |  |  |  | 0.14385 | [15 empty] | 0.513 | [5 empty] | 99.0078 | [5 empty] | 0.024 | [9 empty] | 12.659 | [9 empty] | 9.2884 | [17 empty] | 0.138 | [15 empty] | 0.38014 | [15 empty] | 33.129 | [5 empty] | 0.92154 | [33 empty] | 52.763 |  |  |  |  | 2019 | Bauer, M.E., Burisch, M., Ostendorf, J., Krause, J., Frenzel, M., Seifert, T., and Gutzmer, J. (2019). Trace element geochemistry of sphalerite in contrasting hydrothermal fluid systems of the Freiberg district, Germany: insights from LA-ICP-MS analysis, near-infrared light microthermometry of sphalerite-hosted fluid inclusions, and sulfur isotope geochemistry. Mineralium Deposita, 54, 237–262. |  | DEU | Saxony
| Freiberg mining district | kb veins, eb veins, fba veins | Magmatic hydrothermal | Intrusion-related | hydrothermal vein-style silver mineralization | Ag | Zn, Pb, In, Ge, Ga | Ag, Zn, Pb, In, Ge, Ga | Bauer et al., 2019 |  | kbH6-4 | kbH6-4 | underground mine |  |  |  |  | ore material | grab | grab | mineral separate | [5 empty] | mineralisation |  |  |  | sphalerite | [6 empty] | galena, pyrite, arsenopyrite, quartz, fluorite, carbonate | polished sections | LA-ICPMS, EMPA | JEOL JXA-8530F equipped with a field emission gun (FEG) and five wavelength-dispersive spectrometers (WDS); 193-nm New Wave Research Excimer laser and an Agilent 7500i quadrupole ICP-MS | Helmholtz Institute Freiberg for Resource Technology (HIF); Friedrich-Alexander-Universität Erlangen-Nürnberg | EPMA: accelerating voltage of 20 kV and a beam current of 30 nA, and a defocused beam of 15 μm diameter. LA-ICP-MS: plasma power of 1320 W, He (0.65 L/min) and Ar (1.09 L/min) as carrier gases, Ar as plasma (14.9 L/min) and auxiliary gas (0.9 L/min), oxide rates of <0.4% ThO+/Th+, repetition rate of 20 Hz, beam spot size of 25 μm, irradiance of 0.74 GW/cm2, fluence of 3.7 J/cm2, 20 s background measurement and 20 s sample ablation, 60-s retention time | MASS-1 (Wilson et al. 2002); NIST SRM 610 and 612 (Pearce et al. 1997); MASS-1 as external Ge standard (57.8±2.6 μg/g Ge); NBS-127, IAEA-S-1, IAEA-S-2, IAEA-S-3, and an in-house Ag2S reference material (sulfur isotopes) |  |  |  |  | 0.24722 | [15 empty] | 0.544 | [5 empty] | 68.7872 | [5 empty] | 0.093 | [9 empty] | 12.663 | [9 empty] | 13.9307 | [17 empty] | 0.119 | [15 empty] | 49.5685 | [15 empty] | 33.353 |  | 3.5949 |  |  |  | 0.88779 | [5 empty] | 0.01 | [13 empty] | 0.061375 | [13 empty] | 52.876 |  |  |  |  | 2019 | Bauer, M.E., Burisch, M., Ostendorf, J., Krause, J., Frenzel, M., Seifert, T., and Gutzmer, J. (2019). Trace element geochemistry of sphalerite in contrasting hydrothermal fluid systems of the Freiberg district, Germany: insights from LA-ICP-MS analysis, near-infrared light microthermometry of sphalerite-hosted fluid inclusions, and sulfur isotope geochemistry. Mineralium Deposita, 54, 237–262. |  | DEU | Saxony
| Freiberg mining district | kb veins, eb veins, fba veins | Magmatic hydrothermal | Intrusion-related | hydrothermal vein-style silver mineralization | Ag | Zn, Pb, In, Ge, Ga | Ag, Zn, Pb, In, Ge, Ga | Bauer et al., 2019 |  | kbH6-5 | kbH6-5 | underground mine |  |  |  |  | ore material | grab | grab | mineral separate | [5 empty] | mineralisation |  |  |  | sphalerite | [6 empty] | galena, pyrite, arsenopyrite, quartz, fluorite, carbonate | polished sections | LA-ICPMS, EMPA | JEOL JXA-8530F equipped with a field emission gun (FEG) and five wavelength-dispersive spectrometers (WDS); 193-nm New Wave Research Excimer laser and an Agilent 7500i quadrupole ICP-MS | Helmholtz Institute Freiberg for Resource Technology (HIF); Friedrich-Alexander-Universität Erlangen-Nürnberg | EPMA: accelerating voltage of 20 kV and a beam current of 30 nA, and a defocused beam of 15 μm diameter. LA-ICP-MS: plasma power of 1320 W, He (0.65 L/min) and Ar (1.09 L/min) as carrier gases, Ar as plasma (14.9 L/min) and auxiliary gas (0.9 L/min), oxide rates of <0.4% ThO+/Th+, repetition rate of 20 Hz, beam spot size of 25 μm, irradiance of 0.74 GW/cm2, fluence of 3.7 J/cm2, 20 s background measurement and 20 s sample ablation, 60-s retention time | MASS-1 (Wilson et al. 2002); NIST SRM 610 and 612 (Pearce et al. 1997); MASS-1 as external Ge standard (57.8±2.6 μg/g Ge); NBS-127, IAEA-S-1, IAEA-S-2, IAEA-S-3, and an in-house Ag2S reference material (sulfur isotopes) |  |  |  |  | 0.1493 | [15 empty] | 0.571 | [5 empty] | 95.7592 | [5 empty] | 1.434 | [9 empty] | 11.326 | [9 empty] | 7.7145 |  |  |  | 0.016 | [13 empty] | 0.118 | [15 empty] | 5.4986 | [15 empty] | 33.102 |  | 0.34504 |  |  |  | 3.1733 | [19 empty] | 0.025206 | [13 empty] | 52.713 |  |  |  |  | 2019 | Bauer, M.E., Burisch, M., Ostendorf, J., Krause, J., Frenzel, M., Seifert, T., and Gutzmer, J. (2019). Trace element geochemistry of sphalerite in contrasting hydrothermal fluid systems of the Freiberg district, Germany: insights from LA-ICP-MS analysis, near-infrared light microthermometry of sphalerite-hosted fluid inclusions, and sulfur isotope geochemistry. Mineralium Deposita, 54, 237–262. |  | DEU | Saxony
| Freiberg mining district | kb veins, eb veins, fba veins | Magmatic hydrothermal | Intrusion-related | hydrothermal vein-style silver mineralization | Ag | Zn, Pb, In, Ge, Ga | Ag, Zn, Pb, In, Ge, Ga | Bauer et al., 2019 |  | kbH6-6 | kbH6-6 | underground mine |  |  |  |  | ore material | grab | grab | mineral separate | [5 empty] | mineralisation |  |  |  | sphalerite | [6 empty] | galena, pyrite, arsenopyrite, quartz, fluorite, carbonate | polished sections | LA-ICPMS, EMPA | JEOL JXA-8530F equipped with a field emission gun (FEG) and five wavelength-dispersive spectrometers (WDS); 193-nm New Wave Research Excimer laser and an Agilent 7500i quadrupole ICP-MS | Helmholtz Institute Freiberg for Resource Technology (HIF); Friedrich-Alexander-Universität Erlangen-Nürnberg | EPMA: accelerating voltage of 20 kV and a beam current of 30 nA, and a defocused beam of 15 μm diameter. LA-ICP-MS: plasma power of 1320 W, He (0.65 L/min) and Ar (1.09 L/min) as carrier gases, Ar as plasma (14.9 L/min) and auxiliary gas (0.9 L/min), oxide rates of <0.4% ThO+/Th+, repetition rate of 20 Hz, beam spot size of 25 μm, irradiance of 0.74 GW/cm2, fluence of 3.7 J/cm2, 20 s background measurement and 20 s sample ablation, 60-s retention time | MASS-1 (Wilson et al. 2002); NIST SRM 610 and 612 (Pearce et al. 1997); MASS-1 as external Ge standard (57.8±2.6 μg/g Ge); NBS-127, IAEA-S-1, IAEA-S-2, IAEA-S-3, and an in-house Ag2S reference material (sulfur isotopes) |  |  |  |  | 3.9435 | [15 empty] | 0.629 | [5 empty] | 100.7753 | [5 empty] | 0.01 | [9 empty] | 12.476 | [9 empty] | 72.1831 | [17 empty] | 0.116 | [15 empty] | 5.3688 | [15 empty] | 33.116 | [5 empty] | 2.5742 | [5 empty] | 0.002 | [27 empty] | 52.835 |  |  |  |  | 2019 | Bauer, M.E., Burisch, M., Ostendorf, J., Krause, J., Frenzel, M., Seifert, T., and Gutzmer, J. (2019). Trace element geochemistry of sphalerite in contrasting hydrothermal fluid systems of the Freiberg district, Germany: insights from LA-ICP-MS analysis, near-infrared light microthermometry of sphalerite-hosted fluid inclusions, and sulfur isotope geochemistry. Mineralium Deposita, 54, 237–262. |  | DEU | Saxony
| Freiberg mining district | kb veins, eb veins, fba veins | Magmatic hydrothermal | Intrusion-related | hydrothermal vein-style silver mineralization | Ag | Zn, Pb, In, Ge, Ga | Ag, Zn, Pb, In, Ge, Ga | Bauer et al., 2019 |  | kbH6-7 | kbH6-7 | underground mine |  |  |  |  | ore material | grab | grab | mineral separate | [5 empty] | mineralisation |  |  |  | sphalerite | [6 empty] | galena, pyrite, arsenopyrite, quartz, fluorite, carbonate | polished sections | LA-ICPMS, EMPA | JEOL JXA-8530F equipped with a field emission gun (FEG) and five wavelength-dispersive spectrometers (WDS); 193-nm New Wave Research Excimer laser and an Agilent 7500i quadrupole ICP-MS | Helmholtz Institute Freiberg for Resource Technology (HIF); Friedrich-Alexander-Universität Erlangen-Nürnberg | EPMA: accelerating voltage of 20 kV and a beam current of 30 nA, and a defocused beam of 15 μm diameter. LA-ICP-MS: plasma power of 1320 W, He (0.65 L/min) and Ar (1.09 L/min) as carrier gases, Ar as plasma (14.9 L/min) and auxiliary gas (0.9 L/min), oxide rates of <0.4% ThO+/Th+, repetition rate of 20 Hz, beam spot size of 25 μm, irradiance of 0.74 GW/cm2, fluence of 3.7 J/cm2, 20 s background measurement and 20 s sample ablation, 60-s retention time | MASS-1 (Wilson et al. 2002); NIST SRM 610 and 612 (Pearce et al. 1997); MASS-1 as external Ge standard (57.8±2.6 μg/g Ge); NBS-127, IAEA-S-1, IAEA-S-2, IAEA-S-3, and an in-house Ag2S reference material (sulfur isotopes) | 0.072 |  |  |  | 2.0935 | [15 empty] | 0.672 | [5 empty] | 19.5511 | [5 empty] | 6.517 | [9 empty] | 7.085 | [9 empty] | 77.5709 | [17 empty] | 0.095 | [15 empty] | 48.6993 | [15 empty] | 32.901 |  | 5.8201 | [9 empty] | 0.005 | [13 empty] | 0.13572 | [13 empty] | 52.379 |  |  |  |  | 2019 | Bauer, M.E., Burisch, M., Ostendorf, J., Krause, J., Frenzel, M., Seifert, T., and Gutzmer, J. (2019). Trace element geochemistry of sphalerite in contrasting hydrothermal fluid systems of the Freiberg district, Germany: insights from LA-ICP-MS analysis, near-infrared light microthermometry of sphalerite-hosted fluid inclusions, and sulfur isotope geochemistry. Mineralium Deposita, 54, 237–262. |  | DEU | Saxony
| Freiberg mining district | kb veins, eb veins, fba veins | Magmatic hydrothermal | Intrusion-related | hydrothermal vein-style silver mineralization | Ag | Zn, Pb, In, Ge, Ga | Ag, Zn, Pb, In, Ge, Ga | Bauer et al., 2019 |  | kbH6-8 | kbH6-8 | underground mine |  |  |  |  | ore material | grab | grab | mineral separate | [5 empty] | mineralisation |  |  |  | sphalerite | [6 empty] | galena, pyrite, arsenopyrite, quartz, fluorite, carbonate | polished sections | LA-ICPMS, EMPA | JEOL JXA-8530F equipped with a field emission gun (FEG) and five wavelength-dispersive spectrometers (WDS); 193-nm New Wave Research Excimer laser and an Agilent 7500i quadrupole ICP-MS | Helmholtz Institute Freiberg for Resource Technology (HIF); Friedrich-Alexander-Universität Erlangen-Nürnberg | EPMA: accelerating voltage of 20 kV and a beam current of 30 nA, and a defocused beam of 15 μm diameter. LA-ICP-MS: plasma power of 1320 W, He (0.65 L/min) and Ar (1.09 L/min) as carrier gases, Ar as plasma (14.9 L/min) and auxiliary gas (0.9 L/min), oxide rates of <0.4% ThO+/Th+, repetition rate of 20 Hz, beam spot size of 25 μm, irradiance of 0.74 GW/cm2, fluence of 3.7 J/cm2, 20 s background measurement and 20 s sample ablation, 60-s retention time | MASS-1 (Wilson et al. 2002); NIST SRM 610 and 612 (Pearce et al. 1997); MASS-1 as external Ge standard (57.8±2.6 μg/g Ge); NBS-127, IAEA-S-1, IAEA-S-2, IAEA-S-3, and an in-house Ag2S reference material (sulfur isotopes) | [20 empty] | 0.644 | [5 empty] | 96.5042 | [5 empty] | 0.014 | [9 empty] | 12.711 | [9 empty] | 7.8629 |  |  |  | 0.001 | [13 empty] | 0.126 | [15 empty] | 0.14277 | [15 empty] | 33.194 | [5 empty] | 1.0588 | [5 empty] | 0.013 | [27 empty] | 52.716 |  |  |  |  | 2019 | Bauer, M.E., Burisch, M., Ostendorf, J., Krause, J., Frenzel, M., Seifert, T., and Gutzmer, J. (2019). Trace element geochemistry of sphalerite in contrasting hydrothermal fluid systems of the Freiberg district, Germany: insights from LA-ICP-MS analysis, near-infrared light microthermometry of sphalerite-hosted fluid inclusions, and sulfur isotope geochemistry. Mineralium Deposita, 54, 237–262. |  | DEU | Saxony
| Freiberg mining district | kb veins, eb veins, fba veins | Magmatic hydrothermal | Intrusion-related | hydrothermal vein-style silver mineralization | Ag | Zn, Pb, In, Ge, Ga | Ag, Zn, Pb, In, Ge, Ga | Bauer et al., 2019 |  | kbFRS8-1 | kbFRS8-1 | underground mine |  |  |  |  | ore material | grab | grab | mineral separate | [5 empty] | mineralisation |  |  |  | sphalerite | [6 empty] | galena, pyrite, arsenopyrite, quartz, fluorite, carbonate | polished sections | LA-ICPMS, EMPA | JEOL JXA-8530F equipped with a field emission gun (FEG) and five wavelength-dispersive spectrometers (WDS); 193-nm New Wave Research Excimer laser and an Agilent 7500i quadrupole ICP-MS | Helmholtz Institute Freiberg for Resource Technology (HIF); Friedrich-Alexander-Universität Erlangen-Nürnberg | EPMA: accelerating voltage of 20 kV and a beam current of 30 nA, and a defocused beam of 15 μm diameter. LA-ICP-MS: plasma power of 1320 W, He (0.65 L/min) and Ar (1.09 L/min) as carrier gases, Ar as plasma (14.9 L/min) and auxiliary gas (0.9 L/min), oxide rates of <0.4% ThO+/Th+, repetition rate of 20 Hz, beam spot size of 25 μm, irradiance of 0.74 GW/cm2, fluence of 3.7 J/cm2, 20 s background measurement and 20 s sample ablation, 60-s retention time | MASS-1 (Wilson et al. 2002); NIST SRM 610 and 612 (Pearce et al. 1997); MASS-1 as external Ge standard (57.8±2.6 μg/g Ge); NBS-127, IAEA-S-1, IAEA-S-2, IAEA-S-3, and an in-house Ag2S reference material (sulfur isotopes) | 0.007 | [19 empty] | 0.601 | [5 empty] | 26.1361 | [5 empty] | 0.074 | [9 empty] | 13.049 | [9 empty] | 10.7945 |  |  |  | 0.122 | [13 empty] | 0.133 | [15 empty] | 0.37572 | [15 empty] | 33.116 |  | 0.049089 |  |  |  | 36.2635 | [33 empty] | 52.313 |  |  |  |  | 2019 | Bauer, M.E., Burisch, M., Ostendorf, J., Krause, J., Frenzel, M., Seifert, T., and Gutzmer, J. (2019). Trace element geochemistry of sphalerite in contrasting hydrothermal fluid systems of the Freiberg district, Germany: insights from LA-ICP-MS analysis, near-infrared light microthermometry of sphalerite-hosted fluid inclusions, and sulfur isotope geochemistry. Mineralium Deposita, 54, 237–262. |  | DEU | Saxony
| Freiberg mining district | kb veins, eb veins, fba veins | Magmatic hydrothermal | Intrusion-related | hydrothermal vein-style silver mineralization | Ag | Zn, Pb, In, Ge, Ga | Ag, Zn, Pb, In, Ge, Ga | Bauer et al., 2019 |  | kbFRS8-2 | kbFRS8-2 | underground mine |  |  |  |  | ore material | grab | grab | mineral separate | [5 empty] | mineralisation |  |  |  | sphalerite | [6 empty] | galena, pyrite, arsenopyrite, quartz, fluorite, carbonate | polished sections | LA-ICPMS, EMPA | JEOL JXA-8530F equipped with a field emission gun (FEG) and five wavelength-dispersive spectrometers (WDS); 193-nm New Wave Research Excimer laser and an Agilent 7500i quadrupole ICP-MS | Helmholtz Institute Freiberg for Resource Technology (HIF); Friedrich-Alexander-Universität Erlangen-Nürnberg | EPMA: accelerating voltage of 20 kV and a beam current of 30 nA, and a defocused beam of 15 μm diameter. LA-ICP-MS: plasma power of 1320 W, He (0.65 L/min) and Ar (1.09 L/min) as carrier gases, Ar as plasma (14.9 L/min) and auxiliary gas (0.9 L/min), oxide rates of <0.4% ThO+/Th+, repetition rate of 20 Hz, beam spot size of 25 μm, irradiance of 0.74 GW/cm2, fluence of 3.7 J/cm2, 20 s background measurement and 20 s sample ablation, 60-s retention time | MASS-1 (Wilson et al. 2002); NIST SRM 610 and 612 (Pearce et al. 1997); MASS-1 as external Ge standard (57.8±2.6 μg/g Ge); NBS-127, IAEA-S-1, IAEA-S-2, IAEA-S-3, and an in-house Ag2S reference material (sulfur isotopes) | [20 empty] | 0.576 | [5 empty] | 26.4822 | [5 empty] | 0.063 | [9 empty] | 12.952 | [9 empty] | 10.6667 |  |  |  | 0.109 | [13 empty] | 0.14 | [15 empty] | 0.11926 | [15 empty] | 33.319 | [5 empty] | 26.2423 | [33 empty] | 52.266 |  |  |  |  | 2019 | Bauer, M.E., Burisch, M., Ostendorf, J., Krause, J., Frenzel, M., Seifert, T., and Gutzmer, J. (2019). Trace element geochemistry of sphalerite in contrasting hydrothermal fluid systems of the Freiberg district, Germany: insights from LA-ICP-MS analysis, near-infrared light microthermometry of sphalerite-hosted fluid inclusions, and sulfur isotope geochemistry. Mineralium Deposita, 54, 237–262. |  | DEU | Saxony
| Freiberg mining district | kb veins, eb veins, fba veins | Magmatic hydrothermal | Intrusion-related | hydrothermal vein-style silver mineralization | Ag | Zn, Pb, In, Ge, Ga | Ag, Zn, Pb, In, Ge, Ga | Bauer et al., 2019 |  | kbFRS8-3 | kbFRS8-3 | underground mine |  |  |  |  | ore material | grab | grab | mineral separate | [5 empty] | mineralisation |  |  |  | sphalerite | [6 empty] | galena, pyrite, arsenopyrite, quartz, fluorite, carbonate | polished sections | LA-ICPMS, EMPA | JEOL JXA-8530F equipped with a field emission gun (FEG) and five wavelength-dispersive spectrometers (WDS); 193-nm New Wave Research Excimer laser and an Agilent 7500i quadrupole ICP-MS | Helmholtz Institute Freiberg for Resource Technology (HIF); Friedrich-Alexander-Universität Erlangen-Nürnberg | EPMA: accelerating voltage of 20 kV and a beam current of 30 nA, and a defocused beam of 15 μm diameter. LA-ICP-MS: plasma power of 1320 W, He (0.65 L/min) and Ar (1.09 L/min) as carrier gases, Ar as plasma (14.9 L/min) and auxiliary gas (0.9 L/min), oxide rates of <0.4% ThO+/Th+, repetition rate of 20 Hz, beam spot size of 25 μm, irradiance of 0.74 GW/cm2, fluence of 3.7 J/cm2, 20 s background measurement and 20 s sample ablation, 60-s retention time | MASS-1 (Wilson et al. 2002); NIST SRM 610 and 612 (Pearce et al. 1997); MASS-1 as external Ge standard (57.8±2.6 μg/g Ge); NBS-127, IAEA-S-1, IAEA-S-2, IAEA-S-3, and an in-house Ag2S reference material (sulfur isotopes) |  |  |  |  | 0.12646 | [15 empty] | 0.471 | [5 empty] | 35.9481 | [5 empty] | 0.064 | [9 empty] | 12.995 | [9 empty] | 8.7893 |  |  |  | 0.085 | [13 empty] | 0.858 | [15 empty] | 0.22358 | [15 empty] | 33.209 |  | 0.044898 |  |  |  | 1.1781 | [33 empty] | 51.474 |  |  |  |  | 2019 | Bauer, M.E., Burisch, M., Ostendorf, J., Krause, J., Frenzel, M., Seifert, T., and Gutzmer, J. (2019). Trace element geochemistry of sphalerite in contrasting hydrothermal fluid systems of the Freiberg district, Germany: insights from LA-ICP-MS analysis, near-infrared light microthermometry of sphalerite-hosted fluid inclusions, and sulfur isotope geochemistry. Mineralium Deposita, 54, 237–262. |  | DEU | Saxony
| Freiberg mining district | kb veins, eb veins, fba veins | Magmatic hydrothermal | Intrusion-related | hydrothermal vein-style silver mineralization | Ag | Zn, Pb, In, Ge, Ga | Ag, Zn, Pb, In, Ge, Ga | Bauer et al., 2019 |  | kbFRS8-4 | kbFRS8-4 | underground mine |  |  |  |  | ore material | grab | grab | mineral separate | [5 empty] | mineralisation |  |  |  | sphalerite | [6 empty] | galena, pyrite, arsenopyrite, quartz, fluorite, carbonate | polished sections | LA-ICPMS, EMPA | JEOL JXA-8530F equipped with a field emission gun (FEG) and five wavelength-dispersive spectrometers (WDS); 193-nm New Wave Research Excimer laser and an Agilent 7500i quadrupole ICP-MS | Helmholtz Institute Freiberg for Resource Technology (HIF); Friedrich-Alexander-Universität Erlangen-Nürnberg | EPMA: accelerating voltage of 20 kV and a beam current of 30 nA, and a defocused beam of 15 μm diameter. LA-ICP-MS: plasma power of 1320 W, He (0.65 L/min) and Ar (1.09 L/min) as carrier gases, Ar as plasma (14.9 L/min) and auxiliary gas (0.9 L/min), oxide rates of <0.4% ThO+/Th+, repetition rate of 20 Hz, beam spot size of 25 μm, irradiance of 0.74 GW/cm2, fluence of 3.7 J/cm2, 20 s background measurement and 20 s sample ablation, 60-s retention time | MASS-1 (Wilson et al. 2002); NIST SRM 610 and 612 (Pearce et al. 1997); MASS-1 as external Ge standard (57.8±2.6 μg/g Ge); NBS-127, IAEA-S-1, IAEA-S-2, IAEA-S-3, and an in-house Ag2S reference material (sulfur isotopes) |  |  |  |  | 0.13848 | [15 empty] | 0.515 | [5 empty] | 24.2465 | [5 empty] | 0.08 | [9 empty] | 12.468 | [9 empty] | 10.4134 |  |  |  | 0.094 | [13 empty] | 1.057 | [15 empty] | 1.7918 | [15 empty] | 33.044 |  | 0.042675 |  |  |  | 0.94101 | [33 empty] | 52.07 |  |  |  |  | 2019 | Bauer, M.E., Burisch, M., Ostendorf, J., Krause, J., Frenzel, M., Seifert, T., and Gutzmer, J. (2019). Trace element geochemistry of sphalerite in contrasting hydrothermal fluid systems of the Freiberg district, Germany: insights from LA-ICP-MS analysis, near-infrared light microthermometry of sphalerite-hosted fluid inclusions, and sulfur isotope geochemistry. Mineralium Deposita, 54, 237–262. |  | DEU | Saxony
| Freiberg mining district | kb veins, eb veins, fba veins | Magmatic hydrothermal | Intrusion-related | hydrothermal vein-style silver mineralization | Ag | Zn, Pb, In, Ge, Ga | Ag, Zn, Pb, In, Ge, Ga | Bauer et al., 2019 |  | kbFRS8-5 | kbFRS8-5 | underground mine |  |  |  |  | ore material | grab | grab | mineral separate | [5 empty] | mineralisation |  |  |  | sphalerite | [6 empty] | galena, pyrite, arsenopyrite, quartz, fluorite, carbonate | polished sections | LA-ICPMS, EMPA | JEOL JXA-8530F equipped with a field emission gun (FEG) and five wavelength-dispersive spectrometers (WDS); 193-nm New Wave Research Excimer laser and an Agilent 7500i quadrupole ICP-MS | Helmholtz Institute Freiberg for Resource Technology (HIF); Friedrich-Alexander-Universität Erlangen-Nürnberg | EPMA: accelerating voltage of 20 kV and a beam current of 30 nA, and a defocused beam of 15 μm diameter. LA-ICP-MS: plasma power of 1320 W, He (0.65 L/min) and Ar (1.09 L/min) as carrier gases, Ar as plasma (14.9 L/min) and auxiliary gas (0.9 L/min), oxide rates of <0.4% ThO+/Th+, repetition rate of 20 Hz, beam spot size of 25 μm, irradiance of 0.74 GW/cm2, fluence of 3.7 J/cm2, 20 s background measurement and 20 s sample ablation, 60-s retention time | MASS-1 (Wilson et al. 2002); NIST SRM 610 and 612 (Pearce et al. 1997); MASS-1 as external Ge standard (57.8±2.6 μg/g Ge); NBS-127, IAEA-S-1, IAEA-S-2, IAEA-S-3, and an in-house Ag2S reference material (sulfur isotopes) |  |  |  |  | 0.17978 | [15 empty] | 0.704 | [5 empty] | 31.5444 | [5 empty] | 0.115 | [9 empty] | 13.473 | [9 empty] | 5.4972 |  |  |  | 0.172 | [13 empty] | 0.203 | [15 empty] | 0.094975 | [15 empty] | 33.402 | [5 empty] | 47.8688 | [33 empty] | 51.693 |  |  |  |  | 2019 | Bauer, M.E., Burisch, M., Ostendorf, J., Krause, J., Frenzel, M., Seifert, T., and Gutzmer, J. (2019). Trace element geochemistry of sphalerite in contrasting hydrothermal fluid systems of the Freiberg district, Germany: insights from LA-ICP-MS analysis, near-infrared light microthermometry of sphalerite-hosted fluid inclusions, and sulfur isotope geochemistry. Mineralium Deposita, 54, 237–262. |  | DEU | Saxony
| Freiberg mining district | kb veins, eb veins, fba veins | Magmatic hydrothermal | Intrusion-related | hydrothermal vein-style silver mineralization | Ag | Zn, Pb, In, Ge, Ga | Ag, Zn, Pb, In, Ge, Ga | Bauer et al., 2019 |  | kbFRS8-6 | kbFRS8-6 | underground mine |  |  |  |  | ore material | grab | grab | mineral separate | [5 empty] | mineralisation |  |  |  | sphalerite | [6 empty] | galena, pyrite, arsenopyrite, quartz, fluorite, carbonate | polished sections | LA-ICPMS, EMPA | JEOL JXA-8530F equipped with a field emission gun (FEG) and five wavelength-dispersive spectrometers (WDS); 193-nm New Wave Research Excimer laser and an Agilent 7500i quadrupole ICP-MS | Helmholtz Institute Freiberg for Resource Technology (HIF); Friedrich-Alexander-Universität Erlangen-Nürnberg | EPMA: accelerating voltage of 20 kV and a beam current of 30 nA, and a defocused beam of 15 μm diameter. LA-ICP-MS: plasma power of 1320 W, He (0.65 L/min) and Ar (1.09 L/min) as carrier gases, Ar as plasma (14.9 L/min) and auxiliary gas (0.9 L/min), oxide rates of <0.4% ThO+/Th+, repetition rate of 20 Hz, beam spot size of 25 μm, irradiance of 0.74 GW/cm2, fluence of 3.7 J/cm2, 20 s background measurement and 20 s sample ablation, 60-s retention time | MASS-1 (Wilson et al. 2002); NIST SRM 610 and 612 (Pearce et al. 1997); MASS-1 as external Ge standard (57.8±2.6 μg/g Ge); NBS-127, IAEA-S-1, IAEA-S-2, IAEA-S-3, and an in-house Ag2S reference material (sulfur isotopes) | 0.006 |  |  |  | 0.1501 | [15 empty] | 0.712 | [5 empty] | 33.4677 | [5 empty] | 0.112 | [9 empty] | 13.188 | [9 empty] | 7.343 |  |  |  | 0.185 | [13 empty] | 0.264 | [15 empty] | 0.20106 | [15 empty] | 33.402 |  | 0.054337 |  |  |  | 43.7453 | [33 empty] | 51.636 |  |  |  |  | 2019 | Bauer, M.E., Burisch, M., Ostendorf, J., Krause, J., Frenzel, M., Seifert, T., and Gutzmer, J. (2019). Trace element geochemistry of sphalerite in contrasting hydrothermal fluid systems of the Freiberg district, Germany: insights from LA-ICP-MS analysis, near-infrared light microthermometry of sphalerite-hosted fluid inclusions, and sulfur isotope geochemistry. Mineralium Deposita, 54, 237–262. |  | DEU | Saxony
| Freiberg mining district | kb veins, eb veins, fba veins | Magmatic hydrothermal | Intrusion-related | hydrothermal vein-style silver mineralization | Ag | Zn, Pb, In, Ge, Ga | Ag, Zn, Pb, In, Ge, Ga | Bauer et al., 2019 |  | kbFRS8-7 | kbFRS8-7 | underground mine |  |  |  |  | ore material | grab | grab | mineral separate | [5 empty] | mineralisation |  |  |  | sphalerite | [6 empty] | galena, pyrite, arsenopyrite, quartz, fluorite, carbonate | polished sections | LA-ICPMS, EMPA | JEOL JXA-8530F equipped with a field emission gun (FEG) and five wavelength-dispersive spectrometers (WDS); 193-nm New Wave Research Excimer laser and an Agilent 7500i quadrupole ICP-MS | Helmholtz Institute Freiberg for Resource Technology (HIF); Friedrich-Alexander-Universität Erlangen-Nürnberg | EPMA: accelerating voltage of 20 kV and a beam current of 30 nA, and a defocused beam of 15 μm diameter. LA-ICP-MS: plasma power of 1320 W, He (0.65 L/min) and Ar (1.09 L/min) as carrier gases, Ar as plasma (14.9 L/min) and auxiliary gas (0.9 L/min), oxide rates of <0.4% ThO+/Th+, repetition rate of 20 Hz, beam spot size of 25 μm, irradiance of 0.74 GW/cm2, fluence of 3.7 J/cm2, 20 s background measurement and 20 s sample ablation, 60-s retention time | MASS-1 (Wilson et al. 2002); NIST SRM 610 and 612 (Pearce et al. 1997); MASS-1 as external Ge standard (57.8±2.6 μg/g Ge); NBS-127, IAEA-S-1, IAEA-S-2, IAEA-S-3, and an in-house Ag2S reference material (sulfur isotopes) | 0.003 | [19 empty] | 0.53 | [5 empty] | 47.9219 | [5 empty] | 0.048 | [9 empty] | 12.745 | [9 empty] | 6.5529 |  |  |  | 0.068 | [13 empty] | 0.406 | [15 empty] | 0.3166 | [15 empty] | 33.368 | [5 empty] | 2.0011 | [33 empty] | 52.195 |  |  |  |  | 2019 | Bauer, M.E., Burisch, M., Ostendorf, J., Krause, J., Frenzel, M., Seifert, T., and Gutzmer, J. (2019). Trace element geochemistry of sphalerite in contrasting hydrothermal fluid systems of the Freiberg district, Germany: insights from LA-ICP-MS analysis, near-infrared light microthermometry of sphalerite-hosted fluid inclusions, and sulfur isotope geochemistry. Mineralium Deposita, 54, 237–262. |  | DEU | Saxony
| Freiberg mining district | kb veins, eb veins, fba veins | Magmatic hydrothermal | Intrusion-related | hydrothermal vein-style silver mineralization | Ag | Zn, Pb, In, Ge, Ga | Ag, Zn, Pb, In, Ge, Ga | Bauer et al., 2019 |  | kbFRS8-8 | kbFRS8-8 | underground mine |  |  |  |  | ore material | grab | grab | mineral separate | [5 empty] | mineralisation |  |  |  | sphalerite | [6 empty] | galena, pyrite, arsenopyrite, quartz, fluorite, carbonate | polished sections | LA-ICPMS, EMPA | JEOL JXA-8530F equipped with a field emission gun (FEG) and five wavelength-dispersive spectrometers (WDS); 193-nm New Wave Research Excimer laser and an Agilent 7500i quadrupole ICP-MS | Helmholtz Institute Freiberg for Resource Technology (HIF); Friedrich-Alexander-Universität Erlangen-Nürnberg | EPMA: accelerating voltage of 20 kV and a beam current of 30 nA, and a defocused beam of 15 μm diameter. LA-ICP-MS: plasma power of 1320 W, He (0.65 L/min) and Ar (1.09 L/min) as carrier gases, Ar as plasma (14.9 L/min) and auxiliary gas (0.9 L/min), oxide rates of <0.4% ThO+/Th+, repetition rate of 20 Hz, beam spot size of 25 μm, irradiance of 0.74 GW/cm2, fluence of 3.7 J/cm2, 20 s background measurement and 20 s sample ablation, 60-s retention time | MASS-1 (Wilson et al. 2002); NIST SRM 610 and 612 (Pearce et al. 1997); MASS-1 as external Ge standard (57.8±2.6 μg/g Ge); NBS-127, IAEA-S-1, IAEA-S-2, IAEA-S-3, and an in-house Ag2S reference material (sulfur isotopes) |  |  |  |  | 0.14975 | [15 empty] | 0.528 | [5 empty] | 47.6643 | [5 empty] | 0.043 | [9 empty] | 12.846 | [9 empty] | 5.3917 |  |  |  | 0.066 | [13 empty] | 0.411 | [15 empty] | 0.3746 | [15 empty] | 33.388 | [5 empty] | 2.6563 | [33 empty] | 52.355 |  |  |  |  | 2019 | Bauer, M.E., Burisch, M., Ostendorf, J., Krause, J., Frenzel, M., Seifert, T., and Gutzmer, J. (2019). Trace element geochemistry of sphalerite in contrasting hydrothermal fluid systems of the Freiberg district, Germany: insights from LA-ICP-MS analysis, near-infrared light microthermometry of sphalerite-hosted fluid inclusions, and sulfur isotope geochemistry. Mineralium Deposita, 54, 237–262. |  | DEU | Saxony
| Freiberg mining district | kb veins, eb veins, fba veins | Magmatic hydrothermal | Intrusion-related | hydrothermal vein-style silver mineralization | Ag | Zn, Pb, In, Ge, Ga | Ag, Zn, Pb, In, Ge, Ga | Bauer et al., 2019 |  | kbFRS19-1 | kbFRS19-1 | underground mine |  |  |  |  | ore material | grab | grab | mineral separate | [5 empty] | mineralisation |  |  |  | sphalerite | [6 empty] | galena, pyrite, arsenopyrite, quartz, fluorite, carbonate | polished sections | LA-ICPMS, EMPA | JEOL JXA-8530F equipped with a field emission gun (FEG) and five wavelength-dispersive spectrometers (WDS); 193-nm New Wave Research Excimer laser and an Agilent 7500i quadrupole ICP-MS | Helmholtz Institute Freiberg for Resource Technology (HIF); Friedrich-Alexander-Universität Erlangen-Nürnberg | EPMA: accelerating voltage of 20 kV and a beam current of 30 nA, and a defocused beam of 15 μm diameter. LA-ICP-MS: plasma power of 1320 W, He (0.65 L/min) and Ar (1.09 L/min) as carrier gases, Ar as plasma (14.9 L/min) and auxiliary gas (0.9 L/min), oxide rates of <0.4% ThO+/Th+, repetition rate of 20 Hz, beam spot size of 25 μm, irradiance of 0.74 GW/cm2, fluence of 3.7 J/cm2, 20 s background measurement and 20 s sample ablation, 60-s retention time | MASS-1 (Wilson et al. 2002); NIST SRM 610 and 612 (Pearce et al. 1997); MASS-1 as external Ge standard (57.8±2.6 μg/g Ge); NBS-127, IAEA-S-1, IAEA-S-2, IAEA-S-3, and an in-house Ag2S reference material (sulfur isotopes) | 0.003 |  |  |  | 0.18176 | [15 empty] | 0.345 | [5 empty] | 0.4885 | [5 empty] | 0.107 | [9 empty] | 12.23 | [9 empty] | 6.8875 |  |  |  | 0.11 | [13 empty] | 0.336 | [15 empty] | 4.329 | [15 empty] | 33.347 |  | 1.32 | [9 empty] | 0.01 | [27 empty] | 53.023 |  |  |  |  | 2019 | Bauer, M.E., Burisch, M., Ostendorf, J., Krause, J., Frenzel, M., Seifert, T., and Gutzmer, J. (2019). Trace element geochemistry of sphalerite in contrasting hydrothermal fluid systems of the Freiberg district, Germany: insights from LA-ICP-MS analysis, near-infrared light microthermometry of sphalerite-hosted fluid inclusions, and sulfur isotope geochemistry. Mineralium Deposita, 54, 237–262. |  | DEU | Saxony
| Freiberg mining district | kb veins, eb veins, fba veins | Magmatic hydrothermal | Intrusion-related | hydrothermal vein-style silver mineralization | Ag | Zn, Pb, In, Ge, Ga | Ag, Zn, Pb, In, Ge, Ga | Bauer et al., 2019 |  | kbFRS19-2 | kbFRS19-2 | underground mine |  |  |  |  | ore material | grab | grab | mineral separate | [5 empty] | mineralisation |  |  |  | sphalerite | [6 empty] | galena, pyrite, arsenopyrite, quartz, fluorite, carbonate | polished sections | LA-ICPMS, EMPA | JEOL JXA-8530F equipped with a field emission gun (FEG) and five wavelength-dispersive spectrometers (WDS); 193-nm New Wave Research Excimer laser and an Agilent 7500i quadrupole ICP-MS | Helmholtz Institute Freiberg for Resource Technology (HIF); Friedrich-Alexander-Universität Erlangen-Nürnberg | EPMA: accelerating voltage of 20 kV and a beam current of 30 nA, and a defocused beam of 15 μm diameter. LA-ICP-MS: plasma power of 1320 W, He (0.65 L/min) and Ar (1.09 L/min) as carrier gases, Ar as plasma (14.9 L/min) and auxiliary gas (0.9 L/min), oxide rates of <0.4% ThO+/Th+, repetition rate of 20 Hz, beam spot size of 25 μm, irradiance of 0.74 GW/cm2, fluence of 3.7 J/cm2, 20 s background measurement and 20 s sample ablation, 60-s retention time | MASS-1 (Wilson et al. 2002); NIST SRM 610 and 612 (Pearce et al. 1997); MASS-1 as external Ge standard (57.8±2.6 μg/g Ge); NBS-127, IAEA-S-1, IAEA-S-2, IAEA-S-3, and an in-house Ag2S reference material (sulfur isotopes) |  |  |  |  | 0.17654 | [15 empty] | 0.348 | [5 empty] | 0.42431 | [5 empty] | 0.129 | [9 empty] | 12.213 | [9 empty] | 8.7959 |  |  |  | 0.131 | [13 empty] | 0.323 | [15 empty] | 0.98974 | [15 empty] | 33.2 |  | 0.26184 | [9 empty] | 0.001 | [27 empty] | 53.047 |  |  |  |  | 2019 | Bauer, M.E., Burisch, M., Ostendorf, J., Krause, J., Frenzel, M., Seifert, T., and Gutzmer, J. (2019). Trace element geochemistry of sphalerite in contrasting hydrothermal fluid systems of the Freiberg district, Germany: insights from LA-ICP-MS analysis, near-infrared light microthermometry of sphalerite-hosted fluid inclusions, and sulfur isotope geochemistry. Mineralium Deposita, 54, 237–262. |  | DEU | Saxony
| Freiberg mining district | kb veins, eb veins, fba veins | Magmatic hydrothermal | Intrusion-related | hydrothermal vein-style silver mineralization | Ag | Zn, Pb, In, Ge, Ga | Ag, Zn, Pb, In, Ge, Ga | Bauer et al., 2019 |  | kbFRS19-3 | kbFRS19-3 | underground mine |  |  |  |  | ore material | grab | grab | mineral separate | [5 empty] | mineralisation |  |  |  | sphalerite | [6 empty] | galena, pyrite, arsenopyrite, quartz, fluorite, carbonate | polished sections | LA-ICPMS, EMPA | JEOL JXA-8530F equipped with a field emission gun (FEG) and five wavelength-dispersive spectrometers (WDS); 193-nm New Wave Research Excimer laser and an Agilent 7500i quadrupole ICP-MS | Helmholtz Institute Freiberg for Resource Technology (HIF); Friedrich-Alexander-Universität Erlangen-Nürnberg | EPMA: accelerating voltage of 20 kV and a beam current of 30 nA, and a defocused beam of 15 μm diameter. LA-ICP-MS: plasma power of 1320 W, He (0.65 L/min) and Ar (1.09 L/min) as carrier gases, Ar as plasma (14.9 L/min) and auxiliary gas (0.9 L/min), oxide rates of <0.4% ThO+/Th+, repetition rate of 20 Hz, beam spot size of 25 μm, irradiance of 0.74 GW/cm2, fluence of 3.7 J/cm2, 20 s background measurement and 20 s sample ablation, 60-s retention time | MASS-1 (Wilson et al. 2002); NIST SRM 610 and 612 (Pearce et al. 1997); MASS-1 as external Ge standard (57.8±2.6 μg/g Ge); NBS-127, IAEA-S-1, IAEA-S-2, IAEA-S-3, and an in-house Ag2S reference material (sulfur isotopes) |  |  |  |  | 0.1526 | [15 empty] | 0.359 | [5 empty] | 13.5574 | [5 empty] | 0.086 | [9 empty] | 12.351 | [9 empty] | 6.8164 |  |  |  | 0.087 | [13 empty] | 1.532 | [15 empty] | 2.0059 | [15 empty] | 33.553 |  | 0.42954 |  |  |  | 0.95055 | [5 empty] | 0.006 | [27 empty] | 51.635 |  |  |  |  | 2019 | Bauer, M.E., Burisch, M., Ostendorf, J., Krause, J., Frenzel, M., Seifert, T., and Gutzmer, J. (2019). Trace element geochemistry of sphalerite in contrasting hydrothermal fluid systems of the Freiberg district, Germany: insights from LA-ICP-MS analysis, near-infrared light microthermometry of sphalerite-hosted fluid inclusions, and sulfur isotope geochemistry. Mineralium Deposita, 54, 237–262. |  | DEU | Saxony
| Freiberg mining district | kb veins, eb veins, fba veins | Magmatic hydrothermal | Intrusion-related | hydrothermal vein-style silver mineralization | Ag | Zn, Pb, In, Ge, Ga | Ag, Zn, Pb, In, Ge, Ga | Bauer et al., 2019 |  | kbFRS19-4 | kbFRS19-4 | underground mine |  |  |  |  | ore material | grab | grab | mineral separate | [5 empty] | mineralisation |  |  |  | sphalerite | [6 empty] | galena, pyrite, arsenopyrite, quartz, fluorite, carbonate | polished sections | LA-ICPMS, EMPA | JEOL JXA-8530F equipped with a field emission gun (FEG) and five wavelength-dispersive spectrometers (WDS); 193-nm New Wave Research Excimer laser and an Agilent 7500i quadrupole ICP-MS | Helmholtz Institute Freiberg for Resource Technology (HIF); Friedrich-Alexander-Universität Erlangen-Nürnberg | EPMA: accelerating voltage of 20 kV and a beam current of 30 nA, and a defocused beam of 15 μm diameter. LA-ICP-MS: plasma power of 1320 W, He (0.65 L/min) and Ar (1.09 L/min) as carrier gases, Ar as plasma (14.9 L/min) and auxiliary gas (0.9 L/min), oxide rates of <0.4% ThO+/Th+, repetition rate of 20 Hz, beam spot size of 25 μm, irradiance of 0.74 GW/cm2, fluence of 3.7 J/cm2, 20 s background measurement and 20 s sample ablation, 60-s retention time | MASS-1 (Wilson et al. 2002); NIST SRM 610 and 612 (Pearce et al. 1997); MASS-1 as external Ge standard (57.8±2.6 μg/g Ge); NBS-127, IAEA-S-1, IAEA-S-2, IAEA-S-3, and an in-house Ag2S reference material (sulfur isotopes) |  |  |  |  | 0.14308 | [15 empty] | 0.401 | [5 empty] | 13.8378 | [5 empty] | 0.093 | [9 empty] | 12.31 | [9 empty] | 7.2741 |  |  |  | 0.1 | [13 empty] | 1.523 | [15 empty] | 5.4268 | [15 empty] | 32.96 |  | 3.8949 | [23 empty] | 0.018615 | [13 empty] | 51.55 |  |  |  |  | 2019 | Bauer, M.E., Burisch, M., Ostendorf, J., Krause, J., Frenzel, M., Seifert, T., and Gutzmer, J. (2019). Trace element geochemistry of sphalerite in contrasting hydrothermal fluid systems of the Freiberg district, Germany: insights from LA-ICP-MS analysis, near-infrared light microthermometry of sphalerite-hosted fluid inclusions, and sulfur isotope geochemistry. Mineralium Deposita, 54, 237–262. |  | DEU | Saxony
| Freiberg mining district | kb veins, eb veins, fba veins | Magmatic hydrothermal | Intrusion-related | hydrothermal vein-style silver mineralization | Ag | Zn, Pb, In, Ge, Ga | Ag, Zn, Pb, In, Ge, Ga | Bauer et al., 2019 |  | kbFRS19-5 | kbFRS19-5 | underground mine |  |  |  |  | ore material | grab | grab | mineral separate | [5 empty] | mineralisation |  |  |  | sphalerite | [6 empty] | galena, pyrite, arsenopyrite, quartz, fluorite, carbonate | polished sections | LA-ICPMS, EMPA | JEOL JXA-8530F equipped with a field emission gun (FEG) and five wavelength-dispersive spectrometers (WDS); 193-nm New Wave Research Excimer laser and an Agilent 7500i quadrupole ICP-MS | Helmholtz Institute Freiberg for Resource Technology (HIF); Friedrich-Alexander-Universität Erlangen-Nürnberg | EPMA: accelerating voltage of 20 kV and a beam current of 30 nA, and a defocused beam of 15 μm diameter. LA-ICP-MS: plasma power of 1320 W, He (0.65 L/min) and Ar (1.09 L/min) as carrier gases, Ar as plasma (14.9 L/min) and auxiliary gas (0.9 L/min), oxide rates of <0.4% ThO+/Th+, repetition rate of 20 Hz, beam spot size of 25 μm, irradiance of 0.74 GW/cm2, fluence of 3.7 J/cm2, 20 s background measurement and 20 s sample ablation, 60-s retention time | MASS-1 (Wilson et al. 2002); NIST SRM 610 and 612 (Pearce et al. 1997); MASS-1 as external Ge standard (57.8±2.6 μg/g Ge); NBS-127, IAEA-S-1, IAEA-S-2, IAEA-S-3, and an in-house Ag2S reference material (sulfur isotopes) |  |  |  |  | 0.142 | [15 empty] | 0.418 | [5 empty] | 6.6876 | [5 empty] | 0.152 | [9 empty] | 12.462 | [9 empty] | 5.9975 |  |  |  | 0.241 | [13 empty] | 1.164 | [15 empty] | 0.23436 | [15 empty] | 33.273 | [5 empty] | 1.931 | [5 empty] | 0.004 | [27 empty] | 51.983 |  |  |  |  | 2019 | Bauer, M.E., Burisch, M., Ostendorf, J., Krause, J., Frenzel, M., Seifert, T., and Gutzmer, J. (2019). Trace element geochemistry of sphalerite in contrasting hydrothermal fluid systems of the Freiberg district, Germany: insights from LA-ICP-MS analysis, near-infrared light microthermometry of sphalerite-hosted fluid inclusions, and sulfur isotope geochemistry. Mineralium Deposita, 54, 237–262. |  | DEU | Saxony
| Freiberg mining district | kb veins, eb veins, fba veins | Magmatic hydrothermal | Intrusion-related | hydrothermal vein-style silver mineralization | Ag | Zn, Pb, In, Ge, Ga | Ag, Zn, Pb, In, Ge, Ga | Bauer et al., 2019 |  | kbFRS19-6 | kbFRS19-6 | underground mine |  |  |  |  | ore material | grab | grab | mineral separate | [5 empty] | mineralisation |  |  |  | sphalerite | [6 empty] | galena, pyrite, arsenopyrite, quartz, fluorite, carbonate | polished sections | LA-ICPMS, EMPA | JEOL JXA-8530F equipped with a field emission gun (FEG) and five wavelength-dispersive spectrometers (WDS); 193-nm New Wave Research Excimer laser and an Agilent 7500i quadrupole ICP-MS | Helmholtz Institute Freiberg for Resource Technology (HIF); Friedrich-Alexander-Universität Erlangen-Nürnberg | EPMA: accelerating voltage of 20 kV and a beam current of 30 nA, and a defocused beam of 15 μm diameter. LA-ICP-MS: plasma power of 1320 W, He (0.65 L/min) and Ar (1.09 L/min) as carrier gases, Ar as plasma (14.9 L/min) and auxiliary gas (0.9 L/min), oxide rates of <0.4% ThO+/Th+, repetition rate of 20 Hz, beam spot size of 25 μm, irradiance of 0.74 GW/cm2, fluence of 3.7 J/cm2, 20 s background measurement and 20 s sample ablation, 60-s retention time | MASS-1 (Wilson et al. 2002); NIST SRM 610 and 612 (Pearce et al. 1997); MASS-1 as external Ge standard (57.8±2.6 μg/g Ge); NBS-127, IAEA-S-1, IAEA-S-2, IAEA-S-3, and an in-house Ag2S reference material (sulfur isotopes) |  |  |  |  | 0.15375 | [15 empty] | 0.421 | [5 empty] | 8.5044 | [5 empty] | 0.134 | [9 empty] | 12.525 | [9 empty] | 5.8759 |  |  |  | 0.193 | [13 empty] | 1.241 | [15 empty] | 0.10419 | [15 empty] | 33.239 | [5 empty] | 0.86742 | [33 empty] | 51.644 |  |  |  |  | 2019 | Bauer, M.E., Burisch, M., Ostendorf, J., Krause, J., Frenzel, M., Seifert, T., and Gutzmer, J. (2019). Trace element geochemistry of sphalerite in contrasting hydrothermal fluid systems of the Freiberg district, Germany: insights from LA-ICP-MS analysis, near-infrared light microthermometry of sphalerite-hosted fluid inclusions, and sulfur isotope geochemistry. Mineralium Deposita, 54, 237–262. |  | DEU | Saxony
| Freiberg mining district | kb veins, eb veins, fba veins | Magmatic hydrothermal | Intrusion-related | hydrothermal vein-style silver mineralization | Ag | Zn, Pb, In, Ge, Ga | Ag, Zn, Pb, In, Ge, Ga | Bauer et al., 2019 |  | kbFRS19-7 | kbFRS19-7 | underground mine |  |  |  |  | ore material | grab | grab | mineral separate | [5 empty] | mineralisation |  |  |  | sphalerite | [6 empty] | galena, pyrite, arsenopyrite, quartz, fluorite, carbonate | polished sections | LA-ICPMS, EMPA | JEOL JXA-8530F equipped with a field emission gun (FEG) and five wavelength-dispersive spectrometers (WDS); 193-nm New Wave Research Excimer laser and an Agilent 7500i quadrupole ICP-MS | Helmholtz Institute Freiberg for Resource Technology (HIF); Friedrich-Alexander-Universität Erlangen-Nürnberg | EPMA: accelerating voltage of 20 kV and a beam current of 30 nA, and a defocused beam of 15 μm diameter. LA-ICP-MS: plasma power of 1320 W, He (0.65 L/min) and Ar (1.09 L/min) as carrier gases, Ar as plasma (14.9 L/min) and auxiliary gas (0.9 L/min), oxide rates of <0.4% ThO+/Th+, repetition rate of 20 Hz, beam spot size of 25 μm, irradiance of 0.74 GW/cm2, fluence of 3.7 J/cm2, 20 s background measurement and 20 s sample ablation, 60-s retention time | MASS-1 (Wilson et al. 2002); NIST SRM 610 and 612 (Pearce et al. 1997); MASS-1 as external Ge standard (57.8±2.6 μg/g Ge); NBS-127, IAEA-S-1, IAEA-S-2, IAEA-S-3, and an in-house Ag2S reference material (sulfur isotopes) | [20 empty] | 0.411 | [5 empty] | 1.1746 | [5 empty] | 0.231 | [9 empty] | 12.315 | [9 empty] | 5.9522 |  |  |  | 0.077 | [13 empty] | 0.501 | [15 empty] | 2.0588 | [15 empty] | 33.534 |  | 0.16791 | [9 empty] | 0.143 | [27 empty] | 53 |  |  |  |  | 2019 | Bauer, M.E., Burisch, M., Ostendorf, J., Krause, J., Frenzel, M., Seifert, T., and Gutzmer, J. (2019). Trace element geochemistry of sphalerite in contrasting hydrothermal fluid systems of the Freiberg district, Germany: insights from LA-ICP-MS analysis, near-infrared light microthermometry of sphalerite-hosted fluid inclusions, and sulfur isotope geochemistry. Mineralium Deposita, 54, 237–262. |  | DEU | Saxony
| Freiberg mining district | kb veins, eb veins, fba veins | Magmatic hydrothermal | Intrusion-related | hydrothermal vein-style silver mineralization | Ag | Zn, Pb, In, Ge, Ga | Ag, Zn, Pb, In, Ge, Ga | Bauer et al., 2019 |  | kbFRS19-8 | kbFRS19-8 | underground mine |  |  |  |  | ore material | grab | grab | mineral separate | [5 empty] | mineralisation |  |  |  | sphalerite | [6 empty] | galena, pyrite, arsenopyrite, quartz, fluorite, carbonate | polished sections | LA-ICPMS, EMPA | JEOL JXA-8530F equipped with a field emission gun (FEG) and five wavelength-dispersive spectrometers (WDS); 193-nm New Wave Research Excimer laser and an Agilent 7500i quadrupole ICP-MS | Helmholtz Institute Freiberg for Resource Technology (HIF); Friedrich-Alexander-Universität Erlangen-Nürnberg | EPMA: accelerating voltage of 20 kV and a beam current of 30 nA, and a defocused beam of 15 μm diameter. LA-ICP-MS: plasma power of 1320 W, He (0.65 L/min) and Ar (1.09 L/min) as carrier gases, Ar as plasma (14.9 L/min) and auxiliary gas (0.9 L/min), oxide rates of <0.4% ThO+/Th+, repetition rate of 20 Hz, beam spot size of 25 μm, irradiance of 0.74 GW/cm2, fluence of 3.7 J/cm2, 20 s background measurement and 20 s sample ablation, 60-s retention time | MASS-1 (Wilson et al. 2002); NIST SRM 610 and 612 (Pearce et al. 1997); MASS-1 as external Ge standard (57.8±2.6 μg/g Ge); NBS-127, IAEA-S-1, IAEA-S-2, IAEA-S-3, and an in-house Ag2S reference material (sulfur isotopes) | [20 empty] | 0.379 | [5 empty] | 1.1139 | [5 empty] | 0.138 | [9 empty] | 12.206 | [9 empty] | 5.4646 |  |  |  | 0.058 | [13 empty] | 0.489 | [15 empty] | 6.8178 | [15 empty] | 33.141 |  | 0.042174 | [9 empty] | 0.09 | [27 empty] | 52.904 |  |  |  |  | 2019 | Bauer, M.E., Burisch, M., Ostendorf, J., Krause, J., Frenzel, M., Seifert, T., and Gutzmer, J. (2019). Trace element geochemistry of sphalerite in contrasting hydrothermal fluid systems of the Freiberg district, Germany: insights from LA-ICP-MS analysis, near-infrared light microthermometry of sphalerite-hosted fluid inclusions, and sulfur isotope geochemistry. Mineralium Deposita, 54, 237–262. |  | DEU | Saxony
| Freiberg mining district | kb veins, eb veins, fba veins | Magmatic hydrothermal | Intrusion-related | hydrothermal vein-style silver mineralization | Ag | Zn, Pb, In, Ge, Ga | Ag, Zn, Pb, In, Ge, Ga | Bauer et al., 2019 |  | kbFRS19-9 | kbFRS19-9 | underground mine |  |  |  |  | ore material | grab | grab | mineral separate | [5 empty] | mineralisation |  |  |  | sphalerite | [6 empty] | galena, pyrite, arsenopyrite, quartz, fluorite, carbonate | polished sections | LA-ICPMS, EMPA | JEOL JXA-8530F equipped with a field emission gun (FEG) and five wavelength-dispersive spectrometers (WDS); 193-nm New Wave Research Excimer laser and an Agilent 7500i quadrupole ICP-MS | Helmholtz Institute Freiberg for Resource Technology (HIF); Friedrich-Alexander-Universität Erlangen-Nürnberg | EPMA: accelerating voltage of 20 kV and a beam current of 30 nA, and a defocused beam of 15 μm diameter. LA-ICP-MS: plasma power of 1320 W, He (0.65 L/min) and Ar (1.09 L/min) as carrier gases, Ar as plasma (14.9 L/min) and auxiliary gas (0.9 L/min), oxide rates of <0.4% ThO+/Th+, repetition rate of 20 Hz, beam spot size of 25 μm, irradiance of 0.74 GW/cm2, fluence of 3.7 J/cm2, 20 s background measurement and 20 s sample ablation, 60-s retention time | MASS-1 (Wilson et al. 2002); NIST SRM 610 and 612 (Pearce et al. 1997); MASS-1 as external Ge standard (57.8±2.6 μg/g Ge); NBS-127, IAEA-S-1, IAEA-S-2, IAEA-S-3, and an in-house Ag2S reference material (sulfur isotopes) |  |  |  |  | 0.1418 | [15 empty] | 0.391 | [5 empty] | 10.7391 | [5 empty] | 0.137 | [9 empty] | 12.128 | [9 empty] | 6.5203 |  |  |  | 0.091 | [13 empty] | 1.677 | [15 empty] | 1.2354 | [15 empty] | 33.16 |  | 0.24714 |  |  |  | 1.8601 | [33 empty] | 51.727 |  |  |  |  | 2019 | Bauer, M.E., Burisch, M., Ostendorf, J., Krause, J., Frenzel, M., Seifert, T., and Gutzmer, J. (2019). Trace element geochemistry of sphalerite in contrasting hydrothermal fluid systems of the Freiberg district, Germany: insights from LA-ICP-MS analysis, near-infrared light microthermometry of sphalerite-hosted fluid inclusions, and sulfur isotope geochemistry. Mineralium Deposita, 54, 237–262. |  | DEU | Saxony
| Freiberg mining district | kb veins, eb veins, fba veins | Magmatic hydrothermal | Intrusion-related | hydrothermal vein-style silver mineralization | Ag | Zn, Pb, In, Ge, Ga | Ag, Zn, Pb, In, Ge, Ga | Bauer et al., 2019 |  | kbFRS19-10 | kbFRS19-10 | underground mine |  |  |  |  | ore material | grab | grab | mineral separate | [5 empty] | mineralisation |  |  |  | sphalerite | [6 empty] | galena, pyrite, arsenopyrite, quartz, fluorite, carbonate | polished sections | LA-ICPMS, EMPA | JEOL JXA-8530F equipped with a field emission gun (FEG) and five wavelength-dispersive spectrometers (WDS); 193-nm New Wave Research Excimer laser and an Agilent 7500i quadrupole ICP-MS | Helmholtz Institute Freiberg for Resource Technology (HIF); Friedrich-Alexander-Universität Erlangen-Nürnberg | EPMA: accelerating voltage of 20 kV and a beam current of 30 nA, and a defocused beam of 15 μm diameter. LA-ICP-MS: plasma power of 1320 W, He (0.65 L/min) and Ar (1.09 L/min) as carrier gases, Ar as plasma (14.9 L/min) and auxiliary gas (0.9 L/min), oxide rates of <0.4% ThO+/Th+, repetition rate of 20 Hz, beam spot size of 25 μm, irradiance of 0.74 GW/cm2, fluence of 3.7 J/cm2, 20 s background measurement and 20 s sample ablation, 60-s retention time | MASS-1 (Wilson et al. 2002); NIST SRM 610 and 612 (Pearce et al. 1997); MASS-1 as external Ge standard (57.8±2.6 μg/g Ge); NBS-127, IAEA-S-1, IAEA-S-2, IAEA-S-3, and an in-house Ag2S reference material (sulfur isotopes) | [20 empty] | 0.375 | [5 empty] | 13.5677 | [5 empty] | 0.041 | [9 empty] | 12.29 | [9 empty] | 5.799 |  |  |  | 0.04 | [13 empty] | 1.621 | [15 empty] | 1.2019 | [15 empty] | 33.43 |  | 0.094605 |  |  |  | 2.7773 | [33 empty] | 51.998 |  |  |  |  | 2019 | Bauer, M.E., Burisch, M., Ostendorf, J., Krause, J., Frenzel, M., Seifert, T., and Gutzmer, J. (2019). Trace element geochemistry of sphalerite in contrasting hydrothermal fluid systems of the Freiberg district, Germany: insights from LA-ICP-MS analysis, near-infrared light microthermometry of sphalerite-hosted fluid inclusions, and sulfur isotope geochemistry. Mineralium Deposita, 54, 237–262. |  | DEU | Saxony
| Freiberg mining district | kb veins, eb veins, fba veins | Magmatic hydrothermal | Intrusion-related | hydrothermal vein-style silver mineralization | Ag | Zn, Pb, In, Ge, Ga | Ag, Zn, Pb, In, Ge, Ga | Bauer et al., 2019 |  | kb59-1 | kb59-1 | underground mine |  |  |  |  | ore material | grab | grab | mineral separate | [5 empty] | mineralisation |  |  |  | sphalerite | [6 empty] | galena, pyrite, arsenopyrite, quartz, fluorite, carbonate | polished sections | LA-ICPMS, EMPA | JEOL JXA-8530F equipped with a field emission gun (FEG) and five wavelength-dispersive spectrometers (WDS); 193-nm New Wave Research Excimer laser and an Agilent 7500i quadrupole ICP-MS | Helmholtz Institute Freiberg for Resource Technology (HIF); Friedrich-Alexander-Universität Erlangen-Nürnberg | EPMA: accelerating voltage of 20 kV and a beam current of 30 nA, and a defocused beam of 15 μm diameter. LA-ICP-MS: plasma power of 1320 W, He (0.65 L/min) and Ar (1.09 L/min) as carrier gases, Ar as plasma (14.9 L/min) and auxiliary gas (0.9 L/min), oxide rates of <0.4% ThO+/Th+, repetition rate of 20 Hz, beam spot size of 25 μm, irradiance of 0.74 GW/cm2, fluence of 3.7 J/cm2, 20 s background measurement and 20 s sample ablation, 60-s retention time | MASS-1 (Wilson et al. 2002); NIST SRM 610 and 612 (Pearce et al. 1997); MASS-1 as external Ge standard (57.8±2.6 μg/g Ge); NBS-127, IAEA-S-1, IAEA-S-2, IAEA-S-3, and an in-house Ag2S reference material (sulfur isotopes) | 0.01 |  |  |  | 14.187 | [15 empty] | 0.639 | [5 empty] | 43.6118 | [5 empty] | 0.006 | [9 empty] | 0.586 | [9 empty] | 186.3222 | [17 empty] | 0.008 | [15 empty] | 71.6626 | [15 empty] | 32.618 |  | 6.3336 | [37 empty] | 65.687 |  |  |  |  | 2019 | Bauer, M.E., Burisch, M., Ostendorf, J., Krause, J., Frenzel, M., Seifert, T., and Gutzmer, J. (2019). Trace element geochemistry of sphalerite in contrasting hydrothermal fluid systems of the Freiberg district, Germany: insights from LA-ICP-MS analysis, near-infrared light microthermometry of sphalerite-hosted fluid inclusions, and sulfur isotope geochemistry. Mineralium Deposita, 54, 237–262. |  | DEU | Saxony
| Freiberg mining district | kb veins, eb veins, fba veins | Magmatic hydrothermal | Intrusion-related | hydrothermal vein-style silver mineralization | Ag | Zn, Pb, In, Ge, Ga | Ag, Zn, Pb, In, Ge, Ga | Bauer et al., 2019 |  | kb59-2 | kb59-2 | underground mine |  |  |  |  | ore material | grab | grab | mineral separate | [5 empty] | mineralisation |  |  |  | sphalerite | [6 empty] | galena, pyrite, arsenopyrite, quartz, fluorite, carbonate | polished sections | LA-ICPMS, EMPA | JEOL JXA-8530F equipped with a field emission gun (FEG) and five wavelength-dispersive spectrometers (WDS); 193-nm New Wave Research Excimer laser and an Agilent 7500i quadrupole ICP-MS | Helmholtz Institute Freiberg for Resource Technology (HIF); Friedrich-Alexander-Universität Erlangen-Nürnberg | EPMA: accelerating voltage of 20 kV and a beam current of 30 nA, and a defocused beam of 15 μm diameter. LA-ICP-MS: plasma power of 1320 W, He (0.65 L/min) and Ar (1.09 L/min) as carrier gases, Ar as plasma (14.9 L/min) and auxiliary gas (0.9 L/min), oxide rates of <0.4% ThO+/Th+, repetition rate of 20 Hz, beam spot size of 25 μm, irradiance of 0.74 GW/cm2, fluence of 3.7 J/cm2, 20 s background measurement and 20 s sample ablation, 60-s retention time | MASS-1 (Wilson et al. 2002); NIST SRM 610 and 612 (Pearce et al. 1997); MASS-1 as external Ge standard (57.8±2.6 μg/g Ge); NBS-127, IAEA-S-1, IAEA-S-2, IAEA-S-3, and an in-house Ag2S reference material (sulfur isotopes) | [20 empty] | 0.449 | [5 empty] | 161.3204 | [5 empty] | 0.014 | [9 empty] | 8.877 | [9 empty] | 10.7177 |  |  |  | 0.005 | [13 empty] | 0.242 | [15 empty] | 0.93868 | [15 empty] | 33.155 |  | 0.063031 |  |  |  | 0.97178 | [5 empty] | 0.007 | [27 empty] | 56.558 |  |  |  |  | 2019 | Bauer, M.E., Burisch, M., Ostendorf, J., Krause, J., Frenzel, M., Seifert, T., and Gutzmer, J. (2019). Trace element geochemistry of sphalerite in contrasting hydrothermal fluid systems of the Freiberg district, Germany: insights from LA-ICP-MS analysis, near-infrared light microthermometry of sphalerite-hosted fluid inclusions, and sulfur isotope geochemistry. Mineralium Deposita, 54, 237–262. |  | DEU | Saxony
| Freiberg mining district | kb veins, eb veins, fba veins | Magmatic hydrothermal | Intrusion-related | hydrothermal vein-style silver mineralization | Ag | Zn, Pb, In, Ge, Ga | Ag, Zn, Pb, In, Ge, Ga | Bauer et al., 2019 |  | kb59-3 | kb59-3 | underground mine |  |  |  |  | ore material | grab | grab | mineral separate | [5 empty] | mineralisation |  |  |  | sphalerite | [6 empty] | galena, pyrite, arsenopyrite, quartz, fluorite, carbonate | polished sections | LA-ICPMS, EMPA | JEOL JXA-8530F equipped with a field emission gun (FEG) and five wavelength-dispersive spectrometers (WDS); 193-nm New Wave Research Excimer laser and an Agilent 7500i quadrupole ICP-MS | Helmholtz Institute Freiberg for Resource Technology (HIF); Friedrich-Alexander-Universität Erlangen-Nürnberg | EPMA: accelerating voltage of 20 kV and a beam current of 30 nA, and a defocused beam of 15 μm diameter. LA-ICP-MS: plasma power of 1320 W, He (0.65 L/min) and Ar (1.09 L/min) as carrier gases, Ar as plasma (14.9 L/min) and auxiliary gas (0.9 L/min), oxide rates of <0.4% ThO+/Th+, repetition rate of 20 Hz, beam spot size of 25 μm, irradiance of 0.74 GW/cm2, fluence of 3.7 J/cm2, 20 s background measurement and 20 s sample ablation, 60-s retention time | MASS-1 (Wilson et al. 2002); NIST SRM 610 and 612 (Pearce et al. 1997); MASS-1 as external Ge standard (57.8±2.6 μg/g Ge); NBS-127, IAEA-S-1, IAEA-S-2, IAEA-S-3, and an in-house Ag2S reference material (sulfur isotopes) | 0.002 |  |  |  | 0.16067 | [15 empty] | 0.591 | [5 empty] | 80.0546 | [5 empty] | 0.064 | [9 empty] | 11.2 | [9 empty] | 6.7592 |  |  |  | 0.033 | [13 empty] | 0.152 | [15 empty] | 4.4917 | [15 empty] | 33.25 |  | 0.096652 |  |  |  | 0.97148 | [5 empty] | 0.003 | [27 empty] | 53.677 |  |  |  |  | 2019 | Bauer, M.E., Burisch, M., Ostendorf, J., Krause, J., Frenzel, M., Seifert, T., and Gutzmer, J. (2019). Trace element geochemistry of sphalerite in contrasting hydrothermal fluid systems of the Freiberg district, Germany: insights from LA-ICP-MS analysis, near-infrared light microthermometry of sphalerite-hosted fluid inclusions, and sulfur isotope geochemistry. Mineralium Deposita, 54, 237–262. |  | DEU | Saxony
| Freiberg mining district | kb veins, eb veins, fba veins | Magmatic hydrothermal | Intrusion-related | hydrothermal vein-style silver mineralization | Ag | Zn, Pb, In, Ge, Ga | Ag, Zn, Pb, In, Ge, Ga | Bauer et al., 2019 |  | kb59-4 | kb59-4 | underground mine |  |  |  |  | ore material | grab | grab | mineral separate | [5 empty] | mineralisation |  |  |  | sphalerite | [6 empty] | galena, pyrite, arsenopyrite, quartz, fluorite, carbonate | polished sections | LA-ICPMS, EMPA | JEOL JXA-8530F equipped with a field emission gun (FEG) and five wavelength-dispersive spectrometers (WDS); 193-nm New Wave Research Excimer laser and an Agilent 7500i quadrupole ICP-MS | Helmholtz Institute Freiberg for Resource Technology (HIF); Friedrich-Alexander-Universität Erlangen-Nürnberg | EPMA: accelerating voltage of 20 kV and a beam current of 30 nA, and a defocused beam of 15 μm diameter. LA-ICP-MS: plasma power of 1320 W, He (0.65 L/min) and Ar (1.09 L/min) as carrier gases, Ar as plasma (14.9 L/min) and auxiliary gas (0.9 L/min), oxide rates of <0.4% ThO+/Th+, repetition rate of 20 Hz, beam spot size of 25 μm, irradiance of 0.74 GW/cm2, fluence of 3.7 J/cm2, 20 s background measurement and 20 s sample ablation, 60-s retention time | MASS-1 (Wilson et al. 2002); NIST SRM 610 and 612 (Pearce et al. 1997); MASS-1 as external Ge standard (57.8±2.6 μg/g Ge); NBS-127, IAEA-S-1, IAEA-S-2, IAEA-S-3, and an in-house Ag2S reference material (sulfur isotopes) |  |  |  |  | 0.17361 | [15 empty] | 0.509 | [5 empty] | 218.6984 | [5 empty] | 0.043 | [9 empty] | 12.524 | [9 empty] | 5.9489 |  |  |  | 0.077 | [13 empty] | 1.13 | [15 empty] | 0.10884 | [15 empty] | 33.394 | [5 empty] | 1.0475 | [33 empty] | 51.863 |  |  |  |  | 2019 | Bauer, M.E., Burisch, M., Ostendorf, J., Krause, J., Frenzel, M., Seifert, T., and Gutzmer, J. (2019). Trace element geochemistry of sphalerite in contrasting hydrothermal fluid systems of the Freiberg district, Germany: insights from LA-ICP-MS analysis, near-infrared light microthermometry of sphalerite-hosted fluid inclusions, and sulfur isotope geochemistry. Mineralium Deposita, 54, 237–262. |  | DEU | Saxony
| Freiberg mining district | kb veins, eb veins, fba veins | Magmatic hydrothermal | Intrusion-related | hydrothermal vein-style silver mineralization | Ag | Zn, Pb, In, Ge, Ga | Ag, Zn, Pb, In, Ge, Ga | Bauer et al., 2019 |  | kb59-5 | kb59-5 | underground mine |  |  |  |  | ore material | grab | grab | mineral separate | [5 empty] | mineralisation |  |  |  | sphalerite | [6 empty] | galena, pyrite, arsenopyrite, quartz, fluorite, carbonate | polished sections | LA-ICPMS, EMPA | JEOL JXA-8530F equipped with a field emission gun (FEG) and five wavelength-dispersive spectrometers (WDS); 193-nm New Wave Research Excimer laser and an Agilent 7500i quadrupole ICP-MS | Helmholtz Institute Freiberg for Resource Technology (HIF); Friedrich-Alexander-Universität Erlangen-Nürnberg | EPMA: accelerating voltage of 20 kV and a beam current of 30 nA, and a defocused beam of 15 μm diameter. LA-ICP-MS: plasma power of 1320 W, He (0.65 L/min) and Ar (1.09 L/min) as carrier gases, Ar as plasma (14.9 L/min) and auxiliary gas (0.9 L/min), oxide rates of <0.4% ThO+/Th+, repetition rate of 20 Hz, beam spot size of 25 μm, irradiance of 0.74 GW/cm2, fluence of 3.7 J/cm2, 20 s background measurement and 20 s sample ablation, 60-s retention time | MASS-1 (Wilson et al. 2002); NIST SRM 610 and 612 (Pearce et al. 1997); MASS-1 as external Ge standard (57.8±2.6 μg/g Ge); NBS-127, IAEA-S-1, IAEA-S-2, IAEA-S-3, and an in-house Ag2S reference material (sulfur isotopes) | 0.01 |  |  |  | 0.14267 | [15 empty] | 0.482 | [5 empty] | 201.8076 | [5 empty] | 0.034 | [9 empty] | 10.704 | [9 empty] | 7.1036 |  |  |  | 0.047 | [13 empty] | 0.401 | [15 empty] | 0.25536 | [15 empty] | 33.172 | [5 empty] | 3.357 | [33 empty] | 54.645 |  |  |  |  | 2019 | Bauer, M.E., Burisch, M., Ostendorf, J., Krause, J., Frenzel, M., Seifert, T., and Gutzmer, J. (2019). Trace element geochemistry of sphalerite in contrasting hydrothermal fluid systems of the Freiberg district, Germany: insights from LA-ICP-MS analysis, near-infrared light microthermometry of sphalerite-hosted fluid inclusions, and sulfur isotope geochemistry. Mineralium Deposita, 54, 237–262. |  | DEU | Saxony
| Freiberg mining district | kb veins, eb veins, fba veins | Magmatic hydrothermal | Intrusion-related | hydrothermal vein-style silver mineralization | Ag | Zn, Pb, In, Ge, Ga | Ag, Zn, Pb, In, Ge, Ga | Bauer et al., 2019 |  | kb59-6 | kb59-6 | underground mine |  |  |  |  | ore material | grab | grab | mineral separate | [5 empty] | mineralisation |  |  |  | sphalerite | [6 empty] | galena, pyrite, arsenopyrite, quartz, fluorite, carbonate | polished sections | LA-ICPMS, EMPA | JEOL JXA-8530F equipped with a field emission gun (FEG) and five wavelength-dispersive spectrometers (WDS); 193-nm New Wave Research Excimer laser and an Agilent 7500i quadrupole ICP-MS | Helmholtz Institute Freiberg for Resource Technology (HIF); Friedrich-Alexander-Universität Erlangen-Nürnberg | EPMA: accelerating voltage of 20 kV and a beam current of 30 nA, and a defocused beam of 15 μm diameter. LA-ICP-MS: plasma power of 1320 W, He (0.65 L/min) and Ar (1.09 L/min) as carrier gases, Ar as plasma (14.9 L/min) and auxiliary gas (0.9 L/min), oxide rates of <0.4% ThO+/Th+, repetition rate of 20 Hz, beam spot size of 25 μm, irradiance of 0.74 GW/cm2, fluence of 3.7 J/cm2, 20 s background measurement and 20 s sample ablation, 60-s retention time | MASS-1 (Wilson et al. 2002); NIST SRM 610 and 612 (Pearce et al. 1997); MASS-1 as external Ge standard (57.8±2.6 μg/g Ge); NBS-127, IAEA-S-1, IAEA-S-2, IAEA-S-3, and an in-house Ag2S reference material (sulfur isotopes) |  |  |  |  | 0.1479 | [15 empty] | 0.399 | [5 empty] | 208.6237 | [5 empty] | 0.05 | [9 empty] | 11.206 | [9 empty] | 7.3242 |  |  |  | 0.056 | [13 empty] | 0.402 | [15 empty] | 1.8546 | [15 empty] | 33.086 |  | 0.33865 |  |  |  | 3.5692 | [33 empty] | 54.119 |  |  |  |  | 2019 | Bauer, M.E., Burisch, M., Ostendorf, J., Krause, J., Frenzel, M., Seifert, T., and Gutzmer, J. (2019). Trace element geochemistry of sphalerite in contrasting hydrothermal fluid systems of the Freiberg district, Germany: insights from LA-ICP-MS analysis, near-infrared light microthermometry of sphalerite-hosted fluid inclusions, and sulfur isotope geochemistry. Mineralium Deposita, 54, 237–262. |  | DEU | Saxony
| Freiberg mining district | kb veins, eb veins, fba veins | Magmatic hydrothermal | Intrusion-related | hydrothermal vein-style silver mineralization | Ag | Zn, Pb, In, Ge, Ga | Ag, Zn, Pb, In, Ge, Ga | Bauer et al., 2019 |  | kb59-7 | kb59-7 | underground mine |  |  |  |  | ore material | grab | grab | mineral separate | [5 empty] | mineralisation |  |  |  | sphalerite | [6 empty] | galena, pyrite, arsenopyrite, quartz, fluorite, carbonate | polished sections | LA-ICPMS, EMPA | JEOL JXA-8530F equipped with a field emission gun (FEG) and five wavelength-dispersive spectrometers (WDS); 193-nm New Wave Research Excimer laser and an Agilent 7500i quadrupole ICP-MS | Helmholtz Institute Freiberg for Resource Technology (HIF); Friedrich-Alexander-Universität Erlangen-Nürnberg | EPMA: accelerating voltage of 20 kV and a beam current of 30 nA, and a defocused beam of 15 μm diameter. LA-ICP-MS: plasma power of 1320 W, He (0.65 L/min) and Ar (1.09 L/min) as carrier gases, Ar as plasma (14.9 L/min) and auxiliary gas (0.9 L/min), oxide rates of <0.4% ThO+/Th+, repetition rate of 20 Hz, beam spot size of 25 μm, irradiance of 0.74 GW/cm2, fluence of 3.7 J/cm2, 20 s background measurement and 20 s sample ablation, 60-s retention time | MASS-1 (Wilson et al. 2002); NIST SRM 610 and 612 (Pearce et al. 1997); MASS-1 as external Ge standard (57.8±2.6 μg/g Ge); NBS-127, IAEA-S-1, IAEA-S-2, IAEA-S-3, and an in-house Ag2S reference material (sulfur isotopes) |  |  |  |  | 0.31773 | [15 empty] | 0.508 | [5 empty] | 186.8603 | [5 empty] | 0.02 | [9 empty] | 9.498 | [9 empty] | 10.4861 |  |  |  | 0.039 | [13 empty] | 0.275 | [15 empty] | 0.17085 | [15 empty] | 33.229 | [5 empty] | 1.043 | [33 empty] | 56.157 |  |  |  |  | 2019 | Bauer, M.E., Burisch, M., Ostendorf, J., Krause, J., Frenzel, M., Seifert, T., and Gutzmer, J. (2019). Trace element geochemistry of sphalerite in contrasting hydrothermal fluid systems of the Freiberg district, Germany: insights from LA-ICP-MS analysis, near-infrared light microthermometry of sphalerite-hosted fluid inclusions, and sulfur isotope geochemistry. Mineralium Deposita, 54, 237–262. |  | DEU | Saxony
| Freiberg mining district | kb veins, eb veins, fba veins | Magmatic hydrothermal | Intrusion-related | hydrothermal vein-style silver mineralization | Ag | Zn, Pb, In, Ge, Ga | Ag, Zn, Pb, In, Ge, Ga | Bauer et al., 2019 |  | kb59-8 | kb59-8 | underground mine |  |  |  |  | ore material | grab | grab | mineral separate | [5 empty] | mineralisation |  |  |  | sphalerite | [6 empty] | galena, pyrite, arsenopyrite, quartz, fluorite, carbonate | polished sections | LA-ICPMS, EMPA | JEOL JXA-8530F equipped with a field emission gun (FEG) and five wavelength-dispersive spectrometers (WDS); 193-nm New Wave Research Excimer laser and an Agilent 7500i quadrupole ICP-MS | Helmholtz Institute Freiberg for Resource Technology (HIF); Friedrich-Alexander-Universität Erlangen-Nürnberg | EPMA: accelerating voltage of 20 kV and a beam current of 30 nA, and a defocused beam of 15 μm diameter. LA-ICP-MS: plasma power of 1320 W, He (0.65 L/min) and Ar (1.09 L/min) as carrier gases, Ar as plasma (14.9 L/min) and auxiliary gas (0.9 L/min), oxide rates of <0.4% ThO+/Th+, repetition rate of 20 Hz, beam spot size of 25 μm, irradiance of 0.74 GW/cm2, fluence of 3.7 J/cm2, 20 s background measurement and 20 s sample ablation, 60-s retention time | MASS-1 (Wilson et al. 2002); NIST SRM 610 and 612 (Pearce et al. 1997); MASS-1 as external Ge standard (57.8±2.6 μg/g Ge); NBS-127, IAEA-S-1, IAEA-S-2, IAEA-S-3, and an in-house Ag2S reference material (sulfur isotopes) |  |  |  |  | 0.16571 | [15 empty] | 0.51 | [5 empty] | 164.471 | [5 empty] | 0.044 | [9 empty] | 9.033 | [9 empty] | 11.5902 |  |  |  | 0.018 | [13 empty] | 0.258 | [15 empty] | 2.4327 | [15 empty] | 33.044 |  | 0.26695 |  |  |  | 1.0907 | [5 empty] | 0.004 | [27 empty] | 56.327 |  |  |  |  | 2019 | Bauer, M.E., Burisch, M., Ostendorf, J., Krause, J., Frenzel, M., Seifert, T., and Gutzmer, J. (2019). Trace element geochemistry of sphalerite in contrasting hydrothermal fluid systems of the Freiberg district, Germany: insights from LA-ICP-MS analysis, near-infrared light microthermometry of sphalerite-hosted fluid inclusions, and sulfur isotope geochemistry. Mineralium Deposita, 54, 237–262. |  | DEU | Saxony
| Freiberg mining district | kb veins, eb veins, fba veins | Magmatic hydrothermal | Intrusion-related | hydrothermal vein-style silver mineralization | Ag | Zn, Pb, In, Ge, Ga | Ag, Zn, Pb, In, Ge, Ga | Bauer et al., 2019 |  | kb59-9 | kb59-9 | underground mine |  |  |  |  | ore material | grab | grab | mineral separate | [5 empty] | mineralisation |  |  |  | sphalerite | [6 empty] | galena, pyrite, arsenopyrite, quartz, fluorite, carbonate | polished sections | LA-ICPMS, EMPA | JEOL JXA-8530F equipped with a field emission gun (FEG) and five wavelength-dispersive spectrometers (WDS); 193-nm New Wave Research Excimer laser and an Agilent 7500i quadrupole ICP-MS | Helmholtz Institute Freiberg for Resource Technology (HIF); Friedrich-Alexander-Universität Erlangen-Nürnberg | EPMA: accelerating voltage of 20 kV and a beam current of 30 nA, and a defocused beam of 15 μm diameter. LA-ICP-MS: plasma power of 1320 W, He (0.65 L/min) and Ar (1.09 L/min) as carrier gases, Ar as plasma (14.9 L/min) and auxiliary gas (0.9 L/min), oxide rates of <0.4% ThO+/Th+, repetition rate of 20 Hz, beam spot size of 25 μm, irradiance of 0.74 GW/cm2, fluence of 3.7 J/cm2, 20 s background measurement and 20 s sample ablation, 60-s retention time | MASS-1 (Wilson et al. 2002); NIST SRM 610 and 612 (Pearce et al. 1997); MASS-1 as external Ge standard (57.8±2.6 μg/g Ge); NBS-127, IAEA-S-1, IAEA-S-2, IAEA-S-3, and an in-house Ag2S reference material (sulfur isotopes) | [20 empty] | 0.272 | [5 empty] | 78.8288 | [5 empty] | 0.003 | [9 empty] | 0.438 | [9 empty] | 94.9639 |  |  |  | 0.024 | [13 empty] | 0.001 | [31 empty] | 32.619 | [39 empty] | 66.37 |  |  |  |  | 2019 | Bauer, M.E., Burisch, M., Ostendorf, J., Krause, J., Frenzel, M., Seifert, T., and Gutzmer, J. (2019). Trace element geochemistry of sphalerite in contrasting hydrothermal fluid systems of the Freiberg district, Germany: insights from LA-ICP-MS analysis, near-infrared light microthermometry of sphalerite-hosted fluid inclusions, and sulfur isotope geochemistry. Mineralium Deposita, 54, 237–262. |  | DEU | Saxony
| Freiberg mining district | kb veins, eb veins, fba veins | Magmatic hydrothermal | Intrusion-related | hydrothermal vein-style silver mineralization | Ag | Zn, Pb, In, Ge, Ga | Ag, Zn, Pb, In, Ge, Ga | Bauer et al., 2019 |  | kb182-1 | kb182-1 | underground mine |  |  |  |  | ore material | grab | grab | mineral separate | [5 empty] | mineralisation |  |  |  | sphalerite | [6 empty] | galena, pyrite, arsenopyrite, quartz, fluorite, carbonate | polished sections | LA-ICPMS, EMPA | JEOL JXA-8530F equipped with a field emission gun (FEG) and five wavelength-dispersive spectrometers (WDS); 193-nm New Wave Research Excimer laser and an Agilent 7500i quadrupole ICP-MS | Helmholtz Institute Freiberg for Resource Technology (HIF); Friedrich-Alexander-Universität Erlangen-Nürnberg | EPMA: accelerating voltage of 20 kV and a beam current of 30 nA, and a defocused beam of 15 μm diameter. LA-ICP-MS: plasma power of 1320 W, He (0.65 L/min) and Ar (1.09 L/min) as carrier gases, Ar as plasma (14.9 L/min) and auxiliary gas (0.9 L/min), oxide rates of <0.4% ThO+/Th+, repetition rate of 20 Hz, beam spot size of 25 μm, irradiance of 0.74 GW/cm2, fluence of 3.7 J/cm2, 20 s background measurement and 20 s sample ablation, 60-s retention time | MASS-1 (Wilson et al. 2002); NIST SRM 610 and 612 (Pearce et al. 1997); MASS-1 as external Ge standard (57.8±2.6 μg/g Ge); NBS-127, IAEA-S-1, IAEA-S-2, IAEA-S-3, and an in-house Ag2S reference material (sulfur isotopes) | 0.012 | [19 empty] | 0.432 | [5 empty] | 92.3233 | [5 empty] | 0.032 | [9 empty] | 13.475 | [9 empty] | 7.6019 |  |  |  | 0.062 | [13 empty] | 0.26 | [15 empty] | 0.45598 | [15 empty] | 33.528 | [5 empty] | 1.9955 | [5 empty] | 0.004 | [27 empty] | 51.969 |  |  |  |  | 2019 | Bauer, M.E., Burisch, M., Ostendorf, J., Krause, J., Frenzel, M., Seifert, T., and Gutzmer, J. (2019). Trace element geochemistry of sphalerite in contrasting hydrothermal fluid systems of the Freiberg district, Germany: insights from LA-ICP-MS analysis, near-infrared light microthermometry of sphalerite-hosted fluid inclusions, and sulfur isotope geochemistry. Mineralium Deposita, 54, 237–262. |  | DEU | Saxony
| Freiberg mining district | kb veins, eb veins, fba veins | Magmatic hydrothermal | Intrusion-related | hydrothermal vein-style silver mineralization | Ag | Zn, Pb, In, Ge, Ga | Ag, Zn, Pb, In, Ge, Ga | Bauer et al., 2019 |  | kb182-2 | kb182-2 | underground mine |  |  |  |  | ore material | grab | grab | mineral separate | [5 empty] | mineralisation |  |  |  | sphalerite | [6 empty] | galena, pyrite, arsenopyrite, quartz, fluorite, carbonate | polished sections | LA-ICPMS, EMPA | JEOL JXA-8530F equipped with a field emission gun (FEG) and five wavelength-dispersive spectrometers (WDS); 193-nm New Wave Research Excimer laser and an Agilent 7500i quadrupole ICP-MS | Helmholtz Institute Freiberg for Resource Technology (HIF); Friedrich-Alexander-Universität Erlangen-Nürnberg | EPMA: accelerating voltage of 20 kV and a beam current of 30 nA, and a defocused beam of 15 μm diameter. LA-ICP-MS: plasma power of 1320 W, He (0.65 L/min) and Ar (1.09 L/min) as carrier gases, Ar as plasma (14.9 L/min) and auxiliary gas (0.9 L/min), oxide rates of <0.4% ThO+/Th+, repetition rate of 20 Hz, beam spot size of 25 μm, irradiance of 0.74 GW/cm2, fluence of 3.7 J/cm2, 20 s background measurement and 20 s sample ablation, 60-s retention time | MASS-1 (Wilson et al. 2002); NIST SRM 610 and 612 (Pearce et al. 1997); MASS-1 as external Ge standard (57.8±2.6 μg/g Ge); NBS-127, IAEA-S-1, IAEA-S-2, IAEA-S-3, and an in-house Ag2S reference material (sulfur isotopes) | 0.003 |  |  |  | 0.15887 | [15 empty] | 0.471 | [5 empty] | 83.9926 | [5 empty] | 0.019 | [9 empty] | 13.187 | [9 empty] | 5.347 |  |  |  | 0.037 | [13 empty] | 0.229 | [15 empty] | 0.55183 | [15 empty] | 33.343 |  | 0.04916 |  |  |  | 2.0707 | [33 empty] | 52.155 |  |  |  |  | 2019 | Bauer, M.E., Burisch, M., Ostendorf, J., Krause, J., Frenzel, M., Seifert, T., and Gutzmer, J. (2019). Trace element geochemistry of sphalerite in contrasting hydrothermal fluid systems of the Freiberg district, Germany: insights from LA-ICP-MS analysis, near-infrared light microthermometry of sphalerite-hosted fluid inclusions, and sulfur isotope geochemistry. Mineralium Deposita, 54, 237–262. |  | DEU | Saxony
| Freiberg mining district | kb veins, eb veins, fba veins | Magmatic hydrothermal | Intrusion-related | hydrothermal vein-style silver mineralization | Ag | Zn, Pb, In, Ge, Ga | Ag, Zn, Pb, In, Ge, Ga | Bauer et al., 2019 |  | kb182-3 | kb182-3 | underground mine |  |  |  |  | ore material | grab | grab | mineral separate | [5 empty] | mineralisation |  |  |  | sphalerite | [6 empty] | galena, pyrite, arsenopyrite, quartz, fluorite, carbonate | polished sections | LA-ICPMS, EMPA | JEOL JXA-8530F equipped with a field emission gun (FEG) and five wavelength-dispersive spectrometers (WDS); 193-nm New Wave Research Excimer laser and an Agilent 7500i quadrupole ICP-MS | Helmholtz Institute Freiberg for Resource Technology (HIF); Friedrich-Alexander-Universität Erlangen-Nürnberg | EPMA: accelerating voltage of 20 kV and a beam current of 30 nA, and a defocused beam of 15 μm diameter. LA-ICP-MS: plasma power of 1320 W, He (0.65 L/min) and Ar (1.09 L/min) as carrier gases, Ar as plasma (14.9 L/min) and auxiliary gas (0.9 L/min), oxide rates of <0.4% ThO+/Th+, repetition rate of 20 Hz, beam spot size of 25 μm, irradiance of 0.74 GW/cm2, fluence of 3.7 J/cm2, 20 s background measurement and 20 s sample ablation, 60-s retention time | MASS-1 (Wilson et al. 2002); NIST SRM 610 and 612 (Pearce et al. 1997); MASS-1 as external Ge standard (57.8±2.6 μg/g Ge); NBS-127, IAEA-S-1, IAEA-S-2, IAEA-S-3, and an in-house Ag2S reference material (sulfur isotopes) | 0.01 |  |  |  | 0.28985 | [15 empty] | 0.427 | [5 empty] | 86.9501 | [5 empty] | 0.063 | [9 empty] | 13.336 | [9 empty] | 4.4932 |  |  |  | 0.049 | [13 empty] | 0.233 | [15 empty] | 3.3255 | [15 empty] | 33.454 |  | 0.0467 |  |  |  | 1.8568 | [19 empty] | 0.016992 | [13 empty] | 52.184 |  |  |  |  | 2019 | Bauer, M.E., Burisch, M., Ostendorf, J., Krause, J., Frenzel, M., Seifert, T., and Gutzmer, J. (2019). Trace element geochemistry of sphalerite in contrasting hydrothermal fluid systems of the Freiberg district, Germany: insights from LA-ICP-MS analysis, near-infrared light microthermometry of sphalerite-hosted fluid inclusions, and sulfur isotope geochemistry. Mineralium Deposita, 54, 237–262. |  | DEU | Saxony
| Freiberg mining district | kb veins, eb veins, fba veins | Magmatic hydrothermal | Intrusion-related | hydrothermal vein-style silver mineralization | Ag | Zn, Pb, In, Ge, Ga | Ag, Zn, Pb, In, Ge, Ga | Bauer et al., 2019 |  | kb182-4 | kb182-4 | underground mine |  |  |  |  | ore material | grab | grab | mineral separate | [5 empty] | mineralisation |  |  |  | sphalerite | [6 empty] | galena, pyrite, arsenopyrite, quartz, fluorite, carbonate | polished sections | LA-ICPMS, EMPA | JEOL JXA-8530F equipped with a field emission gun (FEG) and five wavelength-dispersive spectrometers (WDS); 193-nm New Wave Research Excimer laser and an Agilent 7500i quadrupole ICP-MS | Helmholtz Institute Freiberg for Resource Technology (HIF); Friedrich-Alexander-Universität Erlangen-Nürnberg | EPMA: accelerating voltage of 20 kV and a beam current of 30 nA, and a defocused beam of 15 μm diameter. LA-ICP-MS: plasma power of 1320 W, He (0.65 L/min) and Ar (1.09 L/min) as carrier gases, Ar as plasma (14.9 L/min) and auxiliary gas (0.9 L/min), oxide rates of <0.4% ThO+/Th+, repetition rate of 20 Hz, beam spot size of 25 μm, irradiance of 0.74 GW/cm2, fluence of 3.7 J/cm2, 20 s background measurement and 20 s sample ablation, 60-s retention time | MASS-1 (Wilson et al. 2002); NIST SRM 610 and 612 (Pearce et al. 1997); MASS-1 as external Ge standard (57.8±2.6 μg/g Ge); NBS-127, IAEA-S-1, IAEA-S-2, IAEA-S-3, and an in-house Ag2S reference material (sulfur isotopes) | 0.008 |  |  |  | 0.30671 | [15 empty] | 0.517 | [5 empty] | 9.2171 | [5 empty] | 0.08 | [9 empty] | 13.706 | [9 empty] | 3.9375 |  |  |  | 0.101 | [13 empty] | 0.195 | [15 empty] | 0.82103 | [15 empty] | 33.403 | [5 empty] | 1.0021 | [33 empty] | 51.696 |  |  |  |  | 2019 | Bauer, M.E., Burisch, M., Ostendorf, J., Krause, J., Frenzel, M., Seifert, T., and Gutzmer, J. (2019). Trace element geochemistry of sphalerite in contrasting hydrothermal fluid systems of the Freiberg district, Germany: insights from LA-ICP-MS analysis, near-infrared light microthermometry of sphalerite-hosted fluid inclusions, and sulfur isotope geochemistry. Mineralium Deposita, 54, 237–262. |  | DEU | Saxony
| Freiberg mining district | kb veins, eb veins, fba veins | Magmatic hydrothermal | Intrusion-related | hydrothermal vein-style silver mineralization | Ag | Zn, Pb, In, Ge, Ga | Ag, Zn, Pb, In, Ge, Ga | Bauer et al., 2019 |  | kb182-5 | kb182-5 | underground mine |  |  |  |  | ore material | grab | grab | mineral separate | [5 empty] | mineralisation |  |  |  | sphalerite | [6 empty] | galena, pyrite, arsenopyrite, quartz, fluorite, carbonate | polished sections | LA-ICPMS, EMPA | JEOL JXA-8530F equipped with a field emission gun (FEG) and five wavelength-dispersive spectrometers (WDS); 193-nm New Wave Research Excimer laser and an Agilent 7500i quadrupole ICP-MS | Helmholtz Institute Freiberg for Resource Technology (HIF); Friedrich-Alexander-Universität Erlangen-Nürnberg | EPMA: accelerating voltage of 20 kV and a beam current of 30 nA, and a defocused beam of 15 μm diameter. LA-ICP-MS: plasma power of 1320 W, He (0.65 L/min) and Ar (1.09 L/min) as carrier gases, Ar as plasma (14.9 L/min) and auxiliary gas (0.9 L/min), oxide rates of <0.4% ThO+/Th+, repetition rate of 20 Hz, beam spot size of 25 μm, irradiance of 0.74 GW/cm2, fluence of 3.7 J/cm2, 20 s background measurement and 20 s sample ablation, 60-s retention time | MASS-1 (Wilson et al. 2002); NIST SRM 610 and 612 (Pearce et al. 1997); MASS-1 as external Ge standard (57.8±2.6 μg/g Ge); NBS-127, IAEA-S-1, IAEA-S-2, IAEA-S-3, and an in-house Ag2S reference material (sulfur isotopes) | 0.002 | [19 empty] | 0.536 | [5 empty] | 8.6928 | [5 empty] | 0.157 | [9 empty] | 13.422 | [9 empty] | 7.3275 |  |  |  | 0.093 | [13 empty] | 0.2 | [15 empty] | 0.80708 | [15 empty] | 33.367 | [11 empty] | 0.002 | [27 empty] | 51.764 |  |  |  |  | 2019 | Bauer, M.E., Burisch, M., Ostendorf, J., Krause, J., Frenzel, M., Seifert, T., and Gutzmer, J. (2019). Trace element geochemistry of sphalerite in contrasting hydrothermal fluid systems of the Freiberg district, Germany: insights from LA-ICP-MS analysis, near-infrared light microthermometry of sphalerite-hosted fluid inclusions, and sulfur isotope geochemistry. Mineralium Deposita, 54, 237–262. |  | DEU | Saxony
| Freiberg mining district | kb veins, eb veins, fba veins | Magmatic hydrothermal | Intrusion-related | hydrothermal vein-style silver mineralization | Ag | Zn, Pb, In, Ge, Ga | Ag, Zn, Pb, In, Ge, Ga | Bauer et al., 2019 |  | kb182-6 | kb182-6 | underground mine |  |  |  |  | ore material | grab | grab | mineral separate | [5 empty] | mineralisation |  |  |  | sphalerite | [6 empty] | galena, pyrite, arsenopyrite, quartz, fluorite, carbonate | polished sections | LA-ICPMS, EMPA | JEOL JXA-8530F equipped with a field emission gun (FEG) and five wavelength-dispersive spectrometers (WDS); 193-nm New Wave Research Excimer laser and an Agilent 7500i quadrupole ICP-MS | Helmholtz Institute Freiberg for Resource Technology (HIF); Friedrich-Alexander-Universität Erlangen-Nürnberg | EPMA: accelerating voltage of 20 kV and a beam current of 30 nA, and a defocused beam of 15 μm diameter. LA-ICP-MS: plasma power of 1320 W, He (0.65 L/min) and Ar (1.09 L/min) as carrier gases, Ar as plasma (14.9 L/min) and auxiliary gas (0.9 L/min), oxide rates of <0.4% ThO+/Th+, repetition rate of 20 Hz, beam spot size of 25 μm, irradiance of 0.74 GW/cm2, fluence of 3.7 J/cm2, 20 s background measurement and 20 s sample ablation, 60-s retention time | MASS-1 (Wilson et al. 2002); NIST SRM 610 and 612 (Pearce et al. 1997); MASS-1 as external Ge standard (57.8±2.6 μg/g Ge); NBS-127, IAEA-S-1, IAEA-S-2, IAEA-S-3, and an in-house Ag2S reference material (sulfur isotopes) |  |  |  |  | 0.17834 | [15 empty] | 0.493 | [5 empty] | 9.2987 | [5 empty] | 0.106 | [9 empty] | 13.723 | [9 empty] | 3.988 |  |  |  | 0.13 | [13 empty] | 0.197 | [15 empty] | 1.4873 | [15 empty] | 33.238 | [11 empty] | 0.011 | [27 empty] | 51.657 |  |  |  |  | 2019 | Bauer, M.E., Burisch, M., Ostendorf, J., Krause, J., Frenzel, M., Seifert, T., and Gutzmer, J. (2019). Trace element geochemistry of sphalerite in contrasting hydrothermal fluid systems of the Freiberg district, Germany: insights from LA-ICP-MS analysis, near-infrared light microthermometry of sphalerite-hosted fluid inclusions, and sulfur isotope geochemistry. Mineralium Deposita, 54, 237–262. |  | DEU | Saxony
| Freiberg mining district | kb veins, eb veins, fba veins | Magmatic hydrothermal | Intrusion-related | hydrothermal vein-style silver mineralization | Ag | Zn, Pb, In, Ge, Ga | Ag, Zn, Pb, In, Ge, Ga | Bauer et al., 2019 |  | kb182-7 | kb182-7 | underground mine |  |  |  |  | ore material | grab | grab | mineral separate | [5 empty] | mineralisation |  |  |  | sphalerite | [6 empty] | galena, pyrite, arsenopyrite, quartz, fluorite, carbonate | polished sections | LA-ICPMS, EMPA | JEOL JXA-8530F equipped with a field emission gun (FEG) and five wavelength-dispersive spectrometers (WDS); 193-nm New Wave Research Excimer laser and an Agilent 7500i quadrupole ICP-MS | Helmholtz Institute Freiberg for Resource Technology (HIF); Friedrich-Alexander-Universität Erlangen-Nürnberg | EPMA: accelerating voltage of 20 kV and a beam current of 30 nA, and a defocused beam of 15 μm diameter. LA-ICP-MS: plasma power of 1320 W, He (0.65 L/min) and Ar (1.09 L/min) as carrier gases, Ar as plasma (14.9 L/min) and auxiliary gas (0.9 L/min), oxide rates of <0.4% ThO+/Th+, repetition rate of 20 Hz, beam spot size of 25 μm, irradiance of 0.74 GW/cm2, fluence of 3.7 J/cm2, 20 s background measurement and 20 s sample ablation, 60-s retention time | MASS-1 (Wilson et al. 2002); NIST SRM 610 and 612 (Pearce et al. 1997); MASS-1 as external Ge standard (57.8±2.6 μg/g Ge); NBS-127, IAEA-S-1, IAEA-S-2, IAEA-S-3, and an in-house Ag2S reference material (sulfur isotopes) |  |  |  |  | 0.14515 | [15 empty] | 0.527 | [5 empty] | 21.5865 | [5 empty] | 0.066 | [9 empty] | 13.941 | [9 empty] | 4.0787 |  |  |  | 0.099 | [13 empty] | 0.15 | [15 empty] | 0.31966 | [15 empty] | 33.422 | [39 empty] | 51.348 |  |  |  |  | 2019 | Bauer, M.E., Burisch, M., Ostendorf, J., Krause, J., Frenzel, M., Seifert, T., and Gutzmer, J. (2019). Trace element geochemistry of sphalerite in contrasting hydrothermal fluid systems of the Freiberg district, Germany: insights from LA-ICP-MS analysis, near-infrared light microthermometry of sphalerite-hosted fluid inclusions, and sulfur isotope geochemistry. Mineralium Deposita, 54, 237–262. |  | DEU | Saxony
| Freiberg mining district | kb veins, eb veins, fba veins | Magmatic hydrothermal | Intrusion-related | hydrothermal vein-style silver mineralization | Ag | Zn, Pb, In, Ge, Ga | Ag, Zn, Pb, In, Ge, Ga | Bauer et al., 2019 |  | kb182-8 | kb182-8 | underground mine |  |  |  |  | ore material | grab | grab | mineral separate | [5 empty] | mineralisation |  |  |  | sphalerite | [6 empty] | galena, pyrite, arsenopyrite, quartz, fluorite, carbonate | polished sections | LA-ICPMS, EMPA | JEOL JXA-8530F equipped with a field emission gun (FEG) and five wavelength-dispersive spectrometers (WDS); 193-nm New Wave Research Excimer laser and an Agilent 7500i quadrupole ICP-MS | Helmholtz Institute Freiberg for Resource Technology (HIF); Friedrich-Alexander-Universität Erlangen-Nürnberg | EPMA: accelerating voltage of 20 kV and a beam current of 30 nA, and a defocused beam of 15 μm diameter. LA-ICP-MS: plasma power of 1320 W, He (0.65 L/min) and Ar (1.09 L/min) as carrier gases, Ar as plasma (14.9 L/min) and auxiliary gas (0.9 L/min), oxide rates of <0.4% ThO+/Th+, repetition rate of 20 Hz, beam spot size of 25 μm, irradiance of 0.74 GW/cm2, fluence of 3.7 J/cm2, 20 s background measurement and 20 s sample ablation, 60-s retention time | MASS-1 (Wilson et al. 2002); NIST SRM 610 and 612 (Pearce et al. 1997); MASS-1 as external Ge standard (57.8±2.6 μg/g Ge); NBS-127, IAEA-S-1, IAEA-S-2, IAEA-S-3, and an in-house Ag2S reference material (sulfur isotopes) |  |  |  |  | 0.19465 | [15 empty] | 0.485 | [5 empty] | 19.9121 | [5 empty] | 0.077 | [9 empty] | 14.018 | [9 empty] | 4.0291 |  |  |  | 0.105 | [13 empty] | 0.152 | [15 empty] | 0.81494 | [15 empty] | 33.429 |  | 0.10935 | [9 empty] | 0.001 | [27 empty] | 51.269 |  |  |  |  | 2019 | Bauer, M.E., Burisch, M., Ostendorf, J., Krause, J., Frenzel, M., Seifert, T., and Gutzmer, J. (2019). Trace element geochemistry of sphalerite in contrasting hydrothermal fluid systems of the Freiberg district, Germany: insights from LA-ICP-MS analysis, near-infrared light microthermometry of sphalerite-hosted fluid inclusions, and sulfur isotope geochemistry. Mineralium Deposita, 54, 237–262. |  | DEU | Saxony
| Freiberg mining district | kb veins, eb veins, fba veins | Magmatic hydrothermal | Intrusion-related | hydrothermal vein-style silver mineralization | Ag | Zn, Pb, In, Ge, Ga | Ag, Zn, Pb, In, Ge, Ga | Bauer et al., 2019 |  | kb189-1 | kb189-1 | underground mine |  |  |  |  | ore material | grab | grab | mineral separate | [5 empty] | mineralisation |  |  |  | sphalerite | [6 empty] | galena, pyrite, arsenopyrite, quartz, fluorite, carbonate | polished sections | LA-ICPMS, EMPA | JEOL JXA-8530F equipped with a field emission gun (FEG) and five wavelength-dispersive spectrometers (WDS); 193-nm New Wave Research Excimer laser and an Agilent 7500i quadrupole ICP-MS | Helmholtz Institute Freiberg for Resource Technology (HIF); Friedrich-Alexander-Universität Erlangen-Nürnberg | EPMA: accelerating voltage of 20 kV and a beam current of 30 nA, and a defocused beam of 15 μm diameter. LA-ICP-MS: plasma power of 1320 W, He (0.65 L/min) and Ar (1.09 L/min) as carrier gases, Ar as plasma (14.9 L/min) and auxiliary gas (0.9 L/min), oxide rates of <0.4% ThO+/Th+, repetition rate of 20 Hz, beam spot size of 25 μm, irradiance of 0.74 GW/cm2, fluence of 3.7 J/cm2, 20 s background measurement and 20 s sample ablation, 60-s retention time | MASS-1 (Wilson et al. 2002); NIST SRM 610 and 612 (Pearce et al. 1997); MASS-1 as external Ge standard (57.8±2.6 μg/g Ge); NBS-127, IAEA-S-1, IAEA-S-2, IAEA-S-3, and an in-house Ag2S reference material (sulfur isotopes) |  |  |  |  | 0.19156 | [15 empty] | 0.18 | [5 empty] | 37.5348 | [5 empty] | 0.143 | [9 empty] | 13.172 | [9 empty] | 6.2218 | [17 empty] | 0.816 | [15 empty] | 6.0578 | [15 empty] | 33.52 |  | 0.12784 |  |  |  | 0.99548 | [5 empty] | 0.006 | [13 empty] | 0.021304 | [13 empty] | 51.893 |  |  |  |  | 2019 | Bauer, M.E., Burisch, M., Ostendorf, J., Krause, J., Frenzel, M., Seifert, T., and Gutzmer, J. (2019). Trace element geochemistry of sphalerite in contrasting hydrothermal fluid systems of the Freiberg district, Germany: insights from LA-ICP-MS analysis, near-infrared light microthermometry of sphalerite-hosted fluid inclusions, and sulfur isotope geochemistry. Mineralium Deposita, 54, 237–262. |  | DEU | Saxony
| Freiberg mining district | kb veins, eb veins, fba veins | Magmatic hydrothermal | Intrusion-related | hydrothermal vein-style silver mineralization | Ag | Zn, Pb, In, Ge, Ga | Ag, Zn, Pb, In, Ge, Ga | Bauer et al., 2019 |  | kb189-2 | kb189-2 | underground mine |  |  |  |  | ore material | grab | grab | mineral separate | [5 empty] | mineralisation |  |  |  | sphalerite | [6 empty] | galena, pyrite, arsenopyrite, quartz, fluorite, carbonate | polished sections | LA-ICPMS, EMPA | JEOL JXA-8530F equipped with a field emission gun (FEG) and five wavelength-dispersive spectrometers (WDS); 193-nm New Wave Research Excimer laser and an Agilent 7500i quadrupole ICP-MS | Helmholtz Institute Freiberg for Resource Technology (HIF); Friedrich-Alexander-Universität Erlangen-Nürnberg | EPMA: accelerating voltage of 20 kV and a beam current of 30 nA, and a defocused beam of 15 μm diameter. LA-ICP-MS: plasma power of 1320 W, He (0.65 L/min) and Ar (1.09 L/min) as carrier gases, Ar as plasma (14.9 L/min) and auxiliary gas (0.9 L/min), oxide rates of <0.4% ThO+/Th+, repetition rate of 20 Hz, beam spot size of 25 μm, irradiance of 0.74 GW/cm2, fluence of 3.7 J/cm2, 20 s background measurement and 20 s sample ablation, 60-s retention time | MASS-1 (Wilson et al. 2002); NIST SRM 610 and 612 (Pearce et al. 1997); MASS-1 as external Ge standard (57.8±2.6 μg/g Ge); NBS-127, IAEA-S-1, IAEA-S-2, IAEA-S-3, and an in-house Ag2S reference material (sulfur isotopes) |  |  |  |  | 0.42069 | [15 empty] | 0.246 | [5 empty] | 20.7472 | [5 empty] | 0.129 | [9 empty] | 13.805 | [9 empty] | 4.4512 | [17 empty] | 0.561 | [15 empty] | 1.0845 | [15 empty] | 33.407 |  | 0.14489 |  |  |  | 21.5361 | [33 empty] | 51.587 |  |  |  |  | 2019 | Bauer, M.E., Burisch, M., Ostendorf, J., Krause, J., Frenzel, M., Seifert, T., and Gutzmer, J. (2019). Trace element geochemistry of sphalerite in contrasting hydrothermal fluid systems of the Freiberg district, Germany: insights from LA-ICP-MS analysis, near-infrared light microthermometry of sphalerite-hosted fluid inclusions, and sulfur isotope geochemistry. Mineralium Deposita, 54, 237–262. |  | DEU | Saxony
| Freiberg mining district | kb veins, eb veins, fba veins | Magmatic hydrothermal | Intrusion-related | hydrothermal vein-style silver mineralization | Ag | Zn, Pb, In, Ge, Ga | Ag, Zn, Pb, In, Ge, Ga | Bauer et al., 2019 |  | kb189-3 | kb189-3 | underground mine |  |  |  |  | ore material | grab | grab | mineral separate | [5 empty] | mineralisation |  |  |  | sphalerite | [6 empty] | galena, pyrite, arsenopyrite, quartz, fluorite, carbonate | polished sections | LA-ICPMS, EMPA | JEOL JXA-8530F equipped with a field emission gun (FEG) and five wavelength-dispersive spectrometers (WDS); 193-nm New Wave Research Excimer laser and an Agilent 7500i quadrupole ICP-MS | Helmholtz Institute Freiberg for Resource Technology (HIF); Friedrich-Alexander-Universität Erlangen-Nürnberg | EPMA: accelerating voltage of 20 kV and a beam current of 30 nA, and a defocused beam of 15 μm diameter. LA-ICP-MS: plasma power of 1320 W, He (0.65 L/min) and Ar (1.09 L/min) as carrier gases, Ar as plasma (14.9 L/min) and auxiliary gas (0.9 L/min), oxide rates of <0.4% ThO+/Th+, repetition rate of 20 Hz, beam spot size of 25 μm, irradiance of 0.74 GW/cm2, fluence of 3.7 J/cm2, 20 s background measurement and 20 s sample ablation, 60-s retention time | MASS-1 (Wilson et al. 2002); NIST SRM 610 and 612 (Pearce et al. 1997); MASS-1 as external Ge standard (57.8±2.6 μg/g Ge); NBS-127, IAEA-S-1, IAEA-S-2, IAEA-S-3, and an in-house Ag2S reference material (sulfur isotopes) |  |  |  |  | 9.9554 | [15 empty] | 0.183 | [5 empty] | 29.5199 | [5 empty] | 0.077 | [9 empty] | 14.724 | [9 empty] | 47.0187 |  |  |  | 0.033 | [13 empty] | 0.257 | [15 empty] | 4.2274 | [15 empty] | 33.434 | [5 empty] | 1.9904 | [5 empty] | 0.014 | [27 empty] | 49.439 |  |  |  |  | 2019 | Bauer, M.E., Burisch, M., Ostendorf, J., Krause, J., Frenzel, M., Seifert, T., and Gutzmer, J. (2019). Trace element geochemistry of sphalerite in contrasting hydrothermal fluid systems of the Freiberg district, Germany: insights from LA-ICP-MS analysis, near-infrared light microthermometry of sphalerite-hosted fluid inclusions, and sulfur isotope geochemistry. Mineralium Deposita, 54, 237–262. |  | DEU | Saxony
| Freiberg mining district | kb veins, eb veins, fba veins | Magmatic hydrothermal | Intrusion-related | hydrothermal vein-style silver mineralization | Ag | Zn, Pb, In, Ge, Ga | Ag, Zn, Pb, In, Ge, Ga | Bauer et al., 2019 |  | kb189-4 | kb189-4 | underground mine |  |  |  |  | ore material | grab | grab | mineral separate | [5 empty] | mineralisation |  |  |  | sphalerite | [6 empty] | galena, pyrite, arsenopyrite, quartz, fluorite, carbonate | polished sections | LA-ICPMS, EMPA | JEOL JXA-8530F equipped with a field emission gun (FEG) and five wavelength-dispersive spectrometers (WDS); 193-nm New Wave Research Excimer laser and an Agilent 7500i quadrupole ICP-MS | Helmholtz Institute Freiberg for Resource Technology (HIF); Friedrich-Alexander-Universität Erlangen-Nürnberg | EPMA: accelerating voltage of 20 kV and a beam current of 30 nA, and a defocused beam of 15 μm diameter. LA-ICP-MS: plasma power of 1320 W, He (0.65 L/min) and Ar (1.09 L/min) as carrier gases, Ar as plasma (14.9 L/min) and auxiliary gas (0.9 L/min), oxide rates of <0.4% ThO+/Th+, repetition rate of 20 Hz, beam spot size of 25 μm, irradiance of 0.74 GW/cm2, fluence of 3.7 J/cm2, 20 s background measurement and 20 s sample ablation, 60-s retention time | MASS-1 (Wilson et al. 2002); NIST SRM 610 and 612 (Pearce et al. 1997); MASS-1 as external Ge standard (57.8±2.6 μg/g Ge); NBS-127, IAEA-S-1, IAEA-S-2, IAEA-S-3, and an in-house Ag2S reference material (sulfur isotopes) | [20 empty] | 0.347 | [5 empty] | 53.1517 | [5 empty] | 0.038 | [9 empty] | 14.131 | [9 empty] | 4.3084 |  |  |  | 0.03 | [13 empty] | 0.321 | [15 empty] | 0.16713 | [15 empty] | 33.537 |  | 0.052853 |  |  |  | 1.0816 | [33 empty] | 51.32 |  |  |  |  | 2019 | Bauer, M.E., Burisch, M., Ostendorf, J., Krause, J., Frenzel, M., Seifert, T., and Gutzmer, J. (2019). Trace element geochemistry of sphalerite in contrasting hydrothermal fluid systems of the Freiberg district, Germany: insights from LA-ICP-MS analysis, near-infrared light microthermometry of sphalerite-hosted fluid inclusions, and sulfur isotope geochemistry. Mineralium Deposita, 54, 237–262. |  | DEU | Saxony
| Freiberg mining district | kb veins, eb veins, fba veins | Magmatic hydrothermal | Intrusion-related | hydrothermal vein-style silver mineralization | Ag | Zn, Pb, In, Ge, Ga | Ag, Zn, Pb, In, Ge, Ga | Bauer et al., 2019 |  | kb189-5 | kb189-5 | underground mine |  |  |  |  | ore material | grab | grab | mineral separate | [5 empty] | mineralisation |  |  |  | sphalerite | [6 empty] | galena, pyrite, arsenopyrite, quartz, fluorite, carbonate | polished sections | LA-ICPMS, EMPA | JEOL JXA-8530F equipped with a field emission gun (FEG) and five wavelength-dispersive spectrometers (WDS); 193-nm New Wave Research Excimer laser and an Agilent 7500i quadrupole ICP-MS | Helmholtz Institute Freiberg for Resource Technology (HIF); Friedrich-Alexander-Universität Erlangen-Nürnberg | EPMA: accelerating voltage of 20 kV and a beam current of 30 nA, and a defocused beam of 15 μm diameter. LA-ICP-MS: plasma power of 1320 W, He (0.65 L/min) and Ar (1.09 L/min) as carrier gases, Ar as plasma (14.9 L/min) and auxiliary gas (0.9 L/min), oxide rates of <0.4% ThO+/Th+, repetition rate of 20 Hz, beam spot size of 25 μm, irradiance of 0.74 GW/cm2, fluence of 3.7 J/cm2, 20 s background measurement and 20 s sample ablation, 60-s retention time | MASS-1 (Wilson et al. 2002); NIST SRM 610 and 612 (Pearce et al. 1997); MASS-1 as external Ge standard (57.8±2.6 μg/g Ge); NBS-127, IAEA-S-1, IAEA-S-2, IAEA-S-3, and an in-house Ag2S reference material (sulfur isotopes) |  |  |  |  | 0.6604 | [15 empty] | 0.26 | [5 empty] | 23.7289 | [5 empty] | 0.018 | [9 empty] | 13.517 | [9 empty] | 82.4994 | [17 empty] | 0.465 | [15 empty] | 27.2913 | [15 empty] | 33.476 |  | 0.16791 |  |  |  | 2.0829 | [5 empty] | 0.003 | [13 empty] | 0.018228 | [13 empty] | 51.533 |  |  |  |  | 2019 | Bauer, M.E., Burisch, M., Ostendorf, J., Krause, J., Frenzel, M., Seifert, T., and Gutzmer, J. (2019). Trace element geochemistry of sphalerite in contrasting hydrothermal fluid systems of the Freiberg district, Germany: insights from LA-ICP-MS analysis, near-infrared light microthermometry of sphalerite-hosted fluid inclusions, and sulfur isotope geochemistry. Mineralium Deposita, 54, 237–262. |  | DEU | Saxony
| Freiberg mining district | kb veins, eb veins, fba veins | Magmatic hydrothermal | Intrusion-related | hydrothermal vein-style silver mineralization | Ag | Zn, Pb, In, Ge, Ga | Ag, Zn, Pb, In, Ge, Ga | Bauer et al., 2019 |  | kb199-1 | kb199-1 | underground mine |  |  |  |  | ore material | grab | grab | mineral separate | [5 empty] | mineralisation |  |  |  | sphalerite | [6 empty] | galena, pyrite, arsenopyrite, quartz, fluorite, carbonate | polished sections | LA-ICPMS, EMPA | JEOL JXA-8530F equipped with a field emission gun (FEG) and five wavelength-dispersive spectrometers (WDS); 193-nm New Wave Research Excimer laser and an Agilent 7500i quadrupole ICP-MS | Helmholtz Institute Freiberg for Resource Technology (HIF); Friedrich-Alexander-Universität Erlangen-Nürnberg | EPMA: accelerating voltage of 20 kV and a beam current of 30 nA, and a defocused beam of 15 μm diameter. LA-ICP-MS: plasma power of 1320 W, He (0.65 L/min) and Ar (1.09 L/min) as carrier gases, Ar as plasma (14.9 L/min) and auxiliary gas (0.9 L/min), oxide rates of <0.4% ThO+/Th+, repetition rate of 20 Hz, beam spot size of 25 μm, irradiance of 0.74 GW/cm2, fluence of 3.7 J/cm2, 20 s background measurement and 20 s sample ablation, 60-s retention time | MASS-1 (Wilson et al. 2002); NIST SRM 610 and 612 (Pearce et al. 1997); MASS-1 as external Ge standard (57.8±2.6 μg/g Ge); NBS-127, IAEA-S-1, IAEA-S-2, IAEA-S-3, and an in-house Ag2S reference material (sulfur isotopes) | [20 empty] | 0.448 | [5 empty] | 5.437 | [5 empty] | 0.129 | [9 empty] | 13.942 | [9 empty] | 5.9114 |  |  |  | 0.217 | [13 empty] | 0.229 | [15 empty] | 0.16318 | [15 empty] | 33.402 | [11 empty] | 0.011 | [27 empty] | 51.09 |  |  |  |  | 2019 | Bauer, M.E., Burisch, M., Ostendorf, J., Krause, J., Frenzel, M., Seifert, T., and Gutzmer, J. (2019). Trace element geochemistry of sphalerite in contrasting hydrothermal fluid systems of the Freiberg district, Germany: insights from LA-ICP-MS analysis, near-infrared light microthermometry of sphalerite-hosted fluid inclusions, and sulfur isotope geochemistry. Mineralium Deposita, 54, 237–262. |  | DEU | Saxony
| Freiberg mining district | kb veins, eb veins, fba veins | Magmatic hydrothermal | Intrusion-related | hydrothermal vein-style silver mineralization | Ag | Zn, Pb, In, Ge, Ga | Ag, Zn, Pb, In, Ge, Ga | Bauer et al., 2019 |  | kb199-2 | kb199-2 | underground mine |  |  |  |  | ore material | grab | grab | mineral separate | [5 empty] | mineralisation |  |  |  | sphalerite | [6 empty] | galena, pyrite, arsenopyrite, quartz, fluorite, carbonate | polished sections | LA-ICPMS, EMPA | JEOL JXA-8530F equipped with a field emission gun (FEG) and five wavelength-dispersive spectrometers (WDS); 193-nm New Wave Research Excimer laser and an Agilent 7500i quadrupole ICP-MS | Helmholtz Institute Freiberg for Resource Technology (HIF); Friedrich-Alexander-Universität Erlangen-Nürnberg | EPMA: accelerating voltage of 20 kV and a beam current of 30 nA, and a defocused beam of 15 μm diameter. LA-ICP-MS: plasma power of 1320 W, He (0.65 L/min) and Ar (1.09 L/min) as carrier gases, Ar as plasma (14.9 L/min) and auxiliary gas (0.9 L/min), oxide rates of <0.4% ThO+/Th+, repetition rate of 20 Hz, beam spot size of 25 μm, irradiance of 0.74 GW/cm2, fluence of 3.7 J/cm2, 20 s background measurement and 20 s sample ablation, 60-s retention time | MASS-1 (Wilson et al. 2002); NIST SRM 610 and 612 (Pearce et al. 1997); MASS-1 as external Ge standard (57.8±2.6 μg/g Ge); NBS-127, IAEA-S-1, IAEA-S-2, IAEA-S-3, and an in-house Ag2S reference material (sulfur isotopes) | [20 empty] | 0.459 | [5 empty] | 6.7474 | [5 empty] | 0.039 | [9 empty] | 13.939 | [9 empty] | 6.1874 |  |  |  | 0.069 | [13 empty] | 0.26 | [15 empty] | 0.42681 | [15 empty] | 33.19 |  | 0.04997 | [9 empty] | 0.004 | [27 empty] | 51.277 |  |  |  |  | 2019 | Bauer, M.E., Burisch, M., Ostendorf, J., Krause, J., Frenzel, M., Seifert, T., and Gutzmer, J. (2019). Trace element geochemistry of sphalerite in contrasting hydrothermal fluid systems of the Freiberg district, Germany: insights from LA-ICP-MS analysis, near-infrared light microthermometry of sphalerite-hosted fluid inclusions, and sulfur isotope geochemistry. Mineralium Deposita, 54, 237–262. |  | DEU | Saxony
| Freiberg mining district | kb veins, eb veins, fba veins | Magmatic hydrothermal | Intrusion-related | hydrothermal vein-style silver mineralization | Ag | Zn, Pb, In, Ge, Ga | Ag, Zn, Pb, In, Ge, Ga | Bauer et al., 2019 |  | kb199-3 | kb199-3 | underground mine |  |  |  |  | ore material | grab | grab | mineral separate | [5 empty] | mineralisation |  |  |  | sphalerite | [6 empty] | galena, pyrite, arsenopyrite, quartz, fluorite, carbonate | polished sections | LA-ICPMS, EMPA | JEOL JXA-8530F equipped with a field emission gun (FEG) and five wavelength-dispersive spectrometers (WDS); 193-nm New Wave Research Excimer laser and an Agilent 7500i quadrupole ICP-MS | Helmholtz Institute Freiberg for Resource Technology (HIF); Friedrich-Alexander-Universität Erlangen-Nürnberg | EPMA: accelerating voltage of 20 kV and a beam current of 30 nA, and a defocused beam of 15 μm diameter. LA-ICP-MS: plasma power of 1320 W, He (0.65 L/min) and Ar (1.09 L/min) as carrier gases, Ar as plasma (14.9 L/min) and auxiliary gas (0.9 L/min), oxide rates of <0.4% ThO+/Th+, repetition rate of 20 Hz, beam spot size of 25 μm, irradiance of 0.74 GW/cm2, fluence of 3.7 J/cm2, 20 s background measurement and 20 s sample ablation, 60-s retention time | MASS-1 (Wilson et al. 2002); NIST SRM 610 and 612 (Pearce et al. 1997); MASS-1 as external Ge standard (57.8±2.6 μg/g Ge); NBS-127, IAEA-S-1, IAEA-S-2, IAEA-S-3, and an in-house Ag2S reference material (sulfur isotopes) | [20 empty] | 0.462 | [5 empty] | 22.936 | [5 empty] | 0.111 | [9 empty] | 13.359 | [9 empty] | 5.5421 |  |  |  | 0.096 | [13 empty] | 0.406 | [15 empty] | 0.15769 | [15 empty] | 33.45 | [11 empty] | 0.057 | [27 empty] | 51.701 |  |  |  |  | 2019 | Bauer, M.E., Burisch, M., Ostendorf, J., Krause, J., Frenzel, M., Seifert, T., and Gutzmer, J. (2019). Trace element geochemistry of sphalerite in contrasting hydrothermal fluid systems of the Freiberg district, Germany: insights from LA-ICP-MS analysis, near-infrared light microthermometry of sphalerite-hosted fluid inclusions, and sulfur isotope geochemistry. Mineralium Deposita, 54, 237–262. |  | DEU | Saxony
| Freiberg mining district | kb veins, eb veins, fba veins | Magmatic hydrothermal | Intrusion-related | hydrothermal vein-style silver mineralization | Ag | Zn, Pb, In, Ge, Ga | Ag, Zn, Pb, In, Ge, Ga | Bauer et al., 2019 |  | kb199-4 | kb199-4 | underground mine |  |  |  |  | ore material | grab | grab | mineral separate | [5 empty] | mineralisation |  |  |  | sphalerite | [6 empty] | galena, pyrite, arsenopyrite, quartz, fluorite, carbonate | polished sections | LA-ICPMS, EMPA | JEOL JXA-8530F equipped with a field emission gun (FEG) and five wavelength-dispersive spectrometers (WDS); 193-nm New Wave Research Excimer laser and an Agilent 7500i quadrupole ICP-MS | Helmholtz Institute Freiberg for Resource Technology (HIF); Friedrich-Alexander-Universität Erlangen-Nürnberg | EPMA: accelerating voltage of 20 kV and a beam current of 30 nA, and a defocused beam of 15 μm diameter. LA-ICP-MS: plasma power of 1320 W, He (0.65 L/min) and Ar (1.09 L/min) as carrier gases, Ar as plasma (14.9 L/min) and auxiliary gas (0.9 L/min), oxide rates of <0.4% ThO+/Th+, repetition rate of 20 Hz, beam spot size of 25 μm, irradiance of 0.74 GW/cm2, fluence of 3.7 J/cm2, 20 s background measurement and 20 s sample ablation, 60-s retention time | MASS-1 (Wilson et al. 2002); NIST SRM 610 and 612 (Pearce et al. 1997); MASS-1 as external Ge standard (57.8±2.6 μg/g Ge); NBS-127, IAEA-S-1, IAEA-S-2, IAEA-S-3, and an in-house Ag2S reference material (sulfur isotopes) | 0.002 | [19 empty] | 0.382 | [5 empty] | 2.3914 | [5 empty] | 0.061 | [9 empty] | 13.068 | [9 empty] | 6.8764 |  |  |  | 0.072 | [13 empty] | 0.414 | [15 empty] | 2.9012 | [15 empty] | 33.376 | [5 empty] | 1.0645 | [5 empty] | 0.012 | [27 empty] | 52.234 |  |  |  |  | 2019 | Bauer, M.E., Burisch, M., Ostendorf, J., Krause, J., Frenzel, M., Seifert, T., and Gutzmer, J. (2019). Trace element geochemistry of sphalerite in contrasting hydrothermal fluid systems of the Freiberg district, Germany: insights from LA-ICP-MS analysis, near-infrared light microthermometry of sphalerite-hosted fluid inclusions, and sulfur isotope geochemistry. Mineralium Deposita, 54, 237–262. |  | DEU | Saxony
| Freiberg mining district | kb veins, eb veins, fba veins | Magmatic hydrothermal | Intrusion-related | hydrothermal vein-style silver mineralization | Ag | Zn, Pb, In, Ge, Ga | Ag, Zn, Pb, In, Ge, Ga | Bauer et al., 2019 |  | kb199-5 | kb199-5 | underground mine |  |  |  |  | ore material | grab | grab | mineral separate | [5 empty] | mineralisation |  |  |  | sphalerite | [6 empty] | galena, pyrite, arsenopyrite, quartz, fluorite, carbonate | polished sections | LA-ICPMS, EMPA | JEOL JXA-8530F equipped with a field emission gun (FEG) and five wavelength-dispersive spectrometers (WDS); 193-nm New Wave Research Excimer laser and an Agilent 7500i quadrupole ICP-MS | Helmholtz Institute Freiberg for Resource Technology (HIF); Friedrich-Alexander-Universität Erlangen-Nürnberg | EPMA: accelerating voltage of 20 kV and a beam current of 30 nA, and a defocused beam of 15 μm diameter. LA-ICP-MS: plasma power of 1320 W, He (0.65 L/min) and Ar (1.09 L/min) as carrier gases, Ar as plasma (14.9 L/min) and auxiliary gas (0.9 L/min), oxide rates of <0.4% ThO+/Th+, repetition rate of 20 Hz, beam spot size of 25 μm, irradiance of 0.74 GW/cm2, fluence of 3.7 J/cm2, 20 s background measurement and 20 s sample ablation, 60-s retention time | MASS-1 (Wilson et al. 2002); NIST SRM 610 and 612 (Pearce et al. 1997); MASS-1 as external Ge standard (57.8±2.6 μg/g Ge); NBS-127, IAEA-S-1, IAEA-S-2, IAEA-S-3, and an in-house Ag2S reference material (sulfur isotopes) | 0.005 |  |  |  | 0.15703 | [15 empty] | 0.398 | [5 empty] | 1.9528 | [5 empty] | 0.096 | [9 empty] | 13.044 | [9 empty] | 6.3546 |  |  |  | 0.091 | [13 empty] | 0.385 | [15 empty] | 4.7713 | [15 empty] | 33.35 |  | 0.4241 |  |  |  | 1.1238 | [5 empty] | 0.018 | [13 empty] | 0.033158 | [13 empty] | 52.408 |  |  |  |  | 2019 | Bauer, M.E., Burisch, M., Ostendorf, J., Krause, J., Frenzel, M., Seifert, T., and Gutzmer, J. (2019). Trace element geochemistry of sphalerite in contrasting hydrothermal fluid systems of the Freiberg district, Germany: insights from LA-ICP-MS analysis, near-infrared light microthermometry of sphalerite-hosted fluid inclusions, and sulfur isotope geochemistry. Mineralium Deposita, 54, 237–262. |  | DEU | Saxony
| Freiberg mining district | kb veins, eb veins, fba veins | Magmatic hydrothermal | Intrusion-related | hydrothermal vein-style silver mineralization | Ag | Zn, Pb, In, Ge, Ga | Ag, Zn, Pb, In, Ge, Ga | Bauer et al., 2019 |  | kb199-6 | kb199-6 | underground mine |  |  |  |  | ore material | grab | grab | mineral separate | [5 empty] | mineralisation |  |  |  | sphalerite | [6 empty] | galena, pyrite, arsenopyrite, quartz, fluorite, carbonate | polished sections | LA-ICPMS, EMPA | JEOL JXA-8530F equipped with a field emission gun (FEG) and five wavelength-dispersive spectrometers (WDS); 193-nm New Wave Research Excimer laser and an Agilent 7500i quadrupole ICP-MS | Helmholtz Institute Freiberg for Resource Technology (HIF); Friedrich-Alexander-Universität Erlangen-Nürnberg | EPMA: accelerating voltage of 20 kV and a beam current of 30 nA, and a defocused beam of 15 μm diameter. LA-ICP-MS: plasma power of 1320 W, He (0.65 L/min) and Ar (1.09 L/min) as carrier gases, Ar as plasma (14.9 L/min) and auxiliary gas (0.9 L/min), oxide rates of <0.4% ThO+/Th+, repetition rate of 20 Hz, beam spot size of 25 μm, irradiance of 0.74 GW/cm2, fluence of 3.7 J/cm2, 20 s background measurement and 20 s sample ablation, 60-s retention time | MASS-1 (Wilson et al. 2002); NIST SRM 610 and 612 (Pearce et al. 1997); MASS-1 as external Ge standard (57.8±2.6 μg/g Ge); NBS-127, IAEA-S-1, IAEA-S-2, IAEA-S-3, and an in-house Ag2S reference material (sulfur isotopes) |  |  |  |  | 0.16651 | [15 empty] | 0.418 | [5 empty] | 62.4716 | [5 empty] | 0.057 | [9 empty] | 13.589 | [9 empty] | 4.1895 |  |  |  | 0.066 | [13 empty] | 0.4 | [15 empty] | 0.24964 | [15 empty] | 33.748 | [5 empty] | 1.9621 | [33 empty] | 51.645 |  |  |  |  | 2019 | Bauer, M.E., Burisch, M., Ostendorf, J., Krause, J., Frenzel, M., Seifert, T., and Gutzmer, J. (2019). Trace element geochemistry of sphalerite in contrasting hydrothermal fluid systems of the Freiberg district, Germany: insights from LA-ICP-MS analysis, near-infrared light microthermometry of sphalerite-hosted fluid inclusions, and sulfur isotope geochemistry. Mineralium Deposita, 54, 237–262. |  | DEU | Saxony
| Freiberg mining district | kb veins, eb veins, fba veins | Magmatic hydrothermal | Intrusion-related | hydrothermal vein-style silver mineralization | Ag | Zn, Pb, In, Ge, Ga | Ag, Zn, Pb, In, Ge, Ga | Bauer et al., 2019 |  | kb199-7 | kb199-7 | underground mine |  |  |  |  | ore material | grab | grab | mineral separate | [5 empty] | mineralisation |  |  |  | sphalerite | [6 empty] | galena, pyrite, arsenopyrite, quartz, fluorite, carbonate | polished sections | LA-ICPMS, EMPA | JEOL JXA-8530F equipped with a field emission gun (FEG) and five wavelength-dispersive spectrometers (WDS); 193-nm New Wave Research Excimer laser and an Agilent 7500i quadrupole ICP-MS | Helmholtz Institute Freiberg for Resource Technology (HIF); Friedrich-Alexander-Universität Erlangen-Nürnberg | EPMA: accelerating voltage of 20 kV and a beam current of 30 nA, and a defocused beam of 15 μm diameter. LA-ICP-MS: plasma power of 1320 W, He (0.65 L/min) and Ar (1.09 L/min) as carrier gases, Ar as plasma (14.9 L/min) and auxiliary gas (0.9 L/min), oxide rates of <0.4% ThO+/Th+, repetition rate of 20 Hz, beam spot size of 25 μm, irradiance of 0.74 GW/cm2, fluence of 3.7 J/cm2, 20 s background measurement and 20 s sample ablation, 60-s retention time | MASS-1 (Wilson et al. 2002); NIST SRM 610 and 612 (Pearce et al. 1997); MASS-1 as external Ge standard (57.8±2.6 μg/g Ge); NBS-127, IAEA-S-1, IAEA-S-2, IAEA-S-3, and an in-house Ag2S reference material (sulfur isotopes) |  |  |  |  | 0.16035 | [15 empty] | 0.334 | [5 empty] | 1.5444 | [5 empty] | 0.042 | [9 empty] | 12.465 | [9 empty] | 6.1671 |  |  |  | 0.016 | [13 empty] | 0.432 | [15 empty] | 0.46634 | [15 empty] | 33.334 | [11 empty] | 0.003 | [27 empty] | 53.048 |  |  |  |  | 2019 | Bauer, M.E., Burisch, M., Ostendorf, J., Krause, J., Frenzel, M., Seifert, T., and Gutzmer, J. (2019). Trace element geochemistry of sphalerite in contrasting hydrothermal fluid systems of the Freiberg district, Germany: insights from LA-ICP-MS analysis, near-infrared light microthermometry of sphalerite-hosted fluid inclusions, and sulfur isotope geochemistry. Mineralium Deposita, 54, 237–262. |  | DEU | Saxony
| Freiberg mining district | kb veins, eb veins, fba veins | Magmatic hydrothermal | Intrusion-related | hydrothermal vein-style silver mineralization | Ag | Zn, Pb, In, Ge, Ga | Ag, Zn, Pb, In, Ge, Ga | Bauer et al., 2019 |  | kb199-8 | kb199-8 | underground mine |  |  |  |  | ore material | grab | grab | mineral separate | [5 empty] | mineralisation |  |  |  | sphalerite | [6 empty] | galena, pyrite, arsenopyrite, quartz, fluorite, carbonate | polished sections | LA-ICPMS, EMPA | JEOL JXA-8530F equipped with a field emission gun (FEG) and five wavelength-dispersive spectrometers (WDS); 193-nm New Wave Research Excimer laser and an Agilent 7500i quadrupole ICP-MS | Helmholtz Institute Freiberg for Resource Technology (HIF); Friedrich-Alexander-Universität Erlangen-Nürnberg | EPMA: accelerating voltage of 20 kV and a beam current of 30 nA, and a defocused beam of 15 μm diameter. LA-ICP-MS: plasma power of 1320 W, He (0.65 L/min) and Ar (1.09 L/min) as carrier gases, Ar as plasma (14.9 L/min) and auxiliary gas (0.9 L/min), oxide rates of <0.4% ThO+/Th+, repetition rate of 20 Hz, beam spot size of 25 μm, irradiance of 0.74 GW/cm2, fluence of 3.7 J/cm2, 20 s background measurement and 20 s sample ablation, 60-s retention time | MASS-1 (Wilson et al. 2002); NIST SRM 610 and 612 (Pearce et al. 1997); MASS-1 as external Ge standard (57.8±2.6 μg/g Ge); NBS-127, IAEA-S-1, IAEA-S-2, IAEA-S-3, and an in-house Ag2S reference material (sulfur isotopes) |  |  |  |  | 0.15499 | [15 empty] | 0.416 | [5 empty] | 93.1875 | [5 empty] | 0.045 | [9 empty] | 13.549 | [9 empty] | 5.7153 |  |  |  | 0.065 | [13 empty] | 0.284 | [15 empty] | 0.23494 | [15 empty] | 33.417 |  | 0.062594 |  |  |  | 2.5111 | [5 empty] | 0.006 | [27 empty] | 51.692 |  |  |  |  | 2019 | Bauer, M.E., Burisch, M., Ostendorf, J., Krause, J., Frenzel, M., Seifert, T., and Gutzmer, J. (2019). Trace element geochemistry of sphalerite in contrasting hydrothermal fluid systems of the Freiberg district, Germany: insights from LA-ICP-MS analysis, near-infrared light microthermometry of sphalerite-hosted fluid inclusions, and sulfur isotope geochemistry. Mineralium Deposita, 54, 237–262. |  | DEU | Saxony
| Freiberg mining district | kb veins, eb veins, fba veins | Magmatic hydrothermal | Intrusion-related | hydrothermal vein-style silver mineralization | Ag | Zn, Pb, In, Ge, Ga | Ag, Zn, Pb, In, Ge, Ga | Bauer et al., 2019 |  | kb216-1 | kb216-1 | underground mine |  |  |  |  | ore material | grab | grab | mineral separate | [5 empty] | mineralisation |  |  |  | sphalerite | [6 empty] | galena, pyrite, arsenopyrite, quartz, fluorite, carbonate | polished sections | LA-ICPMS, EMPA | JEOL JXA-8530F equipped with a field emission gun (FEG) and five wavelength-dispersive spectrometers (WDS); 193-nm New Wave Research Excimer laser and an Agilent 7500i quadrupole ICP-MS | Helmholtz Institute Freiberg for Resource Technology (HIF); Friedrich-Alexander-Universität Erlangen-Nürnberg | EPMA: accelerating voltage of 20 kV and a beam current of 30 nA, and a defocused beam of 15 μm diameter. LA-ICP-MS: plasma power of 1320 W, He (0.65 L/min) and Ar (1.09 L/min) as carrier gases, Ar as plasma (14.9 L/min) and auxiliary gas (0.9 L/min), oxide rates of <0.4% ThO+/Th+, repetition rate of 20 Hz, beam spot size of 25 μm, irradiance of 0.74 GW/cm2, fluence of 3.7 J/cm2, 20 s background measurement and 20 s sample ablation, 60-s retention time | MASS-1 (Wilson et al. 2002); NIST SRM 610 and 612 (Pearce et al. 1997); MASS-1 as external Ge standard (57.8±2.6 μg/g Ge); NBS-127, IAEA-S-1, IAEA-S-2, IAEA-S-3, and an in-house Ag2S reference material (sulfur isotopes) |  |  |  |  | 0.34454 | [15 empty] | 0.494 | [5 empty] | 100.3071 | [5 empty] | 0.21 | [9 empty] | 14.27 | [9 empty] | 6.7367 |  |  |  | 0.289 | [13 empty] | 0.216 | [15 empty] | 0.078099 | [15 empty] | 33.293 |  | 0.053903 |  |  |  | 17.527 | [33 empty] | 50.662 |  |  |  |  | 2019 | Bauer, M.E., Burisch, M., Ostendorf, J., Krause, J., Frenzel, M., Seifert, T., and Gutzmer, J. (2019). Trace element geochemistry of sphalerite in contrasting hydrothermal fluid systems of the Freiberg district, Germany: insights from LA-ICP-MS analysis, near-infrared light microthermometry of sphalerite-hosted fluid inclusions, and sulfur isotope geochemistry. Mineralium Deposita, 54, 237–262. |  | DEU | Saxony
| Freiberg mining district | kb veins, eb veins, fba veins | Magmatic hydrothermal | Intrusion-related | hydrothermal vein-style silver mineralization | Ag | Zn, Pb, In, Ge, Ga | Ag, Zn, Pb, In, Ge, Ga | Bauer et al., 2019 |  | kb216-2 | kb216-2 | underground mine |  |  |  |  | ore material | grab | grab | mineral separate | [5 empty] | mineralisation |  |  |  | sphalerite | [6 empty] | galena, pyrite, arsenopyrite, quartz, fluorite, carbonate | polished sections | LA-ICPMS, EMPA | JEOL JXA-8530F equipped with a field emission gun (FEG) and five wavelength-dispersive spectrometers (WDS); 193-nm New Wave Research Excimer laser and an Agilent 7500i quadrupole ICP-MS | Helmholtz Institute Freiberg for Resource Technology (HIF); Friedrich-Alexander-Universität Erlangen-Nürnberg | EPMA: accelerating voltage of 20 kV and a beam current of 30 nA, and a defocused beam of 15 μm diameter. LA-ICP-MS: plasma power of 1320 W, He (0.65 L/min) and Ar (1.09 L/min) as carrier gases, Ar as plasma (14.9 L/min) and auxiliary gas (0.9 L/min), oxide rates of <0.4% ThO+/Th+, repetition rate of 20 Hz, beam spot size of 25 μm, irradiance of 0.74 GW/cm2, fluence of 3.7 J/cm2, 20 s background measurement and 20 s sample ablation, 60-s retention time | MASS-1 (Wilson et al. 2002); NIST SRM 610 and 612 (Pearce et al. 1997); MASS-1 as external Ge standard (57.8±2.6 μg/g Ge); NBS-127, IAEA-S-1, IAEA-S-2, IAEA-S-3, and an in-house Ag2S reference material (sulfur isotopes) | 0.031 |  |  |  | 1.1987 | [15 empty] | 0.596 | [5 empty] | 13.1649 | [5 empty] | 7.649 | [9 empty] | 7.044 | [9 empty] | 61.5659 |  |  |  | 0.27 | [13 empty] | 0.046 | [15 empty] | 43.509 | [15 empty] | 33.242 |  | 3.3266 |  |  |  | 13.2465 | [19 empty] | 0.11403 | [13 empty] | 51.218 |  |  |  |  | 2019 | Bauer, M.E., Burisch, M., Ostendorf, J., Krause, J., Frenzel, M., Seifert, T., and Gutzmer, J. (2019). Trace element geochemistry of sphalerite in contrasting hydrothermal fluid systems of the Freiberg district, Germany: insights from LA-ICP-MS analysis, near-infrared light microthermometry of sphalerite-hosted fluid inclusions, and sulfur isotope geochemistry. Mineralium Deposita, 54, 237–262. |  | DEU | Saxony
| Freiberg mining district | kb veins, eb veins, fba veins | Magmatic hydrothermal | Intrusion-related | hydrothermal vein-style silver mineralization | Ag | Zn, Pb, In, Ge, Ga | Ag, Zn, Pb, In, Ge, Ga | Bauer et al., 2019 |  | kb216-3 | kb216-3 | underground mine |  |  |  |  | ore material | grab | grab | mineral separate | [5 empty] | mineralisation |  |  |  | sphalerite | [6 empty] | galena, pyrite, arsenopyrite, quartz, fluorite, carbonate | polished sections | LA-ICPMS, EMPA | JEOL JXA-8530F equipped with a field emission gun (FEG) and five wavelength-dispersive spectrometers (WDS); 193-nm New Wave Research Excimer laser and an Agilent 7500i quadrupole ICP-MS | Helmholtz Institute Freiberg for Resource Technology (HIF); Friedrich-Alexander-Universität Erlangen-Nürnberg | EPMA: accelerating voltage of 20 kV and a beam current of 30 nA, and a defocused beam of 15 μm diameter. LA-ICP-MS: plasma power of 1320 W, He (0.65 L/min) and Ar (1.09 L/min) as carrier gases, Ar as plasma (14.9 L/min) and auxiliary gas (0.9 L/min), oxide rates of <0.4% ThO+/Th+, repetition rate of 20 Hz, beam spot size of 25 μm, irradiance of 0.74 GW/cm2, fluence of 3.7 J/cm2, 20 s background measurement and 20 s sample ablation, 60-s retention time | MASS-1 (Wilson et al. 2002); NIST SRM 610 and 612 (Pearce et al. 1997); MASS-1 as external Ge standard (57.8±2.6 μg/g Ge); NBS-127, IAEA-S-1, IAEA-S-2, IAEA-S-3, and an in-house Ag2S reference material (sulfur isotopes) | 0.026 |  |  |  | 3.8391 | [15 empty] | 0.408 | [5 empty] | 18.732 | [5 empty] | 6.952 | [9 empty] | 6.758 | [9 empty] | 175.8191 |  |  |  | 0.194 | [13 empty] | 0.2 | [15 empty] | 137.0791 | [15 empty] | 33.207 |  | 0.76797 |  |  |  | 7.4599 | [33 empty] | 52.372 |  |  |  |  | 2019 | Bauer, M.E., Burisch, M., Ostendorf, J., Krause, J., Frenzel, M., Seifert, T., and Gutzmer, J. (2019). Trace element geochemistry of sphalerite in contrasting hydrothermal fluid systems of the Freiberg district, Germany: insights from LA-ICP-MS analysis, near-infrared light microthermometry of sphalerite-hosted fluid inclusions, and sulfur isotope geochemistry. Mineralium Deposita, 54, 237–262. |  | DEU | Saxony
| Freiberg mining district | kb veins, eb veins, fba veins | Magmatic hydrothermal | Intrusion-related | hydrothermal vein-style silver mineralization | Ag | Zn, Pb, In, Ge, Ga | Ag, Zn, Pb, In, Ge, Ga | Bauer et al., 2019 |  | kb216-4 | kb216-4 | underground mine |  |  |  |  | ore material | grab | grab | mineral separate | [5 empty] | mineralisation |  |  |  | sphalerite | [6 empty] | galena, pyrite, arsenopyrite, quartz, fluorite, carbonate | polished sections | LA-ICPMS, EMPA | JEOL JXA-8530F equipped with a field emission gun (FEG) and five wavelength-dispersive spectrometers (WDS); 193-nm New Wave Research Excimer laser and an Agilent 7500i quadrupole ICP-MS | Helmholtz Institute Freiberg for Resource Technology (HIF); Friedrich-Alexander-Universität Erlangen-Nürnberg | EPMA: accelerating voltage of 20 kV and a beam current of 30 nA, and a defocused beam of 15 μm diameter. LA-ICP-MS: plasma power of 1320 W, He (0.65 L/min) and Ar (1.09 L/min) as carrier gases, Ar as plasma (14.9 L/min) and auxiliary gas (0.9 L/min), oxide rates of <0.4% ThO+/Th+, repetition rate of 20 Hz, beam spot size of 25 μm, irradiance of 0.74 GW/cm2, fluence of 3.7 J/cm2, 20 s background measurement and 20 s sample ablation, 60-s retention time | MASS-1 (Wilson et al. 2002); NIST SRM 610 and 612 (Pearce et al. 1997); MASS-1 as external Ge standard (57.8±2.6 μg/g Ge); NBS-127, IAEA-S-1, IAEA-S-2, IAEA-S-3, and an in-house Ag2S reference material (sulfur isotopes) | [20 empty] | 0.532 | [5 empty] | 98.7632 | [5 empty] | 0.128 | [9 empty] | 13.889 | [9 empty] | 5.2653 |  |  |  | 0.217 | [13 empty] | 0.259 | [15 empty] | 0.080607 | [15 empty] | 33.446 |  | 0.047832 |  |  |  | 12.2883 | [5 empty] | 0.002 | [27 empty] | 51.352 |  |  |  |  | 2019 | Bauer, M.E., Burisch, M., Ostendorf, J., Krause, J., Frenzel, M., Seifert, T., and Gutzmer, J. (2019). Trace element geochemistry of sphalerite in contrasting hydrothermal fluid systems of the Freiberg district, Germany: insights from LA-ICP-MS analysis, near-infrared light microthermometry of sphalerite-hosted fluid inclusions, and sulfur isotope geochemistry. Mineralium Deposita, 54, 237–262. |  | DEU | Saxony
| Freiberg mining district | kb veins, eb veins, fba veins | Magmatic hydrothermal | Intrusion-related | hydrothermal vein-style silver mineralization | Ag | Zn, Pb, In, Ge, Ga | Ag, Zn, Pb, In, Ge, Ga | Bauer et al., 2019 |  | kb216-5 | kb216-5 | underground mine |  |  |  |  | ore material | grab | grab | mineral separate | [5 empty] | mineralisation |  |  |  | sphalerite | [6 empty] | galena, pyrite, arsenopyrite, quartz, fluorite, carbonate | polished sections | LA-ICPMS, EMPA | JEOL JXA-8530F equipped with a field emission gun (FEG) and five wavelength-dispersive spectrometers (WDS); 193-nm New Wave Research Excimer laser and an Agilent 7500i quadrupole ICP-MS | Helmholtz Institute Freiberg for Resource Technology (HIF); Friedrich-Alexander-Universität Erlangen-Nürnberg | EPMA: accelerating voltage of 20 kV and a beam current of 30 nA, and a defocused beam of 15 μm diameter. LA-ICP-MS: plasma power of 1320 W, He (0.65 L/min) and Ar (1.09 L/min) as carrier gases, Ar as plasma (14.9 L/min) and auxiliary gas (0.9 L/min), oxide rates of <0.4% ThO+/Th+, repetition rate of 20 Hz, beam spot size of 25 μm, irradiance of 0.74 GW/cm2, fluence of 3.7 J/cm2, 20 s background measurement and 20 s sample ablation, 60-s retention time | MASS-1 (Wilson et al. 2002); NIST SRM 610 and 612 (Pearce et al. 1997); MASS-1 as external Ge standard (57.8±2.6 μg/g Ge); NBS-127, IAEA-S-1, IAEA-S-2, IAEA-S-3, and an in-house Ag2S reference material (sulfur isotopes) | 0.001 |  |  |  | 0.15013 | [15 empty] | 0.49 | [5 empty] | 105.9078 | [5 empty] | 0.119 | [9 empty] | 13.316 | [9 empty] | 3.8072 |  |  |  | 0.041 | [13 empty] | 0.307 | [15 empty] | 0.10565 | [15 empty] | 33.346 |  | 0.044163 |  |  |  | 2.4591 | [5 empty] | 0.001 | [27 empty] | 51.752 |  |  |  |  | 2019 | Bauer, M.E., Burisch, M., Ostendorf, J., Krause, J., Frenzel, M., Seifert, T., and Gutzmer, J. (2019). Trace element geochemistry of sphalerite in contrasting hydrothermal fluid systems of the Freiberg district, Germany: insights from LA-ICP-MS analysis, near-infrared light microthermometry of sphalerite-hosted fluid inclusions, and sulfur isotope geochemistry. Mineralium Deposita, 54, 237–262. |  | DEU | Saxony
| Freiberg mining district | kb veins, eb veins, fba veins | Magmatic hydrothermal | Intrusion-related | hydrothermal vein-style silver mineralization | Ag | Zn, Pb, In, Ge, Ga | Ag, Zn, Pb, In, Ge, Ga | Bauer et al., 2019 |  | kb216-6 | kb216-6 | underground mine |  |  |  |  | ore material | grab | grab | mineral separate | [5 empty] | mineralisation |  |  |  | sphalerite | [6 empty] | galena, pyrite, arsenopyrite, quartz, fluorite, carbonate | polished sections | LA-ICPMS, EMPA | JEOL JXA-8530F equipped with a field emission gun (FEG) and five wavelength-dispersive spectrometers (WDS); 193-nm New Wave Research Excimer laser and an Agilent 7500i quadrupole ICP-MS | Helmholtz Institute Freiberg for Resource Technology (HIF); Friedrich-Alexander-Universität Erlangen-Nürnberg | EPMA: accelerating voltage of 20 kV and a beam current of 30 nA, and a defocused beam of 15 μm diameter. LA-ICP-MS: plasma power of 1320 W, He (0.65 L/min) and Ar (1.09 L/min) as carrier gases, Ar as plasma (14.9 L/min) and auxiliary gas (0.9 L/min), oxide rates of <0.4% ThO+/Th+, repetition rate of 20 Hz, beam spot size of 25 μm, irradiance of 0.74 GW/cm2, fluence of 3.7 J/cm2, 20 s background measurement and 20 s sample ablation, 60-s retention time | MASS-1 (Wilson et al. 2002); NIST SRM 610 and 612 (Pearce et al. 1997); MASS-1 as external Ge standard (57.8±2.6 μg/g Ge); NBS-127, IAEA-S-1, IAEA-S-2, IAEA-S-3, and an in-house Ag2S reference material (sulfur isotopes) | 0.026 |  |  |  | 1.4431 | [15 empty] | 0.287 | [5 empty] | 71.9848 | [5 empty] | 7.355 | [9 empty] | 7.501 | [9 empty] | 14.9309 |  |  |  | 0.039 | [13 empty] | 0.159 | [15 empty] | 37.134 | [15 empty] | 33.156 |  | 1.3002 |  |  |  | 0.61749 | [19 empty] | 0.21197 | [13 empty] | 51.051 |  |  |  |  | 2019 | Bauer, M.E., Burisch, M., Ostendorf, J., Krause, J., Frenzel, M., Seifert, T., and Gutzmer, J. (2019). Trace element geochemistry of sphalerite in contrasting hydrothermal fluid systems of the Freiberg district, Germany: insights from LA-ICP-MS analysis, near-infrared light microthermometry of sphalerite-hosted fluid inclusions, and sulfur isotope geochemistry. Mineralium Deposita, 54, 237–262. |  | DEU | Saxony
| Freiberg mining district | kb veins, eb veins, fba veins | Magmatic hydrothermal | Intrusion-related | hydrothermal vein-style silver mineralization | Ag | Zn, Pb, In, Ge, Ga | Ag, Zn, Pb, In, Ge, Ga | Bauer et al., 2019 |  | kb216-7 | kb216-7 | underground mine |  |  |  |  | ore material | grab | grab | mineral separate | [5 empty] | mineralisation |  |  |  | sphalerite | [6 empty] | galena, pyrite, arsenopyrite, quartz, fluorite, carbonate | polished sections | LA-ICPMS, EMPA | JEOL JXA-8530F equipped with a field emission gun (FEG) and five wavelength-dispersive spectrometers (WDS); 193-nm New Wave Research Excimer laser and an Agilent 7500i quadrupole ICP-MS | Helmholtz Institute Freiberg for Resource Technology (HIF); Friedrich-Alexander-Universität Erlangen-Nürnberg | EPMA: accelerating voltage of 20 kV and a beam current of 30 nA, and a defocused beam of 15 μm diameter. LA-ICP-MS: plasma power of 1320 W, He (0.65 L/min) and Ar (1.09 L/min) as carrier gases, Ar as plasma (14.9 L/min) and auxiliary gas (0.9 L/min), oxide rates of <0.4% ThO+/Th+, repetition rate of 20 Hz, beam spot size of 25 μm, irradiance of 0.74 GW/cm2, fluence of 3.7 J/cm2, 20 s background measurement and 20 s sample ablation, 60-s retention time | MASS-1 (Wilson et al. 2002); NIST SRM 610 and 612 (Pearce et al. 1997); MASS-1 as external Ge standard (57.8±2.6 μg/g Ge); NBS-127, IAEA-S-1, IAEA-S-2, IAEA-S-3, and an in-house Ag2S reference material (sulfur isotopes) |  |  |  |  | 0.16261 | [15 empty] | 0.56 | [5 empty] | 115.3404 | [5 empty] | 0.097 | [9 empty] | 14.157 | [9 empty] | 3 |  |  |  | 0.158 | [13 empty] | 0.242 | [15 empty] | 0.10867 | [15 empty] | 33.42 | [5 empty] | 5.3543 | [33 empty] | 50.969 |  |  |  |  | 2019 | Bauer, M.E., Burisch, M., Ostendorf, J., Krause, J., Frenzel, M., Seifert, T., and Gutzmer, J. (2019). Trace element geochemistry of sphalerite in contrasting hydrothermal fluid systems of the Freiberg district, Germany: insights from LA-ICP-MS analysis, near-infrared light microthermometry of sphalerite-hosted fluid inclusions, and sulfur isotope geochemistry. Mineralium Deposita, 54, 237–262. |  | DEU | Saxony
| Freiberg mining district | kb veins, eb veins, fba veins | Magmatic hydrothermal | Intrusion-related | hydrothermal vein-style silver mineralization | Ag | Zn, Pb, In, Ge, Ga | Ag, Zn, Pb, In, Ge, Ga | Bauer et al., 2019 |  | kb216-8 | kb216-8 | underground mine |  |  |  |  | ore material | grab | grab | mineral separate | [5 empty] | mineralisation |  |  |  | sphalerite | [6 empty] | galena, pyrite, arsenopyrite, quartz, fluorite, carbonate | polished sections | LA-ICPMS, EMPA | JEOL JXA-8530F equipped with a field emission gun (FEG) and five wavelength-dispersive spectrometers (WDS); 193-nm New Wave Research Excimer laser and an Agilent 7500i quadrupole ICP-MS | Helmholtz Institute Freiberg for Resource Technology (HIF); Friedrich-Alexander-Universität Erlangen-Nürnberg | EPMA: accelerating voltage of 20 kV and a beam current of 30 nA, and a defocused beam of 15 μm diameter. LA-ICP-MS: plasma power of 1320 W, He (0.65 L/min) and Ar (1.09 L/min) as carrier gases, Ar as plasma (14.9 L/min) and auxiliary gas (0.9 L/min), oxide rates of <0.4% ThO+/Th+, repetition rate of 20 Hz, beam spot size of 25 μm, irradiance of 0.74 GW/cm2, fluence of 3.7 J/cm2, 20 s background measurement and 20 s sample ablation, 60-s retention time | MASS-1 (Wilson et al. 2002); NIST SRM 610 and 612 (Pearce et al. 1997); MASS-1 as external Ge standard (57.8±2.6 μg/g Ge); NBS-127, IAEA-S-1, IAEA-S-2, IAEA-S-3, and an in-house Ag2S reference material (sulfur isotopes) | 0.005 | [19 empty] | 0.465 | [5 empty] | 97.2288 | [5 empty] | 0.151 | [9 empty] | 14.108 | [9 empty] | 3.0939 |  |  |  | 0.224 | [13 empty] | 0.21 | [15 empty] | 0.055225 | [15 empty] | 33.624 | [5 empty] | 9.865 | [33 empty] | 50.965 |  |  |  |  | 2019 | Bauer, M.E., Burisch, M., Ostendorf, J., Krause, J., Frenzel, M., Seifert, T., and Gutzmer, J. (2019). Trace element geochemistry of sphalerite in contrasting hydrothermal fluid systems of the Freiberg district, Germany: insights from LA-ICP-MS analysis, near-infrared light microthermometry of sphalerite-hosted fluid inclusions, and sulfur isotope geochemistry. Mineralium Deposita, 54, 237–262. |  | DEU | Saxony
| Freiberg mining district | kb veins, eb veins, fba veins | Magmatic hydrothermal | Intrusion-related | hydrothermal vein-style silver mineralization | Ag | Zn, Pb, In, Ge, Ga | Ag, Zn, Pb, In, Ge, Ga | Bauer et al., 2019 |  | kb216-9 | kb216-9 | underground mine |  |  |  |  | ore material | grab | grab | mineral separate | [5 empty] | mineralisation |  |  |  | sphalerite | [6 empty] | galena, pyrite, arsenopyrite, quartz, fluorite, carbonate | polished sections | LA-ICPMS, EMPA | JEOL JXA-8530F equipped with a field emission gun (FEG) and five wavelength-dispersive spectrometers (WDS); 193-nm New Wave Research Excimer laser and an Agilent 7500i quadrupole ICP-MS | Helmholtz Institute Freiberg for Resource Technology (HIF); Friedrich-Alexander-Universität Erlangen-Nürnberg | EPMA: accelerating voltage of 20 kV and a beam current of 30 nA, and a defocused beam of 15 μm diameter. LA-ICP-MS: plasma power of 1320 W, He (0.65 L/min) and Ar (1.09 L/min) as carrier gases, Ar as plasma (14.9 L/min) and auxiliary gas (0.9 L/min), oxide rates of <0.4% ThO+/Th+, repetition rate of 20 Hz, beam spot size of 25 μm, irradiance of 0.74 GW/cm2, fluence of 3.7 J/cm2, 20 s background measurement and 20 s sample ablation, 60-s retention time | MASS-1 (Wilson et al. 2002); NIST SRM 610 and 612 (Pearce et al. 1997); MASS-1 as external Ge standard (57.8±2.6 μg/g Ge); NBS-127, IAEA-S-1, IAEA-S-2, IAEA-S-3, and an in-house Ag2S reference material (sulfur isotopes) |  |  |  |  | 0.3103 | [15 empty] | 0.508 | [5 empty] | 105.3313 | [5 empty] | 0.094 | [9 empty] | 14.175 | [9 empty] | 5.5288 |  |  |  | 0.125 | [13 empty] | 0.297 | [15 empty] | 0.22962 | [15 empty] | 33.379 |  | 0.045826 |  |  |  | 7.2746 | [19 empty] | 0.017727 | [13 empty] | 51.012 |  |  |  |  | 2019 | Bauer, M.E., Burisch, M., Ostendorf, J., Krause, J., Frenzel, M., Seifert, T., and Gutzmer, J. (2019). Trace element geochemistry of sphalerite in contrasting hydrothermal fluid systems of the Freiberg district, Germany: insights from LA-ICP-MS analysis, near-infrared light microthermometry of sphalerite-hosted fluid inclusions, and sulfur isotope geochemistry. Mineralium Deposita, 54, 237–262. |  | DEU | Saxony
| Freiberg mining district | kb veins, eb veins, fba veins | Magmatic hydrothermal | Intrusion-related | hydrothermal vein-style silver mineralization | Ag | Zn, Pb, In, Ge, Ga | Ag, Zn, Pb, In, Ge, Ga | Bauer et al., 2019 |  | kb216-10 | kb216-10 | underground mine |  |  |  |  | ore material | grab | grab | mineral separate | [5 empty] | mineralisation |  |  |  | sphalerite | [6 empty] | galena, pyrite, arsenopyrite, quartz, fluorite, carbonate | polished sections | LA-ICPMS, EMPA | JEOL JXA-8530F equipped with a field emission gun (FEG) and five wavelength-dispersive spectrometers (WDS); 193-nm New Wave Research Excimer laser and an Agilent 7500i quadrupole ICP-MS | Helmholtz Institute Freiberg for Resource Technology (HIF); Friedrich-Alexander-Universität Erlangen-Nürnberg | EPMA: accelerating voltage of 20 kV and a beam current of 30 nA, and a defocused beam of 15 μm diameter. LA-ICP-MS: plasma power of 1320 W, He (0.65 L/min) and Ar (1.09 L/min) as carrier gases, Ar as plasma (14.9 L/min) and auxiliary gas (0.9 L/min), oxide rates of <0.4% ThO+/Th+, repetition rate of 20 Hz, beam spot size of 25 μm, irradiance of 0.74 GW/cm2, fluence of 3.7 J/cm2, 20 s background measurement and 20 s sample ablation, 60-s retention time | MASS-1 (Wilson et al. 2002); NIST SRM 610 and 612 (Pearce et al. 1997); MASS-1 as external Ge standard (57.8±2.6 μg/g Ge); NBS-127, IAEA-S-1, IAEA-S-2, IAEA-S-3, and an in-house Ag2S reference material (sulfur isotopes) | 0.036 |  |  |  | 0.55458 | [15 empty] | 0.553 | [5 empty] | 49.7571 | [5 empty] | 7.801 | [9 empty] | 7.375 | [9 empty] | 4.165 |  |  |  | 0.13 | [13 empty] | 0.164 | [15 empty] | 20.4036 | [15 empty] | 33.148 |  | 0.87831 |  |  |  | 2.533 | [5 empty] | 0.01 | [13 empty] | 0.019181 | [13 empty] | 50.718 |  |  |  |  | 2019 | Bauer, M.E., Burisch, M., Ostendorf, J., Krause, J., Frenzel, M., Seifert, T., and Gutzmer, J. (2019). Trace element geochemistry of sphalerite in contrasting hydrothermal fluid systems of the Freiberg district, Germany: insights from LA-ICP-MS analysis, near-infrared light microthermometry of sphalerite-hosted fluid inclusions, and sulfur isotope geochemistry. Mineralium Deposita, 54, 237–262. |  | DEU | Saxony
| Freiberg mining district | kb veins, eb veins, fba veins | Magmatic hydrothermal | Intrusion-related | hydrothermal vein-style silver mineralization | Ag | Zn, Pb, In, Ge, Ga | Ag, Zn, Pb, In, Ge, Ga | Bauer et al., 2019 |  | kb216-11 | kb216-11 | underground mine |  |  |  |  | ore material | grab | grab | mineral separate | [5 empty] | mineralisation |  |  |  | sphalerite | [6 empty] | galena, pyrite, arsenopyrite, quartz, fluorite, carbonate | polished sections | LA-ICPMS, EMPA | JEOL JXA-8530F equipped with a field emission gun (FEG) and five wavelength-dispersive spectrometers (WDS); 193-nm New Wave Research Excimer laser and an Agilent 7500i quadrupole ICP-MS | Helmholtz Institute Freiberg for Resource Technology (HIF); Friedrich-Alexander-Universität Erlangen-Nürnberg | EPMA: accelerating voltage of 20 kV and a beam current of 30 nA, and a defocused beam of 15 μm diameter. LA-ICP-MS: plasma power of 1320 W, He (0.65 L/min) and Ar (1.09 L/min) as carrier gases, Ar as plasma (14.9 L/min) and auxiliary gas (0.9 L/min), oxide rates of <0.4% ThO+/Th+, repetition rate of 20 Hz, beam spot size of 25 μm, irradiance of 0.74 GW/cm2, fluence of 3.7 J/cm2, 20 s background measurement and 20 s sample ablation, 60-s retention time | MASS-1 (Wilson et al. 2002); NIST SRM 610 and 612 (Pearce et al. 1997); MASS-1 as external Ge standard (57.8±2.6 μg/g Ge); NBS-127, IAEA-S-1, IAEA-S-2, IAEA-S-3, and an in-house Ag2S reference material (sulfur isotopes) |  |  |  |  | 0.14652 | [15 empty] | 0.475 | [5 empty] | 105.6656 | [5 empty] | 0.035 | [9 empty] | 13.268 | [9 empty] | 4.2504 |  |  |  | 0.035 | [13 empty] | 0.307 | [15 empty] | 0.13226 | [15 empty] | 33.441 |  | 0.048622 |  |  |  | 1.9476 | [5 empty] | 0.003 | [27 empty] | 52.083 |  |  |  |  | 2019 | Bauer, M.E., Burisch, M., Ostendorf, J., Krause, J., Frenzel, M., Seifert, T., and Gutzmer, J. (2019). Trace element geochemistry of sphalerite in contrasting hydrothermal fluid systems of the Freiberg district, Germany: insights from LA-ICP-MS analysis, near-infrared light microthermometry of sphalerite-hosted fluid inclusions, and sulfur isotope geochemistry. Mineralium Deposita, 54, 237–262. |  | DEU | Saxony
| Freiberg mining district | kb veins, eb veins, fba veins | Magmatic hydrothermal | Intrusion-related | hydrothermal vein-style silver mineralization | Ag | Zn, Pb, In, Ge, Ga | Ag, Zn, Pb, In, Ge, Ga | Bauer et al., 2019 |  | kb216-12 | kb216-12 | underground mine |  |  |  |  | ore material | grab | grab | mineral separate | [5 empty] | mineralisation |  |  |  | sphalerite | [6 empty] | galena, pyrite, arsenopyrite, quartz, fluorite, carbonate | polished sections | LA-ICPMS, EMPA | JEOL JXA-8530F equipped with a field emission gun (FEG) and five wavelength-dispersive spectrometers (WDS); 193-nm New Wave Research Excimer laser and an Agilent 7500i quadrupole ICP-MS | Helmholtz Institute Freiberg for Resource Technology (HIF); Friedrich-Alexander-Universität Erlangen-Nürnberg | EPMA: accelerating voltage of 20 kV and a beam current of 30 nA, and a defocused beam of 15 μm diameter. LA-ICP-MS: plasma power of 1320 W, He (0.65 L/min) and Ar (1.09 L/min) as carrier gases, Ar as plasma (14.9 L/min) and auxiliary gas (0.9 L/min), oxide rates of <0.4% ThO+/Th+, repetition rate of 20 Hz, beam spot size of 25 μm, irradiance of 0.74 GW/cm2, fluence of 3.7 J/cm2, 20 s background measurement and 20 s sample ablation, 60-s retention time | MASS-1 (Wilson et al. 2002); NIST SRM 610 and 612 (Pearce et al. 1997); MASS-1 as external Ge standard (57.8±2.6 μg/g Ge); NBS-127, IAEA-S-1, IAEA-S-2, IAEA-S-3, and an in-house Ag2S reference material (sulfur isotopes) | [20 empty] | 0.46 | [5 empty] | 103.3972 | [5 empty] | 0.061 | [9 empty] | 13.211 | [9 empty] | 3.4809 |  |  |  | 0.039 | [13 empty] | 0.302 | [15 empty] | 0.26035 | [15 empty] | 33.485 |  | 0.049842 |  |  |  | 2.2872 | [5 empty] | 0.01 | [27 empty] | 52.202 |  |  |  |  | 2019 | Bauer, M.E., Burisch, M., Ostendorf, J., Krause, J., Frenzel, M., Seifert, T., and Gutzmer, J. (2019). Trace element geochemistry of sphalerite in contrasting hydrothermal fluid systems of the Freiberg district, Germany: insights from LA-ICP-MS analysis, near-infrared light microthermometry of sphalerite-hosted fluid inclusions, and sulfur isotope geochemistry. Mineralium Deposita, 54, 237–262. |  | DEU | Saxony
| Freiberg mining district | kb veins, eb veins, fba veins | Magmatic hydrothermal | Intrusion-related | hydrothermal vein-style silver mineralization | Ag | Zn, Pb, In, Ge, Ga | Ag, Zn, Pb, In, Ge, Ga | Bauer et al., 2019 |  | kb216-13 | kb216-13 | underground mine |  |  |  |  | ore material | grab | grab | mineral separate | [5 empty] | mineralisation |  |  |  | sphalerite | [6 empty] | galena, pyrite, arsenopyrite, quartz, fluorite, carbonate | polished sections | LA-ICPMS, EMPA | JEOL JXA-8530F equipped with a field emission gun (FEG) and five wavelength-dispersive spectrometers (WDS); 193-nm New Wave Research Excimer laser and an Agilent 7500i quadrupole ICP-MS | Helmholtz Institute Freiberg for Resource Technology (HIF); Friedrich-Alexander-Universität Erlangen-Nürnberg | EPMA: accelerating voltage of 20 kV and a beam current of 30 nA, and a defocused beam of 15 μm diameter. LA-ICP-MS: plasma power of 1320 W, He (0.65 L/min) and Ar (1.09 L/min) as carrier gases, Ar as plasma (14.9 L/min) and auxiliary gas (0.9 L/min), oxide rates of <0.4% ThO+/Th+, repetition rate of 20 Hz, beam spot size of 25 μm, irradiance of 0.74 GW/cm2, fluence of 3.7 J/cm2, 20 s background measurement and 20 s sample ablation, 60-s retention time | MASS-1 (Wilson et al. 2002); NIST SRM 610 and 612 (Pearce et al. 1997); MASS-1 as external Ge standard (57.8±2.6 μg/g Ge); NBS-127, IAEA-S-1, IAEA-S-2, IAEA-S-3, and an in-house Ag2S reference material (sulfur isotopes) | 0.004 |  |  |  | 0.15771 | [15 empty] | 0.538 | [5 empty] | 96.8278 | [5 empty] | 0.15 | [9 empty] | 13.776 | [9 empty] | 3.8212 |  |  |  | 0.188 | [13 empty] | 0.209 | [15 empty] | 0.15479 | [15 empty] | 33.402 |  | 0.047053 |  |  |  | 21.5048 | [33 empty] | 51.198 |  |  |  |  | 2019 | Bauer, M.E., Burisch, M., Ostendorf, J., Krause, J., Frenzel, M., Seifert, T., and Gutzmer, J. (2019). Trace element geochemistry of sphalerite in contrasting hydrothermal fluid systems of the Freiberg district, Germany: insights from LA-ICP-MS analysis, near-infrared light microthermometry of sphalerite-hosted fluid inclusions, and sulfur isotope geochemistry. Mineralium Deposita, 54, 237–262. |  | DEU | Saxony
| Freiberg mining district | kb veins, eb veins, fba veins | Magmatic hydrothermal | Intrusion-related | hydrothermal vein-style silver mineralization | Ag | Zn, Pb, In, Ge, Ga | Ag, Zn, Pb, In, Ge, Ga | Bauer et al., 2019 |  | kb216-14 | kb216-14 | underground mine |  |  |  |  | ore material | grab | grab | mineral separate | [5 empty] | mineralisation |  |  |  | sphalerite | [6 empty] | galena, pyrite, arsenopyrite, quartz, fluorite, carbonate | polished sections | LA-ICPMS, EMPA | JEOL JXA-8530F equipped with a field emission gun (FEG) and five wavelength-dispersive spectrometers (WDS); 193-nm New Wave Research Excimer laser and an Agilent 7500i quadrupole ICP-MS | Helmholtz Institute Freiberg for Resource Technology (HIF); Friedrich-Alexander-Universität Erlangen-Nürnberg | EPMA: accelerating voltage of 20 kV and a beam current of 30 nA, and a defocused beam of 15 μm diameter. LA-ICP-MS: plasma power of 1320 W, He (0.65 L/min) and Ar (1.09 L/min) as carrier gases, Ar as plasma (14.9 L/min) and auxiliary gas (0.9 L/min), oxide rates of <0.4% ThO+/Th+, repetition rate of 20 Hz, beam spot size of 25 μm, irradiance of 0.74 GW/cm2, fluence of 3.7 J/cm2, 20 s background measurement and 20 s sample ablation, 60-s retention time | MASS-1 (Wilson et al. 2002); NIST SRM 610 and 612 (Pearce et al. 1997); MASS-1 as external Ge standard (57.8±2.6 μg/g Ge); NBS-127, IAEA-S-1, IAEA-S-2, IAEA-S-3, and an in-house Ag2S reference material (sulfur isotopes) | 0.04 |  |  |  | 0.41483 | [15 empty] | 0.505 | [5 empty] | 37.8175 | [5 empty] | 7.851 | [9 empty] | 7.329 | [9 empty] | 3.0449 |  |  |  | 0.206 | [13 empty] | 0.135 | [15 empty] | 13.24 | [15 empty] | 33.084 |  | 2.1699 |  |  |  | 24.8262 | [19 empty] | 0.060342 | [13 empty] | 50.817 |  |  |  |  | 2019 | Bauer, M.E., Burisch, M., Ostendorf, J., Krause, J., Frenzel, M., Seifert, T., and Gutzmer, J. (2019). Trace element geochemistry of sphalerite in contrasting hydrothermal fluid systems of the Freiberg district, Germany: insights from LA-ICP-MS analysis, near-infrared light microthermometry of sphalerite-hosted fluid inclusions, and sulfur isotope geochemistry. Mineralium Deposita, 54, 237–262. |  | DEU | Saxony
| Freiberg mining district | kb veins, eb veins, fba veins | Magmatic hydrothermal | Intrusion-related | hydrothermal vein-style silver mineralization | Ag | Zn, Pb, In, Ge, Ga | Ag, Zn, Pb, In, Ge, Ga | Bauer et al., 2019 |  | kb223-1 | kb223-1 | underground mine |  |  |  |  | ore material | grab | grab | mineral separate | [5 empty] | mineralisation |  |  |  | sphalerite | [6 empty] | galena, pyrite, arsenopyrite, quartz, fluorite, carbonate | polished sections | LA-ICPMS, EMPA | JEOL JXA-8530F equipped with a field emission gun (FEG) and five wavelength-dispersive spectrometers (WDS); 193-nm New Wave Research Excimer laser and an Agilent 7500i quadrupole ICP-MS | Helmholtz Institute Freiberg for Resource Technology (HIF); Friedrich-Alexander-Universität Erlangen-Nürnberg | EPMA: accelerating voltage of 20 kV and a beam current of 30 nA, and a defocused beam of 15 μm diameter. LA-ICP-MS: plasma power of 1320 W, He (0.65 L/min) and Ar (1.09 L/min) as carrier gases, Ar as plasma (14.9 L/min) and auxiliary gas (0.9 L/min), oxide rates of <0.4% ThO+/Th+, repetition rate of 20 Hz, beam spot size of 25 μm, irradiance of 0.74 GW/cm2, fluence of 3.7 J/cm2, 20 s background measurement and 20 s sample ablation, 60-s retention time | MASS-1 (Wilson et al. 2002); NIST SRM 610 and 612 (Pearce et al. 1997); MASS-1 as external Ge standard (57.8±2.6 μg/g Ge); NBS-127, IAEA-S-1, IAEA-S-2, IAEA-S-3, and an in-house Ag2S reference material (sulfur isotopes) |  |  |  |  | 0.1757 | [15 empty] | 0.578 | [5 empty] | 0.65601 | [5 empty] | 0.254 | [9 empty] | 12.23 | [9 empty] | 5.6379 |  |  |  | 0.264 | [13 empty] | 1.598 | [15 empty] | 2.5959 | [15 empty] | 33.289 |  | 0.54101 |  |  |  | 1.1021 | [33 empty] | 50.977 |  |  |  |  | 2019 | Bauer, M.E., Burisch, M., Ostendorf, J., Krause, J., Frenzel, M., Seifert, T., and Gutzmer, J. (2019). Trace element geochemistry of sphalerite in contrasting hydrothermal fluid systems of the Freiberg district, Germany: insights from LA-ICP-MS analysis, near-infrared light microthermometry of sphalerite-hosted fluid inclusions, and sulfur isotope geochemistry. Mineralium Deposita, 54, 237–262. |  | DEU | Saxony
| Freiberg mining district | kb veins, eb veins, fba veins | Magmatic hydrothermal | Intrusion-related | hydrothermal vein-style silver mineralization | Ag | Zn, Pb, In, Ge, Ga | Ag, Zn, Pb, In, Ge, Ga | Bauer et al., 2019 |  | kb223-2 | kb223-2 | underground mine |  |  |  |  | ore material | grab | grab | mineral separate | [5 empty] | mineralisation |  |  |  | sphalerite | [6 empty] | galena, pyrite, arsenopyrite, quartz, fluorite, carbonate | polished sections | LA-ICPMS, EMPA | JEOL JXA-8530F equipped with a field emission gun (FEG) and five wavelength-dispersive spectrometers (WDS); 193-nm New Wave Research Excimer laser and an Agilent 7500i quadrupole ICP-MS | Helmholtz Institute Freiberg for Resource Technology (HIF); Friedrich-Alexander-Universität Erlangen-Nürnberg | EPMA: accelerating voltage of 20 kV and a beam current of 30 nA, and a defocused beam of 15 μm diameter. LA-ICP-MS: plasma power of 1320 W, He (0.65 L/min) and Ar (1.09 L/min) as carrier gases, Ar as plasma (14.9 L/min) and auxiliary gas (0.9 L/min), oxide rates of <0.4% ThO+/Th+, repetition rate of 20 Hz, beam spot size of 25 μm, irradiance of 0.74 GW/cm2, fluence of 3.7 J/cm2, 20 s background measurement and 20 s sample ablation, 60-s retention time | MASS-1 (Wilson et al. 2002); NIST SRM 610 and 612 (Pearce et al. 1997); MASS-1 as external Ge standard (57.8±2.6 μg/g Ge); NBS-127, IAEA-S-1, IAEA-S-2, IAEA-S-3, and an in-house Ag2S reference material (sulfur isotopes) |  |  |  |  | 16.8502 | [15 empty] | 0.194 | [11 empty] | 0.073 | [9 empty] | 2.304 | [9 empty] | 28.804 | [17 empty] | 0.033 | [15 empty] | 238.2215 | [15 empty] | 32.675 |  | 40.3061 |  |  |  | 0.92037 | [5 empty] | 0.007 | [13 empty] | 1.0957 | [13 empty] | 63.655 |  |  |  |  | 2019 | Bauer, M.E., Burisch, M., Ostendorf, J., Krause, J., Frenzel, M., Seifert, T., and Gutzmer, J. (2019). Trace element geochemistry of sphalerite in contrasting hydrothermal fluid systems of the Freiberg district, Germany: insights from LA-ICP-MS analysis, near-infrared light microthermometry of sphalerite-hosted fluid inclusions, and sulfur isotope geochemistry. Mineralium Deposita, 54, 237–262. |  | DEU | Saxony
| Freiberg mining district | kb veins, eb veins, fba veins | Magmatic hydrothermal | Intrusion-related | hydrothermal vein-style silver mineralization | Ag | Zn, Pb, In, Ge, Ga | Ag, Zn, Pb, In, Ge, Ga | Bauer et al., 2019 |  | kb223-3 | kb223-3 | underground mine |  |  |  |  | ore material | grab | grab | mineral separate | [5 empty] | mineralisation |  |  |  | sphalerite | [6 empty] | galena, pyrite, arsenopyrite, quartz, fluorite, carbonate | polished sections | LA-ICPMS, EMPA | JEOL JXA-8530F equipped with a field emission gun (FEG) and five wavelength-dispersive spectrometers (WDS); 193-nm New Wave Research Excimer laser and an Agilent 7500i quadrupole ICP-MS | Helmholtz Institute Freiberg for Resource Technology (HIF); Friedrich-Alexander-Universität Erlangen-Nürnberg | EPMA: accelerating voltage of 20 kV and a beam current of 30 nA, and a defocused beam of 15 μm diameter. LA-ICP-MS: plasma power of 1320 W, He (0.65 L/min) and Ar (1.09 L/min) as carrier gases, Ar as plasma (14.9 L/min) and auxiliary gas (0.9 L/min), oxide rates of <0.4% ThO+/Th+, repetition rate of 20 Hz, beam spot size of 25 μm, irradiance of 0.74 GW/cm2, fluence of 3.7 J/cm2, 20 s background measurement and 20 s sample ablation, 60-s retention time | MASS-1 (Wilson et al. 2002); NIST SRM 610 and 612 (Pearce et al. 1997); MASS-1 as external Ge standard (57.8±2.6 μg/g Ge); NBS-127, IAEA-S-1, IAEA-S-2, IAEA-S-3, and an in-house Ag2S reference material (sulfur isotopes) | 0.001 |  |  |  | 0.16696 | [15 empty] | 0.509 | [5 empty] | 1.6545 | [5 empty] | 0.22 | [9 empty] | 12.701 | [9 empty] | 4.0666 |  |  |  | 0.372 | [13 empty] | 1.176 | [15 empty] | 0.37847 | [15 empty] | 33.493 | [39 empty] | 51.346 |  |  |  |  | 2019 | Bauer, M.E., Burisch, M., Ostendorf, J., Krause, J., Frenzel, M., Seifert, T., and Gutzmer, J. (2019). Trace element geochemistry of sphalerite in contrasting hydrothermal fluid systems of the Freiberg district, Germany: insights from LA-ICP-MS analysis, near-infrared light microthermometry of sphalerite-hosted fluid inclusions, and sulfur isotope geochemistry. Mineralium Deposita, 54, 237–262. |  | DEU | Saxony
| Freiberg mining district | kb veins, eb veins, fba veins | Magmatic hydrothermal | Intrusion-related | hydrothermal vein-style silver mineralization | Ag | Zn, Pb, In, Ge, Ga | Ag, Zn, Pb, In, Ge, Ga | Bauer et al., 2019 |  | kb223-4 | kb223-4 | underground mine |  |  |  |  | ore material | grab | grab | mineral separate | [5 empty] | mineralisation |  |  |  | sphalerite | [6 empty] | galena, pyrite, arsenopyrite, quartz, fluorite, carbonate | polished sections | LA-ICPMS, EMPA | JEOL JXA-8530F equipped with a field emission gun (FEG) and five wavelength-dispersive spectrometers (WDS); 193-nm New Wave Research Excimer laser and an Agilent 7500i quadrupole ICP-MS | Helmholtz Institute Freiberg for Resource Technology (HIF); Friedrich-Alexander-Universität Erlangen-Nürnberg | EPMA: accelerating voltage of 20 kV and a beam current of 30 nA, and a defocused beam of 15 μm diameter. LA-ICP-MS: plasma power of 1320 W, He (0.65 L/min) and Ar (1.09 L/min) as carrier gases, Ar as plasma (14.9 L/min) and auxiliary gas (0.9 L/min), oxide rates of <0.4% ThO+/Th+, repetition rate of 20 Hz, beam spot size of 25 μm, irradiance of 0.74 GW/cm2, fluence of 3.7 J/cm2, 20 s background measurement and 20 s sample ablation, 60-s retention time | MASS-1 (Wilson et al. 2002); NIST SRM 610 and 612 (Pearce et al. 1997); MASS-1 as external Ge standard (57.8±2.6 μg/g Ge); NBS-127, IAEA-S-1, IAEA-S-2, IAEA-S-3, and an in-house Ag2S reference material (sulfur isotopes) | 0.09 |  |  |  | 1.862 | [15 empty] | 0.698 | [5 empty] | 0.19002 | [5 empty] | 7.007 | [9 empty] | 6.88 | [9 empty] | 13.3462 |  |  |  | 0.392 | [13 empty] | 1.553 | [15 empty] | 32.3881 | [15 empty] | 33.235 |  | 4.8571 | [23 empty] | 0.2307 | [13 empty] | 50.293 |  |  |  |  | 2019 | Bauer, M.E., Burisch, M., Ostendorf, J., Krause, J., Frenzel, M., Seifert, T., and Gutzmer, J. (2019). Trace element geochemistry of sphalerite in contrasting hydrothermal fluid systems of the Freiberg district, Germany: insights from LA-ICP-MS analysis, near-infrared light microthermometry of sphalerite-hosted fluid inclusions, and sulfur isotope geochemistry. Mineralium Deposita, 54, 237–262. |  | DEU | Saxony
| Freiberg mining district | kb veins, eb veins, fba veins | Magmatic hydrothermal | Intrusion-related | hydrothermal vein-style silver mineralization | Ag | Zn, Pb, In, Ge, Ga | Ag, Zn, Pb, In, Ge, Ga | Bauer et al., 2019 |  | kb223-5 | kb223-5 | underground mine |  |  |  |  | ore material | grab | grab | mineral separate | [5 empty] | mineralisation |  |  |  | sphalerite | [6 empty] | galena, pyrite, arsenopyrite, quartz, fluorite, carbonate | polished sections | LA-ICPMS, EMPA | JEOL JXA-8530F equipped with a field emission gun (FEG) and five wavelength-dispersive spectrometers (WDS); 193-nm New Wave Research Excimer laser and an Agilent 7500i quadrupole ICP-MS | Helmholtz Institute Freiberg for Resource Technology (HIF); Friedrich-Alexander-Universität Erlangen-Nürnberg | EPMA: accelerating voltage of 20 kV and a beam current of 30 nA, and a defocused beam of 15 μm diameter. LA-ICP-MS: plasma power of 1320 W, He (0.65 L/min) and Ar (1.09 L/min) as carrier gases, Ar as plasma (14.9 L/min) and auxiliary gas (0.9 L/min), oxide rates of <0.4% ThO+/Th+, repetition rate of 20 Hz, beam spot size of 25 μm, irradiance of 0.74 GW/cm2, fluence of 3.7 J/cm2, 20 s background measurement and 20 s sample ablation, 60-s retention time | MASS-1 (Wilson et al. 2002); NIST SRM 610 and 612 (Pearce et al. 1997); MASS-1 as external Ge standard (57.8±2.6 μg/g Ge); NBS-127, IAEA-S-1, IAEA-S-2, IAEA-S-3, and an in-house Ag2S reference material (sulfur isotopes) |  |  |  |  | 0.29165 | [15 empty] | 0.476 | [5 empty] | 0.7637 | [5 empty] | 0.313 | [9 empty] | 12.445 |  | 0.001 | [7 empty] | 3.9687 |  |  |  | 0.455 | [13 empty] | 1.859 | [15 empty] | 3.7927 | [15 empty] | 33.069 |  | 1.2232 | [37 empty] | 50.461 |  |  |  |  | 2019 | Bauer, M.E., Burisch, M., Ostendorf, J., Krause, J., Frenzel, M., Seifert, T., and Gutzmer, J. (2019). Trace element geochemistry of sphalerite in contrasting hydrothermal fluid systems of the Freiberg district, Germany: insights from LA-ICP-MS analysis, near-infrared light microthermometry of sphalerite-hosted fluid inclusions, and sulfur isotope geochemistry. Mineralium Deposita, 54, 237–262. |  | DEU | Saxony
| Freiberg mining district | kb veins, eb veins, fba veins | Magmatic hydrothermal | Intrusion-related | hydrothermal vein-style silver mineralization | Ag | Zn, Pb, In, Ge, Ga | Ag, Zn, Pb, In, Ge, Ga | Bauer et al., 2019 |  | kb223-6 | kb223-6 | underground mine |  |  |  |  | ore material | grab | grab | mineral separate | [5 empty] | mineralisation |  |  |  | sphalerite | [6 empty] | galena, pyrite, arsenopyrite, quartz, fluorite, carbonate | polished sections | LA-ICPMS, EMPA | JEOL JXA-8530F equipped with a field emission gun (FEG) and five wavelength-dispersive spectrometers (WDS); 193-nm New Wave Research Excimer laser and an Agilent 7500i quadrupole ICP-MS | Helmholtz Institute Freiberg for Resource Technology (HIF); Friedrich-Alexander-Universität Erlangen-Nürnberg | EPMA: accelerating voltage of 20 kV and a beam current of 30 nA, and a defocused beam of 15 μm diameter. LA-ICP-MS: plasma power of 1320 W, He (0.65 L/min) and Ar (1.09 L/min) as carrier gases, Ar as plasma (14.9 L/min) and auxiliary gas (0.9 L/min), oxide rates of <0.4% ThO+/Th+, repetition rate of 20 Hz, beam spot size of 25 μm, irradiance of 0.74 GW/cm2, fluence of 3.7 J/cm2, 20 s background measurement and 20 s sample ablation, 60-s retention time | MASS-1 (Wilson et al. 2002); NIST SRM 610 and 612 (Pearce et al. 1997); MASS-1 as external Ge standard (57.8±2.6 μg/g Ge); NBS-127, IAEA-S-1, IAEA-S-2, IAEA-S-3, and an in-house Ag2S reference material (sulfur isotopes) |  |  |  |  | 0.081223 | [15 empty] | 0.479 | [5 empty] | 6.0396 | [5 empty] | 0.052 | [9 empty] | 12.816 | [9 empty] | 4.862 |  |  |  | 0.095 | [13 empty] | 0.772 | [15 empty] | 0.29804 | [15 empty] | 33.3 |  | 0.050819 |  |  |  | 3.007 | [33 empty] | 51.954 |  |  |  |  | 2019 | Bauer, M.E., Burisch, M., Ostendorf, J., Krause, J., Frenzel, M., Seifert, T., and Gutzmer, J. (2019). Trace element geochemistry of sphalerite in contrasting hydrothermal fluid systems of the Freiberg district, Germany: insights from LA-ICP-MS analysis, near-infrared light microthermometry of sphalerite-hosted fluid inclusions, and sulfur isotope geochemistry. Mineralium Deposita, 54, 237–262. |  | DEU | Saxony
| Freiberg mining district | kb veins, eb veins, fba veins | Magmatic hydrothermal | Intrusion-related | hydrothermal vein-style silver mineralization | Ag | Zn, Pb, In, Ge, Ga | Ag, Zn, Pb, In, Ge, Ga | Bauer et al., 2019 |  | kb223-7 | kb223-7 | underground mine |  |  |  |  | ore material | grab | grab | mineral separate | [5 empty] | mineralisation |  |  |  | sphalerite | [6 empty] | galena, pyrite, arsenopyrite, quartz, fluorite, carbonate | polished sections | LA-ICPMS, EMPA | JEOL JXA-8530F equipped with a field emission gun (FEG) and five wavelength-dispersive spectrometers (WDS); 193-nm New Wave Research Excimer laser and an Agilent 7500i quadrupole ICP-MS | Helmholtz Institute Freiberg for Resource Technology (HIF); Friedrich-Alexander-Universität Erlangen-Nürnberg | EPMA: accelerating voltage of 20 kV and a beam current of 30 nA, and a defocused beam of 15 μm diameter. LA-ICP-MS: plasma power of 1320 W, He (0.65 L/min) and Ar (1.09 L/min) as carrier gases, Ar as plasma (14.9 L/min) and auxiliary gas (0.9 L/min), oxide rates of <0.4% ThO+/Th+, repetition rate of 20 Hz, beam spot size of 25 μm, irradiance of 0.74 GW/cm2, fluence of 3.7 J/cm2, 20 s background measurement and 20 s sample ablation, 60-s retention time | MASS-1 (Wilson et al. 2002); NIST SRM 610 and 612 (Pearce et al. 1997); MASS-1 as external Ge standard (57.8±2.6 μg/g Ge); NBS-127, IAEA-S-1, IAEA-S-2, IAEA-S-3, and an in-house Ag2S reference material (sulfur isotopes) | [20 empty] | 0.533 | [5 empty] | 1.3152 | [5 empty] | 0.182 | [9 empty] | 12.215 | [9 empty] | 6.0694 |  |  |  | 0.298 | [13 empty] | 1.721 | [15 empty] | 3.1066 | [15 empty] | 33.309 |  | 0.51771 |  |  |  | 0.92537 | [5 empty] | 0.007 | [27 empty] | 51.231 |  |  |  |  | 2019 | Bauer, M.E., Burisch, M., Ostendorf, J., Krause, J., Frenzel, M., Seifert, T., and Gutzmer, J. (2019). Trace element geochemistry of sphalerite in contrasting hydrothermal fluid systems of the Freiberg district, Germany: insights from LA-ICP-MS analysis, near-infrared light microthermometry of sphalerite-hosted fluid inclusions, and sulfur isotope geochemistry. Mineralium Deposita, 54, 237–262. |  | DEU | Saxony
| Freiberg mining district | kb veins, eb veins, fba veins | Magmatic hydrothermal | Intrusion-related | hydrothermal vein-style silver mineralization | Ag | Zn, Pb, In, Ge, Ga | Ag, Zn, Pb, In, Ge, Ga | Bauer et al., 2019 |  | kb223-8 | kb223-8 | underground mine |  |  |  |  | ore material | grab | grab | mineral separate | [5 empty] | mineralisation |  |  |  | sphalerite | [6 empty] | galena, pyrite, arsenopyrite, quartz, fluorite, carbonate | polished sections | LA-ICPMS, EMPA | JEOL JXA-8530F equipped with a field emission gun (FEG) and five wavelength-dispersive spectrometers (WDS); 193-nm New Wave Research Excimer laser and an Agilent 7500i quadrupole ICP-MS | Helmholtz Institute Freiberg for Resource Technology (HIF); Friedrich-Alexander-Universität Erlangen-Nürnberg | EPMA: accelerating voltage of 20 kV and a beam current of 30 nA, and a defocused beam of 15 μm diameter. LA-ICP-MS: plasma power of 1320 W, He (0.65 L/min) and Ar (1.09 L/min) as carrier gases, Ar as plasma (14.9 L/min) and auxiliary gas (0.9 L/min), oxide rates of <0.4% ThO+/Th+, repetition rate of 20 Hz, beam spot size of 25 μm, irradiance of 0.74 GW/cm2, fluence of 3.7 J/cm2, 20 s background measurement and 20 s sample ablation, 60-s retention time | MASS-1 (Wilson et al. 2002); NIST SRM 610 and 612 (Pearce et al. 1997); MASS-1 as external Ge standard (57.8±2.6 μg/g Ge); NBS-127, IAEA-S-1, IAEA-S-2, IAEA-S-3, and an in-house Ag2S reference material (sulfur isotopes) | [20 empty] | 0.479 | [5 empty] | 1.2684 | [5 empty] | 0.225 | [9 empty] | 12.201 | [9 empty] | 12.1931 |  |  |  | 0.304 | [13 empty] | 1.707 | [15 empty] | 18.4686 | [15 empty] | 33.29 |  | 0.28274 |  |  |  | 1.7729 | [33 empty] | 51.26 |  |  |  |  | 2019 | Bauer, M.E., Burisch, M., Ostendorf, J., Krause, J., Frenzel, M., Seifert, T., and Gutzmer, J. (2019). Trace element geochemistry of sphalerite in contrasting hydrothermal fluid systems of the Freiberg district, Germany: insights from LA-ICP-MS analysis, near-infrared light microthermometry of sphalerite-hosted fluid inclusions, and sulfur isotope geochemistry. Mineralium Deposita, 54, 237–262. |  | DEU | Saxony
| Freiberg mining district | kb veins, eb veins, fba veins | Magmatic hydrothermal | Intrusion-related | hydrothermal vein-style silver mineralization | Ag | Zn, Pb, In, Ge, Ga | Ag, Zn, Pb, In, Ge, Ga | Bauer et al., 2019 |  | kb223-9 | kb223-9 | underground mine |  |  |  |  | ore material | grab | grab | mineral separate | [5 empty] | mineralisation |  |  |  | sphalerite | [6 empty] | galena, pyrite, arsenopyrite, quartz, fluorite, carbonate | polished sections | LA-ICPMS, EMPA | JEOL JXA-8530F equipped with a field emission gun (FEG) and five wavelength-dispersive spectrometers (WDS); 193-nm New Wave Research Excimer laser and an Agilent 7500i quadrupole ICP-MS | Helmholtz Institute Freiberg for Resource Technology (HIF); Friedrich-Alexander-Universität Erlangen-Nürnberg | EPMA: accelerating voltage of 20 kV and a beam current of 30 nA, and a defocused beam of 15 μm diameter. LA-ICP-MS: plasma power of 1320 W, He (0.65 L/min) and Ar (1.09 L/min) as carrier gases, Ar as plasma (14.9 L/min) and auxiliary gas (0.9 L/min), oxide rates of <0.4% ThO+/Th+, repetition rate of 20 Hz, beam spot size of 25 μm, irradiance of 0.74 GW/cm2, fluence of 3.7 J/cm2, 20 s background measurement and 20 s sample ablation, 60-s retention time | MASS-1 (Wilson et al. 2002); NIST SRM 610 and 612 (Pearce et al. 1997); MASS-1 as external Ge standard (57.8±2.6 μg/g Ge); NBS-127, IAEA-S-1, IAEA-S-2, IAEA-S-3, and an in-house Ag2S reference material (sulfur isotopes) |  |  |  |  | 0.16219 | [15 empty] | 0.47 | [5 empty] | 4.0799 | [5 empty] | 0.063 | [9 empty] | 12.498 | [9 empty] | 4.2645 |  |  |  | 0.114 | [13 empty] | 0.993 | [15 empty] | 10.5923 | [15 empty] | 33.526 | [5 empty] | 9.2544 | [5 empty] | 0.005 | [27 empty] | 51.929 |  |  |  |  | 2019 | Bauer, M.E., Burisch, M., Ostendorf, J., Krause, J., Frenzel, M., Seifert, T., and Gutzmer, J. (2019). Trace element geochemistry of sphalerite in contrasting hydrothermal fluid systems of the Freiberg district, Germany: insights from LA-ICP-MS analysis, near-infrared light microthermometry of sphalerite-hosted fluid inclusions, and sulfur isotope geochemistry. Mineralium Deposita, 54, 237–262. |  | DEU | Saxony
| Freiberg mining district | kb veins, eb veins, fba veins | Magmatic hydrothermal | Intrusion-related | hydrothermal vein-style silver mineralization | Ag | Zn, Pb, In, Ge, Ga | Ag, Zn, Pb, In, Ge, Ga | Bauer et al., 2019 |  | kb230-1 | kb230-1 | underground mine |  |  |  |  | ore material | grab | grab | mineral separate | [5 empty] | mineralisation |  |  |  | sphalerite | [6 empty] | galena, pyrite, arsenopyrite, quartz, fluorite, carbonate | polished sections | LA-ICPMS, EMPA | JEOL JXA-8530F equipped with a field emission gun (FEG) and five wavelength-dispersive spectrometers (WDS); 193-nm New Wave Research Excimer laser and an Agilent 7500i quadrupole ICP-MS | Helmholtz Institute Freiberg for Resource Technology (HIF); Friedrich-Alexander-Universität Erlangen-Nürnberg | EPMA: accelerating voltage of 20 kV and a beam current of 30 nA, and a defocused beam of 15 μm diameter. LA-ICP-MS: plasma power of 1320 W, He (0.65 L/min) and Ar (1.09 L/min) as carrier gases, Ar as plasma (14.9 L/min) and auxiliary gas (0.9 L/min), oxide rates of <0.4% ThO+/Th+, repetition rate of 20 Hz, beam spot size of 25 μm, irradiance of 0.74 GW/cm2, fluence of 3.7 J/cm2, 20 s background measurement and 20 s sample ablation, 60-s retention time | MASS-1 (Wilson et al. 2002); NIST SRM 610 and 612 (Pearce et al. 1997); MASS-1 as external Ge standard (57.8±2.6 μg/g Ge); NBS-127, IAEA-S-1, IAEA-S-2, IAEA-S-3, and an in-house Ag2S reference material (sulfur isotopes) | 0.002 | [19 empty] | 0.404 | [5 empty] | 0.67927 | [5 empty] | 0.018 | [9 empty] | 12.002 | [9 empty] | 5.9548 | [17 empty] | 0.339 | [15 empty] | 0.66546 | [15 empty] | 33.266 |  | 0.099393 | [9 empty] | 0.003 | [27 empty] | 53.506 |  |  |  |  | 2019 | Bauer, M.E., Burisch, M., Ostendorf, J., Krause, J., Frenzel, M., Seifert, T., and Gutzmer, J. (2019). Trace element geochemistry of sphalerite in contrasting hydrothermal fluid systems of the Freiberg district, Germany: insights from LA-ICP-MS analysis, near-infrared light microthermometry of sphalerite-hosted fluid inclusions, and sulfur isotope geochemistry. Mineralium Deposita, 54, 237–262. |  | DEU | Saxony
| Freiberg mining district | kb veins, eb veins, fba veins | Magmatic hydrothermal | Intrusion-related | hydrothermal vein-style silver mineralization | Ag | Zn, Pb, In, Ge, Ga | Ag, Zn, Pb, In, Ge, Ga | Bauer et al., 2019 |  | kb230-2 | kb230-2 | underground mine |  |  |  |  | ore material | grab | grab | mineral separate | [5 empty] | mineralisation |  |  |  | sphalerite | [6 empty] | galena, pyrite, arsenopyrite, quartz, fluorite, carbonate | polished sections | LA-ICPMS, EMPA | JEOL JXA-8530F equipped with a field emission gun (FEG) and five wavelength-dispersive spectrometers (WDS); 193-nm New Wave Research Excimer laser and an Agilent 7500i quadrupole ICP-MS | Helmholtz Institute Freiberg for Resource Technology (HIF); Friedrich-Alexander-Universität Erlangen-Nürnberg | EPMA: accelerating voltage of 20 kV and a beam current of 30 nA, and a defocused beam of 15 μm diameter. LA-ICP-MS: plasma power of 1320 W, He (0.65 L/min) and Ar (1.09 L/min) as carrier gases, Ar as plasma (14.9 L/min) and auxiliary gas (0.9 L/min), oxide rates of <0.4% ThO+/Th+, repetition rate of 20 Hz, beam spot size of 25 μm, irradiance of 0.74 GW/cm2, fluence of 3.7 J/cm2, 20 s background measurement and 20 s sample ablation, 60-s retention time | MASS-1 (Wilson et al. 2002); NIST SRM 610 and 612 (Pearce et al. 1997); MASS-1 as external Ge standard (57.8±2.6 μg/g Ge); NBS-127, IAEA-S-1, IAEA-S-2, IAEA-S-3, and an in-house Ag2S reference material (sulfur isotopes) | [20 empty] | 0.344 | [5 empty] | 1.0965 | [5 empty] | 0.028 | [9 empty] | 11.869 | [9 empty] | 6.1449 |  |  |  | 0.015 | [13 empty] | 0.353 | [15 empty] | 1.3654 | [15 empty] | 33.387 |  | 0.065039 | [9 empty] | 0.014 | [27 empty] | 53.577 |  |  |  |  | 2019 | Bauer, M.E., Burisch, M., Ostendorf, J., Krause, J., Frenzel, M., Seifert, T., and Gutzmer, J. (2019). Trace element geochemistry of sphalerite in contrasting hydrothermal fluid systems of the Freiberg district, Germany: insights from LA-ICP-MS analysis, near-infrared light microthermometry of sphalerite-hosted fluid inclusions, and sulfur isotope geochemistry. Mineralium Deposita, 54, 237–262. |  | DEU | Saxony
| Freiberg mining district | kb veins, eb veins, fba veins | Magmatic hydrothermal | Intrusion-related | hydrothermal vein-style silver mineralization | Ag | Zn, Pb, In, Ge, Ga | Ag, Zn, Pb, In, Ge, Ga | Bauer et al., 2019 |  | kb230-3 | kb230-3 | underground mine |  |  |  |  | ore material | grab | grab | mineral separate | [5 empty] | mineralisation |  |  |  | sphalerite | [6 empty] | galena, pyrite, arsenopyrite, quartz, fluorite, carbonate | polished sections | LA-ICPMS, EMPA | JEOL JXA-8530F equipped with a field emission gun (FEG) and five wavelength-dispersive spectrometers (WDS); 193-nm New Wave Research Excimer laser and an Agilent 7500i quadrupole ICP-MS | Helmholtz Institute Freiberg for Resource Technology (HIF); Friedrich-Alexander-Universität Erlangen-Nürnberg | EPMA: accelerating voltage of 20 kV and a beam current of 30 nA, and a defocused beam of 15 μm diameter. LA-ICP-MS: plasma power of 1320 W, He (0.65 L/min) and Ar (1.09 L/min) as carrier gases, Ar as plasma (14.9 L/min) and auxiliary gas (0.9 L/min), oxide rates of <0.4% ThO+/Th+, repetition rate of 20 Hz, beam spot size of 25 μm, irradiance of 0.74 GW/cm2, fluence of 3.7 J/cm2, 20 s background measurement and 20 s sample ablation, 60-s retention time | MASS-1 (Wilson et al. 2002); NIST SRM 610 and 612 (Pearce et al. 1997); MASS-1 as external Ge standard (57.8±2.6 μg/g Ge); NBS-127, IAEA-S-1, IAEA-S-2, IAEA-S-3, and an in-house Ag2S reference material (sulfur isotopes) | [20 empty] | 0.339 | [5 empty] | 0.14074 | [5 empty] | 0.112 | [9 empty] | 12.442 | [9 empty] | 3.5619 | [17 empty] | 0.311 | [15 empty] | 0.21442 | [15 empty] | 33.418 | [11 empty] | 0.095 | [27 empty] | 52.583 |  |  |  |  | 2019 | Bauer, M.E., Burisch, M., Ostendorf, J., Krause, J., Frenzel, M., Seifert, T., and Gutzmer, J. (2019). Trace element geochemistry of sphalerite in contrasting hydrothermal fluid systems of the Freiberg district, Germany: insights from LA-ICP-MS analysis, near-infrared light microthermometry of sphalerite-hosted fluid inclusions, and sulfur isotope geochemistry. Mineralium Deposita, 54, 237–262. |  | DEU | Saxony
| Freiberg mining district | kb veins, eb veins, fba veins | Magmatic hydrothermal | Intrusion-related | hydrothermal vein-style silver mineralization | Ag | Zn, Pb, In, Ge, Ga | Ag, Zn, Pb, In, Ge, Ga | Bauer et al., 2019 |  | kb230-4 | kb230-4 | underground mine |  |  |  |  | ore material | grab | grab | mineral separate | [5 empty] | mineralisation |  |  |  | sphalerite | [6 empty] | galena, pyrite, arsenopyrite, quartz, fluorite, carbonate | polished sections | LA-ICPMS, EMPA | JEOL JXA-8530F equipped with a field emission gun (FEG) and five wavelength-dispersive spectrometers (WDS); 193-nm New Wave Research Excimer laser and an Agilent 7500i quadrupole ICP-MS | Helmholtz Institute Freiberg for Resource Technology (HIF); Friedrich-Alexander-Universität Erlangen-Nürnberg | EPMA: accelerating voltage of 20 kV and a beam current of 30 nA, and a defocused beam of 15 μm diameter. LA-ICP-MS: plasma power of 1320 W, He (0.65 L/min) and Ar (1.09 L/min) as carrier gases, Ar as plasma (14.9 L/min) and auxiliary gas (0.9 L/min), oxide rates of <0.4% ThO+/Th+, repetition rate of 20 Hz, beam spot size of 25 μm, irradiance of 0.74 GW/cm2, fluence of 3.7 J/cm2, 20 s background measurement and 20 s sample ablation, 60-s retention time | MASS-1 (Wilson et al. 2002); NIST SRM 610 and 612 (Pearce et al. 1997); MASS-1 as external Ge standard (57.8±2.6 μg/g Ge); NBS-127, IAEA-S-1, IAEA-S-2, IAEA-S-3, and an in-house Ag2S reference material (sulfur isotopes) |  |  |  |  | 0.15899 | [15 empty] | 0.341 | [5 empty] | 2.5189 | [5 empty] | 0.247 | [9 empty] | 12.443 | [9 empty] | 2.3186 | [17 empty] | 0.366 | [15 empty] | 0.15104 | [15 empty] | 33.273 |  | 0.051789 | [9 empty] | 0.206 | [27 empty] | 52.252 |  |  |  |  | 2019 | Bauer, M.E., Burisch, M., Ostendorf, J., Krause, J., Frenzel, M., Seifert, T., and Gutzmer, J. (2019). Trace element geochemistry of sphalerite in contrasting hydrothermal fluid systems of the Freiberg district, Germany: insights from LA-ICP-MS analysis, near-infrared light microthermometry of sphalerite-hosted fluid inclusions, and sulfur isotope geochemistry. Mineralium Deposita, 54, 237–262. |  | DEU | Saxony
| Freiberg mining district | kb veins, eb veins, fba veins | Magmatic hydrothermal | Intrusion-related | hydrothermal vein-style silver mineralization | Ag | Zn, Pb, In, Ge, Ga | Ag, Zn, Pb, In, Ge, Ga | Bauer et al., 2019 |  | kb230-5 | kb230-5 | underground mine |  |  |  |  | ore material | grab | grab | mineral separate | [5 empty] | mineralisation |  |  |  | sphalerite | [6 empty] | galena, pyrite, arsenopyrite, quartz, fluorite, carbonate | polished sections | LA-ICPMS, EMPA | JEOL JXA-8530F equipped with a field emission gun (FEG) and five wavelength-dispersive spectrometers (WDS); 193-nm New Wave Research Excimer laser and an Agilent 7500i quadrupole ICP-MS | Helmholtz Institute Freiberg for Resource Technology (HIF); Friedrich-Alexander-Universität Erlangen-Nürnberg | EPMA: accelerating voltage of 20 kV and a beam current of 30 nA, and a defocused beam of 15 μm diameter. LA-ICP-MS: plasma power of 1320 W, He (0.65 L/min) and Ar (1.09 L/min) as carrier gases, Ar as plasma (14.9 L/min) and auxiliary gas (0.9 L/min), oxide rates of <0.4% ThO+/Th+, repetition rate of 20 Hz, beam spot size of 25 μm, irradiance of 0.74 GW/cm2, fluence of 3.7 J/cm2, 20 s background measurement and 20 s sample ablation, 60-s retention time | MASS-1 (Wilson et al. 2002); NIST SRM 610 and 612 (Pearce et al. 1997); MASS-1 as external Ge standard (57.8±2.6 μg/g Ge); NBS-127, IAEA-S-1, IAEA-S-2, IAEA-S-3, and an in-house Ag2S reference material (sulfur isotopes) | 0.002 | [19 empty] | 0.337 | [5 empty] | 0.20203 | [5 empty] | 0.254 | [9 empty] | 12.526 | [9 empty] | 4.0377 | [17 empty] | 0.284 | [15 empty] | 0.20795 | [15 empty] | 33.613 |  | 0.048529 |  |  |  | 0.91196 | [5 empty] | 0.253 | [27 empty] | 52.461 |  |  |  |  | 2019 | Bauer, M.E., Burisch, M., Ostendorf, J., Krause, J., Frenzel, M., Seifert, T., and Gutzmer, J. (2019). Trace element geochemistry of sphalerite in contrasting hydrothermal fluid systems of the Freiberg district, Germany: insights from LA-ICP-MS analysis, near-infrared light microthermometry of sphalerite-hosted fluid inclusions, and sulfur isotope geochemistry. Mineralium Deposita, 54, 237–262. |  | DEU | Saxony
| Freiberg mining district | kb veins, eb veins, fba veins | Magmatic hydrothermal | Intrusion-related | hydrothermal vein-style silver mineralization | Ag | Zn, Pb, In, Ge, Ga | Ag, Zn, Pb, In, Ge, Ga | Bauer et al., 2019 |  | kb230-6 | kb230-6 | underground mine |  |  |  |  | ore material | grab | grab | mineral separate | [5 empty] | mineralisation |  |  |  | sphalerite | [6 empty] | galena, pyrite, arsenopyrite, quartz, fluorite, carbonate | polished sections | LA-ICPMS, EMPA | JEOL JXA-8530F equipped with a field emission gun (FEG) and five wavelength-dispersive spectrometers (WDS); 193-nm New Wave Research Excimer laser and an Agilent 7500i quadrupole ICP-MS | Helmholtz Institute Freiberg for Resource Technology (HIF); Friedrich-Alexander-Universität Erlangen-Nürnberg | EPMA: accelerating voltage of 20 kV and a beam current of 30 nA, and a defocused beam of 15 μm diameter. LA-ICP-MS: plasma power of 1320 W, He (0.65 L/min) and Ar (1.09 L/min) as carrier gases, Ar as plasma (14.9 L/min) and auxiliary gas (0.9 L/min), oxide rates of <0.4% ThO+/Th+, repetition rate of 20 Hz, beam spot size of 25 μm, irradiance of 0.74 GW/cm2, fluence of 3.7 J/cm2, 20 s background measurement and 20 s sample ablation, 60-s retention time | MASS-1 (Wilson et al. 2002); NIST SRM 610 and 612 (Pearce et al. 1997); MASS-1 as external Ge standard (57.8±2.6 μg/g Ge); NBS-127, IAEA-S-1, IAEA-S-2, IAEA-S-3, and an in-house Ag2S reference material (sulfur isotopes) | [20 empty] | 0.275 | [5 empty] | 0.55913 | [5 empty] | 0.046 | [9 empty] | 13.003 | [9 empty] | 4.4617 | [17 empty] | 0.325 | [15 empty] | 0.10739 | [15 empty] | 33.433 |  | 0.048084 | [9 empty] | 0.054 | [27 empty] | 52.28 |  |  |  |  | 2019 | Bauer, M.E., Burisch, M., Ostendorf, J., Krause, J., Frenzel, M., Seifert, T., and Gutzmer, J. (2019). Trace element geochemistry of sphalerite in contrasting hydrothermal fluid systems of the Freiberg district, Germany: insights from LA-ICP-MS analysis, near-infrared light microthermometry of sphalerite-hosted fluid inclusions, and sulfur isotope geochemistry. Mineralium Deposita, 54, 237–262. |  | DEU | Saxony
| Freiberg mining district | kb veins, eb veins, fba veins | Magmatic hydrothermal | Intrusion-related | hydrothermal vein-style silver mineralization | Ag | Zn, Pb, In, Ge, Ga | Ag, Zn, Pb, In, Ge, Ga | Bauer et al., 2019 |  | kb230-7 | kb230-7 | underground mine |  |  |  |  | ore material | grab | grab | mineral separate | [5 empty] | mineralisation |  |  |  | sphalerite | [6 empty] | galena, pyrite, arsenopyrite, quartz, fluorite, carbonate | polished sections | LA-ICPMS, EMPA | JEOL JXA-8530F equipped with a field emission gun (FEG) and five wavelength-dispersive spectrometers (WDS); 193-nm New Wave Research Excimer laser and an Agilent 7500i quadrupole ICP-MS | Helmholtz Institute Freiberg for Resource Technology (HIF); Friedrich-Alexander-Universität Erlangen-Nürnberg | EPMA: accelerating voltage of 20 kV and a beam current of 30 nA, and a defocused beam of 15 μm diameter. LA-ICP-MS: plasma power of 1320 W, He (0.65 L/min) and Ar (1.09 L/min) as carrier gases, Ar as plasma (14.9 L/min) and auxiliary gas (0.9 L/min), oxide rates of <0.4% ThO+/Th+, repetition rate of 20 Hz, beam spot size of 25 μm, irradiance of 0.74 GW/cm2, fluence of 3.7 J/cm2, 20 s background measurement and 20 s sample ablation, 60-s retention time | MASS-1 (Wilson et al. 2002); NIST SRM 610 and 612 (Pearce et al. 1997); MASS-1 as external Ge standard (57.8±2.6 μg/g Ge); NBS-127, IAEA-S-1, IAEA-S-2, IAEA-S-3, and an in-house Ag2S reference material (sulfur isotopes) | 0.066 | [19 empty] | 0.328 | [5 empty] | 0.17674 | [5 empty] | 2.527 | [9 empty] | 12.579 | [9 empty] | 3.7208 | [17 empty] | 0.197 | [15 empty] | 0.38387 | [15 empty] | 33.074 |  | 3.8122 | [9 empty] | 2.386 | [27 empty] | 48.741 |  |  |  |  | 2019 | Bauer, M.E., Burisch, M., Ostendorf, J., Krause, J., Frenzel, M., Seifert, T., and Gutzmer, J. (2019). Trace element geochemistry of sphalerite in contrasting hydrothermal fluid systems of the Freiberg district, Germany: insights from LA-ICP-MS analysis, near-infrared light microthermometry of sphalerite-hosted fluid inclusions, and sulfur isotope geochemistry. Mineralium Deposita, 54, 237–262. |  | DEU | Saxony
| Freiberg mining district | kb veins, eb veins, fba veins | Magmatic hydrothermal | Intrusion-related | hydrothermal vein-style silver mineralization | Ag | Zn, Pb, In, Ge, Ga | Ag, Zn, Pb, In, Ge, Ga | Bauer et al., 2019 |  | kb236-1 | kb236-1 | underground mine |  |  |  |  | ore material | grab | grab | mineral separate | [5 empty] | mineralisation |  |  |  | sphalerite | [6 empty] | galena, pyrite, arsenopyrite, quartz, fluorite, carbonate | polished sections | LA-ICPMS, EMPA | JEOL JXA-8530F equipped with a field emission gun (FEG) and five wavelength-dispersive spectrometers (WDS); 193-nm New Wave Research Excimer laser and an Agilent 7500i quadrupole ICP-MS | Helmholtz Institute Freiberg for Resource Technology (HIF); Friedrich-Alexander-Universität Erlangen-Nürnberg | EPMA: accelerating voltage of 20 kV and a beam current of 30 nA, and a defocused beam of 15 μm diameter. LA-ICP-MS: plasma power of 1320 W, He (0.65 L/min) and Ar (1.09 L/min) as carrier gases, Ar as plasma (14.9 L/min) and auxiliary gas (0.9 L/min), oxide rates of <0.4% ThO+/Th+, repetition rate of 20 Hz, beam spot size of 25 μm, irradiance of 0.74 GW/cm2, fluence of 3.7 J/cm2, 20 s background measurement and 20 s sample ablation, 60-s retention time | MASS-1 (Wilson et al. 2002); NIST SRM 610 and 612 (Pearce et al. 1997); MASS-1 as external Ge standard (57.8±2.6 μg/g Ge); NBS-127, IAEA-S-1, IAEA-S-2, IAEA-S-3, and an in-house Ag2S reference material (sulfur isotopes) | [20 empty] | 0.288 | [5 empty] | 33.7024 | [5 empty] | 0.017 | [9 empty] | 13.489 | [9 empty] | 5.6015 |  |  |  | 0.035 | [13 empty] | 0.246 | [15 empty] | 0.037538 | [15 empty] | 33.456 |  | 0.055499 |  |  |  | 3.0702 | [5 empty] | 0.002 | [27 empty] | 51.806 |  |  |  |  | 2019 | Bauer, M.E., Burisch, M., Ostendorf, J., Krause, J., Frenzel, M., Seifert, T., and Gutzmer, J. (2019). Trace element geochemistry of sphalerite in contrasting hydrothermal fluid systems of the Freiberg district, Germany: insights from LA-ICP-MS analysis, near-infrared light microthermometry of sphalerite-hosted fluid inclusions, and sulfur isotope geochemistry. Mineralium Deposita, 54, 237–262. |  | DEU | Saxony
| Freiberg mining district | kb veins, eb veins, fba veins | Magmatic hydrothermal | Intrusion-related | hydrothermal vein-style silver mineralization | Ag | Zn, Pb, In, Ge, Ga | Ag, Zn, Pb, In, Ge, Ga | Bauer et al., 2019 |  | kb236-2 | kb236-2 | underground mine |  |  |  |  | ore material | grab | grab | mineral separate | [5 empty] | mineralisation |  |  |  | sphalerite | [6 empty] | galena, pyrite, arsenopyrite, quartz, fluorite, carbonate | polished sections | LA-ICPMS, EMPA | JEOL JXA-8530F equipped with a field emission gun (FEG) and five wavelength-dispersive spectrometers (WDS); 193-nm New Wave Research Excimer laser and an Agilent 7500i quadrupole ICP-MS | Helmholtz Institute Freiberg for Resource Technology (HIF); Friedrich-Alexander-Universität Erlangen-Nürnberg | EPMA: accelerating voltage of 20 kV and a beam current of 30 nA, and a defocused beam of 15 μm diameter. LA-ICP-MS: plasma power of 1320 W, He (0.65 L/min) and Ar (1.09 L/min) as carrier gases, Ar as plasma (14.9 L/min) and auxiliary gas (0.9 L/min), oxide rates of <0.4% ThO+/Th+, repetition rate of 20 Hz, beam spot size of 25 μm, irradiance of 0.74 GW/cm2, fluence of 3.7 J/cm2, 20 s background measurement and 20 s sample ablation, 60-s retention time | MASS-1 (Wilson et al. 2002); NIST SRM 610 and 612 (Pearce et al. 1997); MASS-1 as external Ge standard (57.8±2.6 μg/g Ge); NBS-127, IAEA-S-1, IAEA-S-2, IAEA-S-3, and an in-house Ag2S reference material (sulfur isotopes) | 0.004 |  |  |  | 0.14009 | [15 empty] | 0.524 | [5 empty] | 8.4417 | [5 empty] | 0.097 | [9 empty] | 13.497 | [9 empty] | 3.328 |  |  |  | 0.131 | [13 empty] | 0.217 | [15 empty] | 0.053844 | [15 empty] | 33.019 |  | 0.043167 |  |  |  | 1.6648 | [5 empty] | 0.011 | [27 empty] | 51.736 |  |  |  |  | 2019 | Bauer, M.E., Burisch, M., Ostendorf, J., Krause, J., Frenzel, M., Seifert, T., and Gutzmer, J. (2019). Trace element geochemistry of sphalerite in contrasting hydrothermal fluid systems of the Freiberg district, Germany: insights from LA-ICP-MS analysis, near-infrared light microthermometry of sphalerite-hosted fluid inclusions, and sulfur isotope geochemistry. Mineralium Deposita, 54, 237–262. |  | DEU | Saxony
| Freiberg mining district | kb veins, eb veins, fba veins | Magmatic hydrothermal | Intrusion-related | hydrothermal vein-style silver mineralization | Ag | Zn, Pb, In, Ge, Ga | Ag, Zn, Pb, In, Ge, Ga | Bauer et al., 2019 |  | kb236-3 | kb236-3 | underground mine |  |  |  |  | ore material | grab | grab | mineral separate | [5 empty] | mineralisation |  |  |  | sphalerite | [6 empty] | galena, pyrite, arsenopyrite, quartz, fluorite, carbonate | polished sections | LA-ICPMS, EMPA | JEOL JXA-8530F equipped with a field emission gun (FEG) and five wavelength-dispersive spectrometers (WDS); 193-nm New Wave Research Excimer laser and an Agilent 7500i quadrupole ICP-MS | Helmholtz Institute Freiberg for Resource Technology (HIF); Friedrich-Alexander-Universität Erlangen-Nürnberg | EPMA: accelerating voltage of 20 kV and a beam current of 30 nA, and a defocused beam of 15 μm diameter. LA-ICP-MS: plasma power of 1320 W, He (0.65 L/min) and Ar (1.09 L/min) as carrier gases, Ar as plasma (14.9 L/min) and auxiliary gas (0.9 L/min), oxide rates of <0.4% ThO+/Th+, repetition rate of 20 Hz, beam spot size of 25 μm, irradiance of 0.74 GW/cm2, fluence of 3.7 J/cm2, 20 s background measurement and 20 s sample ablation, 60-s retention time | MASS-1 (Wilson et al. 2002); NIST SRM 610 and 612 (Pearce et al. 1997); MASS-1 as external Ge standard (57.8±2.6 μg/g Ge); NBS-127, IAEA-S-1, IAEA-S-2, IAEA-S-3, and an in-house Ag2S reference material (sulfur isotopes) |  |  |  |  | 0.16097 | [15 empty] | 0.424 | [5 empty] | 34.2879 | [5 empty] | 0.062 | [9 empty] | 13.378 | [9 empty] | 3.2352 |  |  |  | 0.073 | [13 empty] | 0.454 | [15 empty] | 0.13415 | [15 empty] | 33.287 |  | 0.048869 |  |  |  | 1.8169 | [33 empty] | 51.813 |  |  |  |  | 2019 | Bauer, M.E., Burisch, M., Ostendorf, J., Krause, J., Frenzel, M., Seifert, T., and Gutzmer, J. (2019). Trace element geochemistry of sphalerite in contrasting hydrothermal fluid systems of the Freiberg district, Germany: insights from LA-ICP-MS analysis, near-infrared light microthermometry of sphalerite-hosted fluid inclusions, and sulfur isotope geochemistry. Mineralium Deposita, 54, 237–262. |  | DEU | Saxony
| Freiberg mining district | kb veins, eb veins, fba veins | Magmatic hydrothermal | Intrusion-related | hydrothermal vein-style silver mineralization | Ag | Zn, Pb, In, Ge, Ga | Ag, Zn, Pb, In, Ge, Ga | Bauer et al., 2019 |  | kb236-4 | kb236-4 | underground mine |  |  |  |  | ore material | grab | grab | mineral separate | [5 empty] | mineralisation |  |  |  | sphalerite | [6 empty] | galena, pyrite, arsenopyrite, quartz, fluorite, carbonate | polished sections | LA-ICPMS, EMPA | JEOL JXA-8530F equipped with a field emission gun (FEG) and five wavelength-dispersive spectrometers (WDS); 193-nm New Wave Research Excimer laser and an Agilent 7500i quadrupole ICP-MS | Helmholtz Institute Freiberg for Resource Technology (HIF); Friedrich-Alexander-Universität Erlangen-Nürnberg | EPMA: accelerating voltage of 20 kV and a beam current of 30 nA, and a defocused beam of 15 μm diameter. LA-ICP-MS: plasma power of 1320 W, He (0.65 L/min) and Ar (1.09 L/min) as carrier gases, Ar as plasma (14.9 L/min) and auxiliary gas (0.9 L/min), oxide rates of <0.4% ThO+/Th+, repetition rate of 20 Hz, beam spot size of 25 μm, irradiance of 0.74 GW/cm2, fluence of 3.7 J/cm2, 20 s background measurement and 20 s sample ablation, 60-s retention time | MASS-1 (Wilson et al. 2002); NIST SRM 610 and 612 (Pearce et al. 1997); MASS-1 as external Ge standard (57.8±2.6 μg/g Ge); NBS-127, IAEA-S-1, IAEA-S-2, IAEA-S-3, and an in-house Ag2S reference material (sulfur isotopes) |  |  |  |  | 0.1597 | [15 empty] | 0.477 | [5 empty] | 27.78 | [5 empty] | 0.08 | [9 empty] | 13.23 | [9 empty] | 2.0297 |  |  |  | 0.093 | [13 empty] | 0.204 | [15 empty] | 0.029279 | [15 empty] | 33.587 | [5 empty] | 1.8594 | [5 empty] | 0.018 | [27 empty] | 52.285 |  |  |  |  | 2019 | Bauer, M.E., Burisch, M., Ostendorf, J., Krause, J., Frenzel, M., Seifert, T., and Gutzmer, J. (2019). Trace element geochemistry of sphalerite in contrasting hydrothermal fluid systems of the Freiberg district, Germany: insights from LA-ICP-MS analysis, near-infrared light microthermometry of sphalerite-hosted fluid inclusions, and sulfur isotope geochemistry. Mineralium Deposita, 54, 237–262. |  | DEU | Saxony
| Freiberg mining district | kb veins, eb veins, fba veins | Magmatic hydrothermal | Intrusion-related | hydrothermal vein-style silver mineralization | Ag | Zn, Pb, In, Ge, Ga | Ag, Zn, Pb, In, Ge, Ga | Bauer et al., 2019 |  | kb236-5 | kb236-5 | underground mine |  |  |  |  | ore material | grab | grab | mineral separate | [5 empty] | mineralisation |  |  |  | sphalerite | [6 empty] | galena, pyrite, arsenopyrite, quartz, fluorite, carbonate | polished sections | LA-ICPMS, EMPA | JEOL JXA-8530F equipped with a field emission gun (FEG) and five wavelength-dispersive spectrometers (WDS); 193-nm New Wave Research Excimer laser and an Agilent 7500i quadrupole ICP-MS | Helmholtz Institute Freiberg for Resource Technology (HIF); Friedrich-Alexander-Universität Erlangen-Nürnberg | EPMA: accelerating voltage of 20 kV and a beam current of 30 nA, and a defocused beam of 15 μm diameter. LA-ICP-MS: plasma power of 1320 W, He (0.65 L/min) and Ar (1.09 L/min) as carrier gases, Ar as plasma (14.9 L/min) and auxiliary gas (0.9 L/min), oxide rates of <0.4% ThO+/Th+, repetition rate of 20 Hz, beam spot size of 25 μm, irradiance of 0.74 GW/cm2, fluence of 3.7 J/cm2, 20 s background measurement and 20 s sample ablation, 60-s retention time | MASS-1 (Wilson et al. 2002); NIST SRM 610 and 612 (Pearce et al. 1997); MASS-1 as external Ge standard (57.8±2.6 μg/g Ge); NBS-127, IAEA-S-1, IAEA-S-2, IAEA-S-3, and an in-house Ag2S reference material (sulfur isotopes) |  |  |  |  | 0.1576 | [15 empty] | 0.42 | [5 empty] | 27.3531 | [5 empty] | 0.03 | [9 empty] | 13.262 | [9 empty] | 3.5147 |  |  |  | 0.068 | [13 empty] | 0.33 | [15 empty] | 0.029817 | [15 empty] | 33.072 | [5 empty] | 1.9216 | [33 empty] | 51.891 |  |  |  |  | 2019 | Bauer, M.E., Burisch, M., Ostendorf, J., Krause, J., Frenzel, M., Seifert, T., and Gutzmer, J. (2019). Trace element geochemistry of sphalerite in contrasting hydrothermal fluid systems of the Freiberg district, Germany: insights from LA-ICP-MS analysis, near-infrared light microthermometry of sphalerite-hosted fluid inclusions, and sulfur isotope geochemistry. Mineralium Deposita, 54, 237–262. |  | DEU | Saxony
| Freiberg mining district | kb veins, eb veins, fba veins | Magmatic hydrothermal | Intrusion-related | hydrothermal vein-style silver mineralization | Ag | Zn, Pb, In, Ge, Ga | Ag, Zn, Pb, In, Ge, Ga | Bauer et al., 2019 |  | kb236-6 | kb236-6 | underground mine |  |  |  |  | ore material | grab | grab | mineral separate | [5 empty] | mineralisation |  |  |  | sphalerite | [6 empty] | galena, pyrite, arsenopyrite, quartz, fluorite, carbonate | polished sections | LA-ICPMS, EMPA | JEOL JXA-8530F equipped with a field emission gun (FEG) and five wavelength-dispersive spectrometers (WDS); 193-nm New Wave Research Excimer laser and an Agilent 7500i quadrupole ICP-MS | Helmholtz Institute Freiberg for Resource Technology (HIF); Friedrich-Alexander-Universität Erlangen-Nürnberg | EPMA: accelerating voltage of 20 kV and a beam current of 30 nA, and a defocused beam of 15 μm diameter. LA-ICP-MS: plasma power of 1320 W, He (0.65 L/min) and Ar (1.09 L/min) as carrier gases, Ar as plasma (14.9 L/min) and auxiliary gas (0.9 L/min), oxide rates of <0.4% ThO+/Th+, repetition rate of 20 Hz, beam spot size of 25 μm, irradiance of 0.74 GW/cm2, fluence of 3.7 J/cm2, 20 s background measurement and 20 s sample ablation, 60-s retention time | MASS-1 (Wilson et al. 2002); NIST SRM 610 and 612 (Pearce et al. 1997); MASS-1 as external Ge standard (57.8±2.6 μg/g Ge); NBS-127, IAEA-S-1, IAEA-S-2, IAEA-S-3, and an in-house Ag2S reference material (sulfur isotopes) | 0.005 | [19 empty] | 0.392 | [5 empty] | 35.1289 | [5 empty] | 0.062 | [9 empty] | 13.535 | [9 empty] | 5.435 |  |  |  | 0.099 | [13 empty] | 0.317 | [15 empty] | 0.069444 | [15 empty] | 33.49 |  | 0.04723 |  |  |  | 2.5065 | [33 empty] | 51.842 |  |  |  |  | 2019 | Bauer, M.E., Burisch, M., Ostendorf, J., Krause, J., Frenzel, M., Seifert, T., and Gutzmer, J. (2019). Trace element geochemistry of sphalerite in contrasting hydrothermal fluid systems of the Freiberg district, Germany: insights from LA-ICP-MS analysis, near-infrared light microthermometry of sphalerite-hosted fluid inclusions, and sulfur isotope geochemistry. Mineralium Deposita, 54, 237–262. |  | DEU | Saxony
| Freiberg mining district | kb veins, eb veins, fba veins | Magmatic hydrothermal | Intrusion-related | hydrothermal vein-style silver mineralization | Ag | Zn, Pb, In, Ge, Ga | Ag, Zn, Pb, In, Ge, Ga | Bauer et al., 2019 |  | kb244-1 | kb244-1 | underground mine |  |  |  |  | ore material | grab | grab | mineral separate | [5 empty] | mineralisation |  |  |  | sphalerite | [6 empty] | galena, pyrite, arsenopyrite, quartz, fluorite, carbonate | polished sections | LA-ICPMS, EMPA | JEOL JXA-8530F equipped with a field emission gun (FEG) and five wavelength-dispersive spectrometers (WDS); 193-nm New Wave Research Excimer laser and an Agilent 7500i quadrupole ICP-MS | Helmholtz Institute Freiberg for Resource Technology (HIF); Friedrich-Alexander-Universität Erlangen-Nürnberg | EPMA: accelerating voltage of 20 kV and a beam current of 30 nA, and a defocused beam of 15 μm diameter. LA-ICP-MS: plasma power of 1320 W, He (0.65 L/min) and Ar (1.09 L/min) as carrier gases, Ar as plasma (14.9 L/min) and auxiliary gas (0.9 L/min), oxide rates of <0.4% ThO+/Th+, repetition rate of 20 Hz, beam spot size of 25 μm, irradiance of 0.74 GW/cm2, fluence of 3.7 J/cm2, 20 s background measurement and 20 s sample ablation, 60-s retention time | MASS-1 (Wilson et al. 2002); NIST SRM 610 and 612 (Pearce et al. 1997); MASS-1 as external Ge standard (57.8±2.6 μg/g Ge); NBS-127, IAEA-S-1, IAEA-S-2, IAEA-S-3, and an in-house Ag2S reference material (sulfur isotopes) | [20 empty] | 0.433 | [5 empty] | 7.1768 | [5 empty] | 0.02 | [9 empty] | 12.983 | [9 empty] | 4.7511 |  |  |  | 0.039 | [13 empty] | 0.317 | [15 empty] | 1.0319 | [15 empty] | 33.891 |  | 0.10441 | [9 empty] | 0.005 | [27 empty] | 52.297 |  |  |  |  | 2019 | Bauer, M.E., Burisch, M., Ostendorf, J., Krause, J., Frenzel, M., Seifert, T., and Gutzmer, J. (2019). Trace element geochemistry of sphalerite in contrasting hydrothermal fluid systems of the Freiberg district, Germany: insights from LA-ICP-MS analysis, near-infrared light microthermometry of sphalerite-hosted fluid inclusions, and sulfur isotope geochemistry. Mineralium Deposita, 54, 237–262. |  | DEU | Saxony
| Freiberg mining district | kb veins, eb veins, fba veins | Magmatic hydrothermal | Intrusion-related | hydrothermal vein-style silver mineralization | Ag | Zn, Pb, In, Ge, Ga | Ag, Zn, Pb, In, Ge, Ga | Bauer et al., 2019 |  | kb244-2 | kb244-2 | underground mine |  |  |  |  | ore material | grab | grab | mineral separate | [5 empty] | mineralisation |  |  |  | sphalerite | [6 empty] | galena, pyrite, arsenopyrite, quartz, fluorite, carbonate | polished sections | LA-ICPMS, EMPA | JEOL JXA-8530F equipped with a field emission gun (FEG) and five wavelength-dispersive spectrometers (WDS); 193-nm New Wave Research Excimer laser and an Agilent 7500i quadrupole ICP-MS | Helmholtz Institute Freiberg for Resource Technology (HIF); Friedrich-Alexander-Universität Erlangen-Nürnberg | EPMA: accelerating voltage of 20 kV and a beam current of 30 nA, and a defocused beam of 15 μm diameter. LA-ICP-MS: plasma power of 1320 W, He (0.65 L/min) and Ar (1.09 L/min) as carrier gases, Ar as plasma (14.9 L/min) and auxiliary gas (0.9 L/min), oxide rates of <0.4% ThO+/Th+, repetition rate of 20 Hz, beam spot size of 25 μm, irradiance of 0.74 GW/cm2, fluence of 3.7 J/cm2, 20 s background measurement and 20 s sample ablation, 60-s retention time | MASS-1 (Wilson et al. 2002); NIST SRM 610 and 612 (Pearce et al. 1997); MASS-1 as external Ge standard (57.8±2.6 μg/g Ge); NBS-127, IAEA-S-1, IAEA-S-2, IAEA-S-3, and an in-house Ag2S reference material (sulfur isotopes) |  |  |  |  | 0.19818 | [15 empty] | 0.337 | [5 empty] | 17.2138 | [5 empty] | 0.02 | [9 empty] | 12.919 |  | 0.004 | [7 empty] | 5.5257 |  |  |  | 0.01 | [13 empty] | 0.487 | [15 empty] | 4.3184 | [15 empty] | 33.281 |  | 0.71688 |  |  |  | 1.4126 | [5 empty] | 0.004 | [27 empty] | 52.318 |  |  |  |  | 2019 | Bauer, M.E., Burisch, M., Ostendorf, J., Krause, J., Frenzel, M., Seifert, T., and Gutzmer, J. (2019). Trace element geochemistry of sphalerite in contrasting hydrothermal fluid systems of the Freiberg district, Germany: insights from LA-ICP-MS analysis, near-infrared light microthermometry of sphalerite-hosted fluid inclusions, and sulfur isotope geochemistry. Mineralium Deposita, 54, 237–262. |  | DEU | Saxony
| Freiberg mining district | kb veins, eb veins, fba veins | Magmatic hydrothermal | Intrusion-related | hydrothermal vein-style silver mineralization | Ag | Zn, Pb, In, Ge, Ga | Ag, Zn, Pb, In, Ge, Ga | Bauer et al., 2019 |  | kb244-3 | kb244-3 | underground mine |  |  |  |  | ore material | grab | grab | mineral separate | [5 empty] | mineralisation |  |  |  | sphalerite | [6 empty] | galena, pyrite, arsenopyrite, quartz, fluorite, carbonate | polished sections | LA-ICPMS, EMPA | JEOL JXA-8530F equipped with a field emission gun (FEG) and five wavelength-dispersive spectrometers (WDS); 193-nm New Wave Research Excimer laser and an Agilent 7500i quadrupole ICP-MS | Helmholtz Institute Freiberg for Resource Technology (HIF); Friedrich-Alexander-Universität Erlangen-Nürnberg | EPMA: accelerating voltage of 20 kV and a beam current of 30 nA, and a defocused beam of 15 μm diameter. LA-ICP-MS: plasma power of 1320 W, He (0.65 L/min) and Ar (1.09 L/min) as carrier gases, Ar as plasma (14.9 L/min) and auxiliary gas (0.9 L/min), oxide rates of <0.4% ThO+/Th+, repetition rate of 20 Hz, beam spot size of 25 μm, irradiance of 0.74 GW/cm2, fluence of 3.7 J/cm2, 20 s background measurement and 20 s sample ablation, 60-s retention time | MASS-1 (Wilson et al. 2002); NIST SRM 610 and 612 (Pearce et al. 1997); MASS-1 as external Ge standard (57.8±2.6 μg/g Ge); NBS-127, IAEA-S-1, IAEA-S-2, IAEA-S-3, and an in-house Ag2S reference material (sulfur isotopes) | 0.007 | [19 empty] | 0.465 | [5 empty] | 10.3051 | [5 empty] | 0.054 | [9 empty] | 12.61 | [9 empty] | 3.6862 |  |  |  | 0.062 | [13 empty] | 0.341 | [15 empty] | 5.6854 | [15 empty] | 33.549 |  | 0.20185 |  |  |  | 2.4964 | [33 empty] | 52.624 |  |  |  |  | 2019 | Bauer, M.E., Burisch, M., Ostendorf, J., Krause, J., Frenzel, M., Seifert, T., and Gutzmer, J. (2019). Trace element geochemistry of sphalerite in contrasting hydrothermal fluid systems of the Freiberg district, Germany: insights from LA-ICP-MS analysis, near-infrared light microthermometry of sphalerite-hosted fluid inclusions, and sulfur isotope geochemistry. Mineralium Deposita, 54, 237–262. |  | DEU | Saxony
| Freiberg mining district | kb veins, eb veins, fba veins | Magmatic hydrothermal | Intrusion-related | hydrothermal vein-style silver mineralization | Ag | Zn, Pb, In, Ge, Ga | Ag, Zn, Pb, In, Ge, Ga | Bauer et al., 2019 |  | kb244-4 | kb244-4 | underground mine |  |  |  |  | ore material | grab | grab | mineral separate | [5 empty] | mineralisation |  |  |  | sphalerite | [6 empty] | galena, pyrite, arsenopyrite, quartz, fluorite, carbonate | polished sections | LA-ICPMS, EMPA | JEOL JXA-8530F equipped with a field emission gun (FEG) and five wavelength-dispersive spectrometers (WDS); 193-nm New Wave Research Excimer laser and an Agilent 7500i quadrupole ICP-MS | Helmholtz Institute Freiberg for Resource Technology (HIF); Friedrich-Alexander-Universität Erlangen-Nürnberg | EPMA: accelerating voltage of 20 kV and a beam current of 30 nA, and a defocused beam of 15 μm diameter. LA-ICP-MS: plasma power of 1320 W, He (0.65 L/min) and Ar (1.09 L/min) as carrier gases, Ar as plasma (14.9 L/min) and auxiliary gas (0.9 L/min), oxide rates of <0.4% ThO+/Th+, repetition rate of 20 Hz, beam spot size of 25 μm, irradiance of 0.74 GW/cm2, fluence of 3.7 J/cm2, 20 s background measurement and 20 s sample ablation, 60-s retention time | MASS-1 (Wilson et al. 2002); NIST SRM 610 and 612 (Pearce et al. 1997); MASS-1 as external Ge standard (57.8±2.6 μg/g Ge); NBS-127, IAEA-S-1, IAEA-S-2, IAEA-S-3, and an in-house Ag2S reference material (sulfur isotopes) | [20 empty] | 0.407 | [5 empty] | 10.7344 | [5 empty] | 0.039 | [9 empty] | 12.636 | [9 empty] | 3.969 |  |  |  | 0.033 | [13 empty] | 0.346 | [15 empty] | 9.4724 | [15 empty] | 33.615 |  | 2.9333 |  |  |  | 1.9541 | [19 empty] | 0.040405 | [13 empty] | 52.766 |  |  |  |  | 2019 | Bauer, M.E., Burisch, M., Ostendorf, J., Krause, J., Frenzel, M., Seifert, T., and Gutzmer, J. (2019). Trace element geochemistry of sphalerite in contrasting hydrothermal fluid systems of the Freiberg district, Germany: insights from LA-ICP-MS analysis, near-infrared light microthermometry of sphalerite-hosted fluid inclusions, and sulfur isotope geochemistry. Mineralium Deposita, 54, 237–262. |  | DEU | Saxony
| Freiberg mining district | kb veins, eb veins, fba veins | Magmatic hydrothermal | Intrusion-related | hydrothermal vein-style silver mineralization | Ag | Zn, Pb, In, Ge, Ga | Ag, Zn, Pb, In, Ge, Ga | Bauer et al., 2019 |  | kb244-5 | kb244-5 | underground mine |  |  |  |  | ore material | grab | grab | mineral separate | [5 empty] | mineralisation |  |  |  | sphalerite | [6 empty] | galena, pyrite, arsenopyrite, quartz, fluorite, carbonate | polished sections | LA-ICPMS, EMPA | JEOL JXA-8530F equipped with a field emission gun (FEG) and five wavelength-dispersive spectrometers (WDS); 193-nm New Wave Research Excimer laser and an Agilent 7500i quadrupole ICP-MS | Helmholtz Institute Freiberg for Resource Technology (HIF); Friedrich-Alexander-Universität Erlangen-Nürnberg | EPMA: accelerating voltage of 20 kV and a beam current of 30 nA, and a defocused beam of 15 μm diameter. LA-ICP-MS: plasma power of 1320 W, He (0.65 L/min) and Ar (1.09 L/min) as carrier gases, Ar as plasma (14.9 L/min) and auxiliary gas (0.9 L/min), oxide rates of <0.4% ThO+/Th+, repetition rate of 20 Hz, beam spot size of 25 μm, irradiance of 0.74 GW/cm2, fluence of 3.7 J/cm2, 20 s background measurement and 20 s sample ablation, 60-s retention time | MASS-1 (Wilson et al. 2002); NIST SRM 610 and 612 (Pearce et al. 1997); MASS-1 as external Ge standard (57.8±2.6 μg/g Ge); NBS-127, IAEA-S-1, IAEA-S-2, IAEA-S-3, and an in-house Ag2S reference material (sulfur isotopes) |  |  |  |  | 1.0822 | [15 empty] | 0.103 | [5 empty] | 0.084229 | [5 empty] | 0.003 | [9 empty] | 3.53 | [9 empty] | 63.1316 | [17 empty] | 0.011 | [15 empty] | 9.0473 | [15 empty] | 32.981 |  | 0.53036 |  |  |  | 4.4005 | [5 empty] | 0.007 | [13 empty] | 0.094785 | [13 empty] | 62.859 |  |  |  |  | 2019 | Bauer, M.E., Burisch, M., Ostendorf, J., Krause, J., Frenzel, M., Seifert, T., and Gutzmer, J. (2019). Trace element geochemistry of sphalerite in contrasting hydrothermal fluid systems of the Freiberg district, Germany: insights from LA-ICP-MS analysis, near-infrared light microthermometry of sphalerite-hosted fluid inclusions, and sulfur isotope geochemistry. Mineralium Deposita, 54, 237–262. |  | DEU | Saxony
| Freiberg mining district | kb veins, eb veins, fba veins | Magmatic hydrothermal | Intrusion-related | hydrothermal vein-style silver mineralization | Ag | Zn, Pb, In, Ge, Ga | Ag, Zn, Pb, In, Ge, Ga | Bauer et al., 2019 |  | kb244-6 | kb244-6 | underground mine |  |  |  |  | ore material | grab | grab | mineral separate | [5 empty] | mineralisation |  |  |  | sphalerite | [6 empty] | galena, pyrite, arsenopyrite, quartz, fluorite, carbonate | polished sections | LA-ICPMS, EMPA | JEOL JXA-8530F equipped with a field emission gun (FEG) and five wavelength-dispersive spectrometers (WDS); 193-nm New Wave Research Excimer laser and an Agilent 7500i quadrupole ICP-MS | Helmholtz Institute Freiberg for Resource Technology (HIF); Friedrich-Alexander-Universität Erlangen-Nürnberg | EPMA: accelerating voltage of 20 kV and a beam current of 30 nA, and a defocused beam of 15 μm diameter. LA-ICP-MS: plasma power of 1320 W, He (0.65 L/min) and Ar (1.09 L/min) as carrier gases, Ar as plasma (14.9 L/min) and auxiliary gas (0.9 L/min), oxide rates of <0.4% ThO+/Th+, repetition rate of 20 Hz, beam spot size of 25 μm, irradiance of 0.74 GW/cm2, fluence of 3.7 J/cm2, 20 s background measurement and 20 s sample ablation, 60-s retention time | MASS-1 (Wilson et al. 2002); NIST SRM 610 and 612 (Pearce et al. 1997); MASS-1 as external Ge standard (57.8±2.6 μg/g Ge); NBS-127, IAEA-S-1, IAEA-S-2, IAEA-S-3, and an in-house Ag2S reference material (sulfur isotopes) |  |  |  |  | 0.1625 | [15 empty] | 0.423 | [5 empty] | 22.1858 | [5 empty] | 0.088 | [9 empty] | 13.072 | [9 empty] | 4.6628 |  |  |  | 0.11 | [13 empty] | 0.286 | [15 empty] | 4.5095 | [15 empty] | 33.331 |  | 1.2042 |  |  |  | 5.5871 | [5 empty] | 0.015 | [13 empty] | 0.031415 | [13 empty] | 52.129 |  |  |  |  | 2019 | Bauer, M.E., Burisch, M., Ostendorf, J., Krause, J., Frenzel, M., Seifert, T., and Gutzmer, J. (2019). Trace element geochemistry of sphalerite in contrasting hydrothermal fluid systems of the Freiberg district, Germany: insights from LA-ICP-MS analysis, near-infrared light microthermometry of sphalerite-hosted fluid inclusions, and sulfur isotope geochemistry. Mineralium Deposita, 54, 237–262. |  | DEU | Saxony
| Freiberg mining district | kb veins, eb veins, fba veins | Magmatic hydrothermal | Intrusion-related | hydrothermal vein-style silver mineralization | Ag | Zn, Pb, In, Ge, Ga | Ag, Zn, Pb, In, Ge, Ga | Bauer et al., 2019 |  | kb244-7 | kb244-7 | underground mine |  |  |  |  | ore material | grab | grab | mineral separate | [5 empty] | mineralisation |  |  |  | sphalerite | [6 empty] | galena, pyrite, arsenopyrite, quartz, fluorite, carbonate | polished sections | LA-ICPMS, EMPA | JEOL JXA-8530F equipped with a field emission gun (FEG) and five wavelength-dispersive spectrometers (WDS); 193-nm New Wave Research Excimer laser and an Agilent 7500i quadrupole ICP-MS | Helmholtz Institute Freiberg for Resource Technology (HIF); Friedrich-Alexander-Universität Erlangen-Nürnberg | EPMA: accelerating voltage of 20 kV and a beam current of 30 nA, and a defocused beam of 15 μm diameter. LA-ICP-MS: plasma power of 1320 W, He (0.65 L/min) and Ar (1.09 L/min) as carrier gases, Ar as plasma (14.9 L/min) and auxiliary gas (0.9 L/min), oxide rates of <0.4% ThO+/Th+, repetition rate of 20 Hz, beam spot size of 25 μm, irradiance of 0.74 GW/cm2, fluence of 3.7 J/cm2, 20 s background measurement and 20 s sample ablation, 60-s retention time | MASS-1 (Wilson et al. 2002); NIST SRM 610 and 612 (Pearce et al. 1997); MASS-1 as external Ge standard (57.8±2.6 μg/g Ge); NBS-127, IAEA-S-1, IAEA-S-2, IAEA-S-3, and an in-house Ag2S reference material (sulfur isotopes) |  |  |  |  | 1.9031 | [15 empty] | 0.465 | [5 empty] | 20.775 | [5 empty] | 0.071 | [9 empty] | 13.18 | [9 empty] | 7.3368 |  |  |  | 0.086 | [13 empty] | 0.297 | [15 empty] | 15.193 | [15 empty] | 33.438 |  | 3.3524 |  |  |  | 6.9588 | [5 empty] | 0.001 | [13 empty] | 0.10889 | [13 empty] | 52.027 |  |  |  |  | 2019 | Bauer, M.E., Burisch, M., Ostendorf, J., Krause, J., Frenzel, M., Seifert, T., and Gutzmer, J. (2019). Trace element geochemistry of sphalerite in contrasting hydrothermal fluid systems of the Freiberg district, Germany: insights from LA-ICP-MS analysis, near-infrared light microthermometry of sphalerite-hosted fluid inclusions, and sulfur isotope geochemistry. Mineralium Deposita, 54, 237–262. |  | DEU | Saxony
| Freiberg mining district | kb veins, eb veins, fba veins | Magmatic hydrothermal | Intrusion-related | hydrothermal vein-style silver mineralization | Ag | Zn, Pb, In, Ge, Ga | Ag, Zn, Pb, In, Ge, Ga | Bauer et al., 2019 |  | kb244-8 | kb244-8 | underground mine |  |  |  |  | ore material | grab | grab | mineral separate | [5 empty] | mineralisation |  |  |  | sphalerite | [6 empty] | galena, pyrite, arsenopyrite, quartz, fluorite, carbonate | polished sections | LA-ICPMS, EMPA | JEOL JXA-8530F equipped with a field emission gun (FEG) and five wavelength-dispersive spectrometers (WDS); 193-nm New Wave Research Excimer laser and an Agilent 7500i quadrupole ICP-MS | Helmholtz Institute Freiberg for Resource Technology (HIF); Friedrich-Alexander-Universität Erlangen-Nürnberg | EPMA: accelerating voltage of 20 kV and a beam current of 30 nA, and a defocused beam of 15 μm diameter. LA-ICP-MS: plasma power of 1320 W, He (0.65 L/min) and Ar (1.09 L/min) as carrier gases, Ar as plasma (14.9 L/min) and auxiliary gas (0.9 L/min), oxide rates of <0.4% ThO+/Th+, repetition rate of 20 Hz, beam spot size of 25 μm, irradiance of 0.74 GW/cm2, fluence of 3.7 J/cm2, 20 s background measurement and 20 s sample ablation, 60-s retention time | MASS-1 (Wilson et al. 2002); NIST SRM 610 and 612 (Pearce et al. 1997); MASS-1 as external Ge standard (57.8±2.6 μg/g Ge); NBS-127, IAEA-S-1, IAEA-S-2, IAEA-S-3, and an in-house Ag2S reference material (sulfur isotopes) |  |  |  |  | 0.17361 | [15 empty] | 0.451 | [5 empty] | 11.5623 | [5 empty] | 0.024 | [9 empty] | 13.147 | [9 empty] | 5.4554 |  |  |  | 0.034 | [13 empty] | 0.21 | [15 empty] | 0.14306 | [15 empty] | 33.558 |  | 0.050366 |  |  |  | 1.0735 | [5 empty] | 0.003 | [27 empty] | 52.219 |  |  |  |  | 2019 | Bauer, M.E., Burisch, M., Ostendorf, J., Krause, J., Frenzel, M., Seifert, T., and Gutzmer, J. (2019). Trace element geochemistry of sphalerite in contrasting hydrothermal fluid systems of the Freiberg district, Germany: insights from LA-ICP-MS analysis, near-infrared light microthermometry of sphalerite-hosted fluid inclusions, and sulfur isotope geochemistry. Mineralium Deposita, 54, 237–262. |  | DEU | Saxony
| Freiberg mining district | kb veins, eb veins, fba veins | Magmatic hydrothermal | Intrusion-related | hydrothermal vein-style silver mineralization | Ag | Zn, Pb, In, Ge, Ga | Ag, Zn, Pb, In, Ge, Ga | Bauer et al., 2019 |  | kb271-1 | kb271-1 | underground mine |  |  |  |  | ore material | grab | grab | mineral separate | [5 empty] | mineralisation |  |  |  | sphalerite | [6 empty] | galena, pyrite, arsenopyrite, quartz, fluorite, carbonate | polished sections | LA-ICPMS, EMPA | JEOL JXA-8530F equipped with a field emission gun (FEG) and five wavelength-dispersive spectrometers (WDS); 193-nm New Wave Research Excimer laser and an Agilent 7500i quadrupole ICP-MS | Helmholtz Institute Freiberg for Resource Technology (HIF); Friedrich-Alexander-Universität Erlangen-Nürnberg | EPMA: accelerating voltage of 20 kV and a beam current of 30 nA, and a defocused beam of 15 μm diameter. LA-ICP-MS: plasma power of 1320 W, He (0.65 L/min) and Ar (1.09 L/min) as carrier gases, Ar as plasma (14.9 L/min) and auxiliary gas (0.9 L/min), oxide rates of <0.4% ThO+/Th+, repetition rate of 20 Hz, beam spot size of 25 μm, irradiance of 0.74 GW/cm2, fluence of 3.7 J/cm2, 20 s background measurement and 20 s sample ablation, 60-s retention time | MASS-1 (Wilson et al. 2002); NIST SRM 610 and 612 (Pearce et al. 1997); MASS-1 as external Ge standard (57.8±2.6 μg/g Ge); NBS-127, IAEA-S-1, IAEA-S-2, IAEA-S-3, and an in-house Ag2S reference material (sulfur isotopes) | 0.001 |  |  |  | 0.30653 | [15 empty] | 0.38 | [11 empty] | 0.869 | [9 empty] | 12.007 | [9 empty] | 5.2186 | [17 empty] | 0.373 | [15 empty] | 3.0626 | [15 empty] | 33.239 |  | 0.92592 | [9 empty] | 0.758 | [13 empty] | 0.01906 | [13 empty] | 51.959 |  |  |  |  | 2019 | Bauer, M.E., Burisch, M., Ostendorf, J., Krause, J., Frenzel, M., Seifert, T., and Gutzmer, J. (2019). Trace element geochemistry of sphalerite in contrasting hydrothermal fluid systems of the Freiberg district, Germany: insights from LA-ICP-MS analysis, near-infrared light microthermometry of sphalerite-hosted fluid inclusions, and sulfur isotope geochemistry. Mineralium Deposita, 54, 237–262. |  | DEU | Saxony
| Freiberg mining district | kb veins, eb veins, fba veins | Magmatic hydrothermal | Intrusion-related | hydrothermal vein-style silver mineralization | Ag | Zn, Pb, In, Ge, Ga | Ag, Zn, Pb, In, Ge, Ga | Bauer et al., 2019 |  | kb271-2 | kb271-2 | underground mine |  |  |  |  | ore material | grab | grab | mineral separate | [5 empty] | mineralisation |  |  |  | sphalerite | [6 empty] | galena, pyrite, arsenopyrite, quartz, fluorite, carbonate | polished sections | LA-ICPMS, EMPA | JEOL JXA-8530F equipped with a field emission gun (FEG) and five wavelength-dispersive spectrometers (WDS); 193-nm New Wave Research Excimer laser and an Agilent 7500i quadrupole ICP-MS | Helmholtz Institute Freiberg for Resource Technology (HIF); Friedrich-Alexander-Universität Erlangen-Nürnberg | EPMA: accelerating voltage of 20 kV and a beam current of 30 nA, and a defocused beam of 15 μm diameter. LA-ICP-MS: plasma power of 1320 W, He (0.65 L/min) and Ar (1.09 L/min) as carrier gases, Ar as plasma (14.9 L/min) and auxiliary gas (0.9 L/min), oxide rates of <0.4% ThO+/Th+, repetition rate of 20 Hz, beam spot size of 25 μm, irradiance of 0.74 GW/cm2, fluence of 3.7 J/cm2, 20 s background measurement and 20 s sample ablation, 60-s retention time | MASS-1 (Wilson et al. 2002); NIST SRM 610 and 612 (Pearce et al. 1997); MASS-1 as external Ge standard (57.8±2.6 μg/g Ge); NBS-127, IAEA-S-1, IAEA-S-2, IAEA-S-3, and an in-house Ag2S reference material (sulfur isotopes) | 0.005 |  |  |  | 0.20935 | [15 empty] | 0.431 | [5 empty] | 0.14003 | [5 empty] | 0.306 | [9 empty] | 12.697 | [9 empty] | 4.8281 |  |  |  | 0.215 | [13 empty] | 0.212 | [15 empty] | 0.14281 | [15 empty] | 33.423 | [11 empty] | 0.141 | [27 empty] | 52.315 |  |  |  |  | 2019 | Bauer, M.E., Burisch, M., Ostendorf, J., Krause, J., Frenzel, M., Seifert, T., and Gutzmer, J. (2019). Trace element geochemistry of sphalerite in contrasting hydrothermal fluid systems of the Freiberg district, Germany: insights from LA-ICP-MS analysis, near-infrared light microthermometry of sphalerite-hosted fluid inclusions, and sulfur isotope geochemistry. Mineralium Deposita, 54, 237–262. |  | DEU | Saxony
| Freiberg mining district | kb veins, eb veins, fba veins | Magmatic hydrothermal | Intrusion-related | hydrothermal vein-style silver mineralization | Ag | Zn, Pb, In, Ge, Ga | Ag, Zn, Pb, In, Ge, Ga | Bauer et al., 2019 |  | kb271-3 | kb271-3 | underground mine |  |  |  |  | ore material | grab | grab | mineral separate | [5 empty] | mineralisation |  |  |  | sphalerite | [6 empty] | galena, pyrite, arsenopyrite, quartz, fluorite, carbonate | polished sections | LA-ICPMS, EMPA | JEOL JXA-8530F equipped with a field emission gun (FEG) and five wavelength-dispersive spectrometers (WDS); 193-nm New Wave Research Excimer laser and an Agilent 7500i quadrupole ICP-MS | Helmholtz Institute Freiberg for Resource Technology (HIF); Friedrich-Alexander-Universität Erlangen-Nürnberg | EPMA: accelerating voltage of 20 kV and a beam current of 30 nA, and a defocused beam of 15 μm diameter. LA-ICP-MS: plasma power of 1320 W, He (0.65 L/min) and Ar (1.09 L/min) as carrier gases, Ar as plasma (14.9 L/min) and auxiliary gas (0.9 L/min), oxide rates of <0.4% ThO+/Th+, repetition rate of 20 Hz, beam spot size of 25 μm, irradiance of 0.74 GW/cm2, fluence of 3.7 J/cm2, 20 s background measurement and 20 s sample ablation, 60-s retention time | MASS-1 (Wilson et al. 2002); NIST SRM 610 and 612 (Pearce et al. 1997); MASS-1 as external Ge standard (57.8±2.6 μg/g Ge); NBS-127, IAEA-S-1, IAEA-S-2, IAEA-S-3, and an in-house Ag2S reference material (sulfur isotopes) |  |  |  |  | 0.19017 | [15 empty] | 0.345 | [5 empty] | 0.058435 | [5 empty] | 0.084 | [9 empty] | 12.447 | [9 empty] | 3.7201 | [17 empty] | 0.189 | [15 empty] | 0.43106 | [15 empty] | 33.2 |  | 0.18352 |  |  |  | 1.0286 | [5 empty] | 0.061 | [27 empty] | 53.082 |  |  |  |  | 2019 | Bauer, M.E., Burisch, M., Ostendorf, J., Krause, J., Frenzel, M., Seifert, T., and Gutzmer, J. (2019). Trace element geochemistry of sphalerite in contrasting hydrothermal fluid systems of the Freiberg district, Germany: insights from LA-ICP-MS analysis, near-infrared light microthermometry of sphalerite-hosted fluid inclusions, and sulfur isotope geochemistry. Mineralium Deposita, 54, 237–262. |  | DEU | Saxony
| Freiberg mining district | kb veins, eb veins, fba veins | Magmatic hydrothermal | Intrusion-related | hydrothermal vein-style silver mineralization | Ag | Zn, Pb, In, Ge, Ga | Ag, Zn, Pb, In, Ge, Ga | Bauer et al., 2019 |  | kb329-1 | kb329-1 | underground mine |  |  |  |  | ore material | grab | grab | mineral separate | [5 empty] | mineralisation |  |  |  | sphalerite | [6 empty] | galena, pyrite, arsenopyrite, quartz, fluorite, carbonate | polished sections | LA-ICPMS, EMPA | JEOL JXA-8530F equipped with a field emission gun (FEG) and five wavelength-dispersive spectrometers (WDS); 193-nm New Wave Research Excimer laser and an Agilent 7500i quadrupole ICP-MS | Helmholtz Institute Freiberg for Resource Technology (HIF); Friedrich-Alexander-Universität Erlangen-Nürnberg | EPMA: accelerating voltage of 20 kV and a beam current of 30 nA, and a defocused beam of 15 μm diameter. LA-ICP-MS: plasma power of 1320 W, He (0.65 L/min) and Ar (1.09 L/min) as carrier gases, Ar as plasma (14.9 L/min) and auxiliary gas (0.9 L/min), oxide rates of <0.4% ThO+/Th+, repetition rate of 20 Hz, beam spot size of 25 μm, irradiance of 0.74 GW/cm2, fluence of 3.7 J/cm2, 20 s background measurement and 20 s sample ablation, 60-s retention time | MASS-1 (Wilson et al. 2002); NIST SRM 610 and 612 (Pearce et al. 1997); MASS-1 as external Ge standard (57.8±2.6 μg/g Ge); NBS-127, IAEA-S-1, IAEA-S-2, IAEA-S-3, and an in-house Ag2S reference material (sulfur isotopes) |  |  |  |  | 2.5288 | [15 empty] | 0.446 | [5 empty] | 0.25247 | [5 empty] | 0.114 | [9 empty] | 12.377 | [9 empty] | 24.6245 |  |  |  | 0.166 | [13 empty] | 0.238 | [15 empty] | 14.1959 | [15 empty] | 33.301 |  | 0.44649 | [9 empty] | 0.014 | [27 empty] | 52.745 |  |  |  |  | 2019 | Bauer, M.E., Burisch, M., Ostendorf, J., Krause, J., Frenzel, M., Seifert, T., and Gutzmer, J. (2019). Trace element geochemistry of sphalerite in contrasting hydrothermal fluid systems of the Freiberg district, Germany: insights from LA-ICP-MS analysis, near-infrared light microthermometry of sphalerite-hosted fluid inclusions, and sulfur isotope geochemistry. Mineralium Deposita, 54, 237–262. |  | DEU | Saxony
| Freiberg mining district | kb veins, eb veins, fba veins | Magmatic hydrothermal | Intrusion-related | hydrothermal vein-style silver mineralization | Ag | Zn, Pb, In, Ge, Ga | Ag, Zn, Pb, In, Ge, Ga | Bauer et al., 2019 |  | kb329-2 | kb329-2 | underground mine |  |  |  |  | ore material | grab | grab | mineral separate | [5 empty] | mineralisation |  |  |  | sphalerite | [6 empty] | galena, pyrite, arsenopyrite, quartz, fluorite, carbonate | polished sections | LA-ICPMS, EMPA | JEOL JXA-8530F equipped with a field emission gun (FEG) and five wavelength-dispersive spectrometers (WDS); 193-nm New Wave Research Excimer laser and an Agilent 7500i quadrupole ICP-MS | Helmholtz Institute Freiberg for Resource Technology (HIF); Friedrich-Alexander-Universität Erlangen-Nürnberg | EPMA: accelerating voltage of 20 kV and a beam current of 30 nA, and a defocused beam of 15 μm diameter. LA-ICP-MS: plasma power of 1320 W, He (0.65 L/min) and Ar (1.09 L/min) as carrier gases, Ar as plasma (14.9 L/min) and auxiliary gas (0.9 L/min), oxide rates of <0.4% ThO+/Th+, repetition rate of 20 Hz, beam spot size of 25 μm, irradiance of 0.74 GW/cm2, fluence of 3.7 J/cm2, 20 s background measurement and 20 s sample ablation, 60-s retention time | MASS-1 (Wilson et al. 2002); NIST SRM 610 and 612 (Pearce et al. 1997); MASS-1 as external Ge standard (57.8±2.6 μg/g Ge); NBS-127, IAEA-S-1, IAEA-S-2, IAEA-S-3, and an in-house Ag2S reference material (sulfur isotopes) | 0.002 |  |  |  | 0.16837 | [15 empty] | 0.446 | [5 empty] | 0.80182 | [5 empty] | 0.131 | [9 empty] | 12.61 | [9 empty] | 4.9074 |  |  |  | 0.162 | [13 empty] | 0.353 | [15 empty] | 1.4148 | [15 empty] | 33.461 |  | 0.15385 | [37 empty] | 52.565 |  |  |  |  | 2019 | Bauer, M.E., Burisch, M., Ostendorf, J., Krause, J., Frenzel, M., Seifert, T., and Gutzmer, J. (2019). Trace element geochemistry of sphalerite in contrasting hydrothermal fluid systems of the Freiberg district, Germany: insights from LA-ICP-MS analysis, near-infrared light microthermometry of sphalerite-hosted fluid inclusions, and sulfur isotope geochemistry. Mineralium Deposita, 54, 237–262. |  | DEU | Saxony
| Freiberg mining district | kb veins, eb veins, fba veins | Magmatic hydrothermal | Intrusion-related | hydrothermal vein-style silver mineralization | Ag | Zn, Pb, In, Ge, Ga | Ag, Zn, Pb, In, Ge, Ga | Bauer et al., 2019 |  | kb329-3 | kb329-3 | underground mine |  |  |  |  | ore material | grab | grab | mineral separate | [5 empty] | mineralisation |  |  |  | sphalerite | [6 empty] | galena, pyrite, arsenopyrite, quartz, fluorite, carbonate | polished sections | LA-ICPMS, EMPA | JEOL JXA-8530F equipped with a field emission gun (FEG) and five wavelength-dispersive spectrometers (WDS); 193-nm New Wave Research Excimer laser and an Agilent 7500i quadrupole ICP-MS | Helmholtz Institute Freiberg for Resource Technology (HIF); Friedrich-Alexander-Universität Erlangen-Nürnberg | EPMA: accelerating voltage of 20 kV and a beam current of 30 nA, and a defocused beam of 15 μm diameter. LA-ICP-MS: plasma power of 1320 W, He (0.65 L/min) and Ar (1.09 L/min) as carrier gases, Ar as plasma (14.9 L/min) and auxiliary gas (0.9 L/min), oxide rates of <0.4% ThO+/Th+, repetition rate of 20 Hz, beam spot size of 25 μm, irradiance of 0.74 GW/cm2, fluence of 3.7 J/cm2, 20 s background measurement and 20 s sample ablation, 60-s retention time | MASS-1 (Wilson et al. 2002); NIST SRM 610 and 612 (Pearce et al. 1997); MASS-1 as external Ge standard (57.8±2.6 μg/g Ge); NBS-127, IAEA-S-1, IAEA-S-2, IAEA-S-3, and an in-house Ag2S reference material (sulfur isotopes) | 0.009 |  |  |  | 0.16651 | [15 empty] | 0.458 | [5 empty] | 0.064574 | [5 empty] | 0.128 | [9 empty] | 12.672 | [9 empty] | 4.4864 |  |  |  | 0.155 | [13 empty] | 0.322 | [15 empty] | 1.0279 | [15 empty] | 33.503 |  | 0.12631 |  |  |  | 1.4194 | [5 empty] | 0.02 | [27 empty] | 52.659 |  |  |  |  | 2019 | Bauer, M.E., Burisch, M., Ostendorf, J., Krause, J., Frenzel, M., Seifert, T., and Gutzmer, J. (2019). Trace element geochemistry of sphalerite in contrasting hydrothermal fluid systems of the Freiberg district, Germany: insights from LA-ICP-MS analysis, near-infrared light microthermometry of sphalerite-hosted fluid inclusions, and sulfur isotope geochemistry. Mineralium Deposita, 54, 237–262. |  | DEU | Saxony
| Freiberg mining district | kb veins, eb veins, fba veins | Magmatic hydrothermal | Intrusion-related | hydrothermal vein-style silver mineralization | Ag | Zn, Pb, In, Ge, Ga | Ag, Zn, Pb, In, Ge, Ga | Bauer et al., 2019 |  | kb329-4 | kb329-4 | underground mine |  |  |  |  | ore material | grab | grab | mineral separate | [5 empty] | mineralisation |  |  |  | sphalerite | [6 empty] | galena, pyrite, arsenopyrite, quartz, fluorite, carbonate | polished sections | LA-ICPMS, EMPA | JEOL JXA-8530F equipped with a field emission gun (FEG) and five wavelength-dispersive spectrometers (WDS); 193-nm New Wave Research Excimer laser and an Agilent 7500i quadrupole ICP-MS | Helmholtz Institute Freiberg for Resource Technology (HIF); Friedrich-Alexander-Universität Erlangen-Nürnberg | EPMA: accelerating voltage of 20 kV and a beam current of 30 nA, and a defocused beam of 15 μm diameter. LA-ICP-MS: plasma power of 1320 W, He (0.65 L/min) and Ar (1.09 L/min) as carrier gases, Ar as plasma (14.9 L/min) and auxiliary gas (0.9 L/min), oxide rates of <0.4% ThO+/Th+, repetition rate of 20 Hz, beam spot size of 25 μm, irradiance of 0.74 GW/cm2, fluence of 3.7 J/cm2, 20 s background measurement and 20 s sample ablation, 60-s retention time | MASS-1 (Wilson et al. 2002); NIST SRM 610 and 612 (Pearce et al. 1997); MASS-1 as external Ge standard (57.8±2.6 μg/g Ge); NBS-127, IAEA-S-1, IAEA-S-2, IAEA-S-3, and an in-house Ag2S reference material (sulfur isotopes) | [20 empty] | 0.366 | [5 empty] | 0.47655 | [5 empty] | 0.098 | [9 empty] | 12.436 | [9 empty] | 3.9756 |  |  |  | 0.077 | [13 empty] | 0.563 | [15 empty] | 0.72211 | [15 empty] | 33.577 |  | 0.10981 | [9 empty] | 0.021 | [27 empty] | 52.414 |  |  |  |  | 2019 | Bauer, M.E., Burisch, M., Ostendorf, J., Krause, J., Frenzel, M., Seifert, T., and Gutzmer, J. (2019). Trace element geochemistry of sphalerite in contrasting hydrothermal fluid systems of the Freiberg district, Germany: insights from LA-ICP-MS analysis, near-infrared light microthermometry of sphalerite-hosted fluid inclusions, and sulfur isotope geochemistry. Mineralium Deposita, 54, 237–262. |  | DEU | Saxony
| Freiberg mining district | kb veins, eb veins, fba veins | Magmatic hydrothermal | Intrusion-related | hydrothermal vein-style silver mineralization | Ag | Zn, Pb, In, Ge, Ga | Ag, Zn, Pb, In, Ge, Ga | Bauer et al., 2019 |  | kb329-5 | kb329-5 | underground mine |  |  |  |  | ore material | grab | grab | mineral separate | [5 empty] | mineralisation |  |  |  | sphalerite | [6 empty] | galena, pyrite, arsenopyrite, quartz, fluorite, carbonate | polished sections | LA-ICPMS, EMPA | JEOL JXA-8530F equipped with a field emission gun (FEG) and five wavelength-dispersive spectrometers (WDS); 193-nm New Wave Research Excimer laser and an Agilent 7500i quadrupole ICP-MS | Helmholtz Institute Freiberg for Resource Technology (HIF); Friedrich-Alexander-Universität Erlangen-Nürnberg | EPMA: accelerating voltage of 20 kV and a beam current of 30 nA, and a defocused beam of 15 μm diameter. LA-ICP-MS: plasma power of 1320 W, He (0.65 L/min) and Ar (1.09 L/min) as carrier gases, Ar as plasma (14.9 L/min) and auxiliary gas (0.9 L/min), oxide rates of <0.4% ThO+/Th+, repetition rate of 20 Hz, beam spot size of 25 μm, irradiance of 0.74 GW/cm2, fluence of 3.7 J/cm2, 20 s background measurement and 20 s sample ablation, 60-s retention time | MASS-1 (Wilson et al. 2002); NIST SRM 610 and 612 (Pearce et al. 1997); MASS-1 as external Ge standard (57.8±2.6 μg/g Ge); NBS-127, IAEA-S-1, IAEA-S-2, IAEA-S-3, and an in-house Ag2S reference material (sulfur isotopes) | [20 empty] | 0.402 | [5 empty] | 1.3454 | [5 empty] | 0.146 | [9 empty] | 11.986 | [9 empty] | 10.4349 |  |  |  | 0.202 | [13 empty] | 1.127 | [15 empty] | 1.393 | [15 empty] | 33.241 |  | 0.56876 |  |  |  | 1.634 | [33 empty] | 52.452 |  |  |  |  | 2019 | Bauer, M.E., Burisch, M., Ostendorf, J., Krause, J., Frenzel, M., Seifert, T., and Gutzmer, J. (2019). Trace element geochemistry of sphalerite in contrasting hydrothermal fluid systems of the Freiberg district, Germany: insights from LA-ICP-MS analysis, near-infrared light microthermometry of sphalerite-hosted fluid inclusions, and sulfur isotope geochemistry. Mineralium Deposita, 54, 237–262. |  | DEU | Saxony
| Freiberg mining district | kb veins, eb veins, fba veins | Magmatic hydrothermal | Intrusion-related | hydrothermal vein-style silver mineralization | Ag | Zn, Pb, In, Ge, Ga | Ag, Zn, Pb, In, Ge, Ga | Bauer et al., 2019 |  | kb329-6 | kb329-6 | underground mine |  |  |  |  | ore material | grab | grab | mineral separate | [5 empty] | mineralisation |  |  |  | sphalerite | [6 empty] | galena, pyrite, arsenopyrite, quartz, fluorite, carbonate | polished sections | LA-ICPMS, EMPA | JEOL JXA-8530F equipped with a field emission gun (FEG) and five wavelength-dispersive spectrometers (WDS); 193-nm New Wave Research Excimer laser and an Agilent 7500i quadrupole ICP-MS | Helmholtz Institute Freiberg for Resource Technology (HIF); Friedrich-Alexander-Universität Erlangen-Nürnberg | EPMA: accelerating voltage of 20 kV and a beam current of 30 nA, and a defocused beam of 15 μm diameter. LA-ICP-MS: plasma power of 1320 W, He (0.65 L/min) and Ar (1.09 L/min) as carrier gases, Ar as plasma (14.9 L/min) and auxiliary gas (0.9 L/min), oxide rates of <0.4% ThO+/Th+, repetition rate of 20 Hz, beam spot size of 25 μm, irradiance of 0.74 GW/cm2, fluence of 3.7 J/cm2, 20 s background measurement and 20 s sample ablation, 60-s retention time | MASS-1 (Wilson et al. 2002); NIST SRM 610 and 612 (Pearce et al. 1997); MASS-1 as external Ge standard (57.8±2.6 μg/g Ge); NBS-127, IAEA-S-1, IAEA-S-2, IAEA-S-3, and an in-house Ag2S reference material (sulfur isotopes) | [20 empty] | 0.51 | [5 empty] | 1.205 | [5 empty] | 0.147 | [9 empty] | 12.045 | [9 empty] | 5.3661 |  |  |  | 0.202 | [13 empty] | 0.937 | [15 empty] | 4.7989 | [15 empty] | 33.386 |  | 1.87 |  |  |  | 4.9741 | [5 empty] | 0.014 | [27 empty] | 52.631 |  |  |  |  | 2019 | Bauer, M.E., Burisch, M., Ostendorf, J., Krause, J., Frenzel, M., Seifert, T., and Gutzmer, J. (2019). Trace element geochemistry of sphalerite in contrasting hydrothermal fluid systems of the Freiberg district, Germany: insights from LA-ICP-MS analysis, near-infrared light microthermometry of sphalerite-hosted fluid inclusions, and sulfur isotope geochemistry. Mineralium Deposita, 54, 237–262. |  | DEU | Saxony
| Freiberg mining district | kb veins, eb veins, fba veins | Magmatic hydrothermal | Intrusion-related | hydrothermal vein-style silver mineralization | Ag | Zn, Pb, In, Ge, Ga | Ag, Zn, Pb, In, Ge, Ga | Bauer et al., 2019 |  | kb329-7 | kb329-7 | underground mine |  |  |  |  | ore material | grab | grab | mineral separate | [5 empty] | mineralisation |  |  |  | sphalerite | [6 empty] | galena, pyrite, arsenopyrite, quartz, fluorite, carbonate | polished sections | LA-ICPMS, EMPA | JEOL JXA-8530F equipped with a field emission gun (FEG) and five wavelength-dispersive spectrometers (WDS); 193-nm New Wave Research Excimer laser and an Agilent 7500i quadrupole ICP-MS | Helmholtz Institute Freiberg for Resource Technology (HIF); Friedrich-Alexander-Universität Erlangen-Nürnberg | EPMA: accelerating voltage of 20 kV and a beam current of 30 nA, and a defocused beam of 15 μm diameter. LA-ICP-MS: plasma power of 1320 W, He (0.65 L/min) and Ar (1.09 L/min) as carrier gases, Ar as plasma (14.9 L/min) and auxiliary gas (0.9 L/min), oxide rates of <0.4% ThO+/Th+, repetition rate of 20 Hz, beam spot size of 25 μm, irradiance of 0.74 GW/cm2, fluence of 3.7 J/cm2, 20 s background measurement and 20 s sample ablation, 60-s retention time | MASS-1 (Wilson et al. 2002); NIST SRM 610 and 612 (Pearce et al. 1997); MASS-1 as external Ge standard (57.8±2.6 μg/g Ge); NBS-127, IAEA-S-1, IAEA-S-2, IAEA-S-3, and an in-house Ag2S reference material (sulfur isotopes) |  |  |  |  | 0.15402 | [15 empty] | 0.582 | [5 empty] | 1.3058 | [5 empty] | 0.261 | [9 empty] | 12.307 | [9 empty] | 5.8029 |  |  |  | 0.408 | [13 empty] | 0.323 | [15 empty] | 0.58755 | [15 empty] | 33.358 |  | 0.1416 |  |  |  | 2.6746 | [33 empty] | 52.202 |  |  |  |  | 2019 | Bauer, M.E., Burisch, M., Ostendorf, J., Krause, J., Frenzel, M., Seifert, T., and Gutzmer, J. (2019). Trace element geochemistry of sphalerite in contrasting hydrothermal fluid systems of the Freiberg district, Germany: insights from LA-ICP-MS analysis, near-infrared light microthermometry of sphalerite-hosted fluid inclusions, and sulfur isotope geochemistry. Mineralium Deposita, 54, 237–262. |  | DEU | Saxony
| Freiberg mining district | kb veins, eb veins, fba veins | Magmatic hydrothermal | Intrusion-related | hydrothermal vein-style silver mineralization | Ag | Zn, Pb, In, Ge, Ga | Ag, Zn, Pb, In, Ge, Ga | Bauer et al., 2019 |  | kb329-8 | kb329-8 | underground mine |  |  |  |  | ore material | grab | grab | mineral separate | [5 empty] | mineralisation |  |  |  | sphalerite | [6 empty] | galena, pyrite, arsenopyrite, quartz, fluorite, carbonate | polished sections | LA-ICPMS, EMPA | JEOL JXA-8530F equipped with a field emission gun (FEG) and five wavelength-dispersive spectrometers (WDS); 193-nm New Wave Research Excimer laser and an Agilent 7500i quadrupole ICP-MS | Helmholtz Institute Freiberg for Resource Technology (HIF); Friedrich-Alexander-Universität Erlangen-Nürnberg | EPMA: accelerating voltage of 20 kV and a beam current of 30 nA, and a defocused beam of 15 μm diameter. LA-ICP-MS: plasma power of 1320 W, He (0.65 L/min) and Ar (1.09 L/min) as carrier gases, Ar as plasma (14.9 L/min) and auxiliary gas (0.9 L/min), oxide rates of <0.4% ThO+/Th+, repetition rate of 20 Hz, beam spot size of 25 μm, irradiance of 0.74 GW/cm2, fluence of 3.7 J/cm2, 20 s background measurement and 20 s sample ablation, 60-s retention time | MASS-1 (Wilson et al. 2002); NIST SRM 610 and 612 (Pearce et al. 1997); MASS-1 as external Ge standard (57.8±2.6 μg/g Ge); NBS-127, IAEA-S-1, IAEA-S-2, IAEA-S-3, and an in-house Ag2S reference material (sulfur isotopes) |  |  |  |  | 20.1174 | [15 empty] | 0.538 | [5 empty] | 4.4925 | [5 empty] | 0.479 | [9 empty] | 11.972 | [9 empty] | 62.5528 |  |  |  | 0.49 | [13 empty] | 0.907 | [15 empty] | 109.7411 | [15 empty] | 33.415 |  | 1.878 |  |  |  | 5.4589 | [19 empty] | 0.020332 | [13 empty] | 51.75 |  |  |  |  | 2019 | Bauer, M.E., Burisch, M., Ostendorf, J., Krause, J., Frenzel, M., Seifert, T., and Gutzmer, J. (2019). Trace element geochemistry of sphalerite in contrasting hydrothermal fluid systems of the Freiberg district, Germany: insights from LA-ICP-MS analysis, near-infrared light microthermometry of sphalerite-hosted fluid inclusions, and sulfur isotope geochemistry. Mineralium Deposita, 54, 237–262. |  | DEU | Saxony
| Freiberg mining district | kb veins, eb veins, fba veins | Magmatic hydrothermal | Intrusion-related | hydrothermal vein-style silver mineralization | Ag | Zn, Pb, In, Ge, Ga | Ag, Zn, Pb, In, Ge, Ga | Bauer et al., 2019 |  | kb340-1 | kb340-1 | underground mine |  |  |  |  | ore material | grab | grab | mineral separate | [5 empty] | mineralisation |  |  |  | sphalerite | [6 empty] | galena, pyrite, arsenopyrite, quartz, fluorite, carbonate | polished sections | LA-ICPMS, EMPA | JEOL JXA-8530F equipped with a field emission gun (FEG) and five wavelength-dispersive spectrometers (WDS); 193-nm New Wave Research Excimer laser and an Agilent 7500i quadrupole ICP-MS | Helmholtz Institute Freiberg for Resource Technology (HIF); Friedrich-Alexander-Universität Erlangen-Nürnberg | EPMA: accelerating voltage of 20 kV and a beam current of 30 nA, and a defocused beam of 15 μm diameter. LA-ICP-MS: plasma power of 1320 W, He (0.65 L/min) and Ar (1.09 L/min) as carrier gases, Ar as plasma (14.9 L/min) and auxiliary gas (0.9 L/min), oxide rates of <0.4% ThO+/Th+, repetition rate of 20 Hz, beam spot size of 25 μm, irradiance of 0.74 GW/cm2, fluence of 3.7 J/cm2, 20 s background measurement and 20 s sample ablation, 60-s retention time | MASS-1 (Wilson et al. 2002); NIST SRM 610 and 612 (Pearce et al. 1997); MASS-1 as external Ge standard (57.8±2.6 μg/g Ge); NBS-127, IAEA-S-1, IAEA-S-2, IAEA-S-3, and an in-house Ag2S reference material (sulfur isotopes) | [20 empty] | 0.504 | [5 empty] | 131.074 | [5 empty] | 0.056 | [9 empty] | 12.677 | [9 empty] | 4.7504 |  |  |  | 0.088 | [13 empty] | 0.234 | [15 empty] | 0.33602 | [15 empty] | 33.353 | [5 empty] | 4.7106 | [33 empty] | 52.536 |  |  |  |  | 2019 | Bauer, M.E., Burisch, M., Ostendorf, J., Krause, J., Frenzel, M., Seifert, T., and Gutzmer, J. (2019). Trace element geochemistry of sphalerite in contrasting hydrothermal fluid systems of the Freiberg district, Germany: insights from LA-ICP-MS analysis, near-infrared light microthermometry of sphalerite-hosted fluid inclusions, and sulfur isotope geochemistry. Mineralium Deposita, 54, 237–262. |  | DEU | Saxony
| Freiberg mining district | kb veins, eb veins, fba veins | Magmatic hydrothermal | Intrusion-related | hydrothermal vein-style silver mineralization | Ag | Zn, Pb, In, Ge, Ga | Ag, Zn, Pb, In, Ge, Ga | Bauer et al., 2019 |  | kb340-2 | kb340-2 | underground mine |  |  |  |  | ore material | grab | grab | mineral separate | [5 empty] | mineralisation |  |  |  | sphalerite | [6 empty] | galena, pyrite, arsenopyrite, quartz, fluorite, carbonate | polished sections | LA-ICPMS, EMPA | JEOL JXA-8530F equipped with a field emission gun (FEG) and five wavelength-dispersive spectrometers (WDS); 193-nm New Wave Research Excimer laser and an Agilent 7500i quadrupole ICP-MS | Helmholtz Institute Freiberg for Resource Technology (HIF); Friedrich-Alexander-Universität Erlangen-Nürnberg | EPMA: accelerating voltage of 20 kV and a beam current of 30 nA, and a defocused beam of 15 μm diameter. LA-ICP-MS: plasma power of 1320 W, He (0.65 L/min) and Ar (1.09 L/min) as carrier gases, Ar as plasma (14.9 L/min) and auxiliary gas (0.9 L/min), oxide rates of <0.4% ThO+/Th+, repetition rate of 20 Hz, beam spot size of 25 μm, irradiance of 0.74 GW/cm2, fluence of 3.7 J/cm2, 20 s background measurement and 20 s sample ablation, 60-s retention time | MASS-1 (Wilson et al. 2002); NIST SRM 610 and 612 (Pearce et al. 1997); MASS-1 as external Ge standard (57.8±2.6 μg/g Ge); NBS-127, IAEA-S-1, IAEA-S-2, IAEA-S-3, and an in-house Ag2S reference material (sulfur isotopes) |  |  |  |  | 0.17846 | [15 empty] | 0.499 | [5 empty] | 91.3949 | [5 empty] | 0.094 | [9 empty] | 12.61 | [9 empty] | 4.3219 |  |  |  | 0.057 | [13 empty] | 0.262 | [15 empty] | 0.16307 | [15 empty] | 33.357 | [5 empty] | 1.8078 | [33 empty] | 52.539 |  |  |  |  | 2019 | Bauer, M.E., Burisch, M., Ostendorf, J., Krause, J., Frenzel, M., Seifert, T., and Gutzmer, J. (2019). Trace element geochemistry of sphalerite in contrasting hydrothermal fluid systems of the Freiberg district, Germany: insights from LA-ICP-MS analysis, near-infrared light microthermometry of sphalerite-hosted fluid inclusions, and sulfur isotope geochemistry. Mineralium Deposita, 54, 237–262. |  | DEU | Saxony
| Freiberg mining district | kb veins, eb veins, fba veins | Magmatic hydrothermal | Intrusion-related | hydrothermal vein-style silver mineralization | Ag | Zn, Pb, In, Ge, Ga | Ag, Zn, Pb, In, Ge, Ga | Bauer et al., 2019 |  | kb340-3 | kb340-3 | underground mine |  |  |  |  | ore material | grab | grab | mineral separate | [5 empty] | mineralisation |  |  |  | sphalerite | [6 empty] | galena, pyrite, arsenopyrite, quartz, fluorite, carbonate | polished sections | LA-ICPMS, EMPA | JEOL JXA-8530F equipped with a field emission gun (FEG) and five wavelength-dispersive spectrometers (WDS); 193-nm New Wave Research Excimer laser and an Agilent 7500i quadrupole ICP-MS | Helmholtz Institute Freiberg for Resource Technology (HIF); Friedrich-Alexander-Universität Erlangen-Nürnberg | EPMA: accelerating voltage of 20 kV and a beam current of 30 nA, and a defocused beam of 15 μm diameter. LA-ICP-MS: plasma power of 1320 W, He (0.65 L/min) and Ar (1.09 L/min) as carrier gases, Ar as plasma (14.9 L/min) and auxiliary gas (0.9 L/min), oxide rates of <0.4% ThO+/Th+, repetition rate of 20 Hz, beam spot size of 25 μm, irradiance of 0.74 GW/cm2, fluence of 3.7 J/cm2, 20 s background measurement and 20 s sample ablation, 60-s retention time | MASS-1 (Wilson et al. 2002); NIST SRM 610 and 612 (Pearce et al. 1997); MASS-1 as external Ge standard (57.8±2.6 μg/g Ge); NBS-127, IAEA-S-1, IAEA-S-2, IAEA-S-3, and an in-house Ag2S reference material (sulfur isotopes) | [20 empty] | 0.586 | [5 empty] | 124.693 | [5 empty] | 0.082 | [9 empty] | 12.946 | [9 empty] | 4.4763 |  |  |  | 0.123 | [13 empty] | 0.2 | [15 empty] | 0.061817 | [15 empty] | 33.459 | [5 empty] | 12.5803 | [5 empty] | 0.004 | [27 empty] | 52.353 |  |  |  |  | 2019 | Bauer, M.E., Burisch, M., Ostendorf, J., Krause, J., Frenzel, M., Seifert, T., and Gutzmer, J. (2019). Trace element geochemistry of sphalerite in contrasting hydrothermal fluid systems of the Freiberg district, Germany: insights from LA-ICP-MS analysis, near-infrared light microthermometry of sphalerite-hosted fluid inclusions, and sulfur isotope geochemistry. Mineralium Deposita, 54, 237–262. |  | DEU | Saxony
| Freiberg mining district | kb veins, eb veins, fba veins | Magmatic hydrothermal | Intrusion-related | hydrothermal vein-style silver mineralization | Ag | Zn, Pb, In, Ge, Ga | Ag, Zn, Pb, In, Ge, Ga | Bauer et al., 2019 |  | kb340-4 | kb340-4 | underground mine |  |  |  |  | ore material | grab | grab | mineral separate | [5 empty] | mineralisation |  |  |  | sphalerite | [6 empty] | galena, pyrite, arsenopyrite, quartz, fluorite, carbonate | polished sections | LA-ICPMS, EMPA | JEOL JXA-8530F equipped with a field emission gun (FEG) and five wavelength-dispersive spectrometers (WDS); 193-nm New Wave Research Excimer laser and an Agilent 7500i quadrupole ICP-MS | Helmholtz Institute Freiberg for Resource Technology (HIF); Friedrich-Alexander-Universität Erlangen-Nürnberg | EPMA: accelerating voltage of 20 kV and a beam current of 30 nA, and a defocused beam of 15 μm diameter. LA-ICP-MS: plasma power of 1320 W, He (0.65 L/min) and Ar (1.09 L/min) as carrier gases, Ar as plasma (14.9 L/min) and auxiliary gas (0.9 L/min), oxide rates of <0.4% ThO+/Th+, repetition rate of 20 Hz, beam spot size of 25 μm, irradiance of 0.74 GW/cm2, fluence of 3.7 J/cm2, 20 s background measurement and 20 s sample ablation, 60-s retention time | MASS-1 (Wilson et al. 2002); NIST SRM 610 and 612 (Pearce et al. 1997); MASS-1 as external Ge standard (57.8±2.6 μg/g Ge); NBS-127, IAEA-S-1, IAEA-S-2, IAEA-S-3, and an in-house Ag2S reference material (sulfur isotopes) |  |  |  |  | 1.2957 | [15 empty] | 0.549 | [5 empty] | 121.3664 | [5 empty] | 0.101 | [9 empty] | 12.859 | [9 empty] | 4.8254 |  |  |  | 0.143 | [13 empty] | 0.175 | [15 empty] | 4.7014 | [15 empty] | 33.402 |  | 17.199 |  |  |  | 3.374 | [19 empty] | 0.10483 | [13 empty] | 52.211 |  |  |  |  | 2019 | Bauer, M.E., Burisch, M., Ostendorf, J., Krause, J., Frenzel, M., Seifert, T., and Gutzmer, J. (2019). Trace element geochemistry of sphalerite in contrasting hydrothermal fluid systems of the Freiberg district, Germany: insights from LA-ICP-MS analysis, near-infrared light microthermometry of sphalerite-hosted fluid inclusions, and sulfur isotope geochemistry. Mineralium Deposita, 54, 237–262. |  | DEU | Saxony
| Freiberg mining district | kb veins, eb veins, fba veins | Magmatic hydrothermal | Intrusion-related | hydrothermal vein-style silver mineralization | Ag | Zn, Pb, In, Ge, Ga | Ag, Zn, Pb, In, Ge, Ga | Bauer et al., 2019 |  | kb340-5 | kb340-5 | underground mine |  |  |  |  | ore material | grab | grab | mineral separate | [5 empty] | mineralisation |  |  |  | sphalerite | [6 empty] | galena, pyrite, arsenopyrite, quartz, fluorite, carbonate | polished sections | LA-ICPMS, EMPA | JEOL JXA-8530F equipped with a field emission gun (FEG) and five wavelength-dispersive spectrometers (WDS); 193-nm New Wave Research Excimer laser and an Agilent 7500i quadrupole ICP-MS | Helmholtz Institute Freiberg for Resource Technology (HIF); Friedrich-Alexander-Universität Erlangen-Nürnberg | EPMA: accelerating voltage of 20 kV and a beam current of 30 nA, and a defocused beam of 15 μm diameter. LA-ICP-MS: plasma power of 1320 W, He (0.65 L/min) and Ar (1.09 L/min) as carrier gases, Ar as plasma (14.9 L/min) and auxiliary gas (0.9 L/min), oxide rates of <0.4% ThO+/Th+, repetition rate of 20 Hz, beam spot size of 25 μm, irradiance of 0.74 GW/cm2, fluence of 3.7 J/cm2, 20 s background measurement and 20 s sample ablation, 60-s retention time | MASS-1 (Wilson et al. 2002); NIST SRM 610 and 612 (Pearce et al. 1997); MASS-1 as external Ge standard (57.8±2.6 μg/g Ge); NBS-127, IAEA-S-1, IAEA-S-2, IAEA-S-3, and an in-house Ag2S reference material (sulfur isotopes) | 0.057 |  |  |  | 0.19575 | [15 empty] | 0.563 | [5 empty] | 19.4248 | [5 empty] | 6.718 | [9 empty] | 6.902 | [9 empty] | 4.6209 |  |  |  | 0.032 | [13 empty] | 0.04 | [15 empty] | 15.8788 | [15 empty] | 33.071 |  | 1.292 |  |  |  | 0.89251 | [19 empty] | 0.040006 | [13 empty] | 52.569 |  |  |  |  | 2019 | Bauer, M.E., Burisch, M., Ostendorf, J., Krause, J., Frenzel, M., Seifert, T., and Gutzmer, J. (2019). Trace element geochemistry of sphalerite in contrasting hydrothermal fluid systems of the Freiberg district, Germany: insights from LA-ICP-MS analysis, near-infrared light microthermometry of sphalerite-hosted fluid inclusions, and sulfur isotope geochemistry. Mineralium Deposita, 54, 237–262. |  | DEU | Saxony
| Freiberg mining district | kb veins, eb veins, fba veins | Magmatic hydrothermal | Intrusion-related | hydrothermal vein-style silver mineralization | Ag | Zn, Pb, In, Ge, Ga | Ag, Zn, Pb, In, Ge, Ga | Bauer et al., 2019 |  | kb340-6 | kb340-6 | underground mine |  |  |  |  | ore material | grab | grab | mineral separate | [5 empty] | mineralisation |  |  |  | sphalerite | [6 empty] | galena, pyrite, arsenopyrite, quartz, fluorite, carbonate | polished sections | LA-ICPMS, EMPA | JEOL JXA-8530F equipped with a field emission gun (FEG) and five wavelength-dispersive spectrometers (WDS); 193-nm New Wave Research Excimer laser and an Agilent 7500i quadrupole ICP-MS | Helmholtz Institute Freiberg for Resource Technology (HIF); Friedrich-Alexander-Universität Erlangen-Nürnberg | EPMA: accelerating voltage of 20 kV and a beam current of 30 nA, and a defocused beam of 15 μm diameter. LA-ICP-MS: plasma power of 1320 W, He (0.65 L/min) and Ar (1.09 L/min) as carrier gases, Ar as plasma (14.9 L/min) and auxiliary gas (0.9 L/min), oxide rates of <0.4% ThO+/Th+, repetition rate of 20 Hz, beam spot size of 25 μm, irradiance of 0.74 GW/cm2, fluence of 3.7 J/cm2, 20 s background measurement and 20 s sample ablation, 60-s retention time | MASS-1 (Wilson et al. 2002); NIST SRM 610 and 612 (Pearce et al. 1997); MASS-1 as external Ge standard (57.8±2.6 μg/g Ge); NBS-127, IAEA-S-1, IAEA-S-2, IAEA-S-3, and an in-house Ag2S reference material (sulfur isotopes) | 0.001 | [19 empty] | 0.524 | [5 empty] | 46.829 | [5 empty] | 0.032 | [9 empty] | 12.936 | [9 empty] | 4.2635 |  |  |  | 0.043 | [13 empty] | 0.141 | [15 empty] | 1.0458 | [15 empty] | 33.378 |  | 0.5399 | [23 empty] | 0.020182 | [13 empty] | 52.621 |  |  |  |  | 2019 | Bauer, M.E., Burisch, M., Ostendorf, J., Krause, J., Frenzel, M., Seifert, T., and Gutzmer, J. (2019). Trace element geochemistry of sphalerite in contrasting hydrothermal fluid systems of the Freiberg district, Germany: insights from LA-ICP-MS analysis, near-infrared light microthermometry of sphalerite-hosted fluid inclusions, and sulfur isotope geochemistry. Mineralium Deposita, 54, 237–262. |  | DEU | Saxony
| Freiberg mining district | kb veins, eb veins, fba veins | Magmatic hydrothermal | Intrusion-related | hydrothermal vein-style silver mineralization | Ag | Zn, Pb, In, Ge, Ga | Ag, Zn, Pb, In, Ge, Ga | Bauer et al., 2019 |  | kb340-7 | kb340-7 | underground mine |  |  |  |  | ore material | grab | grab | mineral separate | [5 empty] | mineralisation |  |  |  | sphalerite | [6 empty] | galena, pyrite, arsenopyrite, quartz, fluorite, carbonate | polished sections | LA-ICPMS, EMPA | JEOL JXA-8530F equipped with a field emission gun (FEG) and five wavelength-dispersive spectrometers (WDS); 193-nm New Wave Research Excimer laser and an Agilent 7500i quadrupole ICP-MS | Helmholtz Institute Freiberg for Resource Technology (HIF); Friedrich-Alexander-Universität Erlangen-Nürnberg | EPMA: accelerating voltage of 20 kV and a beam current of 30 nA, and a defocused beam of 15 μm diameter. LA-ICP-MS: plasma power of 1320 W, He (0.65 L/min) and Ar (1.09 L/min) as carrier gases, Ar as plasma (14.9 L/min) and auxiliary gas (0.9 L/min), oxide rates of <0.4% ThO+/Th+, repetition rate of 20 Hz, beam spot size of 25 μm, irradiance of 0.74 GW/cm2, fluence of 3.7 J/cm2, 20 s background measurement and 20 s sample ablation, 60-s retention time | MASS-1 (Wilson et al. 2002); NIST SRM 610 and 612 (Pearce et al. 1997); MASS-1 as external Ge standard (57.8±2.6 μg/g Ge); NBS-127, IAEA-S-1, IAEA-S-2, IAEA-S-3, and an in-house Ag2S reference material (sulfur isotopes) |  |  |  |  | 0.62842 | [15 empty] | 0.654 | [5 empty] | 49.1291 | [5 empty] | 0.122 | [9 empty] | 12.762 | [9 empty] | 6.9482 |  |  |  | 0.116 | [13 empty] | 0.078 | [15 empty] | 1.1631 | [15 empty] | 33.33 |  | 2.0201 | [23 empty] | 0.029218 | [13 empty] | 52.515 |  |  |  |  | 2019 | Bauer, M.E., Burisch, M., Ostendorf, J., Krause, J., Frenzel, M., Seifert, T., and Gutzmer, J. (2019). Trace element geochemistry of sphalerite in contrasting hydrothermal fluid systems of the Freiberg district, Germany: insights from LA-ICP-MS analysis, near-infrared light microthermometry of sphalerite-hosted fluid inclusions, and sulfur isotope geochemistry. Mineralium Deposita, 54, 237–262. |  | DEU | Saxony
| Freiberg mining district | kb veins, eb veins, fba veins | Magmatic hydrothermal | Intrusion-related | hydrothermal vein-style silver mineralization | Ag | Zn, Pb, In, Ge, Ga | Ag, Zn, Pb, In, Ge, Ga | Bauer et al., 2019 |  | kb340-8 | kb340-8 | underground mine |  |  |  |  | ore material | grab | grab | mineral separate | [5 empty] | mineralisation |  |  |  | sphalerite | [6 empty] | galena, pyrite, arsenopyrite, quartz, fluorite, carbonate | polished sections | LA-ICPMS, EMPA | JEOL JXA-8530F equipped with a field emission gun (FEG) and five wavelength-dispersive spectrometers (WDS); 193-nm New Wave Research Excimer laser and an Agilent 7500i quadrupole ICP-MS | Helmholtz Institute Freiberg for Resource Technology (HIF); Friedrich-Alexander-Universität Erlangen-Nürnberg | EPMA: accelerating voltage of 20 kV and a beam current of 30 nA, and a defocused beam of 15 μm diameter. LA-ICP-MS: plasma power of 1320 W, He (0.65 L/min) and Ar (1.09 L/min) as carrier gases, Ar as plasma (14.9 L/min) and auxiliary gas (0.9 L/min), oxide rates of <0.4% ThO+/Th+, repetition rate of 20 Hz, beam spot size of 25 μm, irradiance of 0.74 GW/cm2, fluence of 3.7 J/cm2, 20 s background measurement and 20 s sample ablation, 60-s retention time | MASS-1 (Wilson et al. 2002); NIST SRM 610 and 612 (Pearce et al. 1997); MASS-1 as external Ge standard (57.8±2.6 μg/g Ge); NBS-127, IAEA-S-1, IAEA-S-2, IAEA-S-3, and an in-house Ag2S reference material (sulfur isotopes) | 0.04 |  |  |  | 0.91111 | [15 empty] | 0.63 | [5 empty] | 26.2321 | [5 empty] | 6.725 | [9 empty] | 7.002 | [9 empty] | 6.007 |  |  |  | 0.108 | [13 empty] | 0.046 | [15 empty] | 59.2394 | [15 empty] | 33.185 |  | 12.7419 |  |  |  | 0.90001 | [5 empty] | 0.012 | [13 empty] | 0.26514 | [13 empty] | 52.062 |  |  |  |  | 2019 | Bauer, M.E., Burisch, M., Ostendorf, J., Krause, J., Frenzel, M., Seifert, T., and Gutzmer, J. (2019). Trace element geochemistry of sphalerite in contrasting hydrothermal fluid systems of the Freiberg district, Germany: insights from LA-ICP-MS analysis, near-infrared light microthermometry of sphalerite-hosted fluid inclusions, and sulfur isotope geochemistry. Mineralium Deposita, 54, 237–262. |  | DEU | Saxony
| Freiberg mining district | kb veins, eb veins, fba veins | Magmatic hydrothermal | Intrusion-related | hydrothermal vein-style silver mineralization | Ag | Zn, Pb, In, Ge, Ga | Ag, Zn, Pb, In, Ge, Ga | Bauer et al., 2019 |  | eb01-1 | eb01-1 | underground mine |  |  |  |  | ore material | grab | grab | mineral separate | [5 empty] | mineralisation |  |  |  | sphalerite | [6 empty] | galena, pyrite, arsenopyrite, quartz, fluorite, carbonate | polished sections | LA-ICPMS, EMPA | JEOL JXA-8530F equipped with a field emission gun (FEG) and five wavelength-dispersive spectrometers (WDS); 193-nm New Wave Research Excimer laser and an Agilent 7500i quadrupole ICP-MS | Helmholtz Institute Freiberg for Resource Technology (HIF); Friedrich-Alexander-Universität Erlangen-Nürnberg | EPMA: accelerating voltage of 20 kV and a beam current of 30 nA, and a defocused beam of 15 μm diameter. LA-ICP-MS: plasma power of 1320 W, He (0.65 L/min) and Ar (1.09 L/min) as carrier gases, Ar as plasma (14.9 L/min) and auxiliary gas (0.9 L/min), oxide rates of <0.4% ThO+/Th+, repetition rate of 20 Hz, beam spot size of 25 μm, irradiance of 0.74 GW/cm2, fluence of 3.7 J/cm2, 20 s background measurement and 20 s sample ablation, 60-s retention time | MASS-1 (Wilson et al. 2002); NIST SRM 610 and 612 (Pearce et al. 1997); MASS-1 as external Ge standard (57.8±2.6 μg/g Ge); NBS-127, IAEA-S-1, IAEA-S-2, IAEA-S-3, and an in-house Ag2S reference material (sulfur isotopes) |  |  |  |  | 0.28104 | [21 empty] | 0.19731 | [15 empty] | 9.986 | [9 empty] | 33.2058 | [17 empty] | 0.273 | [15 empty] | 0.58758 | [15 empty] | 33.551 |  | 0.080983 | [37 empty] | 56.015 |  |  |  |  | 2019 | Bauer, M.E., Burisch, M., Ostendorf, J., Krause, J., Frenzel, M., Seifert, T., and Gutzmer, J. (2019). Trace element geochemistry of sphalerite in contrasting hydrothermal fluid systems of the Freiberg district, Germany: insights from LA-ICP-MS analysis, near-infrared light microthermometry of sphalerite-hosted fluid inclusions, and sulfur isotope geochemistry. Mineralium Deposita, 54, 237–262. |  | DEU | Saxony
| Freiberg mining district | kb veins, eb veins, fba veins | Magmatic hydrothermal | Intrusion-related | hydrothermal vein-style silver mineralization | Ag | Zn, Pb, In, Ge, Ga | Ag, Zn, Pb, In, Ge, Ga | Bauer et al., 2019 |  | eb01-2 | eb01-2 | underground mine |  |  |  |  | ore material | grab | grab | mineral separate | [5 empty] | mineralisation |  |  |  | sphalerite | [6 empty] | galena, pyrite, arsenopyrite, quartz, fluorite, carbonate | polished sections | LA-ICPMS, EMPA | JEOL JXA-8530F equipped with a field emission gun (FEG) and five wavelength-dispersive spectrometers (WDS); 193-nm New Wave Research Excimer laser and an Agilent 7500i quadrupole ICP-MS | Helmholtz Institute Freiberg for Resource Technology (HIF); Friedrich-Alexander-Universität Erlangen-Nürnberg | EPMA: accelerating voltage of 20 kV and a beam current of 30 nA, and a defocused beam of 15 μm diameter. LA-ICP-MS: plasma power of 1320 W, He (0.65 L/min) and Ar (1.09 L/min) as carrier gases, Ar as plasma (14.9 L/min) and auxiliary gas (0.9 L/min), oxide rates of <0.4% ThO+/Th+, repetition rate of 20 Hz, beam spot size of 25 μm, irradiance of 0.74 GW/cm2, fluence of 3.7 J/cm2, 20 s background measurement and 20 s sample ablation, 60-s retention time | MASS-1 (Wilson et al. 2002); NIST SRM 610 and 612 (Pearce et al. 1997); MASS-1 as external Ge standard (57.8±2.6 μg/g Ge); NBS-127, IAEA-S-1, IAEA-S-2, IAEA-S-3, and an in-house Ag2S reference material (sulfur isotopes) | [26 empty] | 0.28959 | [15 empty] | 11.234 | [9 empty] | 21.9273 | [17 empty] | 0.347 | [15 empty] | 0.63521 | [15 empty] | 33.534 |  | 4.1208 |  |  |  | 0.91819 | [33 empty] | 54.542 |  |  |  |  | 2019 | Bauer, M.E., Burisch, M., Ostendorf, J., Krause, J., Frenzel, M., Seifert, T., and Gutzmer, J. (2019). Trace element geochemistry of sphalerite in contrasting hydrothermal fluid systems of the Freiberg district, Germany: insights from LA-ICP-MS analysis, near-infrared light microthermometry of sphalerite-hosted fluid inclusions, and sulfur isotope geochemistry. Mineralium Deposita, 54, 237–262. |  | DEU | Saxony
| Freiberg mining district | kb veins, eb veins, fba veins | Magmatic hydrothermal | Intrusion-related | hydrothermal vein-style silver mineralization | Ag | Zn, Pb, In, Ge, Ga | Ag, Zn, Pb, In, Ge, Ga | Bauer et al., 2019 |  | eb01-3 | eb01-3 | underground mine |  |  |  |  | ore material | grab | grab | mineral separate | [5 empty] | mineralisation |  |  |  | sphalerite | [6 empty] | galena, pyrite, arsenopyrite, quartz, fluorite, carbonate | polished sections | LA-ICPMS, EMPA | JEOL JXA-8530F equipped with a field emission gun (FEG) and five wavelength-dispersive spectrometers (WDS); 193-nm New Wave Research Excimer laser and an Agilent 7500i quadrupole ICP-MS | Helmholtz Institute Freiberg for Resource Technology (HIF); Friedrich-Alexander-Universität Erlangen-Nürnberg | EPMA: accelerating voltage of 20 kV and a beam current of 30 nA, and a defocused beam of 15 μm diameter. LA-ICP-MS: plasma power of 1320 W, He (0.65 L/min) and Ar (1.09 L/min) as carrier gases, Ar as plasma (14.9 L/min) and auxiliary gas (0.9 L/min), oxide rates of <0.4% ThO+/Th+, repetition rate of 20 Hz, beam spot size of 25 μm, irradiance of 0.74 GW/cm2, fluence of 3.7 J/cm2, 20 s background measurement and 20 s sample ablation, 60-s retention time | MASS-1 (Wilson et al. 2002); NIST SRM 610 and 612 (Pearce et al. 1997); MASS-1 as external Ge standard (57.8±2.6 μg/g Ge); NBS-127, IAEA-S-1, IAEA-S-2, IAEA-S-3, and an in-house Ag2S reference material (sulfur isotopes) |  |  |  |  | 0.12911 | [21 empty] | 0.049639 | [15 empty] | 12.353 | [9 empty] | 15.6451 | [17 empty] | 0.488 | [15 empty] | 19.5594 | [15 empty] | 33.536 |  | 119.1062 | [37 empty] | 53.209 |  |  |  |  | 2019 | Bauer, M.E., Burisch, M., Ostendorf, J., Krause, J., Frenzel, M., Seifert, T., and Gutzmer, J. (2019). Trace element geochemistry of sphalerite in contrasting hydrothermal fluid systems of the Freiberg district, Germany: insights from LA-ICP-MS analysis, near-infrared light microthermometry of sphalerite-hosted fluid inclusions, and sulfur isotope geochemistry. Mineralium Deposita, 54, 237–262. |  | DEU | Saxony
| Freiberg mining district | kb veins, eb veins, fba veins | Magmatic hydrothermal | Intrusion-related | hydrothermal vein-style silver mineralization | Ag | Zn, Pb, In, Ge, Ga | Ag, Zn, Pb, In, Ge, Ga | Bauer et al., 2019 |  | eb01-4 | eb01-4 | underground mine |  |  |  |  | ore material | grab | grab | mineral separate | [5 empty] | mineralisation |  |  |  | sphalerite | [6 empty] | galena, pyrite, arsenopyrite, quartz, fluorite, carbonate | polished sections | LA-ICPMS, EMPA | JEOL JXA-8530F equipped with a field emission gun (FEG) and five wavelength-dispersive spectrometers (WDS); 193-nm New Wave Research Excimer laser and an Agilent 7500i quadrupole ICP-MS | Helmholtz Institute Freiberg for Resource Technology (HIF); Friedrich-Alexander-Universität Erlangen-Nürnberg | EPMA: accelerating voltage of 20 kV and a beam current of 30 nA, and a defocused beam of 15 μm diameter. LA-ICP-MS: plasma power of 1320 W, He (0.65 L/min) and Ar (1.09 L/min) as carrier gases, Ar as plasma (14.9 L/min) and auxiliary gas (0.9 L/min), oxide rates of <0.4% ThO+/Th+, repetition rate of 20 Hz, beam spot size of 25 μm, irradiance of 0.74 GW/cm2, fluence of 3.7 J/cm2, 20 s background measurement and 20 s sample ablation, 60-s retention time | MASS-1 (Wilson et al. 2002); NIST SRM 610 and 612 (Pearce et al. 1997); MASS-1 as external Ge standard (57.8±2.6 μg/g Ge); NBS-127, IAEA-S-1, IAEA-S-2, IAEA-S-3, and an in-house Ag2S reference material (sulfur isotopes) | [42 empty] | 10.088 | [9 empty] | 22.7379 | [17 empty] | 0.277 | [15 empty] | 13.0188 | [15 empty] | 33.711 |  | 2.0383 | [37 empty] | 55.883 |  |  |  |  | 2019 | Bauer, M.E., Burisch, M., Ostendorf, J., Krause, J., Frenzel, M., Seifert, T., and Gutzmer, J. (2019). Trace element geochemistry of sphalerite in contrasting hydrothermal fluid systems of the Freiberg district, Germany: insights from LA-ICP-MS analysis, near-infrared light microthermometry of sphalerite-hosted fluid inclusions, and sulfur isotope geochemistry. Mineralium Deposita, 54, 237–262. |  | DEU | Saxony
| Freiberg mining district | kb veins, eb veins, fba veins | Magmatic hydrothermal | Intrusion-related | hydrothermal vein-style silver mineralization | Ag | Zn, Pb, In, Ge, Ga | Ag, Zn, Pb, In, Ge, Ga | Bauer et al., 2019 |  | eb01-5 | eb01-5 | underground mine |  |  |  |  | ore material | grab | grab | mineral separate | [5 empty] | mineralisation |  |  |  | sphalerite | [6 empty] | galena, pyrite, arsenopyrite, quartz, fluorite, carbonate | polished sections | LA-ICPMS, EMPA | JEOL JXA-8530F equipped with a field emission gun (FEG) and five wavelength-dispersive spectrometers (WDS); 193-nm New Wave Research Excimer laser and an Agilent 7500i quadrupole ICP-MS | Helmholtz Institute Freiberg for Resource Technology (HIF); Friedrich-Alexander-Universität Erlangen-Nürnberg | EPMA: accelerating voltage of 20 kV and a beam current of 30 nA, and a defocused beam of 15 μm diameter. LA-ICP-MS: plasma power of 1320 W, He (0.65 L/min) and Ar (1.09 L/min) as carrier gases, Ar as plasma (14.9 L/min) and auxiliary gas (0.9 L/min), oxide rates of <0.4% ThO+/Th+, repetition rate of 20 Hz, beam spot size of 25 μm, irradiance of 0.74 GW/cm2, fluence of 3.7 J/cm2, 20 s background measurement and 20 s sample ablation, 60-s retention time | MASS-1 (Wilson et al. 2002); NIST SRM 610 and 612 (Pearce et al. 1997); MASS-1 as external Ge standard (57.8±2.6 μg/g Ge); NBS-127, IAEA-S-1, IAEA-S-2, IAEA-S-3, and an in-house Ag2S reference material (sulfur isotopes) | [20 empty] | 0.017 | [21 empty] | 11.456 | [9 empty] | 15.8788 | [17 empty] | 0.23 | [15 empty] | 0.3027 | [15 empty] | 33.648 |  | 0.066417 |  |  |  | 0.79961 | [33 empty] | 54.521 |  |  |  |  | 2019 | Bauer, M.E., Burisch, M., Ostendorf, J., Krause, J., Frenzel, M., Seifert, T., and Gutzmer, J. (2019). Trace element geochemistry of sphalerite in contrasting hydrothermal fluid systems of the Freiberg district, Germany: insights from LA-ICP-MS analysis, near-infrared light microthermometry of sphalerite-hosted fluid inclusions, and sulfur isotope geochemistry. Mineralium Deposita, 54, 237–262. |  | DEU | Saxony
| Freiberg mining district | kb veins, eb veins, fba veins | Magmatic hydrothermal | Intrusion-related | hydrothermal vein-style silver mineralization | Ag | Zn, Pb, In, Ge, Ga | Ag, Zn, Pb, In, Ge, Ga | Bauer et al., 2019 |  | eb01-6 | eb01-6 | underground mine |  |  |  |  | ore material | grab | grab | mineral separate | [5 empty] | mineralisation |  |  |  | sphalerite | [6 empty] | galena, pyrite, arsenopyrite, quartz, fluorite, carbonate | polished sections | LA-ICPMS, EMPA | JEOL JXA-8530F equipped with a field emission gun (FEG) and five wavelength-dispersive spectrometers (WDS); 193-nm New Wave Research Excimer laser and an Agilent 7500i quadrupole ICP-MS | Helmholtz Institute Freiberg for Resource Technology (HIF); Friedrich-Alexander-Universität Erlangen-Nürnberg | EPMA: accelerating voltage of 20 kV and a beam current of 30 nA, and a defocused beam of 15 μm diameter. LA-ICP-MS: plasma power of 1320 W, He (0.65 L/min) and Ar (1.09 L/min) as carrier gases, Ar as plasma (14.9 L/min) and auxiliary gas (0.9 L/min), oxide rates of <0.4% ThO+/Th+, repetition rate of 20 Hz, beam spot size of 25 μm, irradiance of 0.74 GW/cm2, fluence of 3.7 J/cm2, 20 s background measurement and 20 s sample ablation, 60-s retention time | MASS-1 (Wilson et al. 2002); NIST SRM 610 and 612 (Pearce et al. 1997); MASS-1 as external Ge standard (57.8±2.6 μg/g Ge); NBS-127, IAEA-S-1, IAEA-S-2, IAEA-S-3, and an in-house Ag2S reference material (sulfur isotopes) | 0.018 |  |  |  | 1.9288 | [15 empty] | 0.26 | [5 empty] | 1.807 | [5 empty] | 0.005 | [9 empty] | 0.112 | [9 empty] | 86.1234 | [17 empty] | 0.006 | [15 empty] | 27.4522 | [15 empty] | 33.214 |  | 60.0848 |  |  |  | 0.78798 | [5 empty] | 0.02 | [13 empty] | 0.028187 | [13 empty] | 66.201 |  |  |  |  | 2019 | Bauer, M.E., Burisch, M., Ostendorf, J., Krause, J., Frenzel, M., Seifert, T., and Gutzmer, J. (2019). Trace element geochemistry of sphalerite in contrasting hydrothermal fluid systems of the Freiberg district, Germany: insights from LA-ICP-MS analysis, near-infrared light microthermometry of sphalerite-hosted fluid inclusions, and sulfur isotope geochemistry. Mineralium Deposita, 54, 237–262. |  | DEU | Saxony
| Freiberg mining district | kb veins, eb veins, fba veins | Magmatic hydrothermal | Intrusion-related | hydrothermal vein-style silver mineralization | Ag | Zn, Pb, In, Ge, Ga | Ag, Zn, Pb, In, Ge, Ga | Bauer et al., 2019 |  | eb01-7 | eb01-7 | underground mine |  |  |  |  | ore material | grab | grab | mineral separate | [5 empty] | mineralisation |  |  |  | sphalerite | [6 empty] | galena, pyrite, arsenopyrite, quartz, fluorite, carbonate | polished sections | LA-ICPMS, EMPA | JEOL JXA-8530F equipped with a field emission gun (FEG) and five wavelength-dispersive spectrometers (WDS); 193-nm New Wave Research Excimer laser and an Agilent 7500i quadrupole ICP-MS | Helmholtz Institute Freiberg for Resource Technology (HIF); Friedrich-Alexander-Universität Erlangen-Nürnberg | EPMA: accelerating voltage of 20 kV and a beam current of 30 nA, and a defocused beam of 15 μm diameter. LA-ICP-MS: plasma power of 1320 W, He (0.65 L/min) and Ar (1.09 L/min) as carrier gases, Ar as plasma (14.9 L/min) and auxiliary gas (0.9 L/min), oxide rates of <0.4% ThO+/Th+, repetition rate of 20 Hz, beam spot size of 25 μm, irradiance of 0.74 GW/cm2, fluence of 3.7 J/cm2, 20 s background measurement and 20 s sample ablation, 60-s retention time | MASS-1 (Wilson et al. 2002); NIST SRM 610 and 612 (Pearce et al. 1997); MASS-1 as external Ge standard (57.8±2.6 μg/g Ge); NBS-127, IAEA-S-1, IAEA-S-2, IAEA-S-3, and an in-house Ag2S reference material (sulfur isotopes) | 0.017 |  |  |  | 1.982 | [15 empty] | 0.185 | [5 empty] | 1.1393 | [5 empty] | 0.005 | [9 empty] | 0.039 | [9 empty] | 78.7154 | [33 empty] | 15.6437 | [15 empty] | 32.704 |  | 40.3291 | [9 empty] | 0.013 | [13 empty] | 0.031497 | [13 empty] | 66.486 |  |  |  |  | 2019 | Bauer, M.E., Burisch, M., Ostendorf, J., Krause, J., Frenzel, M., Seifert, T., and Gutzmer, J. (2019). Trace element geochemistry of sphalerite in contrasting hydrothermal fluid systems of the Freiberg district, Germany: insights from LA-ICP-MS analysis, near-infrared light microthermometry of sphalerite-hosted fluid inclusions, and sulfur isotope geochemistry. Mineralium Deposita, 54, 237–262. |  | DEU | Saxony
| Freiberg mining district | kb veins, eb veins, fba veins | Magmatic hydrothermal | Intrusion-related | hydrothermal vein-style silver mineralization | Ag | Zn, Pb, In, Ge, Ga | Ag, Zn, Pb, In, Ge, Ga | Bauer et al., 2019 |  | eb01-8 | eb01-8 | underground mine |  |  |  |  | ore material | grab | grab | mineral separate | [5 empty] | mineralisation |  |  |  | sphalerite | [6 empty] | galena, pyrite, arsenopyrite, quartz, fluorite, carbonate | polished sections | LA-ICPMS, EMPA | JEOL JXA-8530F equipped with a field emission gun (FEG) and five wavelength-dispersive spectrometers (WDS); 193-nm New Wave Research Excimer laser and an Agilent 7500i quadrupole ICP-MS | Helmholtz Institute Freiberg for Resource Technology (HIF); Friedrich-Alexander-Universität Erlangen-Nürnberg | EPMA: accelerating voltage of 20 kV and a beam current of 30 nA, and a defocused beam of 15 μm diameter. LA-ICP-MS: plasma power of 1320 W, He (0.65 L/min) and Ar (1.09 L/min) as carrier gases, Ar as plasma (14.9 L/min) and auxiliary gas (0.9 L/min), oxide rates of <0.4% ThO+/Th+, repetition rate of 20 Hz, beam spot size of 25 μm, irradiance of 0.74 GW/cm2, fluence of 3.7 J/cm2, 20 s background measurement and 20 s sample ablation, 60-s retention time | MASS-1 (Wilson et al. 2002); NIST SRM 610 and 612 (Pearce et al. 1997); MASS-1 as external Ge standard (57.8±2.6 μg/g Ge); NBS-127, IAEA-S-1, IAEA-S-2, IAEA-S-3, and an in-house Ag2S reference material (sulfur isotopes) |  |  | 0.002 |  | 3.9624 | [15 empty] | 0.057 | [5 empty] | 0.71673 | [15 empty] | 0.329 | [9 empty] | 70.0506 | [17 empty] | 0.032 | [15 empty] | 23.8626 | [15 empty] | 32.837 |  | 40.9323 | [5 empty] | 0.001 | [17 empty] | 0.14539 | [13 empty] | 66.125 |  |  |  |  | 2019 | Bauer, M.E., Burisch, M., Ostendorf, J., Krause, J., Frenzel, M., Seifert, T., and Gutzmer, J. (2019). Trace element geochemistry of sphalerite in contrasting hydrothermal fluid systems of the Freiberg district, Germany: insights from LA-ICP-MS analysis, near-infrared light microthermometry of sphalerite-hosted fluid inclusions, and sulfur isotope geochemistry. Mineralium Deposita, 54, 237–262. |  | DEU | Saxony
| Freiberg mining district | kb veins, eb veins, fba veins | Magmatic hydrothermal | Intrusion-related | hydrothermal vein-style silver mineralization | Ag | Zn, Pb, In, Ge, Ga | Ag, Zn, Pb, In, Ge, Ga | Bauer et al., 2019 |  | eb01-9 | eb01-9 | underground mine |  |  |  |  | ore material | grab | grab | mineral separate | [5 empty] | mineralisation |  |  |  | sphalerite | [6 empty] | galena, pyrite, arsenopyrite, quartz, fluorite, carbonate | polished sections | LA-ICPMS, EMPA | JEOL JXA-8530F equipped with a field emission gun (FEG) and five wavelength-dispersive spectrometers (WDS); 193-nm New Wave Research Excimer laser and an Agilent 7500i quadrupole ICP-MS | Helmholtz Institute Freiberg for Resource Technology (HIF); Friedrich-Alexander-Universität Erlangen-Nürnberg | EPMA: accelerating voltage of 20 kV and a beam current of 30 nA, and a defocused beam of 15 μm diameter. LA-ICP-MS: plasma power of 1320 W, He (0.65 L/min) and Ar (1.09 L/min) as carrier gases, Ar as plasma (14.9 L/min) and auxiliary gas (0.9 L/min), oxide rates of <0.4% ThO+/Th+, repetition rate of 20 Hz, beam spot size of 25 μm, irradiance of 0.74 GW/cm2, fluence of 3.7 J/cm2, 20 s background measurement and 20 s sample ablation, 60-s retention time | MASS-1 (Wilson et al. 2002); NIST SRM 610 and 612 (Pearce et al. 1997); MASS-1 as external Ge standard (57.8±2.6 μg/g Ge); NBS-127, IAEA-S-1, IAEA-S-2, IAEA-S-3, and an in-house Ag2S reference material (sulfur isotopes) |  |  |  |  | 0.15087 | [21 empty] | 0.037703 | [15 empty] | 10.963 | [9 empty] | 11.481 | [17 empty] | 0.457 | [15 empty] | 1.3422 | [15 empty] | 33.477 |  | 7.0457 | [37 empty] | 54.755 |  |  |  |  | 2019 | Bauer, M.E., Burisch, M., Ostendorf, J., Krause, J., Frenzel, M., Seifert, T., and Gutzmer, J. (2019). Trace element geochemistry of sphalerite in contrasting hydrothermal fluid systems of the Freiberg district, Germany: insights from LA-ICP-MS analysis, near-infrared light microthermometry of sphalerite-hosted fluid inclusions, and sulfur isotope geochemistry. Mineralium Deposita, 54, 237–262. |  | DEU | Saxony
| Freiberg mining district | kb veins, eb veins, fba veins | Magmatic hydrothermal | Intrusion-related | hydrothermal vein-style silver mineralization | Ag | Zn, Pb, In, Ge, Ga | Ag, Zn, Pb, In, Ge, Ga | Bauer et al., 2019 |  | eb01-10 | eb01-10 | underground mine |  |  |  |  | ore material | grab | grab | mineral separate | [5 empty] | mineralisation |  |  |  | sphalerite | [6 empty] | galena, pyrite, arsenopyrite, quartz, fluorite, carbonate | polished sections | LA-ICPMS, EMPA | JEOL JXA-8530F equipped with a field emission gun (FEG) and five wavelength-dispersive spectrometers (WDS); 193-nm New Wave Research Excimer laser and an Agilent 7500i quadrupole ICP-MS | Helmholtz Institute Freiberg for Resource Technology (HIF); Friedrich-Alexander-Universität Erlangen-Nürnberg | EPMA: accelerating voltage of 20 kV and a beam current of 30 nA, and a defocused beam of 15 μm diameter. LA-ICP-MS: plasma power of 1320 W, He (0.65 L/min) and Ar (1.09 L/min) as carrier gases, Ar as plasma (14.9 L/min) and auxiliary gas (0.9 L/min), oxide rates of <0.4% ThO+/Th+, repetition rate of 20 Hz, beam spot size of 25 μm, irradiance of 0.74 GW/cm2, fluence of 3.7 J/cm2, 20 s background measurement and 20 s sample ablation, 60-s retention time | MASS-1 (Wilson et al. 2002); NIST SRM 610 and 612 (Pearce et al. 1997); MASS-1 as external Ge standard (57.8±2.6 μg/g Ge); NBS-127, IAEA-S-1, IAEA-S-2, IAEA-S-3, and an in-house Ag2S reference material (sulfur isotopes) |  |  |  |  | 0.20429 | [21 empty] | 0.019551 | [15 empty] | 10.52 | [9 empty] | 16.7522 | [17 empty] | 0.376 | [15 empty] | 0.37149 | [15 empty] | 33.659 |  | 0.035738 | [9 empty] | 0.005 | [27 empty] | 55.139 |  |  |  |  | 2019 | Bauer, M.E., Burisch, M., Ostendorf, J., Krause, J., Frenzel, M., Seifert, T., and Gutzmer, J. (2019). Trace element geochemistry of sphalerite in contrasting hydrothermal fluid systems of the Freiberg district, Germany: insights from LA-ICP-MS analysis, near-infrared light microthermometry of sphalerite-hosted fluid inclusions, and sulfur isotope geochemistry. Mineralium Deposita, 54, 237–262. |  | DEU | Saxony
| Freiberg mining district | kb veins, eb veins, fba veins | Magmatic hydrothermal | Intrusion-related | hydrothermal vein-style silver mineralization | Ag | Zn, Pb, In, Ge, Ga | Ag, Zn, Pb, In, Ge, Ga | Bauer et al., 2019 |  | eb01-11 | eb01-11 | underground mine |  |  |  |  | ore material | grab | grab | mineral separate | [5 empty] | mineralisation |  |  |  | sphalerite | [6 empty] | galena, pyrite, arsenopyrite, quartz, fluorite, carbonate | polished sections | LA-ICPMS, EMPA | JEOL JXA-8530F equipped with a field emission gun (FEG) and five wavelength-dispersive spectrometers (WDS); 193-nm New Wave Research Excimer laser and an Agilent 7500i quadrupole ICP-MS | Helmholtz Institute Freiberg for Resource Technology (HIF); Friedrich-Alexander-Universität Erlangen-Nürnberg | EPMA: accelerating voltage of 20 kV and a beam current of 30 nA, and a defocused beam of 15 μm diameter. LA-ICP-MS: plasma power of 1320 W, He (0.65 L/min) and Ar (1.09 L/min) as carrier gases, Ar as plasma (14.9 L/min) and auxiliary gas (0.9 L/min), oxide rates of <0.4% ThO+/Th+, repetition rate of 20 Hz, beam spot size of 25 μm, irradiance of 0.74 GW/cm2, fluence of 3.7 J/cm2, 20 s background measurement and 20 s sample ablation, 60-s retention time | MASS-1 (Wilson et al. 2002); NIST SRM 610 and 612 (Pearce et al. 1997); MASS-1 as external Ge standard (57.8±2.6 μg/g Ge); NBS-127, IAEA-S-1, IAEA-S-2, IAEA-S-3, and an in-house Ag2S reference material (sulfur isotopes) | 0.017 |  |  |  | 51.9624 | [15 empty] | 0.355 | [5 empty] | 0.11952 | [5 empty] | 0.062 | [9 empty] | 0.289 | [9 empty] | 88.941 | [33 empty] | 40.5195 | [15 empty] | 33.09 |  | 1134.746 | [9 empty] | 0.027 | [13 empty] | 0.088699 | [13 empty] | 65.583 |  |  |  |  | 2019 | Bauer, M.E., Burisch, M., Ostendorf, J., Krause, J., Frenzel, M., Seifert, T., and Gutzmer, J. (2019). Trace element geochemistry of sphalerite in contrasting hydrothermal fluid systems of the Freiberg district, Germany: insights from LA-ICP-MS analysis, near-infrared light microthermometry of sphalerite-hosted fluid inclusions, and sulfur isotope geochemistry. Mineralium Deposita, 54, 237–262. |  | DEU | Saxony
| Freiberg mining district | kb veins, eb veins, fba veins | Magmatic hydrothermal | Intrusion-related | hydrothermal vein-style silver mineralization | Ag | Zn, Pb, In, Ge, Ga | Ag, Zn, Pb, In, Ge, Ga | Bauer et al., 2019 |  | eb01-12 | eb01-12 | underground mine |  |  |  |  | ore material | grab | grab | mineral separate | [5 empty] | mineralisation |  |  |  | sphalerite | [6 empty] | galena, pyrite, arsenopyrite, quartz, fluorite, carbonate | polished sections | LA-ICPMS, EMPA | JEOL JXA-8530F equipped with a field emission gun (FEG) and five wavelength-dispersive spectrometers (WDS); 193-nm New Wave Research Excimer laser and an Agilent 7500i quadrupole ICP-MS | Helmholtz Institute Freiberg for Resource Technology (HIF); Friedrich-Alexander-Universität Erlangen-Nürnberg | EPMA: accelerating voltage of 20 kV and a beam current of 30 nA, and a defocused beam of 15 μm diameter. LA-ICP-MS: plasma power of 1320 W, He (0.65 L/min) and Ar (1.09 L/min) as carrier gases, Ar as plasma (14.9 L/min) and auxiliary gas (0.9 L/min), oxide rates of <0.4% ThO+/Th+, repetition rate of 20 Hz, beam spot size of 25 μm, irradiance of 0.74 GW/cm2, fluence of 3.7 J/cm2, 20 s background measurement and 20 s sample ablation, 60-s retention time | MASS-1 (Wilson et al. 2002); NIST SRM 610 and 612 (Pearce et al. 1997); MASS-1 as external Ge standard (57.8±2.6 μg/g Ge); NBS-127, IAEA-S-1, IAEA-S-2, IAEA-S-3, and an in-house Ag2S reference material (sulfur isotopes) | [32 empty] | 0.005 | [9 empty] | 9.908 | [9 empty] | 38.4665 | [17 empty] | 0.328 | [15 empty] | 0.47397 | [15 empty] | 33.438 |  | 0.21262 | [9 empty] | 0.009 | [27 empty] | 55.824 |  |  |  |  | 2019 | Bauer, M.E., Burisch, M., Ostendorf, J., Krause, J., Frenzel, M., Seifert, T., and Gutzmer, J. (2019). Trace element geochemistry of sphalerite in contrasting hydrothermal fluid systems of the Freiberg district, Germany: insights from LA-ICP-MS analysis, near-infrared light microthermometry of sphalerite-hosted fluid inclusions, and sulfur isotope geochemistry. Mineralium Deposita, 54, 237–262. |  | DEU | Saxony
| Freiberg mining district | kb veins, eb veins, fba veins | Magmatic hydrothermal | Intrusion-related | hydrothermal vein-style silver mineralization | Ag | Zn, Pb, In, Ge, Ga | Ag, Zn, Pb, In, Ge, Ga | Bauer et al., 2019 |  | eb01-13 | eb01-13 | underground mine |  |  |  |  | ore material | grab | grab | mineral separate | [5 empty] | mineralisation |  |  |  | sphalerite | [6 empty] | galena, pyrite, arsenopyrite, quartz, fluorite, carbonate | polished sections | LA-ICPMS, EMPA | JEOL JXA-8530F equipped with a field emission gun (FEG) and five wavelength-dispersive spectrometers (WDS); 193-nm New Wave Research Excimer laser and an Agilent 7500i quadrupole ICP-MS | Helmholtz Institute Freiberg for Resource Technology (HIF); Friedrich-Alexander-Universität Erlangen-Nürnberg | EPMA: accelerating voltage of 20 kV and a beam current of 30 nA, and a defocused beam of 15 μm diameter. LA-ICP-MS: plasma power of 1320 W, He (0.65 L/min) and Ar (1.09 L/min) as carrier gases, Ar as plasma (14.9 L/min) and auxiliary gas (0.9 L/min), oxide rates of <0.4% ThO+/Th+, repetition rate of 20 Hz, beam spot size of 25 μm, irradiance of 0.74 GW/cm2, fluence of 3.7 J/cm2, 20 s background measurement and 20 s sample ablation, 60-s retention time | MASS-1 (Wilson et al. 2002); NIST SRM 610 and 612 (Pearce et al. 1997); MASS-1 as external Ge standard (57.8±2.6 μg/g Ge); NBS-127, IAEA-S-1, IAEA-S-2, IAEA-S-3, and an in-house Ag2S reference material (sulfur isotopes) |  |  |  |  | 2.0136 | [15 empty] | 0.139 | [5 empty] | 1.1538 | [15 empty] | 0.125 | [9 empty] | 83.4636 | [17 empty] | 0.008 | [15 empty] | 34.3878 | [15 empty] | 32.896 |  | 97.7128 |  |  |  | 0.85343 | [19 empty] | 0.099585 | [13 empty] | 66.197 |  |  |  |  | 2019 | Bauer, M.E., Burisch, M., Ostendorf, J., Krause, J., Frenzel, M., Seifert, T., and Gutzmer, J. (2019). Trace element geochemistry of sphalerite in contrasting hydrothermal fluid systems of the Freiberg district, Germany: insights from LA-ICP-MS analysis, near-infrared light microthermometry of sphalerite-hosted fluid inclusions, and sulfur isotope geochemistry. Mineralium Deposita, 54, 237–262. |  | DEU | Saxony
| Freiberg mining district | kb veins, eb veins, fba veins | Magmatic hydrothermal | Intrusion-related | hydrothermal vein-style silver mineralization | Ag | Zn, Pb, In, Ge, Ga | Ag, Zn, Pb, In, Ge, Ga | Bauer et al., 2019 |  | eb02-1 | eb02-1 | underground mine |  |  |  |  | ore material | grab | grab | mineral separate | [5 empty] | mineralisation |  |  |  | sphalerite | [6 empty] | galena, pyrite, arsenopyrite, quartz, fluorite, carbonate | polished sections | LA-ICPMS, EMPA | JEOL JXA-8530F equipped with a field emission gun (FEG) and five wavelength-dispersive spectrometers (WDS); 193-nm New Wave Research Excimer laser and an Agilent 7500i quadrupole ICP-MS | Helmholtz Institute Freiberg for Resource Technology (HIF); Friedrich-Alexander-Universität Erlangen-Nürnberg | EPMA: accelerating voltage of 20 kV and a beam current of 30 nA, and a defocused beam of 15 μm diameter. LA-ICP-MS: plasma power of 1320 W, He (0.65 L/min) and Ar (1.09 L/min) as carrier gases, Ar as plasma (14.9 L/min) and auxiliary gas (0.9 L/min), oxide rates of <0.4% ThO+/Th+, repetition rate of 20 Hz, beam spot size of 25 μm, irradiance of 0.74 GW/cm2, fluence of 3.7 J/cm2, 20 s background measurement and 20 s sample ablation, 60-s retention time | MASS-1 (Wilson et al. 2002); NIST SRM 610 and 612 (Pearce et al. 1997); MASS-1 as external Ge standard (57.8±2.6 μg/g Ge); NBS-127, IAEA-S-1, IAEA-S-2, IAEA-S-3, and an in-house Ag2S reference material (sulfur isotopes) |  |  |  |  | 0.23276 | [15 empty] | 0.38 | [5 empty] | 2.0399 | [15 empty] | 13.26 | [9 empty] | 7.7371 | [17 empty] | 0.397 | [15 empty] | 0.13332 | [15 empty] | 33.776 |  | 0.037008 | [37 empty] | 52.055 |  |  |  |  | 2019 | Bauer, M.E., Burisch, M., Ostendorf, J., Krause, J., Frenzel, M., Seifert, T., and Gutzmer, J. (2019). Trace element geochemistry of sphalerite in contrasting hydrothermal fluid systems of the Freiberg district, Germany: insights from LA-ICP-MS analysis, near-infrared light microthermometry of sphalerite-hosted fluid inclusions, and sulfur isotope geochemistry. Mineralium Deposita, 54, 237–262. |  | DEU | Saxony
| Freiberg mining district | kb veins, eb veins, fba veins | Magmatic hydrothermal | Intrusion-related | hydrothermal vein-style silver mineralization | Ag | Zn, Pb, In, Ge, Ga | Ag, Zn, Pb, In, Ge, Ga | Bauer et al., 2019 |  | eb02-2 | eb02-2 | underground mine |  |  |  |  | ore material | grab | grab | mineral separate | [5 empty] | mineralisation |  |  |  | sphalerite | [6 empty] | galena, pyrite, arsenopyrite, quartz, fluorite, carbonate | polished sections | LA-ICPMS, EMPA | JEOL JXA-8530F equipped with a field emission gun (FEG) and five wavelength-dispersive spectrometers (WDS); 193-nm New Wave Research Excimer laser and an Agilent 7500i quadrupole ICP-MS | Helmholtz Institute Freiberg for Resource Technology (HIF); Friedrich-Alexander-Universität Erlangen-Nürnberg | EPMA: accelerating voltage of 20 kV and a beam current of 30 nA, and a defocused beam of 15 μm diameter. LA-ICP-MS: plasma power of 1320 W, He (0.65 L/min) and Ar (1.09 L/min) as carrier gases, Ar as plasma (14.9 L/min) and auxiliary gas (0.9 L/min), oxide rates of <0.4% ThO+/Th+, repetition rate of 20 Hz, beam spot size of 25 μm, irradiance of 0.74 GW/cm2, fluence of 3.7 J/cm2, 20 s background measurement and 20 s sample ablation, 60-s retention time | MASS-1 (Wilson et al. 2002); NIST SRM 610 and 612 (Pearce et al. 1997); MASS-1 as external Ge standard (57.8±2.6 μg/g Ge); NBS-127, IAEA-S-1, IAEA-S-2, IAEA-S-3, and an in-house Ag2S reference material (sulfur isotopes) |  |  |  |  | 0.13449 | [15 empty] | 0.229 | [5 empty] | 92.7082 | [5 empty] | 0.001 | [9 empty] | 11.667 | [9 empty] | 10.476 | [17 empty] | 0.818 | [15 empty] | 0.34551 | [15 empty] | 33.467 |  | 0.039547 |  |  |  | 2.0866 | [33 empty] | 53.271 |  |  |  |  | 2019 | Bauer, M.E., Burisch, M., Ostendorf, J., Krause, J., Frenzel, M., Seifert, T., and Gutzmer, J. (2019). Trace element geochemistry of sphalerite in contrasting hydrothermal fluid systems of the Freiberg district, Germany: insights from LA-ICP-MS analysis, near-infrared light microthermometry of sphalerite-hosted fluid inclusions, and sulfur isotope geochemistry. Mineralium Deposita, 54, 237–262. |  | DEU | Saxony
| Freiberg mining district | kb veins, eb veins, fba veins | Magmatic hydrothermal | Intrusion-related | hydrothermal vein-style silver mineralization | Ag | Zn, Pb, In, Ge, Ga | Ag, Zn, Pb, In, Ge, Ga | Bauer et al., 2019 |  | eb02-3 | eb02-3 | underground mine |  |  |  |  | ore material | grab | grab | mineral separate | [5 empty] | mineralisation |  |  |  | sphalerite | [6 empty] | galena, pyrite, arsenopyrite, quartz, fluorite, carbonate | polished sections | LA-ICPMS, EMPA | JEOL JXA-8530F equipped with a field emission gun (FEG) and five wavelength-dispersive spectrometers (WDS); 193-nm New Wave Research Excimer laser and an Agilent 7500i quadrupole ICP-MS | Helmholtz Institute Freiberg for Resource Technology (HIF); Friedrich-Alexander-Universität Erlangen-Nürnberg | EPMA: accelerating voltage of 20 kV and a beam current of 30 nA, and a defocused beam of 15 μm diameter. LA-ICP-MS: plasma power of 1320 W, He (0.65 L/min) and Ar (1.09 L/min) as carrier gases, Ar as plasma (14.9 L/min) and auxiliary gas (0.9 L/min), oxide rates of <0.4% ThO+/Th+, repetition rate of 20 Hz, beam spot size of 25 μm, irradiance of 0.74 GW/cm2, fluence of 3.7 J/cm2, 20 s background measurement and 20 s sample ablation, 60-s retention time | MASS-1 (Wilson et al. 2002); NIST SRM 610 and 612 (Pearce et al. 1997); MASS-1 as external Ge standard (57.8±2.6 μg/g Ge); NBS-127, IAEA-S-1, IAEA-S-2, IAEA-S-3, and an in-house Ag2S reference material (sulfur isotopes) |  |  |  |  | 0.73041 | [15 empty] | 0.553 | [5 empty] | 65.3866 | [5 empty] | 0.031 | [9 empty] | 1.123 | [9 empty] | 41.7528 | [17 empty] | 0.043 | [15 empty] | 4.3035 | [15 empty] | 32.846 |  | 1.2066 |  |  |  | 2.5797 | [5 empty] | 0.008 | [13 empty] | 0.071177 | [13 empty] | 65.351 |  |  |  |  | 2019 | Bauer, M.E., Burisch, M., Ostendorf, J., Krause, J., Frenzel, M., Seifert, T., and Gutzmer, J. (2019). Trace element geochemistry of sphalerite in contrasting hydrothermal fluid systems of the Freiberg district, Germany: insights from LA-ICP-MS analysis, near-infrared light microthermometry of sphalerite-hosted fluid inclusions, and sulfur isotope geochemistry. Mineralium Deposita, 54, 237–262. |  | DEU | Saxony
| Freiberg mining district | kb veins, eb veins, fba veins | Magmatic hydrothermal | Intrusion-related | hydrothermal vein-style silver mineralization | Ag | Zn, Pb, In, Ge, Ga | Ag, Zn, Pb, In, Ge, Ga | Bauer et al., 2019 |  | eb02-4 | eb02-4 | underground mine |  |  |  |  | ore material | grab | grab | mineral separate | [5 empty] | mineralisation |  |  |  | sphalerite | [6 empty] | galena, pyrite, arsenopyrite, quartz, fluorite, carbonate | polished sections | LA-ICPMS, EMPA | JEOL JXA-8530F equipped with a field emission gun (FEG) and five wavelength-dispersive spectrometers (WDS); 193-nm New Wave Research Excimer laser and an Agilent 7500i quadrupole ICP-MS | Helmholtz Institute Freiberg for Resource Technology (HIF); Friedrich-Alexander-Universität Erlangen-Nürnberg | EPMA: accelerating voltage of 20 kV and a beam current of 30 nA, and a defocused beam of 15 μm diameter. LA-ICP-MS: plasma power of 1320 W, He (0.65 L/min) and Ar (1.09 L/min) as carrier gases, Ar as plasma (14.9 L/min) and auxiliary gas (0.9 L/min), oxide rates of <0.4% ThO+/Th+, repetition rate of 20 Hz, beam spot size of 25 μm, irradiance of 0.74 GW/cm2, fluence of 3.7 J/cm2, 20 s background measurement and 20 s sample ablation, 60-s retention time | MASS-1 (Wilson et al. 2002); NIST SRM 610 and 612 (Pearce et al. 1997); MASS-1 as external Ge standard (57.8±2.6 μg/g Ge); NBS-127, IAEA-S-1, IAEA-S-2, IAEA-S-3, and an in-house Ag2S reference material (sulfur isotopes) |  |  |  |  | 0.14808 | [15 empty] | 0.251 | [5 empty] | 43.8115 | [5 empty] | 0.013 | [9 empty] | 12.156 | [9 empty] | 7.3451 | [17 empty] | 0.63 | [15 empty] | 0.20148 | [15 empty] | 33.525 | [5 empty] | 0.70939 | [5 empty] | 0.004 | [27 empty] | 53.12 |  |  |  |  | 2019 | Bauer, M.E., Burisch, M., Ostendorf, J., Krause, J., Frenzel, M., Seifert, T., and Gutzmer, J. (2019). Trace element geochemistry of sphalerite in contrasting hydrothermal fluid systems of the Freiberg district, Germany: insights from LA-ICP-MS analysis, near-infrared light microthermometry of sphalerite-hosted fluid inclusions, and sulfur isotope geochemistry. Mineralium Deposita, 54, 237–262. |  | DEU | Saxony
| Freiberg mining district | kb veins, eb veins, fba veins | Magmatic hydrothermal | Intrusion-related | hydrothermal vein-style silver mineralization | Ag | Zn, Pb, In, Ge, Ga | Ag, Zn, Pb, In, Ge, Ga | Bauer et al., 2019 |  | eb02-5 | eb02-5 | underground mine |  |  |  |  | ore material | grab | grab | mineral separate | [5 empty] | mineralisation |  |  |  | sphalerite | [6 empty] | galena, pyrite, arsenopyrite, quartz, fluorite, carbonate | polished sections | LA-ICPMS, EMPA | JEOL JXA-8530F equipped with a field emission gun (FEG) and five wavelength-dispersive spectrometers (WDS); 193-nm New Wave Research Excimer laser and an Agilent 7500i quadrupole ICP-MS | Helmholtz Institute Freiberg for Resource Technology (HIF); Friedrich-Alexander-Universität Erlangen-Nürnberg | EPMA: accelerating voltage of 20 kV and a beam current of 30 nA, and a defocused beam of 15 μm diameter. LA-ICP-MS: plasma power of 1320 W, He (0.65 L/min) and Ar (1.09 L/min) as carrier gases, Ar as plasma (14.9 L/min) and auxiliary gas (0.9 L/min), oxide rates of <0.4% ThO+/Th+, repetition rate of 20 Hz, beam spot size of 25 μm, irradiance of 0.74 GW/cm2, fluence of 3.7 J/cm2, 20 s background measurement and 20 s sample ablation, 60-s retention time | MASS-1 (Wilson et al. 2002); NIST SRM 610 and 612 (Pearce et al. 1997); MASS-1 as external Ge standard (57.8±2.6 μg/g Ge); NBS-127, IAEA-S-1, IAEA-S-2, IAEA-S-3, and an in-house Ag2S reference material (sulfur isotopes) |  |  |  |  | 0.4229 | [15 empty] | 0.301 | [5 empty] | 22.8097 | [15 empty] | 12.732 | [9 empty] | 91.4455 | [17 empty] | 0.87 | [15 empty] | 11.8483 | [15 empty] | 33.664 |  | 1.4309 |  |  |  | 0.67728 | [5 empty] | 0.008 | [13 empty] | 0.049088 | [13 empty] | 52.344 |  |  |  |  | 2019 | Bauer, M.E., Burisch, M., Ostendorf, J., Krause, J., Frenzel, M., Seifert, T., and Gutzmer, J. (2019). Trace element geochemistry of sphalerite in contrasting hydrothermal fluid systems of the Freiberg district, Germany: insights from LA-ICP-MS analysis, near-infrared light microthermometry of sphalerite-hosted fluid inclusions, and sulfur isotope geochemistry. Mineralium Deposita, 54, 237–262. |  | DEU | Saxony
| Freiberg mining district | kb veins, eb veins, fba veins | Magmatic hydrothermal | Intrusion-related | hydrothermal vein-style silver mineralization | Ag | Zn, Pb, In, Ge, Ga | Ag, Zn, Pb, In, Ge, Ga | Bauer et al., 2019 |  | eb02-6 | eb02-6 | underground mine |  |  |  |  | ore material | grab | grab | mineral separate | [5 empty] | mineralisation |  |  |  | sphalerite | [6 empty] | galena, pyrite, arsenopyrite, quartz, fluorite, carbonate | polished sections | LA-ICPMS, EMPA | JEOL JXA-8530F equipped with a field emission gun (FEG) and five wavelength-dispersive spectrometers (WDS); 193-nm New Wave Research Excimer laser and an Agilent 7500i quadrupole ICP-MS | Helmholtz Institute Freiberg for Resource Technology (HIF); Friedrich-Alexander-Universität Erlangen-Nürnberg | EPMA: accelerating voltage of 20 kV and a beam current of 30 nA, and a defocused beam of 15 μm diameter. LA-ICP-MS: plasma power of 1320 W, He (0.65 L/min) and Ar (1.09 L/min) as carrier gases, Ar as plasma (14.9 L/min) and auxiliary gas (0.9 L/min), oxide rates of <0.4% ThO+/Th+, repetition rate of 20 Hz, beam spot size of 25 μm, irradiance of 0.74 GW/cm2, fluence of 3.7 J/cm2, 20 s background measurement and 20 s sample ablation, 60-s retention time | MASS-1 (Wilson et al. 2002); NIST SRM 610 and 612 (Pearce et al. 1997); MASS-1 as external Ge standard (57.8±2.6 μg/g Ge); NBS-127, IAEA-S-1, IAEA-S-2, IAEA-S-3, and an in-house Ag2S reference material (sulfur isotopes) |  |  |  |  | 0.14027 | [15 empty] | 0.202 | [5 empty] | 115.9982 | [15 empty] | 9.308 | [9 empty] | 13.2455 | [17 empty] | 1.984 | [15 empty] | 0.37396 | [15 empty] | 33.574 | [5 empty] | 0.9139 | [5 empty] | 0.006 | [13 empty] | 0.016797 | [13 empty] | 54.743 |  |  |  |  | 2019 | Bauer, M.E., Burisch, M., Ostendorf, J., Krause, J., Frenzel, M., Seifert, T., and Gutzmer, J. (2019). Trace element geochemistry of sphalerite in contrasting hydrothermal fluid systems of the Freiberg district, Germany: insights from LA-ICP-MS analysis, near-infrared light microthermometry of sphalerite-hosted fluid inclusions, and sulfur isotope geochemistry. Mineralium Deposita, 54, 237–262. |  | DEU | Saxony
| Freiberg mining district | kb veins, eb veins, fba veins | Magmatic hydrothermal | Intrusion-related | hydrothermal vein-style silver mineralization | Ag | Zn, Pb, In, Ge, Ga | Ag, Zn, Pb, In, Ge, Ga | Bauer et al., 2019 |  | eb02-7 | eb02-7 | underground mine |  |  |  |  | ore material | grab | grab | mineral separate | [5 empty] | mineralisation |  |  |  | sphalerite | [6 empty] | galena, pyrite, arsenopyrite, quartz, fluorite, carbonate | polished sections | LA-ICPMS, EMPA | JEOL JXA-8530F equipped with a field emission gun (FEG) and five wavelength-dispersive spectrometers (WDS); 193-nm New Wave Research Excimer laser and an Agilent 7500i quadrupole ICP-MS | Helmholtz Institute Freiberg for Resource Technology (HIF); Friedrich-Alexander-Universität Erlangen-Nürnberg | EPMA: accelerating voltage of 20 kV and a beam current of 30 nA, and a defocused beam of 15 μm diameter. LA-ICP-MS: plasma power of 1320 W, He (0.65 L/min) and Ar (1.09 L/min) as carrier gases, Ar as plasma (14.9 L/min) and auxiliary gas (0.9 L/min), oxide rates of <0.4% ThO+/Th+, repetition rate of 20 Hz, beam spot size of 25 μm, irradiance of 0.74 GW/cm2, fluence of 3.7 J/cm2, 20 s background measurement and 20 s sample ablation, 60-s retention time | MASS-1 (Wilson et al. 2002); NIST SRM 610 and 612 (Pearce et al. 1997); MASS-1 as external Ge standard (57.8±2.6 μg/g Ge); NBS-127, IAEA-S-1, IAEA-S-2, IAEA-S-3, and an in-house Ag2S reference material (sulfur isotopes) |  |  |  |  | 0.39113 | [15 empty] | 0.177 | [5 empty] | 75.5838 | [15 empty] | 8.385 | [9 empty] | 33.4767 | [17 empty] | 0.968 | [15 empty] | 3.7766 | [15 empty] | 33.439 |  | 0.92773 |  |  |  | 1.3395 | [5 empty] | 0.002 | [13 empty] | 0.052578 | [13 empty] | 56.902 |  |  |  |  | 2019 | Bauer, M.E., Burisch, M., Ostendorf, J., Krause, J., Frenzel, M., Seifert, T., and Gutzmer, J. (2019). Trace element geochemistry of sphalerite in contrasting hydrothermal fluid systems of the Freiberg district, Germany: insights from LA-ICP-MS analysis, near-infrared light microthermometry of sphalerite-hosted fluid inclusions, and sulfur isotope geochemistry. Mineralium Deposita, 54, 237–262. |  | DEU | Saxony
| Freiberg mining district | kb veins, eb veins, fba veins | Magmatic hydrothermal | Intrusion-related | hydrothermal vein-style silver mineralization | Ag | Zn, Pb, In, Ge, Ga | Ag, Zn, Pb, In, Ge, Ga | Bauer et al., 2019 |  | eb02-8 | eb02-8 | underground mine |  |  |  |  | ore material | grab | grab | mineral separate | [5 empty] | mineralisation |  |  |  | sphalerite | [6 empty] | galena, pyrite, arsenopyrite, quartz, fluorite, carbonate | polished sections | LA-ICPMS, EMPA | JEOL JXA-8530F equipped with a field emission gun (FEG) and five wavelength-dispersive spectrometers (WDS); 193-nm New Wave Research Excimer laser and an Agilent 7500i quadrupole ICP-MS | Helmholtz Institute Freiberg for Resource Technology (HIF); Friedrich-Alexander-Universität Erlangen-Nürnberg | EPMA: accelerating voltage of 20 kV and a beam current of 30 nA, and a defocused beam of 15 μm diameter. LA-ICP-MS: plasma power of 1320 W, He (0.65 L/min) and Ar (1.09 L/min) as carrier gases, Ar as plasma (14.9 L/min) and auxiliary gas (0.9 L/min), oxide rates of <0.4% ThO+/Th+, repetition rate of 20 Hz, beam spot size of 25 μm, irradiance of 0.74 GW/cm2, fluence of 3.7 J/cm2, 20 s background measurement and 20 s sample ablation, 60-s retention time | MASS-1 (Wilson et al. 2002); NIST SRM 610 and 612 (Pearce et al. 1997); MASS-1 as external Ge standard (57.8±2.6 μg/g Ge); NBS-127, IAEA-S-1, IAEA-S-2, IAEA-S-3, and an in-house Ag2S reference material (sulfur isotopes) |  |  |  |  | 0.26423 | [15 empty] | 0.219 | [5 empty] | 81.1972 | [5 empty] | 0.005 | [9 empty] | 8.703 | [9 empty] | 15.1046 | [17 empty] | 0.912 | [15 empty] | 2.0943 | [15 empty] | 33.282 |  | 3.0318 |  |  |  | 0.85855 | [19 empty] | 0.031919 | [13 empty] | 56.509 |  |  |  |  | 2019 | Bauer, M.E., Burisch, M., Ostendorf, J., Krause, J., Frenzel, M., Seifert, T., and Gutzmer, J. (2019). Trace element geochemistry of sphalerite in contrasting hydrothermal fluid systems of the Freiberg district, Germany: insights from LA-ICP-MS analysis, near-infrared light microthermometry of sphalerite-hosted fluid inclusions, and sulfur isotope geochemistry. Mineralium Deposita, 54, 237–262. |  | DEU | Saxony
| Freiberg mining district | kb veins, eb veins, fba veins | Magmatic hydrothermal | Intrusion-related | hydrothermal vein-style silver mineralization | Ag | Zn, Pb, In, Ge, Ga | Ag, Zn, Pb, In, Ge, Ga | Bauer et al., 2019 |  | eb02-9 | eb02-9 | underground mine |  |  |  |  | ore material | grab | grab | mineral separate | [5 empty] | mineralisation |  |  |  | sphalerite | [6 empty] | galena, pyrite, arsenopyrite, quartz, fluorite, carbonate | polished sections | LA-ICPMS, EMPA | JEOL JXA-8530F equipped with a field emission gun (FEG) and five wavelength-dispersive spectrometers (WDS); 193-nm New Wave Research Excimer laser and an Agilent 7500i quadrupole ICP-MS | Helmholtz Institute Freiberg for Resource Technology (HIF); Friedrich-Alexander-Universität Erlangen-Nürnberg | EPMA: accelerating voltage of 20 kV and a beam current of 30 nA, and a defocused beam of 15 μm diameter. LA-ICP-MS: plasma power of 1320 W, He (0.65 L/min) and Ar (1.09 L/min) as carrier gases, Ar as plasma (14.9 L/min) and auxiliary gas (0.9 L/min), oxide rates of <0.4% ThO+/Th+, repetition rate of 20 Hz, beam spot size of 25 μm, irradiance of 0.74 GW/cm2, fluence of 3.7 J/cm2, 20 s background measurement and 20 s sample ablation, 60-s retention time | MASS-1 (Wilson et al. 2002); NIST SRM 610 and 612 (Pearce et al. 1997); MASS-1 as external Ge standard (57.8±2.6 μg/g Ge); NBS-127, IAEA-S-1, IAEA-S-2, IAEA-S-3, and an in-house Ag2S reference material (sulfur isotopes) | [20 empty] | 0.221 | [5 empty] | 93.3528 | [5 empty] | 0.015 | [9 empty] | 11.595 | [9 empty] | 13.7031 | [17 empty] | 1.696 | [15 empty] | 5.5578 | [15 empty] | 33.774 | [5 empty] | 0.96179 | [19 empty] | 0.016036 | [13 empty] | 52.276 |  |  |  |  | 2019 | Bauer, M.E., Burisch, M., Ostendorf, J., Krause, J., Frenzel, M., Seifert, T., and Gutzmer, J. (2019). Trace element geochemistry of sphalerite in contrasting hydrothermal fluid systems of the Freiberg district, Germany: insights from LA-ICP-MS analysis, near-infrared light microthermometry of sphalerite-hosted fluid inclusions, and sulfur isotope geochemistry. Mineralium Deposita, 54, 237–262. |  | DEU | Saxony
| Freiberg mining district | kb veins, eb veins, fba veins | Magmatic hydrothermal | Intrusion-related | hydrothermal vein-style silver mineralization | Ag | Zn, Pb, In, Ge, Ga | Ag, Zn, Pb, In, Ge, Ga | Bauer et al., 2019 |  | eb02-10 | eb02-10 | underground mine |  |  |  |  | ore material | grab | grab | mineral separate | [5 empty] | mineralisation |  |  |  | sphalerite | [6 empty] | galena, pyrite, arsenopyrite, quartz, fluorite, carbonate | polished sections | LA-ICPMS, EMPA | JEOL JXA-8530F equipped with a field emission gun (FEG) and five wavelength-dispersive spectrometers (WDS); 193-nm New Wave Research Excimer laser and an Agilent 7500i quadrupole ICP-MS | Helmholtz Institute Freiberg for Resource Technology (HIF); Friedrich-Alexander-Universität Erlangen-Nürnberg | EPMA: accelerating voltage of 20 kV and a beam current of 30 nA, and a defocused beam of 15 μm diameter. LA-ICP-MS: plasma power of 1320 W, He (0.65 L/min) and Ar (1.09 L/min) as carrier gases, Ar as plasma (14.9 L/min) and auxiliary gas (0.9 L/min), oxide rates of <0.4% ThO+/Th+, repetition rate of 20 Hz, beam spot size of 25 μm, irradiance of 0.74 GW/cm2, fluence of 3.7 J/cm2, 20 s background measurement and 20 s sample ablation, 60-s retention time | MASS-1 (Wilson et al. 2002); NIST SRM 610 and 612 (Pearce et al. 1997); MASS-1 as external Ge standard (57.8±2.6 μg/g Ge); NBS-127, IAEA-S-1, IAEA-S-2, IAEA-S-3, and an in-house Ag2S reference material (sulfur isotopes) |  |  |  |  | 0.14463 | [15 empty] | 0.173 | [5 empty] | 72.7509 | [15 empty] | 13.034 |  | 0.016 | [7 empty] | 3.3707 | [17 empty] | 1.606 | [15 empty] | 0.10497 | [15 empty] | 33.75 | [5 empty] | 0.92888 | [33 empty] | 51.151 |  |  |  |  | 2019 | Bauer, M.E., Burisch, M., Ostendorf, J., Krause, J., Frenzel, M., Seifert, T., and Gutzmer, J. (2019). Trace element geochemistry of sphalerite in contrasting hydrothermal fluid systems of the Freiberg district, Germany: insights from LA-ICP-MS analysis, near-infrared light microthermometry of sphalerite-hosted fluid inclusions, and sulfur isotope geochemistry. Mineralium Deposita, 54, 237–262. |  | DEU | Saxony
| Freiberg mining district | kb veins, eb veins, fba veins | Magmatic hydrothermal | Intrusion-related | hydrothermal vein-style silver mineralization | Ag | Zn, Pb, In, Ge, Ga | Ag, Zn, Pb, In, Ge, Ga | Bauer et al., 2019 |  | eb03-1 | eb03-1 | underground mine |  |  |  |  | ore material | grab | grab | mineral separate | [5 empty] | mineralisation |  |  |  | sphalerite | [6 empty] | galena, pyrite, arsenopyrite, quartz, fluorite, carbonate | polished sections | LA-ICPMS, EMPA | JEOL JXA-8530F equipped with a field emission gun (FEG) and five wavelength-dispersive spectrometers (WDS); 193-nm New Wave Research Excimer laser and an Agilent 7500i quadrupole ICP-MS | Helmholtz Institute Freiberg for Resource Technology (HIF); Friedrich-Alexander-Universität Erlangen-Nürnberg | EPMA: accelerating voltage of 20 kV and a beam current of 30 nA, and a defocused beam of 15 μm diameter. LA-ICP-MS: plasma power of 1320 W, He (0.65 L/min) and Ar (1.09 L/min) as carrier gases, Ar as plasma (14.9 L/min) and auxiliary gas (0.9 L/min), oxide rates of <0.4% ThO+/Th+, repetition rate of 20 Hz, beam spot size of 25 μm, irradiance of 0.74 GW/cm2, fluence of 3.7 J/cm2, 20 s background measurement and 20 s sample ablation, 60-s retention time | MASS-1 (Wilson et al. 2002); NIST SRM 610 and 612 (Pearce et al. 1997); MASS-1 as external Ge standard (57.8±2.6 μg/g Ge); NBS-127, IAEA-S-1, IAEA-S-2, IAEA-S-3, and an in-house Ag2S reference material (sulfur isotopes) |  |  |  |  | 0.28268 | [21 empty] | 0.0232 | [15 empty] | 10.424 | [9 empty] | 6.603 | [17 empty] | 1.055 | [15 empty] | 888.4638 | [15 empty] | 33.811 |  | 26.4349 | [9 empty] | 0.001 | [13 empty] | 0.016007 | [13 empty] | 54.752 |  |  |  |  | 2019 | Bauer, M.E., Burisch, M., Ostendorf, J., Krause, J., Frenzel, M., Seifert, T., and Gutzmer, J. (2019). Trace element geochemistry of sphalerite in contrasting hydrothermal fluid systems of the Freiberg district, Germany: insights from LA-ICP-MS analysis, near-infrared light microthermometry of sphalerite-hosted fluid inclusions, and sulfur isotope geochemistry. Mineralium Deposita, 54, 237–262. |  | DEU | Saxony
| Freiberg mining district | kb veins, eb veins, fba veins | Magmatic hydrothermal | Intrusion-related | hydrothermal vein-style silver mineralization | Ag | Zn, Pb, In, Ge, Ga | Ag, Zn, Pb, In, Ge, Ga | Bauer et al., 2019 |  | eb03-2 | eb03-2 | underground mine |  |  |  |  | ore material | grab | grab | mineral separate | [5 empty] | mineralisation |  |  |  | sphalerite | [6 empty] | galena, pyrite, arsenopyrite, quartz, fluorite, carbonate | polished sections | LA-ICPMS, EMPA | JEOL JXA-8530F equipped with a field emission gun (FEG) and five wavelength-dispersive spectrometers (WDS); 193-nm New Wave Research Excimer laser and an Agilent 7500i quadrupole ICP-MS | Helmholtz Institute Freiberg for Resource Technology (HIF); Friedrich-Alexander-Universität Erlangen-Nürnberg | EPMA: accelerating voltage of 20 kV and a beam current of 30 nA, and a defocused beam of 15 μm diameter. LA-ICP-MS: plasma power of 1320 W, He (0.65 L/min) and Ar (1.09 L/min) as carrier gases, Ar as plasma (14.9 L/min) and auxiliary gas (0.9 L/min), oxide rates of <0.4% ThO+/Th+, repetition rate of 20 Hz, beam spot size of 25 μm, irradiance of 0.74 GW/cm2, fluence of 3.7 J/cm2, 20 s background measurement and 20 s sample ablation, 60-s retention time | MASS-1 (Wilson et al. 2002); NIST SRM 610 and 612 (Pearce et al. 1997); MASS-1 as external Ge standard (57.8±2.6 μg/g Ge); NBS-127, IAEA-S-1, IAEA-S-2, IAEA-S-3, and an in-house Ag2S reference material (sulfur isotopes) | 0.063 |  |  |  | 17.513 | [15 empty] | 0.603 | [5 empty] | 0.36762 | [5 empty] | 0.032 | [9 empty] | 0.497 | [9 empty] | 47.4346 | [17 empty] | 0.074 | [15 empty] | 109.3891 | [15 empty] | 32.826 |  | 711.2591 | [9 empty] | 0.011 | [13 empty] | 0.62931 | [13 empty] | 65.212 |  |  |  |  | 2019 | Bauer, M.E., Burisch, M., Ostendorf, J., Krause, J., Frenzel, M., Seifert, T., and Gutzmer, J. (2019). Trace element geochemistry of sphalerite in contrasting hydrothermal fluid systems of the Freiberg district, Germany: insights from LA-ICP-MS analysis, near-infrared light microthermometry of sphalerite-hosted fluid inclusions, and sulfur isotope geochemistry. Mineralium Deposita, 54, 237–262. |  | DEU | Saxony
| Freiberg mining district | kb veins, eb veins, fba veins | Magmatic hydrothermal | Intrusion-related | hydrothermal vein-style silver mineralization | Ag | Zn, Pb, In, Ge, Ga | Ag, Zn, Pb, In, Ge, Ga | Bauer et al., 2019 |  | eb03-3 | eb03-3 | underground mine |  |  |  |  | ore material | grab | grab | mineral separate | [5 empty] | mineralisation |  |  |  | sphalerite | [6 empty] | galena, pyrite, arsenopyrite, quartz, fluorite, carbonate | polished sections | LA-ICPMS, EMPA | JEOL JXA-8530F equipped with a field emission gun (FEG) and five wavelength-dispersive spectrometers (WDS); 193-nm New Wave Research Excimer laser and an Agilent 7500i quadrupole ICP-MS | Helmholtz Institute Freiberg for Resource Technology (HIF); Friedrich-Alexander-Universität Erlangen-Nürnberg | EPMA: accelerating voltage of 20 kV and a beam current of 30 nA, and a defocused beam of 15 μm diameter. LA-ICP-MS: plasma power of 1320 W, He (0.65 L/min) and Ar (1.09 L/min) as carrier gases, Ar as plasma (14.9 L/min) and auxiliary gas (0.9 L/min), oxide rates of <0.4% ThO+/Th+, repetition rate of 20 Hz, beam spot size of 25 μm, irradiance of 0.74 GW/cm2, fluence of 3.7 J/cm2, 20 s background measurement and 20 s sample ablation, 60-s retention time | MASS-1 (Wilson et al. 2002); NIST SRM 610 and 612 (Pearce et al. 1997); MASS-1 as external Ge standard (57.8±2.6 μg/g Ge); NBS-127, IAEA-S-1, IAEA-S-2, IAEA-S-3, and an in-house Ag2S reference material (sulfur isotopes) |  |  |  |  | 0.13114 | [21 empty] | 0.10202 | [15 empty] | 11.158 | [9 empty] | 8.2764 | [17 empty] | 0.9 | [15 empty] | 0.38121 | [15 empty] | 33.734 |  | 0.3446 |  |  |  | 0.83874 | [5 empty] | 0.005 | [13 empty] | 0.017118 | [13 empty] | 53.907 |  |  |  |  | 2019 | Bauer, M.E., Burisch, M., Ostendorf, J., Krause, J., Frenzel, M., Seifert, T., and Gutzmer, J. (2019). Trace element geochemistry of sphalerite in contrasting hydrothermal fluid systems of the Freiberg district, Germany: insights from LA-ICP-MS analysis, near-infrared light microthermometry of sphalerite-hosted fluid inclusions, and sulfur isotope geochemistry. Mineralium Deposita, 54, 237–262. |  | DEU | Saxony
| Freiberg mining district | kb veins, eb veins, fba veins | Magmatic hydrothermal | Intrusion-related | hydrothermal vein-style silver mineralization | Ag | Zn, Pb, In, Ge, Ga | Ag, Zn, Pb, In, Ge, Ga | Bauer et al., 2019 |  | eb03-4 | eb03-4 | underground mine |  |  |  |  | ore material | grab | grab | mineral separate | [5 empty] | mineralisation |  |  |  | sphalerite | [6 empty] | galena, pyrite, arsenopyrite, quartz, fluorite, carbonate | polished sections | LA-ICPMS, EMPA | JEOL JXA-8530F equipped with a field emission gun (FEG) and five wavelength-dispersive spectrometers (WDS); 193-nm New Wave Research Excimer laser and an Agilent 7500i quadrupole ICP-MS | Helmholtz Institute Freiberg for Resource Technology (HIF); Friedrich-Alexander-Universität Erlangen-Nürnberg | EPMA: accelerating voltage of 20 kV and a beam current of 30 nA, and a defocused beam of 15 μm diameter. LA-ICP-MS: plasma power of 1320 W, He (0.65 L/min) and Ar (1.09 L/min) as carrier gases, Ar as plasma (14.9 L/min) and auxiliary gas (0.9 L/min), oxide rates of <0.4% ThO+/Th+, repetition rate of 20 Hz, beam spot size of 25 μm, irradiance of 0.74 GW/cm2, fluence of 3.7 J/cm2, 20 s background measurement and 20 s sample ablation, 60-s retention time | MASS-1 (Wilson et al. 2002); NIST SRM 610 and 612 (Pearce et al. 1997); MASS-1 as external Ge standard (57.8±2.6 μg/g Ge); NBS-127, IAEA-S-1, IAEA-S-2, IAEA-S-3, and an in-house Ag2S reference material (sulfur isotopes) | [26 empty] | 0.025231 | [15 empty] | 10.672 | [9 empty] | 11.191 | [17 empty] | 0.988 | [15 empty] | 0.54417 | [15 empty] | 33.617 |  | 0.29148 | [9 empty] | 0.007 | [13 empty] | 0.017955 | [13 empty] | 54.622 |  |  |  |  | 2019 | Bauer, M.E., Burisch, M., Ostendorf, J., Krause, J., Frenzel, M., Seifert, T., and Gutzmer, J. (2019). Trace element geochemistry of sphalerite in contrasting hydrothermal fluid systems of the Freiberg district, Germany: insights from LA-ICP-MS analysis, near-infrared light microthermometry of sphalerite-hosted fluid inclusions, and sulfur isotope geochemistry. Mineralium Deposita, 54, 237–262. |  | DEU | Saxony
| Freiberg mining district | kb veins, eb veins, fba veins | Magmatic hydrothermal | Intrusion-related | hydrothermal vein-style silver mineralization | Ag | Zn, Pb, In, Ge, Ga | Ag, Zn, Pb, In, Ge, Ga | Bauer et al., 2019 |  | eb03-5 | eb03-5 | underground mine |  |  |  |  | ore material | grab | grab | mineral separate | [5 empty] | mineralisation |  |  |  | sphalerite | [6 empty] | galena, pyrite, arsenopyrite, quartz, fluorite, carbonate | polished sections | LA-ICPMS, EMPA | JEOL JXA-8530F equipped with a field emission gun (FEG) and five wavelength-dispersive spectrometers (WDS); 193-nm New Wave Research Excimer laser and an Agilent 7500i quadrupole ICP-MS | Helmholtz Institute Freiberg for Resource Technology (HIF); Friedrich-Alexander-Universität Erlangen-Nürnberg | EPMA: accelerating voltage of 20 kV and a beam current of 30 nA, and a defocused beam of 15 μm diameter. LA-ICP-MS: plasma power of 1320 W, He (0.65 L/min) and Ar (1.09 L/min) as carrier gases, Ar as plasma (14.9 L/min) and auxiliary gas (0.9 L/min), oxide rates of <0.4% ThO+/Th+, repetition rate of 20 Hz, beam spot size of 25 μm, irradiance of 0.74 GW/cm2, fluence of 3.7 J/cm2, 20 s background measurement and 20 s sample ablation, 60-s retention time | MASS-1 (Wilson et al. 2002); NIST SRM 610 and 612 (Pearce et al. 1997); MASS-1 as external Ge standard (57.8±2.6 μg/g Ge); NBS-127, IAEA-S-1, IAEA-S-2, IAEA-S-3, and an in-house Ag2S reference material (sulfur isotopes) |  |  |  |  | 0.15239 | [21 empty] | 0.023693 | [15 empty] | 10.246 | [9 empty] | 11.5158 | [17 empty] | 0.942 | [15 empty] | 0.39577 | [15 empty] | 33.389 |  | 3.3416 | [37 empty] | 55.076 |  |  |  |  | 2019 | Bauer, M.E., Burisch, M., Ostendorf, J., Krause, J., Frenzel, M., Seifert, T., and Gutzmer, J. (2019). Trace element geochemistry of sphalerite in contrasting hydrothermal fluid systems of the Freiberg district, Germany: insights from LA-ICP-MS analysis, near-infrared light microthermometry of sphalerite-hosted fluid inclusions, and sulfur isotope geochemistry. Mineralium Deposita, 54, 237–262. |  | DEU | Saxony
| Freiberg mining district | kb veins, eb veins, fba veins | Magmatic hydrothermal | Intrusion-related | hydrothermal vein-style silver mineralization | Ag | Zn, Pb, In, Ge, Ga | Ag, Zn, Pb, In, Ge, Ga | Bauer et al., 2019 |  | eb03-6 | eb03-6 | underground mine |  |  |  |  | ore material | grab | grab | mineral separate | [5 empty] | mineralisation |  |  |  | sphalerite | [6 empty] | galena, pyrite, arsenopyrite, quartz, fluorite, carbonate | polished sections | LA-ICPMS, EMPA | JEOL JXA-8530F equipped with a field emission gun (FEG) and five wavelength-dispersive spectrometers (WDS); 193-nm New Wave Research Excimer laser and an Agilent 7500i quadrupole ICP-MS | Helmholtz Institute Freiberg for Resource Technology (HIF); Friedrich-Alexander-Universität Erlangen-Nürnberg | EPMA: accelerating voltage of 20 kV and a beam current of 30 nA, and a defocused beam of 15 μm diameter. LA-ICP-MS: plasma power of 1320 W, He (0.65 L/min) and Ar (1.09 L/min) as carrier gases, Ar as plasma (14.9 L/min) and auxiliary gas (0.9 L/min), oxide rates of <0.4% ThO+/Th+, repetition rate of 20 Hz, beam spot size of 25 μm, irradiance of 0.74 GW/cm2, fluence of 3.7 J/cm2, 20 s background measurement and 20 s sample ablation, 60-s retention time | MASS-1 (Wilson et al. 2002); NIST SRM 610 and 612 (Pearce et al. 1997); MASS-1 as external Ge standard (57.8±2.6 μg/g Ge); NBS-127, IAEA-S-1, IAEA-S-2, IAEA-S-3, and an in-house Ag2S reference material (sulfur isotopes) | 0.028 |  |  |  | 1.5029 | [15 empty] | 0.129 | [5 empty] | 0.023729 | [15 empty] | 0.105 | [9 empty] | 33.4671 | [33 empty] | 25.8529 | [15 empty] | 32.938 |  | 57.8413 | [9 empty] | 0.004 | [13 empty] | 0.058826 | [13 empty] | 66.579 |  |  |  |  | 2019 | Bauer, M.E., Burisch, M., Ostendorf, J., Krause, J., Frenzel, M., Seifert, T., and Gutzmer, J. (2019). Trace element geochemistry of sphalerite in contrasting hydrothermal fluid systems of the Freiberg district, Germany: insights from LA-ICP-MS analysis, near-infrared light microthermometry of sphalerite-hosted fluid inclusions, and sulfur isotope geochemistry. Mineralium Deposita, 54, 237–262. |  | DEU | Saxony
| Freiberg mining district | kb veins, eb veins, fba veins | Magmatic hydrothermal | Intrusion-related | hydrothermal vein-style silver mineralization | Ag | Zn, Pb, In, Ge, Ga | Ag, Zn, Pb, In, Ge, Ga | Bauer et al., 2019 |  | eb03-7 | eb03-7 | underground mine |  |  |  |  | ore material | grab | grab | mineral separate | [5 empty] | mineralisation |  |  |  | sphalerite | [6 empty] | galena, pyrite, arsenopyrite, quartz, fluorite, carbonate | polished sections | LA-ICPMS, EMPA | JEOL JXA-8530F equipped with a field emission gun (FEG) and five wavelength-dispersive spectrometers (WDS); 193-nm New Wave Research Excimer laser and an Agilent 7500i quadrupole ICP-MS | Helmholtz Institute Freiberg for Resource Technology (HIF); Friedrich-Alexander-Universität Erlangen-Nürnberg | EPMA: accelerating voltage of 20 kV and a beam current of 30 nA, and a defocused beam of 15 μm diameter. LA-ICP-MS: plasma power of 1320 W, He (0.65 L/min) and Ar (1.09 L/min) as carrier gases, Ar as plasma (14.9 L/min) and auxiliary gas (0.9 L/min), oxide rates of <0.4% ThO+/Th+, repetition rate of 20 Hz, beam spot size of 25 μm, irradiance of 0.74 GW/cm2, fluence of 3.7 J/cm2, 20 s background measurement and 20 s sample ablation, 60-s retention time | MASS-1 (Wilson et al. 2002); NIST SRM 610 and 612 (Pearce et al. 1997); MASS-1 as external Ge standard (57.8±2.6 μg/g Ge); NBS-127, IAEA-S-1, IAEA-S-2, IAEA-S-3, and an in-house Ag2S reference material (sulfur isotopes) | 0.012 |  | 0.003 |  | 12.2858 | [15 empty] | 0.132 | [21 empty] | 0.106 | [9 empty] | 47.9845 | [17 empty] | 0.003 | [15 empty] | 31.7234 | [15 empty] | 32.951 |  | 129.5292 | [23 empty] | 0.067647 | [13 empty] | 66.483 |  |  |  |  | 2019 | Bauer, M.E., Burisch, M., Ostendorf, J., Krause, J., Frenzel, M., Seifert, T., and Gutzmer, J. (2019). Trace element geochemistry of sphalerite in contrasting hydrothermal fluid systems of the Freiberg district, Germany: insights from LA-ICP-MS analysis, near-infrared light microthermometry of sphalerite-hosted fluid inclusions, and sulfur isotope geochemistry. Mineralium Deposita, 54, 237–262. |  | DEU | Saxony
| Freiberg mining district | kb veins, eb veins, fba veins | Magmatic hydrothermal | Intrusion-related | hydrothermal vein-style silver mineralization | Ag | Zn, Pb, In, Ge, Ga | Ag, Zn, Pb, In, Ge, Ga | Bauer et al., 2019 |  | eb03-8 | eb03-8 | underground mine |  |  |  |  | ore material | grab | grab | mineral separate | [5 empty] | mineralisation |  |  |  | sphalerite | [6 empty] | galena, pyrite, arsenopyrite, quartz, fluorite, carbonate | polished sections | LA-ICPMS, EMPA | JEOL JXA-8530F equipped with a field emission gun (FEG) and five wavelength-dispersive spectrometers (WDS); 193-nm New Wave Research Excimer laser and an Agilent 7500i quadrupole ICP-MS | Helmholtz Institute Freiberg for Resource Technology (HIF); Friedrich-Alexander-Universität Erlangen-Nürnberg | EPMA: accelerating voltage of 20 kV and a beam current of 30 nA, and a defocused beam of 15 μm diameter. LA-ICP-MS: plasma power of 1320 W, He (0.65 L/min) and Ar (1.09 L/min) as carrier gases, Ar as plasma (14.9 L/min) and auxiliary gas (0.9 L/min), oxide rates of <0.4% ThO+/Th+, repetition rate of 20 Hz, beam spot size of 25 μm, irradiance of 0.74 GW/cm2, fluence of 3.7 J/cm2, 20 s background measurement and 20 s sample ablation, 60-s retention time | MASS-1 (Wilson et al. 2002); NIST SRM 610 and 612 (Pearce et al. 1997); MASS-1 as external Ge standard (57.8±2.6 μg/g Ge); NBS-127, IAEA-S-1, IAEA-S-2, IAEA-S-3, and an in-house Ag2S reference material (sulfur isotopes) |  |  |  |  | 3.6789 | [21 empty] | 0.023002 | [15 empty] | 10.524 | [9 empty] | 45.1684 | [17 empty] | 0.913 | [15 empty] | 38.5814 | [15 empty] | 33.54 |  | 73.762 | [9 empty] | 0.021 | [13 empty] | 0.06755 | [13 empty] | 54.613 |  |  |  |  | 2019 | Bauer, M.E., Burisch, M., Ostendorf, J., Krause, J., Frenzel, M., Seifert, T., and Gutzmer, J. (2019). Trace element geochemistry of sphalerite in contrasting hydrothermal fluid systems of the Freiberg district, Germany: insights from LA-ICP-MS analysis, near-infrared light microthermometry of sphalerite-hosted fluid inclusions, and sulfur isotope geochemistry. Mineralium Deposita, 54, 237–262. |  | DEU | Saxony
| Freiberg mining district | kb veins, eb veins, fba veins | Magmatic hydrothermal | Intrusion-related | hydrothermal vein-style silver mineralization | Ag | Zn, Pb, In, Ge, Ga | Ag, Zn, Pb, In, Ge, Ga | Bauer et al., 2019 |  | eb03-9 | eb03-9 | underground mine |  |  |  |  | ore material | grab | grab | mineral separate | [5 empty] | mineralisation |  |  |  | sphalerite | [6 empty] | galena, pyrite, arsenopyrite, quartz, fluorite, carbonate | polished sections | LA-ICPMS, EMPA | JEOL JXA-8530F equipped with a field emission gun (FEG) and five wavelength-dispersive spectrometers (WDS); 193-nm New Wave Research Excimer laser and an Agilent 7500i quadrupole ICP-MS | Helmholtz Institute Freiberg for Resource Technology (HIF); Friedrich-Alexander-Universität Erlangen-Nürnberg | EPMA: accelerating voltage of 20 kV and a beam current of 30 nA, and a defocused beam of 15 μm diameter. LA-ICP-MS: plasma power of 1320 W, He (0.65 L/min) and Ar (1.09 L/min) as carrier gases, Ar as plasma (14.9 L/min) and auxiliary gas (0.9 L/min), oxide rates of <0.4% ThO+/Th+, repetition rate of 20 Hz, beam spot size of 25 μm, irradiance of 0.74 GW/cm2, fluence of 3.7 J/cm2, 20 s background measurement and 20 s sample ablation, 60-s retention time | MASS-1 (Wilson et al. 2002); NIST SRM 610 and 612 (Pearce et al. 1997); MASS-1 as external Ge standard (57.8±2.6 μg/g Ge); NBS-127, IAEA-S-1, IAEA-S-2, IAEA-S-3, and an in-house Ag2S reference material (sulfur isotopes) |  |  |  |  | 0.21457 | [21 empty] | 0.21769 | [5 empty] | 0.005 | [9 empty] | 11.9 | [9 empty] | 7.8315 | [17 empty] | 1.525 | [15 empty] | 0.26396 | [15 empty] | 33.85 |  | 0.085691 | [37 empty] | 52.838 |  |  |  |  | 2019 | Bauer, M.E., Burisch, M., Ostendorf, J., Krause, J., Frenzel, M., Seifert, T., and Gutzmer, J. (2019). Trace element geochemistry of sphalerite in contrasting hydrothermal fluid systems of the Freiberg district, Germany: insights from LA-ICP-MS analysis, near-infrared light microthermometry of sphalerite-hosted fluid inclusions, and sulfur isotope geochemistry. Mineralium Deposita, 54, 237–262. |  | DEU | Saxony
| Freiberg mining district | kb veins, eb veins, fba veins | Magmatic hydrothermal | Intrusion-related | hydrothermal vein-style silver mineralization | Ag | Zn, Pb, In, Ge, Ga | Ag, Zn, Pb, In, Ge, Ga | Bauer et al., 2019 |  | eb03-10 | eb03-10 | underground mine |  |  |  |  | ore material | grab | grab | mineral separate | [5 empty] | mineralisation |  |  |  | sphalerite | [6 empty] | galena, pyrite, arsenopyrite, quartz, fluorite, carbonate | polished sections | LA-ICPMS, EMPA | JEOL JXA-8530F equipped with a field emission gun (FEG) and five wavelength-dispersive spectrometers (WDS); 193-nm New Wave Research Excimer laser and an Agilent 7500i quadrupole ICP-MS | Helmholtz Institute Freiberg for Resource Technology (HIF); Friedrich-Alexander-Universität Erlangen-Nürnberg | EPMA: accelerating voltage of 20 kV and a beam current of 30 nA, and a defocused beam of 15 μm diameter. LA-ICP-MS: plasma power of 1320 W, He (0.65 L/min) and Ar (1.09 L/min) as carrier gases, Ar as plasma (14.9 L/min) and auxiliary gas (0.9 L/min), oxide rates of <0.4% ThO+/Th+, repetition rate of 20 Hz, beam spot size of 25 μm, irradiance of 0.74 GW/cm2, fluence of 3.7 J/cm2, 20 s background measurement and 20 s sample ablation, 60-s retention time | MASS-1 (Wilson et al. 2002); NIST SRM 610 and 612 (Pearce et al. 1997); MASS-1 as external Ge standard (57.8±2.6 μg/g Ge); NBS-127, IAEA-S-1, IAEA-S-2, IAEA-S-3, and an in-house Ag2S reference material (sulfur isotopes) |  |  |  |  | 0.66961 | [21 empty] | 0.06012 | [15 empty] | 11.433 | [9 empty] | 8.8185 | [17 empty] | 1.156 | [15 empty] | 0.85505 | [15 empty] | 33.625 |  | 85.5044 | [9 empty] | 0.006 | [27 empty] | 53.654 |  |  |  |  | 2019 | Bauer, M.E., Burisch, M., Ostendorf, J., Krause, J., Frenzel, M., Seifert, T., and Gutzmer, J. (2019). Trace element geochemistry of sphalerite in contrasting hydrothermal fluid systems of the Freiberg district, Germany: insights from LA-ICP-MS analysis, near-infrared light microthermometry of sphalerite-hosted fluid inclusions, and sulfur isotope geochemistry. Mineralium Deposita, 54, 237–262. |  | DEU | Saxony
| Freiberg mining district | kb veins, eb veins, fba veins | Magmatic hydrothermal | Intrusion-related | hydrothermal vein-style silver mineralization | Ag | Zn, Pb, In, Ge, Ga | Ag, Zn, Pb, In, Ge, Ga | Bauer et al., 2019 |  | eb03-11 | eb03-11 | underground mine |  |  |  |  | ore material | grab | grab | mineral separate | [5 empty] | mineralisation |  |  |  | sphalerite | [6 empty] | galena, pyrite, arsenopyrite, quartz, fluorite, carbonate | polished sections | LA-ICPMS, EMPA | JEOL JXA-8530F equipped with a field emission gun (FEG) and five wavelength-dispersive spectrometers (WDS); 193-nm New Wave Research Excimer laser and an Agilent 7500i quadrupole ICP-MS | Helmholtz Institute Freiberg for Resource Technology (HIF); Friedrich-Alexander-Universität Erlangen-Nürnberg | EPMA: accelerating voltage of 20 kV and a beam current of 30 nA, and a defocused beam of 15 μm diameter. LA-ICP-MS: plasma power of 1320 W, He (0.65 L/min) and Ar (1.09 L/min) as carrier gases, Ar as plasma (14.9 L/min) and auxiliary gas (0.9 L/min), oxide rates of <0.4% ThO+/Th+, repetition rate of 20 Hz, beam spot size of 25 μm, irradiance of 0.74 GW/cm2, fluence of 3.7 J/cm2, 20 s background measurement and 20 s sample ablation, 60-s retention time | MASS-1 (Wilson et al. 2002); NIST SRM 610 and 612 (Pearce et al. 1997); MASS-1 as external Ge standard (57.8±2.6 μg/g Ge); NBS-127, IAEA-S-1, IAEA-S-2, IAEA-S-3, and an in-house Ag2S reference material (sulfur isotopes) | [26 empty] | 0.021918 | [15 empty] | 10.47 | [9 empty] | 6.1937 | [17 empty] | 0.608 | [15 empty] | 0.28338 | [15 empty] | 33.883 | [11 empty] | 0.008 | [27 empty] | 55.396 |  |  |  |  | 2019 | Bauer, M.E., Burisch, M., Ostendorf, J., Krause, J., Frenzel, M., Seifert, T., and Gutzmer, J. (2019). Trace element geochemistry of sphalerite in contrasting hydrothermal fluid systems of the Freiberg district, Germany: insights from LA-ICP-MS analysis, near-infrared light microthermometry of sphalerite-hosted fluid inclusions, and sulfur isotope geochemistry. Mineralium Deposita, 54, 237–262. |  | DEU | Saxony
| Freiberg mining district | kb veins, eb veins, fba veins | Magmatic hydrothermal | Intrusion-related | hydrothermal vein-style silver mineralization | Ag | Zn, Pb, In, Ge, Ga | Ag, Zn, Pb, In, Ge, Ga | Bauer et al., 2019 |  | eb04-1 | eb04-1 | underground mine |  |  |  |  | ore material | grab | grab | mineral separate | [5 empty] | mineralisation |  |  |  | sphalerite | [6 empty] | galena, pyrite, arsenopyrite, quartz, fluorite, carbonate | polished sections | LA-ICPMS, EMPA | JEOL JXA-8530F equipped with a field emission gun (FEG) and five wavelength-dispersive spectrometers (WDS); 193-nm New Wave Research Excimer laser and an Agilent 7500i quadrupole ICP-MS | Helmholtz Institute Freiberg for Resource Technology (HIF); Friedrich-Alexander-Universität Erlangen-Nürnberg | EPMA: accelerating voltage of 20 kV and a beam current of 30 nA, and a defocused beam of 15 μm diameter. LA-ICP-MS: plasma power of 1320 W, He (0.65 L/min) and Ar (1.09 L/min) as carrier gases, Ar as plasma (14.9 L/min) and auxiliary gas (0.9 L/min), oxide rates of <0.4% ThO+/Th+, repetition rate of 20 Hz, beam spot size of 25 μm, irradiance of 0.74 GW/cm2, fluence of 3.7 J/cm2, 20 s background measurement and 20 s sample ablation, 60-s retention time | MASS-1 (Wilson et al. 2002); NIST SRM 610 and 612 (Pearce et al. 1997); MASS-1 as external Ge standard (57.8±2.6 μg/g Ge); NBS-127, IAEA-S-1, IAEA-S-2, IAEA-S-3, and an in-house Ag2S reference material (sulfur isotopes) |  |  |  |  | 0.13677 | [15 empty] | 0.558 | [5 empty] | 1.6159 | [5 empty] | 0.019 | [9 empty] | 12.395 | [9 empty] | 4.1908 |  |  |  | 0.027 | [13 empty] | 0.493 | [15 empty] | 0.77706 | [15 empty] | 33.372 |  | 1.2471 | [23 empty] | 0.13006 | [13 empty] | 52.472 |  |  |  |  | 2019 | Bauer, M.E., Burisch, M., Ostendorf, J., Krause, J., Frenzel, M., Seifert, T., and Gutzmer, J. (2019). Trace element geochemistry of sphalerite in contrasting hydrothermal fluid systems of the Freiberg district, Germany: insights from LA-ICP-MS analysis, near-infrared light microthermometry of sphalerite-hosted fluid inclusions, and sulfur isotope geochemistry. Mineralium Deposita, 54, 237–262. |  | DEU | Saxony
| Freiberg mining district | kb veins, eb veins, fba veins | Magmatic hydrothermal | Intrusion-related | hydrothermal vein-style silver mineralization | Ag | Zn, Pb, In, Ge, Ga | Ag, Zn, Pb, In, Ge, Ga | Bauer et al., 2019 |  | eb04-2 | eb04-2 | underground mine |  |  |  |  | ore material | grab | grab | mineral separate | [5 empty] | mineralisation |  |  |  | sphalerite | [6 empty] | galena, pyrite, arsenopyrite, quartz, fluorite, carbonate | polished sections | LA-ICPMS, EMPA | JEOL JXA-8530F equipped with a field emission gun (FEG) and five wavelength-dispersive spectrometers (WDS); 193-nm New Wave Research Excimer laser and an Agilent 7500i quadrupole ICP-MS | Helmholtz Institute Freiberg for Resource Technology (HIF); Friedrich-Alexander-Universität Erlangen-Nürnberg | EPMA: accelerating voltage of 20 kV and a beam current of 30 nA, and a defocused beam of 15 μm diameter. LA-ICP-MS: plasma power of 1320 W, He (0.65 L/min) and Ar (1.09 L/min) as carrier gases, Ar as plasma (14.9 L/min) and auxiliary gas (0.9 L/min), oxide rates of <0.4% ThO+/Th+, repetition rate of 20 Hz, beam spot size of 25 μm, irradiance of 0.74 GW/cm2, fluence of 3.7 J/cm2, 20 s background measurement and 20 s sample ablation, 60-s retention time | MASS-1 (Wilson et al. 2002); NIST SRM 610 and 612 (Pearce et al. 1997); MASS-1 as external Ge standard (57.8±2.6 μg/g Ge); NBS-127, IAEA-S-1, IAEA-S-2, IAEA-S-3, and an in-house Ag2S reference material (sulfur isotopes) | [20 empty] | 0.572 | [5 empty] | 1.6394 | [5 empty] | 0.047 | [9 empty] | 12.569 | [9 empty] | 5.1285 | [17 empty] | 0.515 | [15 empty] | 0.21382 | [15 empty] | 33.724 |  | 0.043455 | [9 empty] | 0.029 | [27 empty] | 52.213 |  |  |  |  | 2019 | Bauer, M.E., Burisch, M., Ostendorf, J., Krause, J., Frenzel, M., Seifert, T., and Gutzmer, J. (2019). Trace element geochemistry of sphalerite in contrasting hydrothermal fluid systems of the Freiberg district, Germany: insights from LA-ICP-MS analysis, near-infrared light microthermometry of sphalerite-hosted fluid inclusions, and sulfur isotope geochemistry. Mineralium Deposita, 54, 237–262. |  | DEU | Saxony
| Freiberg mining district | kb veins, eb veins, fba veins | Magmatic hydrothermal | Intrusion-related | hydrothermal vein-style silver mineralization | Ag | Zn, Pb, In, Ge, Ga | Ag, Zn, Pb, In, Ge, Ga | Bauer et al., 2019 |  | eb04-3 | eb04-3 | underground mine |  |  |  |  | ore material | grab | grab | mineral separate | [5 empty] | mineralisation |  |  |  | sphalerite | [6 empty] | galena, pyrite, arsenopyrite, quartz, fluorite, carbonate | polished sections | LA-ICPMS, EMPA | JEOL JXA-8530F equipped with a field emission gun (FEG) and five wavelength-dispersive spectrometers (WDS); 193-nm New Wave Research Excimer laser and an Agilent 7500i quadrupole ICP-MS | Helmholtz Institute Freiberg for Resource Technology (HIF); Friedrich-Alexander-Universität Erlangen-Nürnberg | EPMA: accelerating voltage of 20 kV and a beam current of 30 nA, and a defocused beam of 15 μm diameter. LA-ICP-MS: plasma power of 1320 W, He (0.65 L/min) and Ar (1.09 L/min) as carrier gases, Ar as plasma (14.9 L/min) and auxiliary gas (0.9 L/min), oxide rates of <0.4% ThO+/Th+, repetition rate of 20 Hz, beam spot size of 25 μm, irradiance of 0.74 GW/cm2, fluence of 3.7 J/cm2, 20 s background measurement and 20 s sample ablation, 60-s retention time | MASS-1 (Wilson et al. 2002); NIST SRM 610 and 612 (Pearce et al. 1997); MASS-1 as external Ge standard (57.8±2.6 μg/g Ge); NBS-127, IAEA-S-1, IAEA-S-2, IAEA-S-3, and an in-house Ag2S reference material (sulfur isotopes) | [20 empty] | 0.467 | [5 empty] | 1.28 | [5 empty] | 0.247 | [9 empty] | 12.809 | [9 empty] | 4.0737 | [17 empty] | 0.345 | [15 empty] | 4.2116 | [15 empty] | 33.924 |  | 0.043216 | [9 empty] | 0.215 | [27 empty] | 51.886 |  |  |  |  | 2019 | Bauer, M.E., Burisch, M., Ostendorf, J., Krause, J., Frenzel, M., Seifert, T., and Gutzmer, J. (2019). Trace element geochemistry of sphalerite in contrasting hydrothermal fluid systems of the Freiberg district, Germany: insights from LA-ICP-MS analysis, near-infrared light microthermometry of sphalerite-hosted fluid inclusions, and sulfur isotope geochemistry. Mineralium Deposita, 54, 237–262. |  | DEU | Saxony
| Freiberg mining district | kb veins, eb veins, fba veins | Magmatic hydrothermal | Intrusion-related | hydrothermal vein-style silver mineralization | Ag | Zn, Pb, In, Ge, Ga | Ag, Zn, Pb, In, Ge, Ga | Bauer et al., 2019 |  | eb04-4 | eb04-4 | underground mine |  |  |  |  | ore material | grab | grab | mineral separate | [5 empty] | mineralisation |  |  |  | sphalerite | [6 empty] | galena, pyrite, arsenopyrite, quartz, fluorite, carbonate | polished sections | LA-ICPMS, EMPA | JEOL JXA-8530F equipped with a field emission gun (FEG) and five wavelength-dispersive spectrometers (WDS); 193-nm New Wave Research Excimer laser and an Agilent 7500i quadrupole ICP-MS | Helmholtz Institute Freiberg for Resource Technology (HIF); Friedrich-Alexander-Universität Erlangen-Nürnberg | EPMA: accelerating voltage of 20 kV and a beam current of 30 nA, and a defocused beam of 15 μm diameter. LA-ICP-MS: plasma power of 1320 W, He (0.65 L/min) and Ar (1.09 L/min) as carrier gases, Ar as plasma (14.9 L/min) and auxiliary gas (0.9 L/min), oxide rates of <0.4% ThO+/Th+, repetition rate of 20 Hz, beam spot size of 25 μm, irradiance of 0.74 GW/cm2, fluence of 3.7 J/cm2, 20 s background measurement and 20 s sample ablation, 60-s retention time | MASS-1 (Wilson et al. 2002); NIST SRM 610 and 612 (Pearce et al. 1997); MASS-1 as external Ge standard (57.8±2.6 μg/g Ge); NBS-127, IAEA-S-1, IAEA-S-2, IAEA-S-3, and an in-house Ag2S reference material (sulfur isotopes) |  |  |  |  | 0.18139 | [15 empty] | 0.498 | [5 empty] | 1.195 | [15 empty] | 12.906 | [9 empty] | 7.3512 | [17 empty] | 0.399 | [15 empty] | 0.24254 | [15 empty] | 33.77 | [11 empty] | 0.006 | [13 empty] | 0.010229 | [13 empty] | 52.248 |  |  |  |  | 2019 | Bauer, M.E., Burisch, M., Ostendorf, J., Krause, J., Frenzel, M., Seifert, T., and Gutzmer, J. (2019). Trace element geochemistry of sphalerite in contrasting hydrothermal fluid systems of the Freiberg district, Germany: insights from LA-ICP-MS analysis, near-infrared light microthermometry of sphalerite-hosted fluid inclusions, and sulfur isotope geochemistry. Mineralium Deposita, 54, 237–262. |  | DEU | Saxony
| Freiberg mining district | kb veins, eb veins, fba veins | Magmatic hydrothermal | Intrusion-related | hydrothermal vein-style silver mineralization | Ag | Zn, Pb, In, Ge, Ga | Ag, Zn, Pb, In, Ge, Ga | Bauer et al., 2019 |  | eb04-5 | eb04-5 | underground mine |  |  |  |  | ore material | grab | grab | mineral separate | [5 empty] | mineralisation |  |  |  | sphalerite | [6 empty] | galena, pyrite, arsenopyrite, quartz, fluorite, carbonate | polished sections | LA-ICPMS, EMPA | JEOL JXA-8530F equipped with a field emission gun (FEG) and five wavelength-dispersive spectrometers (WDS); 193-nm New Wave Research Excimer laser and an Agilent 7500i quadrupole ICP-MS | Helmholtz Institute Freiberg for Resource Technology (HIF); Friedrich-Alexander-Universität Erlangen-Nürnberg | EPMA: accelerating voltage of 20 kV and a beam current of 30 nA, and a defocused beam of 15 μm diameter. LA-ICP-MS: plasma power of 1320 W, He (0.65 L/min) and Ar (1.09 L/min) as carrier gases, Ar as plasma (14.9 L/min) and auxiliary gas (0.9 L/min), oxide rates of <0.4% ThO+/Th+, repetition rate of 20 Hz, beam spot size of 25 μm, irradiance of 0.74 GW/cm2, fluence of 3.7 J/cm2, 20 s background measurement and 20 s sample ablation, 60-s retention time | MASS-1 (Wilson et al. 2002); NIST SRM 610 and 612 (Pearce et al. 1997); MASS-1 as external Ge standard (57.8±2.6 μg/g Ge); NBS-127, IAEA-S-1, IAEA-S-2, IAEA-S-3, and an in-house Ag2S reference material (sulfur isotopes) | 0.011 | [19 empty] | 0.472 | [5 empty] | 1.6191 | [5 empty] | 0.716 | [9 empty] | 12.217 | [9 empty] | 6.0416 | [17 empty] | 0.51 | [15 empty] | 0.25467 | [15 empty] | 33.245 |  | 0.084554 | [9 empty] | 0.663 | [13 empty] | 0.015128 | [13 empty] | 51.61 |  |  |  |  | 2019 | Bauer, M.E., Burisch, M., Ostendorf, J., Krause, J., Frenzel, M., Seifert, T., and Gutzmer, J. (2019). Trace element geochemistry of sphalerite in contrasting hydrothermal fluid systems of the Freiberg district, Germany: insights from LA-ICP-MS analysis, near-infrared light microthermometry of sphalerite-hosted fluid inclusions, and sulfur isotope geochemistry. Mineralium Deposita, 54, 237–262. |  | DEU | Saxony
| Freiberg mining district | kb veins, eb veins, fba veins | Magmatic hydrothermal | Intrusion-related | hydrothermal vein-style silver mineralization | Ag | Zn, Pb, In, Ge, Ga | Ag, Zn, Pb, In, Ge, Ga | Bauer et al., 2019 |  | eb04-6 | eb04-6 | underground mine |  |  |  |  | ore material | grab | grab | mineral separate | [5 empty] | mineralisation |  |  |  | sphalerite | [6 empty] | galena, pyrite, arsenopyrite, quartz, fluorite, carbonate | polished sections | LA-ICPMS, EMPA | JEOL JXA-8530F equipped with a field emission gun (FEG) and five wavelength-dispersive spectrometers (WDS); 193-nm New Wave Research Excimer laser and an Agilent 7500i quadrupole ICP-MS | Helmholtz Institute Freiberg for Resource Technology (HIF); Friedrich-Alexander-Universität Erlangen-Nürnberg | EPMA: accelerating voltage of 20 kV and a beam current of 30 nA, and a defocused beam of 15 μm diameter. LA-ICP-MS: plasma power of 1320 W, He (0.65 L/min) and Ar (1.09 L/min) as carrier gases, Ar as plasma (14.9 L/min) and auxiliary gas (0.9 L/min), oxide rates of <0.4% ThO+/Th+, repetition rate of 20 Hz, beam spot size of 25 μm, irradiance of 0.74 GW/cm2, fluence of 3.7 J/cm2, 20 s background measurement and 20 s sample ablation, 60-s retention time | MASS-1 (Wilson et al. 2002); NIST SRM 610 and 612 (Pearce et al. 1997); MASS-1 as external Ge standard (57.8±2.6 μg/g Ge); NBS-127, IAEA-S-1, IAEA-S-2, IAEA-S-3, and an in-house Ag2S reference material (sulfur isotopes) | 0.006 |  |  |  | 0.18356 | [15 empty] | 0.541 | [5 empty] | 0.65233 | [5 empty] | 0.097 | [9 empty] | 13.58 | [9 empty] | 4.5094 | [17 empty] | 0.203 | [15 empty] | 0.1166 | [15 empty] | 33.694 | [11 empty] | 0.074 | [27 empty] | 51.538 |  |  |  |  | 2019 | Bauer, M.E., Burisch, M., Ostendorf, J., Krause, J., Frenzel, M., Seifert, T., and Gutzmer, J. (2019). Trace element geochemistry of sphalerite in contrasting hydrothermal fluid systems of the Freiberg district, Germany: insights from LA-ICP-MS analysis, near-infrared light microthermometry of sphalerite-hosted fluid inclusions, and sulfur isotope geochemistry. Mineralium Deposita, 54, 237–262. |  | DEU | Saxony
| Freiberg mining district | kb veins, eb veins, fba veins | Magmatic hydrothermal | Intrusion-related | hydrothermal vein-style silver mineralization | Ag | Zn, Pb, In, Ge, Ga | Ag, Zn, Pb, In, Ge, Ga | Bauer et al., 2019 |  | eb06-1 | eb06-1 | underground mine |  |  |  |  | ore material | grab | grab | mineral separate | [5 empty] | mineralisation |  |  |  | sphalerite | [6 empty] | galena, pyrite, arsenopyrite, quartz, fluorite, carbonate | polished sections | LA-ICPMS, EMPA | JEOL JXA-8530F equipped with a field emission gun (FEG) and five wavelength-dispersive spectrometers (WDS); 193-nm New Wave Research Excimer laser and an Agilent 7500i quadrupole ICP-MS | Helmholtz Institute Freiberg for Resource Technology (HIF); Friedrich-Alexander-Universität Erlangen-Nürnberg | EPMA: accelerating voltage of 20 kV and a beam current of 30 nA, and a defocused beam of 15 μm diameter. LA-ICP-MS: plasma power of 1320 W, He (0.65 L/min) and Ar (1.09 L/min) as carrier gases, Ar as plasma (14.9 L/min) and auxiliary gas (0.9 L/min), oxide rates of <0.4% ThO+/Th+, repetition rate of 20 Hz, beam spot size of 25 μm, irradiance of 0.74 GW/cm2, fluence of 3.7 J/cm2, 20 s background measurement and 20 s sample ablation, 60-s retention time | MASS-1 (Wilson et al. 2002); NIST SRM 610 and 612 (Pearce et al. 1997); MASS-1 as external Ge standard (57.8±2.6 μg/g Ge); NBS-127, IAEA-S-1, IAEA-S-2, IAEA-S-3, and an in-house Ag2S reference material (sulfur isotopes) |  |  |  |  | 0.18306 | [15 empty] | 0.076 | [5 empty] | 0.44249 | [5 empty] | 0.054 | [9 empty] | 11.597 | [9 empty] | 7.4494 | [17 empty] | 0.596 | [15 empty] | 0.33516 | [15 empty] | 33.541 |  | 6.284 |  |  |  | 0.96043 | [5 empty] | 0.038 | [27 empty] | 53.765 |  |  |  |  | 2019 | Bauer, M.E., Burisch, M., Ostendorf, J., Krause, J., Frenzel, M., Seifert, T., and Gutzmer, J. (2019). Trace element geochemistry of sphalerite in contrasting hydrothermal fluid systems of the Freiberg district, Germany: insights from LA-ICP-MS analysis, near-infrared light microthermometry of sphalerite-hosted fluid inclusions, and sulfur isotope geochemistry. Mineralium Deposita, 54, 237–262. |  | DEU | Saxony
| Freiberg mining district | kb veins, eb veins, fba veins | Magmatic hydrothermal | Intrusion-related | hydrothermal vein-style silver mineralization | Ag | Zn, Pb, In, Ge, Ga | Ag, Zn, Pb, In, Ge, Ga | Bauer et al., 2019 |  | eb06-2 | eb06-2 | underground mine |  |  |  |  | ore material | grab | grab | mineral separate | [5 empty] | mineralisation |  |  |  | sphalerite | [6 empty] | galena, pyrite, arsenopyrite, quartz, fluorite, carbonate | polished sections | LA-ICPMS, EMPA | JEOL JXA-8530F equipped with a field emission gun (FEG) and five wavelength-dispersive spectrometers (WDS); 193-nm New Wave Research Excimer laser and an Agilent 7500i quadrupole ICP-MS | Helmholtz Institute Freiberg for Resource Technology (HIF); Friedrich-Alexander-Universität Erlangen-Nürnberg | EPMA: accelerating voltage of 20 kV and a beam current of 30 nA, and a defocused beam of 15 μm diameter. LA-ICP-MS: plasma power of 1320 W, He (0.65 L/min) and Ar (1.09 L/min) as carrier gases, Ar as plasma (14.9 L/min) and auxiliary gas (0.9 L/min), oxide rates of <0.4% ThO+/Th+, repetition rate of 20 Hz, beam spot size of 25 μm, irradiance of 0.74 GW/cm2, fluence of 3.7 J/cm2, 20 s background measurement and 20 s sample ablation, 60-s retention time | MASS-1 (Wilson et al. 2002); NIST SRM 610 and 612 (Pearce et al. 1997); MASS-1 as external Ge standard (57.8±2.6 μg/g Ge); NBS-127, IAEA-S-1, IAEA-S-2, IAEA-S-3, and an in-house Ag2S reference material (sulfur isotopes) |  |  |  |  | 0.22243 | [15 empty] | 0.114 | [5 empty] | 0.52543 | [5 empty] | 0.031 | [9 empty] | 11.678 | [9 empty] | 7.4353 | [17 empty] | 0.585 | [15 empty] | 0.78741 | [15 empty] | 33.469 |  | 1.2055 | [9 empty] | 0.035 | [27 empty] | 53.499 |  |  |  |  | 2019 | Bauer, M.E., Burisch, M., Ostendorf, J., Krause, J., Frenzel, M., Seifert, T., and Gutzmer, J. (2019). Trace element geochemistry of sphalerite in contrasting hydrothermal fluid systems of the Freiberg district, Germany: insights from LA-ICP-MS analysis, near-infrared light microthermometry of sphalerite-hosted fluid inclusions, and sulfur isotope geochemistry. Mineralium Deposita, 54, 237–262. |  | DEU | Saxony
| Freiberg mining district | kb veins, eb veins, fba veins | Magmatic hydrothermal | Intrusion-related | hydrothermal vein-style silver mineralization | Ag | Zn, Pb, In, Ge, Ga | Ag, Zn, Pb, In, Ge, Ga | Bauer et al., 2019 |  | eb06-3 | eb06-3 | underground mine |  |  |  |  | ore material | grab | grab | mineral separate | [5 empty] | mineralisation |  |  |  | sphalerite | [6 empty] | galena, pyrite, arsenopyrite, quartz, fluorite, carbonate | polished sections | LA-ICPMS, EMPA | JEOL JXA-8530F equipped with a field emission gun (FEG) and five wavelength-dispersive spectrometers (WDS); 193-nm New Wave Research Excimer laser and an Agilent 7500i quadrupole ICP-MS | Helmholtz Institute Freiberg for Resource Technology (HIF); Friedrich-Alexander-Universität Erlangen-Nürnberg | EPMA: accelerating voltage of 20 kV and a beam current of 30 nA, and a defocused beam of 15 μm diameter. LA-ICP-MS: plasma power of 1320 W, He (0.65 L/min) and Ar (1.09 L/min) as carrier gases, Ar as plasma (14.9 L/min) and auxiliary gas (0.9 L/min), oxide rates of <0.4% ThO+/Th+, repetition rate of 20 Hz, beam spot size of 25 μm, irradiance of 0.74 GW/cm2, fluence of 3.7 J/cm2, 20 s background measurement and 20 s sample ablation, 60-s retention time | MASS-1 (Wilson et al. 2002); NIST SRM 610 and 612 (Pearce et al. 1997); MASS-1 as external Ge standard (57.8±2.6 μg/g Ge); NBS-127, IAEA-S-1, IAEA-S-2, IAEA-S-3, and an in-house Ag2S reference material (sulfur isotopes) |  |  |  |  | 0.48521 | [15 empty] | 0.1 | [5 empty] | 0.30487 | [5 empty] | 0.044 | [9 empty] | 11.441 | [9 empty] | 3.8826 | [17 empty] | 0.606 | [15 empty] | 3.1799 | [15 empty] | 33.691 |  | 34.3347 | [9 empty] | 0.058 | [13 empty] | 0.017644 | [13 empty] | 53.715 |  |  |  |  | 2019 | Bauer, M.E., Burisch, M., Ostendorf, J., Krause, J., Frenzel, M., Seifert, T., and Gutzmer, J. (2019). Trace element geochemistry of sphalerite in contrasting hydrothermal fluid systems of the Freiberg district, Germany: insights from LA-ICP-MS analysis, near-infrared light microthermometry of sphalerite-hosted fluid inclusions, and sulfur isotope geochemistry. Mineralium Deposita, 54, 237–262. |  | DEU | Saxony
| Freiberg mining district | kb veins, eb veins, fba veins | Magmatic hydrothermal | Intrusion-related | hydrothermal vein-style silver mineralization | Ag | Zn, Pb, In, Ge, Ga | Ag, Zn, Pb, In, Ge, Ga | Bauer et al., 2019 |  | eb06-4 | eb06-4 | underground mine |  |  |  |  | ore material | grab | grab | mineral separate | [5 empty] | mineralisation |  |  |  | sphalerite | [6 empty] | galena, pyrite, arsenopyrite, quartz, fluorite, carbonate | polished sections | LA-ICPMS, EMPA | JEOL JXA-8530F equipped with a field emission gun (FEG) and five wavelength-dispersive spectrometers (WDS); 193-nm New Wave Research Excimer laser and an Agilent 7500i quadrupole ICP-MS | Helmholtz Institute Freiberg for Resource Technology (HIF); Friedrich-Alexander-Universität Erlangen-Nürnberg | EPMA: accelerating voltage of 20 kV and a beam current of 30 nA, and a defocused beam of 15 μm diameter. LA-ICP-MS: plasma power of 1320 W, He (0.65 L/min) and Ar (1.09 L/min) as carrier gases, Ar as plasma (14.9 L/min) and auxiliary gas (0.9 L/min), oxide rates of <0.4% ThO+/Th+, repetition rate of 20 Hz, beam spot size of 25 μm, irradiance of 0.74 GW/cm2, fluence of 3.7 J/cm2, 20 s background measurement and 20 s sample ablation, 60-s retention time | MASS-1 (Wilson et al. 2002); NIST SRM 610 and 612 (Pearce et al. 1997); MASS-1 as external Ge standard (57.8±2.6 μg/g Ge); NBS-127, IAEA-S-1, IAEA-S-2, IAEA-S-3, and an in-house Ag2S reference material (sulfur isotopes) | [20 empty] | 0.081 | [5 empty] | 0.39805 | [5 empty] | 0.013 | [9 empty] | 10.977 | [9 empty] | 5.2927 | [17 empty] | 0.548 | [15 empty] | 0.20284 | [15 empty] | 33.612 |  | 0.093844 | [9 empty] | 0.032 | [27 empty] | 54.549 |  |  |  |  | 2019 | Bauer, M.E., Burisch, M., Ostendorf, J., Krause, J., Frenzel, M., Seifert, T., and Gutzmer, J. (2019). Trace element geochemistry of sphalerite in contrasting hydrothermal fluid systems of the Freiberg district, Germany: insights from LA-ICP-MS analysis, near-infrared light microthermometry of sphalerite-hosted fluid inclusions, and sulfur isotope geochemistry. Mineralium Deposita, 54, 237–262. |  | DEU | Saxony
| Freiberg mining district | kb veins, eb veins, fba veins | Magmatic hydrothermal | Intrusion-related | hydrothermal vein-style silver mineralization | Ag | Zn, Pb, In, Ge, Ga | Ag, Zn, Pb, In, Ge, Ga | Bauer et al., 2019 |  | eb06-5 | eb06-5 | underground mine |  |  |  |  | ore material | grab | grab | mineral separate | [5 empty] | mineralisation |  |  |  | sphalerite | [6 empty] | galena, pyrite, arsenopyrite, quartz, fluorite, carbonate | polished sections | LA-ICPMS, EMPA | JEOL JXA-8530F equipped with a field emission gun (FEG) and five wavelength-dispersive spectrometers (WDS); 193-nm New Wave Research Excimer laser and an Agilent 7500i quadrupole ICP-MS | Helmholtz Institute Freiberg for Resource Technology (HIF); Friedrich-Alexander-Universität Erlangen-Nürnberg | EPMA: accelerating voltage of 20 kV and a beam current of 30 nA, and a defocused beam of 15 μm diameter. LA-ICP-MS: plasma power of 1320 W, He (0.65 L/min) and Ar (1.09 L/min) as carrier gases, Ar as plasma (14.9 L/min) and auxiliary gas (0.9 L/min), oxide rates of <0.4% ThO+/Th+, repetition rate of 20 Hz, beam spot size of 25 μm, irradiance of 0.74 GW/cm2, fluence of 3.7 J/cm2, 20 s background measurement and 20 s sample ablation, 60-s retention time | MASS-1 (Wilson et al. 2002); NIST SRM 610 and 612 (Pearce et al. 1997); MASS-1 as external Ge standard (57.8±2.6 μg/g Ge); NBS-127, IAEA-S-1, IAEA-S-2, IAEA-S-3, and an in-house Ag2S reference material (sulfur isotopes) | 0.002 |  |  |  | 10.439 | [15 empty] | 0.144 | [5 empty] | 0.27247 | [5 empty] | 0.052 | [9 empty] | 11.313 | [9 empty] | 16.3596 | [17 empty] | 0.58 | [15 empty] | 32.3053 | [15 empty] | 33.619 |  | 3624.5684 | [9 empty] | 0.013 | [13 empty] | 1.2487 | [13 empty] | 54.106 |  |  |  |  | 2019 | Bauer, M.E., Burisch, M., Ostendorf, J., Krause, J., Frenzel, M., Seifert, T., and Gutzmer, J. (2019). Trace element geochemistry of sphalerite in contrasting hydrothermal fluid systems of the Freiberg district, Germany: insights from LA-ICP-MS analysis, near-infrared light microthermometry of sphalerite-hosted fluid inclusions, and sulfur isotope geochemistry. Mineralium Deposita, 54, 237–262. |  | DEU | Saxony
| Freiberg mining district | kb veins, eb veins, fba veins | Magmatic hydrothermal | Intrusion-related | hydrothermal vein-style silver mineralization | Ag | Zn, Pb, In, Ge, Ga | Ag, Zn, Pb, In, Ge, Ga | Bauer et al., 2019 |  | eb06-6 | eb06-6 | underground mine |  |  |  |  | ore material | grab | grab | mineral separate | [5 empty] | mineralisation |  |  |  | sphalerite | [6 empty] | galena, pyrite, arsenopyrite, quartz, fluorite, carbonate | polished sections | LA-ICPMS, EMPA | JEOL JXA-8530F equipped with a field emission gun (FEG) and five wavelength-dispersive spectrometers (WDS); 193-nm New Wave Research Excimer laser and an Agilent 7500i quadrupole ICP-MS | Helmholtz Institute Freiberg for Resource Technology (HIF); Friedrich-Alexander-Universität Erlangen-Nürnberg | EPMA: accelerating voltage of 20 kV and a beam current of 30 nA, and a defocused beam of 15 μm diameter. LA-ICP-MS: plasma power of 1320 W, He (0.65 L/min) and Ar (1.09 L/min) as carrier gases, Ar as plasma (14.9 L/min) and auxiliary gas (0.9 L/min), oxide rates of <0.4% ThO+/Th+, repetition rate of 20 Hz, beam spot size of 25 μm, irradiance of 0.74 GW/cm2, fluence of 3.7 J/cm2, 20 s background measurement and 20 s sample ablation, 60-s retention time | MASS-1 (Wilson et al. 2002); NIST SRM 610 and 612 (Pearce et al. 1997); MASS-1 as external Ge standard (57.8±2.6 μg/g Ge); NBS-127, IAEA-S-1, IAEA-S-2, IAEA-S-3, and an in-house Ag2S reference material (sulfur isotopes) | [20 empty] | 0.087 | [5 empty] | 0.13561 | [5 empty] | 0.032 | [9 empty] | 11.364 | [9 empty] | 4.2236 | [17 empty] | 0.532 | [15 empty] | 0.5322 | [15 empty] | 33.698 |  | 0.1703 | [9 empty] | 0.045 | [13 empty] | 0.014424 | [13 empty] | 54.294 |  |  |  |  | 2019 | Bauer, M.E., Burisch, M., Ostendorf, J., Krause, J., Frenzel, M., Seifert, T., and Gutzmer, J. (2019). Trace element geochemistry of sphalerite in contrasting hydrothermal fluid systems of the Freiberg district, Germany: insights from LA-ICP-MS analysis, near-infrared light microthermometry of sphalerite-hosted fluid inclusions, and sulfur isotope geochemistry. Mineralium Deposita, 54, 237–262. |  | DEU | Saxony
| Freiberg mining district | kb veins, eb veins, fba veins | Magmatic hydrothermal | Intrusion-related | hydrothermal vein-style silver mineralization | Ag | Zn, Pb, In, Ge, Ga | Ag, Zn, Pb, In, Ge, Ga | Bauer et al., 2019 |  | eb06-7 | eb06-7 | underground mine |  |  |  |  | ore material | grab | grab | mineral separate | [5 empty] | mineralisation |  |  |  | sphalerite | [6 empty] | galena, pyrite, arsenopyrite, quartz, fluorite, carbonate | polished sections | LA-ICPMS, EMPA | JEOL JXA-8530F equipped with a field emission gun (FEG) and five wavelength-dispersive spectrometers (WDS); 193-nm New Wave Research Excimer laser and an Agilent 7500i quadrupole ICP-MS | Helmholtz Institute Freiberg for Resource Technology (HIF); Friedrich-Alexander-Universität Erlangen-Nürnberg | EPMA: accelerating voltage of 20 kV and a beam current of 30 nA, and a defocused beam of 15 μm diameter. LA-ICP-MS: plasma power of 1320 W, He (0.65 L/min) and Ar (1.09 L/min) as carrier gases, Ar as plasma (14.9 L/min) and auxiliary gas (0.9 L/min), oxide rates of <0.4% ThO+/Th+, repetition rate of 20 Hz, beam spot size of 25 μm, irradiance of 0.74 GW/cm2, fluence of 3.7 J/cm2, 20 s background measurement and 20 s sample ablation, 60-s retention time | MASS-1 (Wilson et al. 2002); NIST SRM 610 and 612 (Pearce et al. 1997); MASS-1 as external Ge standard (57.8±2.6 μg/g Ge); NBS-127, IAEA-S-1, IAEA-S-2, IAEA-S-3, and an in-house Ag2S reference material (sulfur isotopes) |  |  |  |  | 1.0794 | [15 empty] | 0.079 | [5 empty] | 2.9273 | [5 empty] | 0.028 | [9 empty] | 10.617 | [9 empty] | 10.0136 | [17 empty] | 0.447 | [15 empty] | 4.5239 | [15 empty] | 33.561 |  | 28.3397 | [9 empty] | 0.03 | [13 empty] | 0.049443 | [13 empty] | 54.818 |  |  |  |  | 2019 | Bauer, M.E., Burisch, M., Ostendorf, J., Krause, J., Frenzel, M., Seifert, T., and Gutzmer, J. (2019). Trace element geochemistry of sphalerite in contrasting hydrothermal fluid systems of the Freiberg district, Germany: insights from LA-ICP-MS analysis, near-infrared light microthermometry of sphalerite-hosted fluid inclusions, and sulfur isotope geochemistry. Mineralium Deposita, 54, 237–262. |  | DEU | Saxony
| Freiberg mining district | kb veins, eb veins, fba veins | Magmatic hydrothermal | Intrusion-related | hydrothermal vein-style silver mineralization | Ag | Zn, Pb, In, Ge, Ga | Ag, Zn, Pb, In, Ge, Ga | Bauer et al., 2019 |  | eb06-8 | eb06-8 | underground mine |  |  |  |  | ore material | grab | grab | mineral separate | [5 empty] | mineralisation |  |  |  | sphalerite | [6 empty] | galena, pyrite, arsenopyrite, quartz, fluorite, carbonate | polished sections | LA-ICPMS, EMPA | JEOL JXA-8530F equipped with a field emission gun (FEG) and five wavelength-dispersive spectrometers (WDS); 193-nm New Wave Research Excimer laser and an Agilent 7500i quadrupole ICP-MS | Helmholtz Institute Freiberg for Resource Technology (HIF); Friedrich-Alexander-Universität Erlangen-Nürnberg | EPMA: accelerating voltage of 20 kV and a beam current of 30 nA, and a defocused beam of 15 μm diameter. LA-ICP-MS: plasma power of 1320 W, He (0.65 L/min) and Ar (1.09 L/min) as carrier gases, Ar as plasma (14.9 L/min) and auxiliary gas (0.9 L/min), oxide rates of <0.4% ThO+/Th+, repetition rate of 20 Hz, beam spot size of 25 μm, irradiance of 0.74 GW/cm2, fluence of 3.7 J/cm2, 20 s background measurement and 20 s sample ablation, 60-s retention time | MASS-1 (Wilson et al. 2002); NIST SRM 610 and 612 (Pearce et al. 1997); MASS-1 as external Ge standard (57.8±2.6 μg/g Ge); NBS-127, IAEA-S-1, IAEA-S-2, IAEA-S-3, and an in-house Ag2S reference material (sulfur isotopes) |  |  |  |  | 0.51012 | [15 empty] | 0.12 | [11 empty] | 0.011 | [9 empty] | 10.993 | [9 empty] | 14.5538 | [17 empty] | 0.494 | [15 empty] | 1.057 | [15 empty] | 33.671 |  | 67.3807 | [23 empty] | 0.026051 | [13 empty] | 54.628 |  |  |  |  | 2019 | Bauer, M.E., Burisch, M., Ostendorf, J., Krause, J., Frenzel, M., Seifert, T., and Gutzmer, J. (2019). Trace element geochemistry of sphalerite in contrasting hydrothermal fluid systems of the Freiberg district, Germany: insights from LA-ICP-MS analysis, near-infrared light microthermometry of sphalerite-hosted fluid inclusions, and sulfur isotope geochemistry. Mineralium Deposita, 54, 237–262. |  | DEU | Saxony
| Freiberg mining district | kb veins, eb veins, fba veins | Magmatic hydrothermal | Intrusion-related | hydrothermal vein-style silver mineralization | Ag | Zn, Pb, In, Ge, Ga | Ag, Zn, Pb, In, Ge, Ga | Bauer et al., 2019 |  | eb06-9 | eb06-9 | underground mine |  |  |  |  | ore material | grab | grab | mineral separate | [5 empty] | mineralisation |  |  |  | sphalerite | [6 empty] | galena, pyrite, arsenopyrite, quartz, fluorite, carbonate | polished sections | LA-ICPMS, EMPA | JEOL JXA-8530F equipped with a field emission gun (FEG) and five wavelength-dispersive spectrometers (WDS); 193-nm New Wave Research Excimer laser and an Agilent 7500i quadrupole ICP-MS | Helmholtz Institute Freiberg for Resource Technology (HIF); Friedrich-Alexander-Universität Erlangen-Nürnberg | EPMA: accelerating voltage of 20 kV and a beam current of 30 nA, and a defocused beam of 15 μm diameter. LA-ICP-MS: plasma power of 1320 W, He (0.65 L/min) and Ar (1.09 L/min) as carrier gases, Ar as plasma (14.9 L/min) and auxiliary gas (0.9 L/min), oxide rates of <0.4% ThO+/Th+, repetition rate of 20 Hz, beam spot size of 25 μm, irradiance of 0.74 GW/cm2, fluence of 3.7 J/cm2, 20 s background measurement and 20 s sample ablation, 60-s retention time | MASS-1 (Wilson et al. 2002); NIST SRM 610 and 612 (Pearce et al. 1997); MASS-1 as external Ge standard (57.8±2.6 μg/g Ge); NBS-127, IAEA-S-1, IAEA-S-2, IAEA-S-3, and an in-house Ag2S reference material (sulfur isotopes) | 0.069 |  |  |  | 0.45433 | [15 empty] | 0.117 | [5 empty] | 0.15779 | [5 empty] | 0.152 | [9 empty] | 11.598 | [9 empty] | 4.527 | [17 empty] | 0.848 | [15 empty] | 6.2087 | [15 empty] | 34.111 |  | 234.1719 |  |  |  | 0.8986 | [5 empty] | 0.108 | [13 empty] | 0.14611 | [13 empty] | 53.324 |  |  |  |  | 2019 | Bauer, M.E., Burisch, M., Ostendorf, J., Krause, J., Frenzel, M., Seifert, T., and Gutzmer, J. (2019). Trace element geochemistry of sphalerite in contrasting hydrothermal fluid systems of the Freiberg district, Germany: insights from LA-ICP-MS analysis, near-infrared light microthermometry of sphalerite-hosted fluid inclusions, and sulfur isotope geochemistry. Mineralium Deposita, 54, 237–262. |  | DEU | Saxony
| Freiberg mining district | kb veins, eb veins, fba veins | Magmatic hydrothermal | Intrusion-related | hydrothermal vein-style silver mineralization | Ag | Zn, Pb, In, Ge, Ga | Ag, Zn, Pb, In, Ge, Ga | Bauer et al., 2019 |  | eb06-10 | eb06-10 | underground mine |  |  |  |  | ore material | grab | grab | mineral separate | [5 empty] | mineralisation |  |  |  | sphalerite | [6 empty] | galena, pyrite, arsenopyrite, quartz, fluorite, carbonate | polished sections | LA-ICPMS, EMPA | JEOL JXA-8530F equipped with a field emission gun (FEG) and five wavelength-dispersive spectrometers (WDS); 193-nm New Wave Research Excimer laser and an Agilent 7500i quadrupole ICP-MS | Helmholtz Institute Freiberg for Resource Technology (HIF); Friedrich-Alexander-Universität Erlangen-Nürnberg | EPMA: accelerating voltage of 20 kV and a beam current of 30 nA, and a defocused beam of 15 μm diameter. LA-ICP-MS: plasma power of 1320 W, He (0.65 L/min) and Ar (1.09 L/min) as carrier gases, Ar as plasma (14.9 L/min) and auxiliary gas (0.9 L/min), oxide rates of <0.4% ThO+/Th+, repetition rate of 20 Hz, beam spot size of 25 μm, irradiance of 0.74 GW/cm2, fluence of 3.7 J/cm2, 20 s background measurement and 20 s sample ablation, 60-s retention time | MASS-1 (Wilson et al. 2002); NIST SRM 610 and 612 (Pearce et al. 1997); MASS-1 as external Ge standard (57.8±2.6 μg/g Ge); NBS-127, IAEA-S-1, IAEA-S-2, IAEA-S-3, and an in-house Ag2S reference material (sulfur isotopes) | 0.007 |  |  |  | 0.81475 | [15 empty] | 0.028 | [5 empty] | 0.11374 | [5 empty] | 0.026 | [9 empty] | 10.795 | [9 empty] | 4.4266 | [17 empty] | 0.545 | [15 empty] | 2.7427 | [15 empty] | 33.752 |  | 481.2425 | [23 empty] | 0.015834 | [13 empty] | 54.985 |  |  |  |  | 2019 | Bauer, M.E., Burisch, M., Ostendorf, J., Krause, J., Frenzel, M., Seifert, T., and Gutzmer, J. (2019). Trace element geochemistry of sphalerite in contrasting hydrothermal fluid systems of the Freiberg district, Germany: insights from LA-ICP-MS analysis, near-infrared light microthermometry of sphalerite-hosted fluid inclusions, and sulfur isotope geochemistry. Mineralium Deposita, 54, 237–262. |  | DEU | Saxony
| Freiberg mining district | kb veins, eb veins, fba veins | Magmatic hydrothermal | Intrusion-related | hydrothermal vein-style silver mineralization | Ag | Zn, Pb, In, Ge, Ga | Ag, Zn, Pb, In, Ge, Ga | Bauer et al., 2019 |  | eb06-11 | eb06-11 | underground mine |  |  |  |  | ore material | grab | grab | mineral separate | [5 empty] | mineralisation |  |  |  | sphalerite | [6 empty] | galena, pyrite, arsenopyrite, quartz, fluorite, carbonate | polished sections | LA-ICPMS, EMPA | JEOL JXA-8530F equipped with a field emission gun (FEG) and five wavelength-dispersive spectrometers (WDS); 193-nm New Wave Research Excimer laser and an Agilent 7500i quadrupole ICP-MS | Helmholtz Institute Freiberg for Resource Technology (HIF); Friedrich-Alexander-Universität Erlangen-Nürnberg | EPMA: accelerating voltage of 20 kV and a beam current of 30 nA, and a defocused beam of 15 μm diameter. LA-ICP-MS: plasma power of 1320 W, He (0.65 L/min) and Ar (1.09 L/min) as carrier gases, Ar as plasma (14.9 L/min) and auxiliary gas (0.9 L/min), oxide rates of <0.4% ThO+/Th+, repetition rate of 20 Hz, beam spot size of 25 μm, irradiance of 0.74 GW/cm2, fluence of 3.7 J/cm2, 20 s background measurement and 20 s sample ablation, 60-s retention time | MASS-1 (Wilson et al. 2002); NIST SRM 610 and 612 (Pearce et al. 1997); MASS-1 as external Ge standard (57.8±2.6 μg/g Ge); NBS-127, IAEA-S-1, IAEA-S-2, IAEA-S-3, and an in-house Ag2S reference material (sulfur isotopes) |  |  |  |  | 0.12502 | [15 empty] | 0.158 | [5 empty] | 0.55257 | [5 empty] | 0.06 | [9 empty] | 12.607 | [9 empty] | 9.6736 | [17 empty] | 0.643 | [15 empty] | 0.15461 | [15 empty] | 33.585 |  | 0.25182 |  |  |  | 0.86538 | [5 empty] | 0.045 | [27 empty] | 52.749 |  |  |  |  | 2019 | Bauer, M.E., Burisch, M., Ostendorf, J., Krause, J., Frenzel, M., Seifert, T., and Gutzmer, J. (2019). Trace element geochemistry of sphalerite in contrasting hydrothermal fluid systems of the Freiberg district, Germany: insights from LA-ICP-MS analysis, near-infrared light microthermometry of sphalerite-hosted fluid inclusions, and sulfur isotope geochemistry. Mineralium Deposita, 54, 237–262. |  | DEU | Saxony
| Freiberg mining district | kb veins, eb veins, fba veins | Magmatic hydrothermal | Intrusion-related | hydrothermal vein-style silver mineralization | Ag | Zn, Pb, In, Ge, Ga | Ag, Zn, Pb, In, Ge, Ga | Bauer et al., 2019 |  | eb06-12 | eb06-12 | underground mine |  |  |  |  | ore material | grab | grab | mineral separate | [5 empty] | mineralisation |  |  |  | sphalerite | [6 empty] | galena, pyrite, arsenopyrite, quartz, fluorite, carbonate | polished sections | LA-ICPMS, EMPA | JEOL JXA-8530F equipped with a field emission gun (FEG) and five wavelength-dispersive spectrometers (WDS); 193-nm New Wave Research Excimer laser and an Agilent 7500i quadrupole ICP-MS | Helmholtz Institute Freiberg for Resource Technology (HIF); Friedrich-Alexander-Universität Erlangen-Nürnberg | EPMA: accelerating voltage of 20 kV and a beam current of 30 nA, and a defocused beam of 15 μm diameter. LA-ICP-MS: plasma power of 1320 W, He (0.65 L/min) and Ar (1.09 L/min) as carrier gases, Ar as plasma (14.9 L/min) and auxiliary gas (0.9 L/min), oxide rates of <0.4% ThO+/Th+, repetition rate of 20 Hz, beam spot size of 25 μm, irradiance of 0.74 GW/cm2, fluence of 3.7 J/cm2, 20 s background measurement and 20 s sample ablation, 60-s retention time | MASS-1 (Wilson et al. 2002); NIST SRM 610 and 612 (Pearce et al. 1997); MASS-1 as external Ge standard (57.8±2.6 μg/g Ge); NBS-127, IAEA-S-1, IAEA-S-2, IAEA-S-3, and an in-house Ag2S reference material (sulfur isotopes) |  |  |  |  | 0.18316 | [15 empty] | 0.167 | [5 empty] | 0.42634 | [5 empty] | 0.004 | [9 empty] | 10.969 | [9 empty] | 7.404 | [17 empty] | 0.531 | [15 empty] | 0.45234 | [15 empty] | 33.422 |  | 0.19974 | [9 empty] | 0.014 | [27 empty] | 54.599 |  |  |  |  | 2019 | Bauer, M.E., Burisch, M., Ostendorf, J., Krause, J., Frenzel, M., Seifert, T., and Gutzmer, J. (2019). Trace element geochemistry of sphalerite in contrasting hydrothermal fluid systems of the Freiberg district, Germany: insights from LA-ICP-MS analysis, near-infrared light microthermometry of sphalerite-hosted fluid inclusions, and sulfur isotope geochemistry. Mineralium Deposita, 54, 237–262. |  | DEU | Saxony
| Freiberg mining district | kb veins, eb veins, fba veins | Magmatic hydrothermal | Intrusion-related | hydrothermal vein-style silver mineralization | Ag | Zn, Pb, In, Ge, Ga | Ag, Zn, Pb, In, Ge, Ga | Bauer et al., 2019 |  | eb08-1 | eb08-1 | underground mine |  |  |  |  | ore material | grab | grab | mineral separate | [5 empty] | mineralisation |  |  |  | sphalerite | [6 empty] | galena, pyrite, arsenopyrite, quartz, fluorite, carbonate | polished sections | LA-ICPMS, EMPA | JEOL JXA-8530F equipped with a field emission gun (FEG) and five wavelength-dispersive spectrometers (WDS); 193-nm New Wave Research Excimer laser and an Agilent 7500i quadrupole ICP-MS | Helmholtz Institute Freiberg for Resource Technology (HIF); Friedrich-Alexander-Universität Erlangen-Nürnberg | EPMA: accelerating voltage of 20 kV and a beam current of 30 nA, and a defocused beam of 15 μm diameter. LA-ICP-MS: plasma power of 1320 W, He (0.65 L/min) and Ar (1.09 L/min) as carrier gases, Ar as plasma (14.9 L/min) and auxiliary gas (0.9 L/min), oxide rates of <0.4% ThO+/Th+, repetition rate of 20 Hz, beam spot size of 25 μm, irradiance of 0.74 GW/cm2, fluence of 3.7 J/cm2, 20 s background measurement and 20 s sample ablation, 60-s retention time | MASS-1 (Wilson et al. 2002); NIST SRM 610 and 612 (Pearce et al. 1997); MASS-1 as external Ge standard (57.8±2.6 μg/g Ge); NBS-127, IAEA-S-1, IAEA-S-2, IAEA-S-3, and an in-house Ag2S reference material (sulfur isotopes) |  |  |  |  | 0.12877 | [15 empty] | 0.339 | [5 empty] | 2.7009 | [5 empty] | 0.077 | [9 empty] | 12.934 | [9 empty] | 2.6758 | [17 empty] | 0.091 | [15 empty] | 0.27609 | [15 empty] | 33.584 |  | 0.096742 |  |  |  | 1.935 | [5 empty] | 0.068 | [27 empty] | 52.764 |  |  |  |  | 2019 | Bauer, M.E., Burisch, M., Ostendorf, J., Krause, J., Frenzel, M., Seifert, T., and Gutzmer, J. (2019). Trace element geochemistry of sphalerite in contrasting hydrothermal fluid systems of the Freiberg district, Germany: insights from LA-ICP-MS analysis, near-infrared light microthermometry of sphalerite-hosted fluid inclusions, and sulfur isotope geochemistry. Mineralium Deposita, 54, 237–262. |  | DEU | Saxony
| Freiberg mining district | kb veins, eb veins, fba veins | Magmatic hydrothermal | Intrusion-related | hydrothermal vein-style silver mineralization | Ag | Zn, Pb, In, Ge, Ga | Ag, Zn, Pb, In, Ge, Ga | Bauer et al., 2019 |  | eb08-2 | eb08-2 | underground mine |  |  |  |  | ore material | grab | grab | mineral separate | [5 empty] | mineralisation |  |  |  | sphalerite | [6 empty] | galena, pyrite, arsenopyrite, quartz, fluorite, carbonate | polished sections | LA-ICPMS, EMPA | JEOL JXA-8530F equipped with a field emission gun (FEG) and five wavelength-dispersive spectrometers (WDS); 193-nm New Wave Research Excimer laser and an Agilent 7500i quadrupole ICP-MS | Helmholtz Institute Freiberg for Resource Technology (HIF); Friedrich-Alexander-Universität Erlangen-Nürnberg | EPMA: accelerating voltage of 20 kV and a beam current of 30 nA, and a defocused beam of 15 μm diameter. LA-ICP-MS: plasma power of 1320 W, He (0.65 L/min) and Ar (1.09 L/min) as carrier gases, Ar as plasma (14.9 L/min) and auxiliary gas (0.9 L/min), oxide rates of <0.4% ThO+/Th+, repetition rate of 20 Hz, beam spot size of 25 μm, irradiance of 0.74 GW/cm2, fluence of 3.7 J/cm2, 20 s background measurement and 20 s sample ablation, 60-s retention time | MASS-1 (Wilson et al. 2002); NIST SRM 610 and 612 (Pearce et al. 1997); MASS-1 as external Ge standard (57.8±2.6 μg/g Ge); NBS-127, IAEA-S-1, IAEA-S-2, IAEA-S-3, and an in-house Ag2S reference material (sulfur isotopes) | [20 empty] | 0.307 | [5 empty] | 2.5664 | [15 empty] | 12.786 | [9 empty] | 4.9928 | [17 empty] | 1.083 | [15 empty] | 0.26496 | [15 empty] | 33.546 | [11 empty] | 0.003 | [13 empty] | 0.015902 | [13 empty] | 51.603 |  |  |  |  | 2019 | Bauer, M.E., Burisch, M., Ostendorf, J., Krause, J., Frenzel, M., Seifert, T., and Gutzmer, J. (2019). Trace element geochemistry of sphalerite in contrasting hydrothermal fluid systems of the Freiberg district, Germany: insights from LA-ICP-MS analysis, near-infrared light microthermometry of sphalerite-hosted fluid inclusions, and sulfur isotope geochemistry. Mineralium Deposita, 54, 237–262. |  | DEU | Saxony
| Freiberg mining district | kb veins, eb veins, fba veins | Magmatic hydrothermal | Intrusion-related | hydrothermal vein-style silver mineralization | Ag | Zn, Pb, In, Ge, Ga | Ag, Zn, Pb, In, Ge, Ga | Bauer et al., 2019 |  | eb08-3 | eb08-3 | underground mine |  |  |  |  | ore material | grab | grab | mineral separate | [5 empty] | mineralisation |  |  |  | sphalerite | [6 empty] | galena, pyrite, arsenopyrite, quartz, fluorite, carbonate | polished sections | LA-ICPMS, EMPA | JEOL JXA-8530F equipped with a field emission gun (FEG) and five wavelength-dispersive spectrometers (WDS); 193-nm New Wave Research Excimer laser and an Agilent 7500i quadrupole ICP-MS | Helmholtz Institute Freiberg for Resource Technology (HIF); Friedrich-Alexander-Universität Erlangen-Nürnberg | EPMA: accelerating voltage of 20 kV and a beam current of 30 nA, and a defocused beam of 15 μm diameter. LA-ICP-MS: plasma power of 1320 W, He (0.65 L/min) and Ar (1.09 L/min) as carrier gases, Ar as plasma (14.9 L/min) and auxiliary gas (0.9 L/min), oxide rates of <0.4% ThO+/Th+, repetition rate of 20 Hz, beam spot size of 25 μm, irradiance of 0.74 GW/cm2, fluence of 3.7 J/cm2, 20 s background measurement and 20 s sample ablation, 60-s retention time | MASS-1 (Wilson et al. 2002); NIST SRM 610 and 612 (Pearce et al. 1997); MASS-1 as external Ge standard (57.8±2.6 μg/g Ge); NBS-127, IAEA-S-1, IAEA-S-2, IAEA-S-3, and an in-house Ag2S reference material (sulfur isotopes) | [20 empty] | 0.2 | [5 empty] | 15.887 | [5 empty] | 0.035 | [9 empty] | 13.306 | [9 empty] | 4.7464 |  |  |  | 0.005 | [13 empty] | 0.54 | [15 empty] | 0.56252 | [15 empty] | 33.481 |  | 0.067137 |  |  |  | 9.175 | [5 empty] | 0.014 | [27 empty] | 51.9 |  |  |  |  | 2019 | Bauer, M.E., Burisch, M., Ostendorf, J., Krause, J., Frenzel, M., Seifert, T., and Gutzmer, J. (2019). Trace element geochemistry of sphalerite in contrasting hydrothermal fluid systems of the Freiberg district, Germany: insights from LA-ICP-MS analysis, near-infrared light microthermometry of sphalerite-hosted fluid inclusions, and sulfur isotope geochemistry. Mineralium Deposita, 54, 237–262. |  | DEU | Saxony
| Freiberg mining district | kb veins, eb veins, fba veins | Magmatic hydrothermal | Intrusion-related | hydrothermal vein-style silver mineralization | Ag | Zn, Pb, In, Ge, Ga | Ag, Zn, Pb, In, Ge, Ga | Bauer et al., 2019 |  | eb08-4 | eb08-4 | underground mine |  |  |  |  | ore material | grab | grab | mineral separate | [5 empty] | mineralisation |  |  |  | sphalerite | [6 empty] | galena, pyrite, arsenopyrite, quartz, fluorite, carbonate | polished sections | LA-ICPMS, EMPA | JEOL JXA-8530F equipped with a field emission gun (FEG) and five wavelength-dispersive spectrometers (WDS); 193-nm New Wave Research Excimer laser and an Agilent 7500i quadrupole ICP-MS | Helmholtz Institute Freiberg for Resource Technology (HIF); Friedrich-Alexander-Universität Erlangen-Nürnberg | EPMA: accelerating voltage of 20 kV and a beam current of 30 nA, and a defocused beam of 15 μm diameter. LA-ICP-MS: plasma power of 1320 W, He (0.65 L/min) and Ar (1.09 L/min) as carrier gases, Ar as plasma (14.9 L/min) and auxiliary gas (0.9 L/min), oxide rates of <0.4% ThO+/Th+, repetition rate of 20 Hz, beam spot size of 25 μm, irradiance of 0.74 GW/cm2, fluence of 3.7 J/cm2, 20 s background measurement and 20 s sample ablation, 60-s retention time | MASS-1 (Wilson et al. 2002); NIST SRM 610 and 612 (Pearce et al. 1997); MASS-1 as external Ge standard (57.8±2.6 μg/g Ge); NBS-127, IAEA-S-1, IAEA-S-2, IAEA-S-3, and an in-house Ag2S reference material (sulfur isotopes) |  |  |  |  | 0.49143 | [15 empty] | 0.234 | [5 empty] | 15.4864 | [5 empty] | 0.006 | [9 empty] | 13.354 | [9 empty] | 6.3504 | [17 empty] | 0.534 | [15 empty] | 1.5502 | [15 empty] | 33.715 |  | 3.7535 |  |  |  | 1.3926 | [5 empty] | 0.022 | [13 empty] | 0.014821 | [13 empty] | 52.092 |  |  |  |  | 2019 | Bauer, M.E., Burisch, M., Ostendorf, J., Krause, J., Frenzel, M., Seifert, T., and Gutzmer, J. (2019). Trace element geochemistry of sphalerite in contrasting hydrothermal fluid systems of the Freiberg district, Germany: insights from LA-ICP-MS analysis, near-infrared light microthermometry of sphalerite-hosted fluid inclusions, and sulfur isotope geochemistry. Mineralium Deposita, 54, 237–262. |  | DEU | Saxony
| Freiberg mining district | kb veins, eb veins, fba veins | Magmatic hydrothermal | Intrusion-related | hydrothermal vein-style silver mineralization | Ag | Zn, Pb, In, Ge, Ga | Ag, Zn, Pb, In, Ge, Ga | Bauer et al., 2019 |  | eb08-5 | eb08-5 | underground mine |  |  |  |  | ore material | grab | grab | mineral separate | [5 empty] | mineralisation |  |  |  | sphalerite | [6 empty] | galena, pyrite, arsenopyrite, quartz, fluorite, carbonate | polished sections | LA-ICPMS, EMPA | JEOL JXA-8530F equipped with a field emission gun (FEG) and five wavelength-dispersive spectrometers (WDS); 193-nm New Wave Research Excimer laser and an Agilent 7500i quadrupole ICP-MS | Helmholtz Institute Freiberg for Resource Technology (HIF); Friedrich-Alexander-Universität Erlangen-Nürnberg | EPMA: accelerating voltage of 20 kV and a beam current of 30 nA, and a defocused beam of 15 μm diameter. LA-ICP-MS: plasma power of 1320 W, He (0.65 L/min) and Ar (1.09 L/min) as carrier gases, Ar as plasma (14.9 L/min) and auxiliary gas (0.9 L/min), oxide rates of <0.4% ThO+/Th+, repetition rate of 20 Hz, beam spot size of 25 μm, irradiance of 0.74 GW/cm2, fluence of 3.7 J/cm2, 20 s background measurement and 20 s sample ablation, 60-s retention time | MASS-1 (Wilson et al. 2002); NIST SRM 610 and 612 (Pearce et al. 1997); MASS-1 as external Ge standard (57.8±2.6 μg/g Ge); NBS-127, IAEA-S-1, IAEA-S-2, IAEA-S-3, and an in-house Ag2S reference material (sulfur isotopes) |  |  |  |  | 0.23538 | [15 empty] | 0.387 | [5 empty] | 0.46163 | [5 empty] | 0.008 | [9 empty] | 12.114 | [9 empty] | 7.1507 | [17 empty] | 0.375 | [15 empty] | 0.20911 | [15 empty] | 33.454 | [11 empty] | 0.028 | [27 empty] | 53.213 |  |  |  |  | 2019 | Bauer, M.E., Burisch, M., Ostendorf, J., Krause, J., Frenzel, M., Seifert, T., and Gutzmer, J. (2019). Trace element geochemistry of sphalerite in contrasting hydrothermal fluid systems of the Freiberg district, Germany: insights from LA-ICP-MS analysis, near-infrared light microthermometry of sphalerite-hosted fluid inclusions, and sulfur isotope geochemistry. Mineralium Deposita, 54, 237–262. |  | DEU | Saxony
| Freiberg mining district | kb veins, eb veins, fba veins | Magmatic hydrothermal | Intrusion-related | hydrothermal vein-style silver mineralization | Ag | Zn, Pb, In, Ge, Ga | Ag, Zn, Pb, In, Ge, Ga | Bauer et al., 2019 |  | eb08-6 | eb08-6 | underground mine |  |  |  |  | ore material | grab | grab | mineral separate | [5 empty] | mineralisation |  |  |  | sphalerite | [6 empty] | galena, pyrite, arsenopyrite, quartz, fluorite, carbonate | polished sections | LA-ICPMS, EMPA | JEOL JXA-8530F equipped with a field emission gun (FEG) and five wavelength-dispersive spectrometers (WDS); 193-nm New Wave Research Excimer laser and an Agilent 7500i quadrupole ICP-MS | Helmholtz Institute Freiberg for Resource Technology (HIF); Friedrich-Alexander-Universität Erlangen-Nürnberg | EPMA: accelerating voltage of 20 kV and a beam current of 30 nA, and a defocused beam of 15 μm diameter. LA-ICP-MS: plasma power of 1320 W, He (0.65 L/min) and Ar (1.09 L/min) as carrier gases, Ar as plasma (14.9 L/min) and auxiliary gas (0.9 L/min), oxide rates of <0.4% ThO+/Th+, repetition rate of 20 Hz, beam spot size of 25 μm, irradiance of 0.74 GW/cm2, fluence of 3.7 J/cm2, 20 s background measurement and 20 s sample ablation, 60-s retention time | MASS-1 (Wilson et al. 2002); NIST SRM 610 and 612 (Pearce et al. 1997); MASS-1 as external Ge standard (57.8±2.6 μg/g Ge); NBS-127, IAEA-S-1, IAEA-S-2, IAEA-S-3, and an in-house Ag2S reference material (sulfur isotopes) | 0.023 |  |  |  | 0.17065 | [15 empty] | 0.343 | [5 empty] | 0.54198 | [5 empty] | 0.007 | [9 empty] | 12.006 | [9 empty] | 6.107 | [17 empty] | 0.393 | [15 empty] | 0.19268 | [15 empty] | 33.488 | [5 empty] | 0.9882 | [5 empty] | 0.013 | [27 empty] | 53.164 |  |  |  |  | 2019 | Bauer, M.E., Burisch, M., Ostendorf, J., Krause, J., Frenzel, M., Seifert, T., and Gutzmer, J. (2019). Trace element geochemistry of sphalerite in contrasting hydrothermal fluid systems of the Freiberg district, Germany: insights from LA-ICP-MS analysis, near-infrared light microthermometry of sphalerite-hosted fluid inclusions, and sulfur isotope geochemistry. Mineralium Deposita, 54, 237–262. |  | DEU | Saxony
| Freiberg mining district | kb veins, eb veins, fba veins | Magmatic hydrothermal | Intrusion-related | hydrothermal vein-style silver mineralization | Ag | Zn, Pb, In, Ge, Ga | Ag, Zn, Pb, In, Ge, Ga | Bauer et al., 2019 |  | eb08-7 | eb08-7 | underground mine |  |  |  |  | ore material | grab | grab | mineral separate | [5 empty] | mineralisation |  |  |  | sphalerite | [6 empty] | galena, pyrite, arsenopyrite, quartz, fluorite, carbonate | polished sections | LA-ICPMS, EMPA | JEOL JXA-8530F equipped with a field emission gun (FEG) and five wavelength-dispersive spectrometers (WDS); 193-nm New Wave Research Excimer laser and an Agilent 7500i quadrupole ICP-MS | Helmholtz Institute Freiberg for Resource Technology (HIF); Friedrich-Alexander-Universität Erlangen-Nürnberg | EPMA: accelerating voltage of 20 kV and a beam current of 30 nA, and a defocused beam of 15 μm diameter. LA-ICP-MS: plasma power of 1320 W, He (0.65 L/min) and Ar (1.09 L/min) as carrier gases, Ar as plasma (14.9 L/min) and auxiliary gas (0.9 L/min), oxide rates of <0.4% ThO+/Th+, repetition rate of 20 Hz, beam spot size of 25 μm, irradiance of 0.74 GW/cm2, fluence of 3.7 J/cm2, 20 s background measurement and 20 s sample ablation, 60-s retention time | MASS-1 (Wilson et al. 2002); NIST SRM 610 and 612 (Pearce et al. 1997); MASS-1 as external Ge standard (57.8±2.6 μg/g Ge); NBS-127, IAEA-S-1, IAEA-S-2, IAEA-S-3, and an in-house Ag2S reference material (sulfur isotopes) |  |  |  |  | 0.12852 | [15 empty] | 0.389 | [5 empty] | 0.65058 | [5 empty] | 0.046 | [9 empty] | 11.946 | [9 empty] | 3.726 |  |  |  | 0.015 | [13 empty] | 0.343 | [15 empty] | 0.14011 | [15 empty] | 33.818 |  | 0.040175 | [9 empty] | 0.025 | [27 empty] | 53.448 |  |  |  |  | 2019 | Bauer, M.E., Burisch, M., Ostendorf, J., Krause, J., Frenzel, M., Seifert, T., and Gutzmer, J. (2019). Trace element geochemistry of sphalerite in contrasting hydrothermal fluid systems of the Freiberg district, Germany: insights from LA-ICP-MS analysis, near-infrared light microthermometry of sphalerite-hosted fluid inclusions, and sulfur isotope geochemistry. Mineralium Deposita, 54, 237–262. |  | DEU | Saxony
| Freiberg mining district | kb veins, eb veins, fba veins | Magmatic hydrothermal | Intrusion-related | hydrothermal vein-style silver mineralization | Ag | Zn, Pb, In, Ge, Ga | Ag, Zn, Pb, In, Ge, Ga | Bauer et al., 2019 |  | eb08-8 | eb08-8 | underground mine |  |  |  |  | ore material | grab | grab | mineral separate | [5 empty] | mineralisation |  |  |  | sphalerite | [6 empty] | galena, pyrite, arsenopyrite, quartz, fluorite, carbonate | polished sections | LA-ICPMS, EMPA | JEOL JXA-8530F equipped with a field emission gun (FEG) and five wavelength-dispersive spectrometers (WDS); 193-nm New Wave Research Excimer laser and an Agilent 7500i quadrupole ICP-MS | Helmholtz Institute Freiberg for Resource Technology (HIF); Friedrich-Alexander-Universität Erlangen-Nürnberg | EPMA: accelerating voltage of 20 kV and a beam current of 30 nA, and a defocused beam of 15 μm diameter. LA-ICP-MS: plasma power of 1320 W, He (0.65 L/min) and Ar (1.09 L/min) as carrier gases, Ar as plasma (14.9 L/min) and auxiliary gas (0.9 L/min), oxide rates of <0.4% ThO+/Th+, repetition rate of 20 Hz, beam spot size of 25 μm, irradiance of 0.74 GW/cm2, fluence of 3.7 J/cm2, 20 s background measurement and 20 s sample ablation, 60-s retention time | MASS-1 (Wilson et al. 2002); NIST SRM 610 and 612 (Pearce et al. 1997); MASS-1 as external Ge standard (57.8±2.6 μg/g Ge); NBS-127, IAEA-S-1, IAEA-S-2, IAEA-S-3, and an in-house Ag2S reference material (sulfur isotopes) |  |  |  |  | 0.11783 | [15 empty] | 0.373 | [5 empty] | 0.88201 | [5 empty] | 0.058 | [9 empty] | 11.853 | [9 empty] | 9.2564 |  |  |  | 0.041 | [13 empty] | 0.259 | [15 empty] | 1.044 | [15 empty] | 33.484 |  | 0.18047 | [9 empty] | 0.007 | [27 empty] | 53.676 |  |  |  |  | 2019 | Bauer, M.E., Burisch, M., Ostendorf, J., Krause, J., Frenzel, M., Seifert, T., and Gutzmer, J. (2019). Trace element geochemistry of sphalerite in contrasting hydrothermal fluid systems of the Freiberg district, Germany: insights from LA-ICP-MS analysis, near-infrared light microthermometry of sphalerite-hosted fluid inclusions, and sulfur isotope geochemistry. Mineralium Deposita, 54, 237–262. |  | DEU | Saxony
| Freiberg mining district | kb veins, eb veins, fba veins | Magmatic hydrothermal | Intrusion-related | hydrothermal vein-style silver mineralization | Ag | Zn, Pb, In, Ge, Ga | Ag, Zn, Pb, In, Ge, Ga | Bauer et al., 2019 |  | eb08-9 | eb08-9 | underground mine |  |  |  |  | ore material | grab | grab | mineral separate | [5 empty] | mineralisation |  |  |  | sphalerite | [6 empty] | galena, pyrite, arsenopyrite, quartz, fluorite, carbonate | polished sections | LA-ICPMS, EMPA | JEOL JXA-8530F equipped with a field emission gun (FEG) and five wavelength-dispersive spectrometers (WDS); 193-nm New Wave Research Excimer laser and an Agilent 7500i quadrupole ICP-MS | Helmholtz Institute Freiberg for Resource Technology (HIF); Friedrich-Alexander-Universität Erlangen-Nürnberg | EPMA: accelerating voltage of 20 kV and a beam current of 30 nA, and a defocused beam of 15 μm diameter. LA-ICP-MS: plasma power of 1320 W, He (0.65 L/min) and Ar (1.09 L/min) as carrier gases, Ar as plasma (14.9 L/min) and auxiliary gas (0.9 L/min), oxide rates of <0.4% ThO+/Th+, repetition rate of 20 Hz, beam spot size of 25 μm, irradiance of 0.74 GW/cm2, fluence of 3.7 J/cm2, 20 s background measurement and 20 s sample ablation, 60-s retention time | MASS-1 (Wilson et al. 2002); NIST SRM 610 and 612 (Pearce et al. 1997); MASS-1 as external Ge standard (57.8±2.6 μg/g Ge); NBS-127, IAEA-S-1, IAEA-S-2, IAEA-S-3, and an in-house Ag2S reference material (sulfur isotopes) |  |  |  |  | 0.20815 | [15 empty] | 0.466 | [5 empty] | 0.78798 | [5 empty] | 0.062 | [9 empty] | 11.932 | [9 empty] | 7.142 |  |  |  | 0.045 | [13 empty] | 0.246 | [15 empty] | 0.20497 | [15 empty] | 33.417 | [5 empty] | 1.1422 | [5 empty] | 0.026 | [27 empty] | 53.618 |  |  |  |  | 2019 | Bauer, M.E., Burisch, M., Ostendorf, J., Krause, J., Frenzel, M., Seifert, T., and Gutzmer, J. (2019). Trace element geochemistry of sphalerite in contrasting hydrothermal fluid systems of the Freiberg district, Germany: insights from LA-ICP-MS analysis, near-infrared light microthermometry of sphalerite-hosted fluid inclusions, and sulfur isotope geochemistry. Mineralium Deposita, 54, 237–262. |  | DEU | Saxony
| Freiberg mining district | kb veins, eb veins, fba veins | Magmatic hydrothermal | Intrusion-related | hydrothermal vein-style silver mineralization | Ag | Zn, Pb, In, Ge, Ga | Ag, Zn, Pb, In, Ge, Ga | Bauer et al., 2019 |  | eb08-10 | eb08-10 | underground mine |  |  |  |  | ore material | grab | grab | mineral separate | [5 empty] | mineralisation |  |  |  | sphalerite | [6 empty] | galena, pyrite, arsenopyrite, quartz, fluorite, carbonate | polished sections | LA-ICPMS, EMPA | JEOL JXA-8530F equipped with a field emission gun (FEG) and five wavelength-dispersive spectrometers (WDS); 193-nm New Wave Research Excimer laser and an Agilent 7500i quadrupole ICP-MS | Helmholtz Institute Freiberg for Resource Technology (HIF); Friedrich-Alexander-Universität Erlangen-Nürnberg | EPMA: accelerating voltage of 20 kV and a beam current of 30 nA, and a defocused beam of 15 μm diameter. LA-ICP-MS: plasma power of 1320 W, He (0.65 L/min) and Ar (1.09 L/min) as carrier gases, Ar as plasma (14.9 L/min) and auxiliary gas (0.9 L/min), oxide rates of <0.4% ThO+/Th+, repetition rate of 20 Hz, beam spot size of 25 μm, irradiance of 0.74 GW/cm2, fluence of 3.7 J/cm2, 20 s background measurement and 20 s sample ablation, 60-s retention time | MASS-1 (Wilson et al. 2002); NIST SRM 610 and 612 (Pearce et al. 1997); MASS-1 as external Ge standard (57.8±2.6 μg/g Ge); NBS-127, IAEA-S-1, IAEA-S-2, IAEA-S-3, and an in-house Ag2S reference material (sulfur isotopes) | [20 empty] | 0.247 | [5 empty] | 19.6129 | [5 empty] | 0.004 | [9 empty] | 13.185 | [9 empty] | 3.2922 | [17 empty] | 0.747 | [15 empty] | 0.13695 | [15 empty] | 33.628 | [5 empty] | 0.91346 | [5 empty] | 0.021 | [27 empty] | 51.886 |  |  |  |  | 2019 | Bauer, M.E., Burisch, M., Ostendorf, J., Krause, J., Frenzel, M., Seifert, T., and Gutzmer, J. (2019). Trace element geochemistry of sphalerite in contrasting hydrothermal fluid systems of the Freiberg district, Germany: insights from LA-ICP-MS analysis, near-infrared light microthermometry of sphalerite-hosted fluid inclusions, and sulfur isotope geochemistry. Mineralium Deposita, 54, 237–262. |  | DEU | Saxony
| Freiberg mining district | kb veins, eb veins, fba veins | Magmatic hydrothermal | Intrusion-related | hydrothermal vein-style silver mineralization | Ag | Zn, Pb, In, Ge, Ga | Ag, Zn, Pb, In, Ge, Ga | Bauer et al., 2019 |  | eb09-1 | eb09-1 | underground mine |  |  |  |  | ore material | grab | grab | mineral separate | [5 empty] | mineralisation |  |  |  | sphalerite | [6 empty] | galena, pyrite, arsenopyrite, quartz, fluorite, carbonate | polished sections | LA-ICPMS, EMPA | JEOL JXA-8530F equipped with a field emission gun (FEG) and five wavelength-dispersive spectrometers (WDS); 193-nm New Wave Research Excimer laser and an Agilent 7500i quadrupole ICP-MS | Helmholtz Institute Freiberg for Resource Technology (HIF); Friedrich-Alexander-Universität Erlangen-Nürnberg | EPMA: accelerating voltage of 20 kV and a beam current of 30 nA, and a defocused beam of 15 μm diameter. LA-ICP-MS: plasma power of 1320 W, He (0.65 L/min) and Ar (1.09 L/min) as carrier gases, Ar as plasma (14.9 L/min) and auxiliary gas (0.9 L/min), oxide rates of <0.4% ThO+/Th+, repetition rate of 20 Hz, beam spot size of 25 μm, irradiance of 0.74 GW/cm2, fluence of 3.7 J/cm2, 20 s background measurement and 20 s sample ablation, 60-s retention time | MASS-1 (Wilson et al. 2002); NIST SRM 610 and 612 (Pearce et al. 1997); MASS-1 as external Ge standard (57.8±2.6 μg/g Ge); NBS-127, IAEA-S-1, IAEA-S-2, IAEA-S-3, and an in-house Ag2S reference material (sulfur isotopes) | 0.059 |  |  |  | 0.28949 | [15 empty] | 0.041 | [5 empty] | 37.8233 | [5 empty] | 1.405 | [9 empty] | 9.491 | [9 empty] | 4.4861 | [17 empty] | 0.433 | [15 empty] | 53.5861 | [15 empty] | 33.434 |  | 646.1094 |  |  |  | 10.1789 | [5 empty] | 0.608 | [13 empty] | 0.27983 | [13 empty] | 54.356 |  |  |  |  | 2019 | Bauer, M.E., Burisch, M., Ostendorf, J., Krause, J., Frenzel, M., Seifert, T., and Gutzmer, J. (2019). Trace element geochemistry of sphalerite in contrasting hydrothermal fluid systems of the Freiberg district, Germany: insights from LA-ICP-MS analysis, near-infrared light microthermometry of sphalerite-hosted fluid inclusions, and sulfur isotope geochemistry. Mineralium Deposita, 54, 237–262. |  | DEU | Saxony
| Freiberg mining district | kb veins, eb veins, fba veins | Magmatic hydrothermal | Intrusion-related | hydrothermal vein-style silver mineralization | Ag | Zn, Pb, In, Ge, Ga | Ag, Zn, Pb, In, Ge, Ga | Bauer et al., 2019 |  | eb09-2 | eb09-2 | underground mine |  |  |  |  | ore material | grab | grab | mineral separate | [5 empty] | mineralisation |  |  |  | sphalerite | [6 empty] | galena, pyrite, arsenopyrite, quartz, fluorite, carbonate | polished sections | LA-ICPMS, EMPA | JEOL JXA-8530F equipped with a field emission gun (FEG) and five wavelength-dispersive spectrometers (WDS); 193-nm New Wave Research Excimer laser and an Agilent 7500i quadrupole ICP-MS | Helmholtz Institute Freiberg for Resource Technology (HIF); Friedrich-Alexander-Universität Erlangen-Nürnberg | EPMA: accelerating voltage of 20 kV and a beam current of 30 nA, and a defocused beam of 15 μm diameter. LA-ICP-MS: plasma power of 1320 W, He (0.65 L/min) and Ar (1.09 L/min) as carrier gases, Ar as plasma (14.9 L/min) and auxiliary gas (0.9 L/min), oxide rates of <0.4% ThO+/Th+, repetition rate of 20 Hz, beam spot size of 25 μm, irradiance of 0.74 GW/cm2, fluence of 3.7 J/cm2, 20 s background measurement and 20 s sample ablation, 60-s retention time | MASS-1 (Wilson et al. 2002); NIST SRM 610 and 612 (Pearce et al. 1997); MASS-1 as external Ge standard (57.8±2.6 μg/g Ge); NBS-127, IAEA-S-1, IAEA-S-2, IAEA-S-3, and an in-house Ag2S reference material (sulfur isotopes) | 0.011 |  |  |  | 0.14249 | [15 empty] | 0.025 | [5 empty] | 10.5129 | [5 empty] | 0.255 | [9 empty] | 9.9 | [9 empty] | 6.8018 | [17 empty] | 0.506 | [15 empty] | 26.0082 | [15 empty] | 33.262 |  | 6.0728 |  |  |  | 0.90556 | [19 empty] | 0.059566 | [13 empty] | 55.253 |  |  |  |  | 2019 | Bauer, M.E., Burisch, M., Ostendorf, J., Krause, J., Frenzel, M., Seifert, T., and Gutzmer, J. (2019). Trace element geochemistry of sphalerite in contrasting hydrothermal fluid systems of the Freiberg district, Germany: insights from LA-ICP-MS analysis, near-infrared light microthermometry of sphalerite-hosted fluid inclusions, and sulfur isotope geochemistry. Mineralium Deposita, 54, 237–262. |  | DEU | Saxony
| Freiberg mining district | kb veins, eb veins, fba veins | Magmatic hydrothermal | Intrusion-related | hydrothermal vein-style silver mineralization | Ag | Zn, Pb, In, Ge, Ga | Ag, Zn, Pb, In, Ge, Ga | Bauer et al., 2019 |  | eb09-3 | eb09-3 | underground mine |  |  |  |  | ore material | grab | grab | mineral separate | [5 empty] | mineralisation |  |  |  | sphalerite | [6 empty] | galena, pyrite, arsenopyrite, quartz, fluorite, carbonate | polished sections | LA-ICPMS, EMPA | JEOL JXA-8530F equipped with a field emission gun (FEG) and five wavelength-dispersive spectrometers (WDS); 193-nm New Wave Research Excimer laser and an Agilent 7500i quadrupole ICP-MS | Helmholtz Institute Freiberg for Resource Technology (HIF); Friedrich-Alexander-Universität Erlangen-Nürnberg | EPMA: accelerating voltage of 20 kV and a beam current of 30 nA, and a defocused beam of 15 μm diameter. LA-ICP-MS: plasma power of 1320 W, He (0.65 L/min) and Ar (1.09 L/min) as carrier gases, Ar as plasma (14.9 L/min) and auxiliary gas (0.9 L/min), oxide rates of <0.4% ThO+/Th+, repetition rate of 20 Hz, beam spot size of 25 μm, irradiance of 0.74 GW/cm2, fluence of 3.7 J/cm2, 20 s background measurement and 20 s sample ablation, 60-s retention time | MASS-1 (Wilson et al. 2002); NIST SRM 610 and 612 (Pearce et al. 1997); MASS-1 as external Ge standard (57.8±2.6 μg/g Ge); NBS-127, IAEA-S-1, IAEA-S-2, IAEA-S-3, and an in-house Ag2S reference material (sulfur isotopes) |  |  |  |  | 0.30535 | [15 empty] | 0.116 | [5 empty] | 7.196 | [5 empty] | 0.262 | [9 empty] | 10.158 | [9 empty] | 5.4616 | [17 empty] | 0.432 | [15 empty] | 22.7726 | [15 empty] | 33.59 |  | 9.6296 | [9 empty] | 0.014 | [13 empty] | 0.20661 | [13 empty] | 55.09 |  |  |  |  | 2019 | Bauer, M.E., Burisch, M., Ostendorf, J., Krause, J., Frenzel, M., Seifert, T., and Gutzmer, J. (2019). Trace element geochemistry of sphalerite in contrasting hydrothermal fluid systems of the Freiberg district, Germany: insights from LA-ICP-MS analysis, near-infrared light microthermometry of sphalerite-hosted fluid inclusions, and sulfur isotope geochemistry. Mineralium Deposita, 54, 237–262. |  | DEU | Saxony
| Freiberg mining district | kb veins, eb veins, fba veins | Magmatic hydrothermal | Intrusion-related | hydrothermal vein-style silver mineralization | Ag | Zn, Pb, In, Ge, Ga | Ag, Zn, Pb, In, Ge, Ga | Bauer et al., 2019 |  | eb09-4 | eb09-4 | underground mine |  |  |  |  | ore material | grab | grab | mineral separate | [5 empty] | mineralisation |  |  |  | sphalerite | [6 empty] | galena, pyrite, arsenopyrite, quartz, fluorite, carbonate | polished sections | LA-ICPMS, EMPA | JEOL JXA-8530F equipped with a field emission gun (FEG) and five wavelength-dispersive spectrometers (WDS); 193-nm New Wave Research Excimer laser and an Agilent 7500i quadrupole ICP-MS | Helmholtz Institute Freiberg for Resource Technology (HIF); Friedrich-Alexander-Universität Erlangen-Nürnberg | EPMA: accelerating voltage of 20 kV and a beam current of 30 nA, and a defocused beam of 15 μm diameter. LA-ICP-MS: plasma power of 1320 W, He (0.65 L/min) and Ar (1.09 L/min) as carrier gases, Ar as plasma (14.9 L/min) and auxiliary gas (0.9 L/min), oxide rates of <0.4% ThO+/Th+, repetition rate of 20 Hz, beam spot size of 25 μm, irradiance of 0.74 GW/cm2, fluence of 3.7 J/cm2, 20 s background measurement and 20 s sample ablation, 60-s retention time | MASS-1 (Wilson et al. 2002); NIST SRM 610 and 612 (Pearce et al. 1997); MASS-1 as external Ge standard (57.8±2.6 μg/g Ge); NBS-127, IAEA-S-1, IAEA-S-2, IAEA-S-3, and an in-house Ag2S reference material (sulfur isotopes) |  |  |  |  | 0.19665 | [15 empty] | 0.07 | [5 empty] | 3.5029 | [5 empty] | 0.176 | [9 empty] | 11.095 | [9 empty] | 8.8428 | [17 empty] | 1.06 | [15 empty] | 24.4618 | [15 empty] | 33.359 |  | 4.532 | [9 empty] | 0.006 | [13 empty] | 0.13353 | [13 empty] | 53.647 |  |  |  |  | 2019 | Bauer, M.E., Burisch, M., Ostendorf, J., Krause, J., Frenzel, M., Seifert, T., and Gutzmer, J. (2019). Trace element geochemistry of sphalerite in contrasting hydrothermal fluid systems of the Freiberg district, Germany: insights from LA-ICP-MS analysis, near-infrared light microthermometry of sphalerite-hosted fluid inclusions, and sulfur isotope geochemistry. Mineralium Deposita, 54, 237–262. |  | DEU | Saxony
| Freiberg mining district | kb veins, eb veins, fba veins | Magmatic hydrothermal | Intrusion-related | hydrothermal vein-style silver mineralization | Ag | Zn, Pb, In, Ge, Ga | Ag, Zn, Pb, In, Ge, Ga | Bauer et al., 2019 |  | eb09-5 | eb09-5 | underground mine |  |  |  |  | ore material | grab | grab | mineral separate | [5 empty] | mineralisation |  |  |  | sphalerite | [6 empty] | galena, pyrite, arsenopyrite, quartz, fluorite, carbonate | polished sections | LA-ICPMS, EMPA | JEOL JXA-8530F equipped with a field emission gun (FEG) and five wavelength-dispersive spectrometers (WDS); 193-nm New Wave Research Excimer laser and an Agilent 7500i quadrupole ICP-MS | Helmholtz Institute Freiberg for Resource Technology (HIF); Friedrich-Alexander-Universität Erlangen-Nürnberg | EPMA: accelerating voltage of 20 kV and a beam current of 30 nA, and a defocused beam of 15 μm diameter. LA-ICP-MS: plasma power of 1320 W, He (0.65 L/min) and Ar (1.09 L/min) as carrier gases, Ar as plasma (14.9 L/min) and auxiliary gas (0.9 L/min), oxide rates of <0.4% ThO+/Th+, repetition rate of 20 Hz, beam spot size of 25 μm, irradiance of 0.74 GW/cm2, fluence of 3.7 J/cm2, 20 s background measurement and 20 s sample ablation, 60-s retention time | MASS-1 (Wilson et al. 2002); NIST SRM 610 and 612 (Pearce et al. 1997); MASS-1 as external Ge standard (57.8±2.6 μg/g Ge); NBS-127, IAEA-S-1, IAEA-S-2, IAEA-S-3, and an in-house Ag2S reference material (sulfur isotopes) | 0.144 |  |  |  | 1.1802 | [15 empty] | 0.161 | [5 empty] | 1.6507 | [5 empty] | 5.546 | [9 empty] | 6.923 | [9 empty] | 5.2578 | [17 empty] | 0.487 | [15 empty] | 100.4244 | [15 empty] | 33.235 |  | 47.9043 |  |  |  | 1.9007 | [19 empty] | 0.56078 | [13 empty] | 53.3 |  |  |  |  | 2019 | Bauer, M.E., Burisch, M., Ostendorf, J., Krause, J., Frenzel, M., Seifert, T., and Gutzmer, J. (2019). Trace element geochemistry of sphalerite in contrasting hydrothermal fluid systems of the Freiberg district, Germany: insights from LA-ICP-MS analysis, near-infrared light microthermometry of sphalerite-hosted fluid inclusions, and sulfur isotope geochemistry. Mineralium Deposita, 54, 237–262. |  | DEU | Saxony
| Freiberg mining district | kb veins, eb veins, fba veins | Magmatic hydrothermal | Intrusion-related | hydrothermal vein-style silver mineralization | Ag | Zn, Pb, In, Ge, Ga | Ag, Zn, Pb, In, Ge, Ga | Bauer et al., 2019 |  | eb09-6 | eb09-6 | underground mine |  |  |  |  | ore material | grab | grab | mineral separate | [5 empty] | mineralisation |  |  |  | sphalerite | [6 empty] | galena, pyrite, arsenopyrite, quartz, fluorite, carbonate | polished sections | LA-ICPMS, EMPA | JEOL JXA-8530F equipped with a field emission gun (FEG) and five wavelength-dispersive spectrometers (WDS); 193-nm New Wave Research Excimer laser and an Agilent 7500i quadrupole ICP-MS | Helmholtz Institute Freiberg for Resource Technology (HIF); Friedrich-Alexander-Universität Erlangen-Nürnberg | EPMA: accelerating voltage of 20 kV and a beam current of 30 nA, and a defocused beam of 15 μm diameter. LA-ICP-MS: plasma power of 1320 W, He (0.65 L/min) and Ar (1.09 L/min) as carrier gases, Ar as plasma (14.9 L/min) and auxiliary gas (0.9 L/min), oxide rates of <0.4% ThO+/Th+, repetition rate of 20 Hz, beam spot size of 25 μm, irradiance of 0.74 GW/cm2, fluence of 3.7 J/cm2, 20 s background measurement and 20 s sample ablation, 60-s retention time | MASS-1 (Wilson et al. 2002); NIST SRM 610 and 612 (Pearce et al. 1997); MASS-1 as external Ge standard (57.8±2.6 μg/g Ge); NBS-127, IAEA-S-1, IAEA-S-2, IAEA-S-3, and an in-house Ag2S reference material (sulfur isotopes) |  |  |  |  | 0.2516 | [15 empty] | 0.123 | [5 empty] | 1.8712 | [5 empty] | 0.818 | [9 empty] | 10.731 | [9 empty] | 6.2123 | [17 empty] | 1.308 | [15 empty] | 50.7867 | [15 empty] | 33.589 |  | 54.6693 | [9 empty] | 0.021 | [13 empty] | 0.16601 | [13 empty] | 53.199 |  |  |  |  | 2019 | Bauer, M.E., Burisch, M., Ostendorf, J., Krause, J., Frenzel, M., Seifert, T., and Gutzmer, J. (2019). Trace element geochemistry of sphalerite in contrasting hydrothermal fluid systems of the Freiberg district, Germany: insights from LA-ICP-MS analysis, near-infrared light microthermometry of sphalerite-hosted fluid inclusions, and sulfur isotope geochemistry. Mineralium Deposita, 54, 237–262. |  | DEU | Saxony
| Freiberg mining district | kb veins, eb veins, fba veins | Magmatic hydrothermal | Intrusion-related | hydrothermal vein-style silver mineralization | Ag | Zn, Pb, In, Ge, Ga | Ag, Zn, Pb, In, Ge, Ga | Bauer et al., 2019 |  | eb09-7 | eb09-7 | underground mine |  |  |  |  | ore material | grab | grab | mineral separate | [5 empty] | mineralisation |  |  |  | sphalerite | [6 empty] | galena, pyrite, arsenopyrite, quartz, fluorite, carbonate | polished sections | LA-ICPMS, EMPA | JEOL JXA-8530F equipped with a field emission gun (FEG) and five wavelength-dispersive spectrometers (WDS); 193-nm New Wave Research Excimer laser and an Agilent 7500i quadrupole ICP-MS | Helmholtz Institute Freiberg for Resource Technology (HIF); Friedrich-Alexander-Universität Erlangen-Nürnberg | EPMA: accelerating voltage of 20 kV and a beam current of 30 nA, and a defocused beam of 15 μm diameter. LA-ICP-MS: plasma power of 1320 W, He (0.65 L/min) and Ar (1.09 L/min) as carrier gases, Ar as plasma (14.9 L/min) and auxiliary gas (0.9 L/min), oxide rates of <0.4% ThO+/Th+, repetition rate of 20 Hz, beam spot size of 25 μm, irradiance of 0.74 GW/cm2, fluence of 3.7 J/cm2, 20 s background measurement and 20 s sample ablation, 60-s retention time | MASS-1 (Wilson et al. 2002); NIST SRM 610 and 612 (Pearce et al. 1997); MASS-1 as external Ge standard (57.8±2.6 μg/g Ge); NBS-127, IAEA-S-1, IAEA-S-2, IAEA-S-3, and an in-house Ag2S reference material (sulfur isotopes) |  |  |  |  | 0.14002 | [15 empty] | 0.098 | [5 empty] | 1.8427 | [5 empty] | 0.37 | [9 empty] | 11.011 | [9 empty] | 5.2761 | [17 empty] | 1.258 | [15 empty] | 45.8572 | [15 empty] | 33.663 |  | 2.8348 |  |  |  | 0.86998 | [5 empty] | 0.016 | [13 empty] | 0.18371 | [13 empty] | 53.4 |  |  |  |  | 2019 | Bauer, M.E., Burisch, M., Ostendorf, J., Krause, J., Frenzel, M., Seifert, T., and Gutzmer, J. (2019). Trace element geochemistry of sphalerite in contrasting hydrothermal fluid systems of the Freiberg district, Germany: insights from LA-ICP-MS analysis, near-infrared light microthermometry of sphalerite-hosted fluid inclusions, and sulfur isotope geochemistry. Mineralium Deposita, 54, 237–262. |  | DEU | Saxony
| Freiberg mining district | kb veins, eb veins, fba veins | Magmatic hydrothermal | Intrusion-related | hydrothermal vein-style silver mineralization | Ag | Zn, Pb, In, Ge, Ga | Ag, Zn, Pb, In, Ge, Ga | Bauer et al., 2019 |  | eb09-8 | eb09-8 | underground mine |  |  |  |  | ore material | grab | grab | mineral separate | [5 empty] | mineralisation |  |  |  | sphalerite | [6 empty] | galena, pyrite, arsenopyrite, quartz, fluorite, carbonate | polished sections | LA-ICPMS, EMPA | JEOL JXA-8530F equipped with a field emission gun (FEG) and five wavelength-dispersive spectrometers (WDS); 193-nm New Wave Research Excimer laser and an Agilent 7500i quadrupole ICP-MS | Helmholtz Institute Freiberg for Resource Technology (HIF); Friedrich-Alexander-Universität Erlangen-Nürnberg | EPMA: accelerating voltage of 20 kV and a beam current of 30 nA, and a defocused beam of 15 μm diameter. LA-ICP-MS: plasma power of 1320 W, He (0.65 L/min) and Ar (1.09 L/min) as carrier gases, Ar as plasma (14.9 L/min) and auxiliary gas (0.9 L/min), oxide rates of <0.4% ThO+/Th+, repetition rate of 20 Hz, beam spot size of 25 μm, irradiance of 0.74 GW/cm2, fluence of 3.7 J/cm2, 20 s background measurement and 20 s sample ablation, 60-s retention time | MASS-1 (Wilson et al. 2002); NIST SRM 610 and 612 (Pearce et al. 1997); MASS-1 as external Ge standard (57.8±2.6 μg/g Ge); NBS-127, IAEA-S-1, IAEA-S-2, IAEA-S-3, and an in-house Ag2S reference material (sulfur isotopes) |  |  |  |  | 0.28565 | [15 empty] | 0.064 | [5 empty] | 3.2481 | [5 empty] | 0.075 | [9 empty] | 11.632 | [9 empty] | 6.4961 | [17 empty] | 1.111 | [15 empty] | 37.8601 | [15 empty] | 33.634 |  | 63.0613 | [23 empty] | 0.16359 | [13 empty] | 53.278 |  |  |  |  | 2019 | Bauer, M.E., Burisch, M., Ostendorf, J., Krause, J., Frenzel, M., Seifert, T., and Gutzmer, J. (2019). Trace element geochemistry of sphalerite in contrasting hydrothermal fluid systems of the Freiberg district, Germany: insights from LA-ICP-MS analysis, near-infrared light microthermometry of sphalerite-hosted fluid inclusions, and sulfur isotope geochemistry. Mineralium Deposita, 54, 237–262. |  | DEU | Saxony
| Freiberg mining district | kb veins, eb veins, fba veins | Magmatic hydrothermal | Intrusion-related | hydrothermal vein-style silver mineralization | Ag | Zn, Pb, In, Ge, Ga | Ag, Zn, Pb, In, Ge, Ga | Bauer et al., 2019 |  | eb12-1 | eb12-1 | underground mine |  |  |  |  | ore material | grab | grab | mineral separate | [5 empty] | mineralisation |  |  |  | sphalerite | [6 empty] | galena, pyrite, arsenopyrite, quartz, fluorite, carbonate | polished sections | LA-ICPMS, EMPA | JEOL JXA-8530F equipped with a field emission gun (FEG) and five wavelength-dispersive spectrometers (WDS); 193-nm New Wave Research Excimer laser and an Agilent 7500i quadrupole ICP-MS | Helmholtz Institute Freiberg for Resource Technology (HIF); Friedrich-Alexander-Universität Erlangen-Nürnberg | EPMA: accelerating voltage of 20 kV and a beam current of 30 nA, and a defocused beam of 15 μm diameter. LA-ICP-MS: plasma power of 1320 W, He (0.65 L/min) and Ar (1.09 L/min) as carrier gases, Ar as plasma (14.9 L/min) and auxiliary gas (0.9 L/min), oxide rates of <0.4% ThO+/Th+, repetition rate of 20 Hz, beam spot size of 25 μm, irradiance of 0.74 GW/cm2, fluence of 3.7 J/cm2, 20 s background measurement and 20 s sample ablation, 60-s retention time | MASS-1 (Wilson et al. 2002); NIST SRM 610 and 612 (Pearce et al. 1997); MASS-1 as external Ge standard (57.8±2.6 μg/g Ge); NBS-127, IAEA-S-1, IAEA-S-2, IAEA-S-3, and an in-house Ag2S reference material (sulfur isotopes) |  |  |  |  | 2.4661 | [15 empty] | 0.361 | [5 empty] | 0.95841 | [5 empty] | 0.127 | [9 empty] | 13.24 | [9 empty] | 10.1677 |  |  |  | 0.041 | [13 empty] | 0.317 | [15 empty] | 38.719 | [15 empty] | 33.762 |  | 2.2981 | [9 empty] | 0.041 | [13 empty] | 0.059848 | [13 empty] | 51.857 |  |  |  |  | 2019 | Bauer, M.E., Burisch, M., Ostendorf, J., Krause, J., Frenzel, M., Seifert, T., and Gutzmer, J. (2019). Trace element geochemistry of sphalerite in contrasting hydrothermal fluid systems of the Freiberg district, Germany: insights from LA-ICP-MS analysis, near-infrared light microthermometry of sphalerite-hosted fluid inclusions, and sulfur isotope geochemistry. Mineralium Deposita, 54, 237–262. |  | DEU | Saxony
| Freiberg mining district | kb veins, eb veins, fba veins | Magmatic hydrothermal | Intrusion-related | hydrothermal vein-style silver mineralization | Ag | Zn, Pb, In, Ge, Ga | Ag, Zn, Pb, In, Ge, Ga | Bauer et al., 2019 |  | eb12-2 | eb12-2 | underground mine |  |  |  |  | ore material | grab | grab | mineral separate | [5 empty] | mineralisation |  |  |  | sphalerite | [6 empty] | galena, pyrite, arsenopyrite, quartz, fluorite, carbonate | polished sections | LA-ICPMS, EMPA | JEOL JXA-8530F equipped with a field emission gun (FEG) and five wavelength-dispersive spectrometers (WDS); 193-nm New Wave Research Excimer laser and an Agilent 7500i quadrupole ICP-MS | Helmholtz Institute Freiberg for Resource Technology (HIF); Friedrich-Alexander-Universität Erlangen-Nürnberg | EPMA: accelerating voltage of 20 kV and a beam current of 30 nA, and a defocused beam of 15 μm diameter. LA-ICP-MS: plasma power of 1320 W, He (0.65 L/min) and Ar (1.09 L/min) as carrier gases, Ar as plasma (14.9 L/min) and auxiliary gas (0.9 L/min), oxide rates of <0.4% ThO+/Th+, repetition rate of 20 Hz, beam spot size of 25 μm, irradiance of 0.74 GW/cm2, fluence of 3.7 J/cm2, 20 s background measurement and 20 s sample ablation, 60-s retention time | MASS-1 (Wilson et al. 2002); NIST SRM 610 and 612 (Pearce et al. 1997); MASS-1 as external Ge standard (57.8±2.6 μg/g Ge); NBS-127, IAEA-S-1, IAEA-S-2, IAEA-S-3, and an in-house Ag2S reference material (sulfur isotopes) | 0.001 |  |  |  | 0.13954 | [15 empty] | 0.314 | [5 empty] | 0.55038 | [5 empty] | 0.191 | [9 empty] | 13.24 | [9 empty] | 3.799 |  |  |  | 0.001 | [13 empty] | 0.194 | [15 empty] | 0.40127 | [15 empty] | 33.408 |  | 0.10183 | [9 empty] | 0.157 | [27 empty] | 51.7 |  |  |  |  | 2019 | Bauer, M.E., Burisch, M., Ostendorf, J., Krause, J., Frenzel, M., Seifert, T., and Gutzmer, J. (2019). Trace element geochemistry of sphalerite in contrasting hydrothermal fluid systems of the Freiberg district, Germany: insights from LA-ICP-MS analysis, near-infrared light microthermometry of sphalerite-hosted fluid inclusions, and sulfur isotope geochemistry. Mineralium Deposita, 54, 237–262. |  | DEU | Saxony
| Freiberg mining district | kb veins, eb veins, fba veins | Magmatic hydrothermal | Intrusion-related | hydrothermal vein-style silver mineralization | Ag | Zn, Pb, In, Ge, Ga | Ag, Zn, Pb, In, Ge, Ga | Bauer et al., 2019 |  | eb12-3 | eb12-3 | underground mine |  |  |  |  | ore material | grab | grab | mineral separate | [5 empty] | mineralisation |  |  |  | sphalerite | [6 empty] | galena, pyrite, arsenopyrite, quartz, fluorite, carbonate | polished sections | LA-ICPMS, EMPA | JEOL JXA-8530F equipped with a field emission gun (FEG) and five wavelength-dispersive spectrometers (WDS); 193-nm New Wave Research Excimer laser and an Agilent 7500i quadrupole ICP-MS | Helmholtz Institute Freiberg for Resource Technology (HIF); Friedrich-Alexander-Universität Erlangen-Nürnberg | EPMA: accelerating voltage of 20 kV and a beam current of 30 nA, and a defocused beam of 15 μm diameter. LA-ICP-MS: plasma power of 1320 W, He (0.65 L/min) and Ar (1.09 L/min) as carrier gases, Ar as plasma (14.9 L/min) and auxiliary gas (0.9 L/min), oxide rates of <0.4% ThO+/Th+, repetition rate of 20 Hz, beam spot size of 25 μm, irradiance of 0.74 GW/cm2, fluence of 3.7 J/cm2, 20 s background measurement and 20 s sample ablation, 60-s retention time | MASS-1 (Wilson et al. 2002); NIST SRM 610 and 612 (Pearce et al. 1997); MASS-1 as external Ge standard (57.8±2.6 μg/g Ge); NBS-127, IAEA-S-1, IAEA-S-2, IAEA-S-3, and an in-house Ag2S reference material (sulfur isotopes) | 0.004 |  |  |  | 7.1045 | [15 empty] | 0.415 | [5 empty] | 0.42965 | [5 empty] | 0.205 | [9 empty] | 12.818 | [9 empty] | 4.9329 |  |  |  | 0.02 | [13 empty] | 0.12 | [15 empty] | 36.8183 | [15 empty] | 33.731 |  | 11.5424 | [9 empty] | 0.019 | [13 empty] | 0.1023 | [13 empty] | 52.442 |  |  |  |  | 2019 | Bauer, M.E., Burisch, M., Ostendorf, J., Krause, J., Frenzel, M., Seifert, T., and Gutzmer, J. (2019). Trace element geochemistry of sphalerite in contrasting hydrothermal fluid systems of the Freiberg district, Germany: insights from LA-ICP-MS analysis, near-infrared light microthermometry of sphalerite-hosted fluid inclusions, and sulfur isotope geochemistry. Mineralium Deposita, 54, 237–262. |  | DEU | Saxony
| Freiberg mining district | kb veins, eb veins, fba veins | Magmatic hydrothermal | Intrusion-related | hydrothermal vein-style silver mineralization | Ag | Zn, Pb, In, Ge, Ga | Ag, Zn, Pb, In, Ge, Ga | Bauer et al., 2019 |  | eb12-4 | eb12-4 | underground mine |  |  |  |  | ore material | grab | grab | mineral separate | [5 empty] | mineralisation |  |  |  | sphalerite | [6 empty] | galena, pyrite, arsenopyrite, quartz, fluorite, carbonate | polished sections | LA-ICPMS, EMPA | JEOL JXA-8530F equipped with a field emission gun (FEG) and five wavelength-dispersive spectrometers (WDS); 193-nm New Wave Research Excimer laser and an Agilent 7500i quadrupole ICP-MS | Helmholtz Institute Freiberg for Resource Technology (HIF); Friedrich-Alexander-Universität Erlangen-Nürnberg | EPMA: accelerating voltage of 20 kV and a beam current of 30 nA, and a defocused beam of 15 μm diameter. LA-ICP-MS: plasma power of 1320 W, He (0.65 L/min) and Ar (1.09 L/min) as carrier gases, Ar as plasma (14.9 L/min) and auxiliary gas (0.9 L/min), oxide rates of <0.4% ThO+/Th+, repetition rate of 20 Hz, beam spot size of 25 μm, irradiance of 0.74 GW/cm2, fluence of 3.7 J/cm2, 20 s background measurement and 20 s sample ablation, 60-s retention time | MASS-1 (Wilson et al. 2002); NIST SRM 610 and 612 (Pearce et al. 1997); MASS-1 as external Ge standard (57.8±2.6 μg/g Ge); NBS-127, IAEA-S-1, IAEA-S-2, IAEA-S-3, and an in-house Ag2S reference material (sulfur isotopes) |  |  |  |  | 0.1979 | [15 empty] | 0.368 | [5 empty] | 0.094337 | [5 empty] | 0.076 | [9 empty] | 12.817 | [9 empty] | 4.7392 | [17 empty] | 0.286 | [15 empty] | 0.53225 | [15 empty] | 33.619 |  | 0.19903 | [9 empty] | 0.072 | [13 empty] | 0.014665 | [13 empty] | 52.436 |  |  |  |  | 2019 | Bauer, M.E., Burisch, M., Ostendorf, J., Krause, J., Frenzel, M., Seifert, T., and Gutzmer, J. (2019). Trace element geochemistry of sphalerite in contrasting hydrothermal fluid systems of the Freiberg district, Germany: insights from LA-ICP-MS analysis, near-infrared light microthermometry of sphalerite-hosted fluid inclusions, and sulfur isotope geochemistry. Mineralium Deposita, 54, 237–262. |  | DEU | Saxony
| Freiberg mining district | kb veins, eb veins, fba veins | Magmatic hydrothermal | Intrusion-related | hydrothermal vein-style silver mineralization | Ag | Zn, Pb, In, Ge, Ga | Ag, Zn, Pb, In, Ge, Ga | Bauer et al., 2019 |  | eb12-5 | eb12-5 | underground mine |  |  |  |  | ore material | grab | grab | mineral separate | [5 empty] | mineralisation |  |  |  | sphalerite | [6 empty] | galena, pyrite, arsenopyrite, quartz, fluorite, carbonate | polished sections | LA-ICPMS, EMPA | JEOL JXA-8530F equipped with a field emission gun (FEG) and five wavelength-dispersive spectrometers (WDS); 193-nm New Wave Research Excimer laser and an Agilent 7500i quadrupole ICP-MS | Helmholtz Institute Freiberg for Resource Technology (HIF); Friedrich-Alexander-Universität Erlangen-Nürnberg | EPMA: accelerating voltage of 20 kV and a beam current of 30 nA, and a defocused beam of 15 μm diameter. LA-ICP-MS: plasma power of 1320 W, He (0.65 L/min) and Ar (1.09 L/min) as carrier gases, Ar as plasma (14.9 L/min) and auxiliary gas (0.9 L/min), oxide rates of <0.4% ThO+/Th+, repetition rate of 20 Hz, beam spot size of 25 μm, irradiance of 0.74 GW/cm2, fluence of 3.7 J/cm2, 20 s background measurement and 20 s sample ablation, 60-s retention time | MASS-1 (Wilson et al. 2002); NIST SRM 610 and 612 (Pearce et al. 1997); MASS-1 as external Ge standard (57.8±2.6 μg/g Ge); NBS-127, IAEA-S-1, IAEA-S-2, IAEA-S-3, and an in-house Ag2S reference material (sulfur isotopes) | 0.008 |  |  |  | 2.3617 | [15 empty] | 0.374 | [5 empty] | 0.04939 | [5 empty] | 1.061 | [9 empty] | 12.665 | [9 empty] | 5.2817 |  |  |  | 0.005 | [13 empty] | 0.151 | [15 empty] | 4.7157 | [15 empty] | 33.61 |  | 0.98324 | [9 empty] | 0.019 | [13 empty] | 0.016305 | [13 empty] | 51.964 |  |  |  |  | 2019 | Bauer, M.E., Burisch, M., Ostendorf, J., Krause, J., Frenzel, M., Seifert, T., and Gutzmer, J. (2019). Trace element geochemistry of sphalerite in contrasting hydrothermal fluid systems of the Freiberg district, Germany: insights from LA-ICP-MS analysis, near-infrared light microthermometry of sphalerite-hosted fluid inclusions, and sulfur isotope geochemistry. Mineralium Deposita, 54, 237–262. |  | DEU | Saxony
| Freiberg mining district | kb veins, eb veins, fba veins | Magmatic hydrothermal | Intrusion-related | hydrothermal vein-style silver mineralization | Ag | Zn, Pb, In, Ge, Ga | Ag, Zn, Pb, In, Ge, Ga | Bauer et al., 2019 |  | eb12-6 | eb12-6 | underground mine |  |  |  |  | ore material | grab | grab | mineral separate | [5 empty] | mineralisation |  |  |  | sphalerite | [6 empty] | galena, pyrite, arsenopyrite, quartz, fluorite, carbonate | polished sections | LA-ICPMS, EMPA | JEOL JXA-8530F equipped with a field emission gun (FEG) and five wavelength-dispersive spectrometers (WDS); 193-nm New Wave Research Excimer laser and an Agilent 7500i quadrupole ICP-MS | Helmholtz Institute Freiberg for Resource Technology (HIF); Friedrich-Alexander-Universität Erlangen-Nürnberg | EPMA: accelerating voltage of 20 kV and a beam current of 30 nA, and a defocused beam of 15 μm diameter. LA-ICP-MS: plasma power of 1320 W, He (0.65 L/min) and Ar (1.09 L/min) as carrier gases, Ar as plasma (14.9 L/min) and auxiliary gas (0.9 L/min), oxide rates of <0.4% ThO+/Th+, repetition rate of 20 Hz, beam spot size of 25 μm, irradiance of 0.74 GW/cm2, fluence of 3.7 J/cm2, 20 s background measurement and 20 s sample ablation, 60-s retention time | MASS-1 (Wilson et al. 2002); NIST SRM 610 and 612 (Pearce et al. 1997); MASS-1 as external Ge standard (57.8±2.6 μg/g Ge); NBS-127, IAEA-S-1, IAEA-S-2, IAEA-S-3, and an in-house Ag2S reference material (sulfur isotopes) | [20 empty] | 0.313 | [5 empty] | 0.13507 | [5 empty] | 0.2 | [9 empty] | 12.911 | [9 empty] | 6.8891 |  |  |  | 0.001 | [13 empty] | 0.42 | [15 empty] | 12.0984 | [15 empty] | 33.536 |  | 3.389 | [9 empty] | 0.026 | [13 empty] | 0.046861 | [13 empty] | 51.922 |  |  |  |  | 2019 | Bauer, M.E., Burisch, M., Ostendorf, J., Krause, J., Frenzel, M., Seifert, T., and Gutzmer, J. (2019). Trace element geochemistry of sphalerite in contrasting hydrothermal fluid systems of the Freiberg district, Germany: insights from LA-ICP-MS analysis, near-infrared light microthermometry of sphalerite-hosted fluid inclusions, and sulfur isotope geochemistry. Mineralium Deposita, 54, 237–262. |  | DEU | Saxony
| Freiberg mining district | kb veins, eb veins, fba veins | Magmatic hydrothermal | Intrusion-related | hydrothermal vein-style silver mineralization | Ag | Zn, Pb, In, Ge, Ga | Ag, Zn, Pb, In, Ge, Ga | Bauer et al., 2019 |  | eb12-7 | eb12-7 | underground mine |  |  |  |  | ore material | grab | grab | mineral separate | [5 empty] | mineralisation |  |  |  | sphalerite | [6 empty] | galena, pyrite, arsenopyrite, quartz, fluorite, carbonate | polished sections | LA-ICPMS, EMPA | JEOL JXA-8530F equipped with a field emission gun (FEG) and five wavelength-dispersive spectrometers (WDS); 193-nm New Wave Research Excimer laser and an Agilent 7500i quadrupole ICP-MS | Helmholtz Institute Freiberg for Resource Technology (HIF); Friedrich-Alexander-Universität Erlangen-Nürnberg | EPMA: accelerating voltage of 20 kV and a beam current of 30 nA, and a defocused beam of 15 μm diameter. LA-ICP-MS: plasma power of 1320 W, He (0.65 L/min) and Ar (1.09 L/min) as carrier gases, Ar as plasma (14.9 L/min) and auxiliary gas (0.9 L/min), oxide rates of <0.4% ThO+/Th+, repetition rate of 20 Hz, beam spot size of 25 μm, irradiance of 0.74 GW/cm2, fluence of 3.7 J/cm2, 20 s background measurement and 20 s sample ablation, 60-s retention time | MASS-1 (Wilson et al. 2002); NIST SRM 610 and 612 (Pearce et al. 1997); MASS-1 as external Ge standard (57.8±2.6 μg/g Ge); NBS-127, IAEA-S-1, IAEA-S-2, IAEA-S-3, and an in-house Ag2S reference material (sulfur isotopes) | [20 empty] | 0.347 | [5 empty] | 0.78101 | [5 empty] | 0.067 | [9 empty] | 12.399 | [9 empty] | 6.6157 |  |  |  | 0.062 | [13 empty] | 0.499 | [15 empty] | 1.6018 | [15 empty] | 33.297 |  | 0.40148 | [9 empty] | 0.031 | [27 empty] | 52.352 |  |  |  |  | 2019 | Bauer, M.E., Burisch, M., Ostendorf, J., Krause, J., Frenzel, M., Seifert, T., and Gutzmer, J. (2019). Trace element geochemistry of sphalerite in contrasting hydrothermal fluid systems of the Freiberg district, Germany: insights from LA-ICP-MS analysis, near-infrared light microthermometry of sphalerite-hosted fluid inclusions, and sulfur isotope geochemistry. Mineralium Deposita, 54, 237–262. |  | DEU | Saxony
| Freiberg mining district | kb veins, eb veins, fba veins | Magmatic hydrothermal | Intrusion-related | hydrothermal vein-style silver mineralization | Ag | Zn, Pb, In, Ge, Ga | Ag, Zn, Pb, In, Ge, Ga | Bauer et al., 2019 |  | eb13-1 | eb13-1 | underground mine |  |  |  |  | ore material | grab | grab | mineral separate | [5 empty] | mineralisation |  |  |  | sphalerite | [6 empty] | galena, pyrite, arsenopyrite, quartz, fluorite, carbonate | polished sections | LA-ICPMS, EMPA | JEOL JXA-8530F equipped with a field emission gun (FEG) and five wavelength-dispersive spectrometers (WDS); 193-nm New Wave Research Excimer laser and an Agilent 7500i quadrupole ICP-MS | Helmholtz Institute Freiberg for Resource Technology (HIF); Friedrich-Alexander-Universität Erlangen-Nürnberg | EPMA: accelerating voltage of 20 kV and a beam current of 30 nA, and a defocused beam of 15 μm diameter. LA-ICP-MS: plasma power of 1320 W, He (0.65 L/min) and Ar (1.09 L/min) as carrier gases, Ar as plasma (14.9 L/min) and auxiliary gas (0.9 L/min), oxide rates of <0.4% ThO+/Th+, repetition rate of 20 Hz, beam spot size of 25 μm, irradiance of 0.74 GW/cm2, fluence of 3.7 J/cm2, 20 s background measurement and 20 s sample ablation, 60-s retention time | MASS-1 (Wilson et al. 2002); NIST SRM 610 and 612 (Pearce et al. 1997); MASS-1 as external Ge standard (57.8±2.6 μg/g Ge); NBS-127, IAEA-S-1, IAEA-S-2, IAEA-S-3, and an in-house Ag2S reference material (sulfur isotopes) |  |  |  |  | 0.13774 | [15 empty] | 0.053 | [5 empty] | 0.78026 | [5 empty] | 0.026 | [9 empty] | 11.624 | [9 empty] | 6.3017 | [17 empty] | 0.824 | [15 empty] | 0.66368 | [15 empty] | 33.644 |  | 0.3469 | [9 empty] | 0.011 | [13 empty] | 0.014832 | [13 empty] | 53.614 |  |  |  |  | 2019 | Bauer, M.E., Burisch, M., Ostendorf, J., Krause, J., Frenzel, M., Seifert, T., and Gutzmer, J. (2019). Trace element geochemistry of sphalerite in contrasting hydrothermal fluid systems of the Freiberg district, Germany: insights from LA-ICP-MS analysis, near-infrared light microthermometry of sphalerite-hosted fluid inclusions, and sulfur isotope geochemistry. Mineralium Deposita, 54, 237–262. |  | DEU | Saxony
| Freiberg mining district | kb veins, eb veins, fba veins | Magmatic hydrothermal | Intrusion-related | hydrothermal vein-style silver mineralization | Ag | Zn, Pb, In, Ge, Ga | Ag, Zn, Pb, In, Ge, Ga | Bauer et al., 2019 |  | eb13-2 | eb13-2 | underground mine |  |  |  |  | ore material | grab | grab | mineral separate | [5 empty] | mineralisation |  |  |  | sphalerite | [6 empty] | galena, pyrite, arsenopyrite, quartz, fluorite, carbonate | polished sections | LA-ICPMS, EMPA | JEOL JXA-8530F equipped with a field emission gun (FEG) and five wavelength-dispersive spectrometers (WDS); 193-nm New Wave Research Excimer laser and an Agilent 7500i quadrupole ICP-MS | Helmholtz Institute Freiberg for Resource Technology (HIF); Friedrich-Alexander-Universität Erlangen-Nürnberg | EPMA: accelerating voltage of 20 kV and a beam current of 30 nA, and a defocused beam of 15 μm diameter. LA-ICP-MS: plasma power of 1320 W, He (0.65 L/min) and Ar (1.09 L/min) as carrier gases, Ar as plasma (14.9 L/min) and auxiliary gas (0.9 L/min), oxide rates of <0.4% ThO+/Th+, repetition rate of 20 Hz, beam spot size of 25 μm, irradiance of 0.74 GW/cm2, fluence of 3.7 J/cm2, 20 s background measurement and 20 s sample ablation, 60-s retention time | MASS-1 (Wilson et al. 2002); NIST SRM 610 and 612 (Pearce et al. 1997); MASS-1 as external Ge standard (57.8±2.6 μg/g Ge); NBS-127, IAEA-S-1, IAEA-S-2, IAEA-S-3, and an in-house Ag2S reference material (sulfur isotopes) |  |  |  |  | 0.13203 | [21 empty] | 0.31454 | [5 empty] | 0.018 | [9 empty] | 11.133 | [9 empty] | 5.6054 | [17 empty] | 0.657 | [15 empty] | 0.10494 | [15 empty] | 33.47 |  | 0.067883 |  |  |  | 1.0042 | [33 empty] | 54.411 |  |  |  |  | 2019 | Bauer, M.E., Burisch, M., Ostendorf, J., Krause, J., Frenzel, M., Seifert, T., and Gutzmer, J. (2019). Trace element geochemistry of sphalerite in contrasting hydrothermal fluid systems of the Freiberg district, Germany: insights from LA-ICP-MS analysis, near-infrared light microthermometry of sphalerite-hosted fluid inclusions, and sulfur isotope geochemistry. Mineralium Deposita, 54, 237–262. |  | DEU | Saxony
| Freiberg mining district | kb veins, eb veins, fba veins | Magmatic hydrothermal | Intrusion-related | hydrothermal vein-style silver mineralization | Ag | Zn, Pb, In, Ge, Ga | Ag, Zn, Pb, In, Ge, Ga | Bauer et al., 2019 |  | eb13-3 | eb13-3 | underground mine |  |  |  |  | ore material | grab | grab | mineral separate | [5 empty] | mineralisation |  |  |  | sphalerite | [6 empty] | galena, pyrite, arsenopyrite, quartz, fluorite, carbonate | polished sections | LA-ICPMS, EMPA | JEOL JXA-8530F equipped with a field emission gun (FEG) and five wavelength-dispersive spectrometers (WDS); 193-nm New Wave Research Excimer laser and an Agilent 7500i quadrupole ICP-MS | Helmholtz Institute Freiberg for Resource Technology (HIF); Friedrich-Alexander-Universität Erlangen-Nürnberg | EPMA: accelerating voltage of 20 kV and a beam current of 30 nA, and a defocused beam of 15 μm diameter. LA-ICP-MS: plasma power of 1320 W, He (0.65 L/min) and Ar (1.09 L/min) as carrier gases, Ar as plasma (14.9 L/min) and auxiliary gas (0.9 L/min), oxide rates of <0.4% ThO+/Th+, repetition rate of 20 Hz, beam spot size of 25 μm, irradiance of 0.74 GW/cm2, fluence of 3.7 J/cm2, 20 s background measurement and 20 s sample ablation, 60-s retention time | MASS-1 (Wilson et al. 2002); NIST SRM 610 and 612 (Pearce et al. 1997); MASS-1 as external Ge standard (57.8±2.6 μg/g Ge); NBS-127, IAEA-S-1, IAEA-S-2, IAEA-S-3, and an in-house Ag2S reference material (sulfur isotopes) |  |  |  |  | 0.41192 | [15 empty] | 0.071 | [5 empty] | 0.32061 | [5 empty] | 0.003 | [9 empty] | 10.921 | [9 empty] | 4.1965 | [17 empty] | 0.62 | [15 empty] | 0.72413 | [15 empty] | 33.48 |  | 120.2158 | [9 empty] | 0.003 | [13 empty] | 0.014948 | [13 empty] | 54.454 |  |  |  |  | 2019 | Bauer, M.E., Burisch, M., Ostendorf, J., Krause, J., Frenzel, M., Seifert, T., and Gutzmer, J. (2019). Trace element geochemistry of sphalerite in contrasting hydrothermal fluid systems of the Freiberg district, Germany: insights from LA-ICP-MS analysis, near-infrared light microthermometry of sphalerite-hosted fluid inclusions, and sulfur isotope geochemistry. Mineralium Deposita, 54, 237–262. |  | DEU | Saxony
| Freiberg mining district | kb veins, eb veins, fba veins | Magmatic hydrothermal | Intrusion-related | hydrothermal vein-style silver mineralization | Ag | Zn, Pb, In, Ge, Ga | Ag, Zn, Pb, In, Ge, Ga | Bauer et al., 2019 |  | eb13-4 | eb13-4 | underground mine |  |  |  |  | ore material | grab | grab | mineral separate | [5 empty] | mineralisation |  |  |  | sphalerite | [6 empty] | galena, pyrite, arsenopyrite, quartz, fluorite, carbonate | polished sections | LA-ICPMS, EMPA | JEOL JXA-8530F equipped with a field emission gun (FEG) and five wavelength-dispersive spectrometers (WDS); 193-nm New Wave Research Excimer laser and an Agilent 7500i quadrupole ICP-MS | Helmholtz Institute Freiberg for Resource Technology (HIF); Friedrich-Alexander-Universität Erlangen-Nürnberg | EPMA: accelerating voltage of 20 kV and a beam current of 30 nA, and a defocused beam of 15 μm diameter. LA-ICP-MS: plasma power of 1320 W, He (0.65 L/min) and Ar (1.09 L/min) as carrier gases, Ar as plasma (14.9 L/min) and auxiliary gas (0.9 L/min), oxide rates of <0.4% ThO+/Th+, repetition rate of 20 Hz, beam spot size of 25 μm, irradiance of 0.74 GW/cm2, fluence of 3.7 J/cm2, 20 s background measurement and 20 s sample ablation, 60-s retention time | MASS-1 (Wilson et al. 2002); NIST SRM 610 and 612 (Pearce et al. 1997); MASS-1 as external Ge standard (57.8±2.6 μg/g Ge); NBS-127, IAEA-S-1, IAEA-S-2, IAEA-S-3, and an in-house Ag2S reference material (sulfur isotopes) |  |  |  |  | 0.1483 | [15 empty] | 0.023 | [5 empty] | 1.1193 | [15 empty] | 11.614 | [9 empty] | 4.0487 | [17 empty] | 0.813 | [15 empty] | 0.38384 | [15 empty] | 33.444 |  | 0.21679 | [37 empty] | 53.629 |  |  |  |  | 2019 | Bauer, M.E., Burisch, M., Ostendorf, J., Krause, J., Frenzel, M., Seifert, T., and Gutzmer, J. (2019). Trace element geochemistry of sphalerite in contrasting hydrothermal fluid systems of the Freiberg district, Germany: insights from LA-ICP-MS analysis, near-infrared light microthermometry of sphalerite-hosted fluid inclusions, and sulfur isotope geochemistry. Mineralium Deposita, 54, 237–262. |  | DEU | Saxony
| Freiberg mining district | kb veins, eb veins, fba veins | Magmatic hydrothermal | Intrusion-related | hydrothermal vein-style silver mineralization | Ag | Zn, Pb, In, Ge, Ga | Ag, Zn, Pb, In, Ge, Ga | Bauer et al., 2019 |  | eb13-5 | eb13-5 | underground mine |  |  |  |  | ore material | grab | grab | mineral separate | [5 empty] | mineralisation |  |  |  | sphalerite | [6 empty] | galena, pyrite, arsenopyrite, quartz, fluorite, carbonate | polished sections | LA-ICPMS, EMPA | JEOL JXA-8530F equipped with a field emission gun (FEG) and five wavelength-dispersive spectrometers (WDS); 193-nm New Wave Research Excimer laser and an Agilent 7500i quadrupole ICP-MS | Helmholtz Institute Freiberg for Resource Technology (HIF); Friedrich-Alexander-Universität Erlangen-Nürnberg | EPMA: accelerating voltage of 20 kV and a beam current of 30 nA, and a defocused beam of 15 μm diameter. LA-ICP-MS: plasma power of 1320 W, He (0.65 L/min) and Ar (1.09 L/min) as carrier gases, Ar as plasma (14.9 L/min) and auxiliary gas (0.9 L/min), oxide rates of <0.4% ThO+/Th+, repetition rate of 20 Hz, beam spot size of 25 μm, irradiance of 0.74 GW/cm2, fluence of 3.7 J/cm2, 20 s background measurement and 20 s sample ablation, 60-s retention time | MASS-1 (Wilson et al. 2002); NIST SRM 610 and 612 (Pearce et al. 1997); MASS-1 as external Ge standard (57.8±2.6 μg/g Ge); NBS-127, IAEA-S-1, IAEA-S-2, IAEA-S-3, and an in-house Ag2S reference material (sulfur isotopes) |  |  |  |  | 0.15806 | [15 empty] | 0.022 | [5 empty] | 0.31038 | [5 empty] | 0.007 | [9 empty] | 11.157 | [9 empty] | 7.8681 | [17 empty] | 0.68 | [15 empty] | 2.2993 | [15 empty] | 33.52 |  | 25.4503 |  |  |  | 1.1012 | [19 empty] | 0.018319 | [13 empty] | 54.324 |  |  |  |  | 2019 | Bauer, M.E., Burisch, M., Ostendorf, J., Krause, J., Frenzel, M., Seifert, T., and Gutzmer, J. (2019). Trace element geochemistry of sphalerite in contrasting hydrothermal fluid systems of the Freiberg district, Germany: insights from LA-ICP-MS analysis, near-infrared light microthermometry of sphalerite-hosted fluid inclusions, and sulfur isotope geochemistry. Mineralium Deposita, 54, 237–262. |  | DEU | Saxony
| Freiberg mining district | kb veins, eb veins, fba veins | Magmatic hydrothermal | Intrusion-related | hydrothermal vein-style silver mineralization | Ag | Zn, Pb, In, Ge, Ga | Ag, Zn, Pb, In, Ge, Ga | Bauer et al., 2019 |  | eb13-6 | eb13-6 | underground mine |  |  |  |  | ore material | grab | grab | mineral separate | [5 empty] | mineralisation |  |  |  | sphalerite | [6 empty] | galena, pyrite, arsenopyrite, quartz, fluorite, carbonate | polished sections | LA-ICPMS, EMPA | JEOL JXA-8530F equipped with a field emission gun (FEG) and five wavelength-dispersive spectrometers (WDS); 193-nm New Wave Research Excimer laser and an Agilent 7500i quadrupole ICP-MS | Helmholtz Institute Freiberg for Resource Technology (HIF); Friedrich-Alexander-Universität Erlangen-Nürnberg | EPMA: accelerating voltage of 20 kV and a beam current of 30 nA, and a defocused beam of 15 μm diameter. LA-ICP-MS: plasma power of 1320 W, He (0.65 L/min) and Ar (1.09 L/min) as carrier gases, Ar as plasma (14.9 L/min) and auxiliary gas (0.9 L/min), oxide rates of <0.4% ThO+/Th+, repetition rate of 20 Hz, beam spot size of 25 μm, irradiance of 0.74 GW/cm2, fluence of 3.7 J/cm2, 20 s background measurement and 20 s sample ablation, 60-s retention time | MASS-1 (Wilson et al. 2002); NIST SRM 610 and 612 (Pearce et al. 1997); MASS-1 as external Ge standard (57.8±2.6 μg/g Ge); NBS-127, IAEA-S-1, IAEA-S-2, IAEA-S-3, and an in-house Ag2S reference material (sulfur isotopes) |  |  |  |  | 0.26422 | [21 empty] | 0.065953 | [15 empty] | 11.761 | [9 empty] | 6.9369 | [17 empty] | 1.01 | [15 empty] | 3.928 | [15 empty] | 33.636 |  | 110.5932 |  |  |  | 1.1515 |  | 0.003 |  |  |  | 0.007 | [13 empty] | 0.016152 | [13 empty] | 53.33 |  |  |  |  | 2019 | Bauer, M.E., Burisch, M., Ostendorf, J., Krause, J., Frenzel, M., Seifert, T., and Gutzmer, J. (2019). Trace element geochemistry of sphalerite in contrasting hydrothermal fluid systems of the Freiberg district, Germany: insights from LA-ICP-MS analysis, near-infrared light microthermometry of sphalerite-hosted fluid inclusions, and sulfur isotope geochemistry. Mineralium Deposita, 54, 237–262. |  | DEU | Saxony
| Freiberg mining district | kb veins, eb veins, fba veins | Magmatic hydrothermal | Intrusion-related | hydrothermal vein-style silver mineralization | Ag | Zn, Pb, In, Ge, Ga | Ag, Zn, Pb, In, Ge, Ga | Bauer et al., 2019 |  | eb13-7 | eb13-7 | underground mine |  |  |  |  | ore material | grab | grab | mineral separate | [5 empty] | mineralisation |  |  |  | sphalerite | [6 empty] | galena, pyrite, arsenopyrite, quartz, fluorite, carbonate | polished sections | LA-ICPMS, EMPA | JEOL JXA-8530F equipped with a field emission gun (FEG) and five wavelength-dispersive spectrometers (WDS); 193-nm New Wave Research Excimer laser and an Agilent 7500i quadrupole ICP-MS | Helmholtz Institute Freiberg for Resource Technology (HIF); Friedrich-Alexander-Universität Erlangen-Nürnberg | EPMA: accelerating voltage of 20 kV and a beam current of 30 nA, and a defocused beam of 15 μm diameter. LA-ICP-MS: plasma power of 1320 W, He (0.65 L/min) and Ar (1.09 L/min) as carrier gases, Ar as plasma (14.9 L/min) and auxiliary gas (0.9 L/min), oxide rates of <0.4% ThO+/Th+, repetition rate of 20 Hz, beam spot size of 25 μm, irradiance of 0.74 GW/cm2, fluence of 3.7 J/cm2, 20 s background measurement and 20 s sample ablation, 60-s retention time | MASS-1 (Wilson et al. 2002); NIST SRM 610 and 612 (Pearce et al. 1997); MASS-1 as external Ge standard (57.8±2.6 μg/g Ge); NBS-127, IAEA-S-1, IAEA-S-2, IAEA-S-3, and an in-house Ag2S reference material (sulfur isotopes) |  |  |  |  | 0.23001 | [15 empty] | 0.079 | [11 empty] | 0.003 | [9 empty] | 10.904 | [9 empty] | 6.5717 | [17 empty] | 0.593 | [15 empty] | 0.33933 | [15 empty] | 33.66 |  | 0.14038 | [9 empty] | 0.011 | [27 empty] | 54.802 |  |  |  |  | 2019 | Bauer, M.E., Burisch, M., Ostendorf, J., Krause, J., Frenzel, M., Seifert, T., and Gutzmer, J. (2019). Trace element geochemistry of sphalerite in contrasting hydrothermal fluid systems of the Freiberg district, Germany: insights from LA-ICP-MS analysis, near-infrared light microthermometry of sphalerite-hosted fluid inclusions, and sulfur isotope geochemistry. Mineralium Deposita, 54, 237–262. |  | DEU | Saxony
| Freiberg mining district | kb veins, eb veins, fba veins | Magmatic hydrothermal | Intrusion-related | hydrothermal vein-style silver mineralization | Ag | Zn, Pb, In, Ge, Ga | Ag, Zn, Pb, In, Ge, Ga | Bauer et al., 2019 |  | eb13-8 | eb13-8 | underground mine |  |  |  |  | ore material | grab | grab | mineral separate | [5 empty] | mineralisation |  |  |  | sphalerite | [6 empty] | galena, pyrite, arsenopyrite, quartz, fluorite, carbonate | polished sections | LA-ICPMS, EMPA | JEOL JXA-8530F equipped with a field emission gun (FEG) and five wavelength-dispersive spectrometers (WDS); 193-nm New Wave Research Excimer laser and an Agilent 7500i quadrupole ICP-MS | Helmholtz Institute Freiberg for Resource Technology (HIF); Friedrich-Alexander-Universität Erlangen-Nürnberg | EPMA: accelerating voltage of 20 kV and a beam current of 30 nA, and a defocused beam of 15 μm diameter. LA-ICP-MS: plasma power of 1320 W, He (0.65 L/min) and Ar (1.09 L/min) as carrier gases, Ar as plasma (14.9 L/min) and auxiliary gas (0.9 L/min), oxide rates of <0.4% ThO+/Th+, repetition rate of 20 Hz, beam spot size of 25 μm, irradiance of 0.74 GW/cm2, fluence of 3.7 J/cm2, 20 s background measurement and 20 s sample ablation, 60-s retention time | MASS-1 (Wilson et al. 2002); NIST SRM 610 and 612 (Pearce et al. 1997); MASS-1 as external Ge standard (57.8±2.6 μg/g Ge); NBS-127, IAEA-S-1, IAEA-S-2, IAEA-S-3, and an in-house Ag2S reference material (sulfur isotopes) |  |  |  |  | 0.16488 | [15 empty] | 0.051 | [11 empty] | 0.01 | [9 empty] | 10.88 | [9 empty] | 4.8811 | [17 empty] | 0.59 | [15 empty] | 0.79358 | [15 empty] | 33.394 |  | 0.19767 | [9 empty] | 0.013 | [13 empty] | 0.009254 | [13 empty] | 54.564 |  |  |  |  | 2019 | Bauer, M.E., Burisch, M., Ostendorf, J., Krause, J., Frenzel, M., Seifert, T., and Gutzmer, J. (2019). Trace element geochemistry of sphalerite in contrasting hydrothermal fluid systems of the Freiberg district, Germany: insights from LA-ICP-MS analysis, near-infrared light microthermometry of sphalerite-hosted fluid inclusions, and sulfur isotope geochemistry. Mineralium Deposita, 54, 237–262. |  | DEU | Saxony
| Freiberg mining district | kb veins, eb veins, fba veins | Magmatic hydrothermal | Intrusion-related | hydrothermal vein-style silver mineralization | Ag | Zn, Pb, In, Ge, Ga | Ag, Zn, Pb, In, Ge, Ga | Bauer et al., 2019 |  | eb13-9 | eb13-9 | underground mine |  |  |  |  | ore material | grab | grab | mineral separate | [5 empty] | mineralisation |  |  |  | sphalerite | [6 empty] | galena, pyrite, arsenopyrite, quartz, fluorite, carbonate | polished sections | LA-ICPMS, EMPA | JEOL JXA-8530F equipped with a field emission gun (FEG) and five wavelength-dispersive spectrometers (WDS); 193-nm New Wave Research Excimer laser and an Agilent 7500i quadrupole ICP-MS | Helmholtz Institute Freiberg for Resource Technology (HIF); Friedrich-Alexander-Universität Erlangen-Nürnberg | EPMA: accelerating voltage of 20 kV and a beam current of 30 nA, and a defocused beam of 15 μm diameter. LA-ICP-MS: plasma power of 1320 W, He (0.65 L/min) and Ar (1.09 L/min) as carrier gases, Ar as plasma (14.9 L/min) and auxiliary gas (0.9 L/min), oxide rates of <0.4% ThO+/Th+, repetition rate of 20 Hz, beam spot size of 25 μm, irradiance of 0.74 GW/cm2, fluence of 3.7 J/cm2, 20 s background measurement and 20 s sample ablation, 60-s retention time | MASS-1 (Wilson et al. 2002); NIST SRM 610 and 612 (Pearce et al. 1997); MASS-1 as external Ge standard (57.8±2.6 μg/g Ge); NBS-127, IAEA-S-1, IAEA-S-2, IAEA-S-3, and an in-house Ag2S reference material (sulfur isotopes) |  |  |  |  | 0.1503 | [15 empty] | 0.043 | [5 empty] | 0.58884 | [5 empty] | 0.007 | [9 empty] | 11.585 | [9 empty] | 5.1939 | [17 empty] | 0.694 | [15 empty] | 0.14359 | [15 empty] | 33.52 | [11 empty] | 0.009 | [27 empty] | 53.919 |  |  |  |  | 2019 | Bauer, M.E., Burisch, M., Ostendorf, J., Krause, J., Frenzel, M., Seifert, T., and Gutzmer, J. (2019). Trace element geochemistry of sphalerite in contrasting hydrothermal fluid systems of the Freiberg district, Germany: insights from LA-ICP-MS analysis, near-infrared light microthermometry of sphalerite-hosted fluid inclusions, and sulfur isotope geochemistry. Mineralium Deposita, 54, 237–262. |  | DEU | Saxony
| Freiberg mining district | kb veins, eb veins, fba veins | Magmatic hydrothermal | Intrusion-related | hydrothermal vein-style silver mineralization | Ag | Zn, Pb, In, Ge, Ga | Ag, Zn, Pb, In, Ge, Ga | Bauer et al., 2019 |  | eb14-1 | eb14-1 | underground mine |  |  |  |  | ore material | grab | grab | mineral separate | [5 empty] | mineralisation |  |  |  | sphalerite | [6 empty] | galena, pyrite, arsenopyrite, quartz, fluorite, carbonate | polished sections | LA-ICPMS, EMPA | JEOL JXA-8530F equipped with a field emission gun (FEG) and five wavelength-dispersive spectrometers (WDS); 193-nm New Wave Research Excimer laser and an Agilent 7500i quadrupole ICP-MS | Helmholtz Institute Freiberg for Resource Technology (HIF); Friedrich-Alexander-Universität Erlangen-Nürnberg | EPMA: accelerating voltage of 20 kV and a beam current of 30 nA, and a defocused beam of 15 μm diameter. LA-ICP-MS: plasma power of 1320 W, He (0.65 L/min) and Ar (1.09 L/min) as carrier gases, Ar as plasma (14.9 L/min) and auxiliary gas (0.9 L/min), oxide rates of <0.4% ThO+/Th+, repetition rate of 20 Hz, beam spot size of 25 μm, irradiance of 0.74 GW/cm2, fluence of 3.7 J/cm2, 20 s background measurement and 20 s sample ablation, 60-s retention time | MASS-1 (Wilson et al. 2002); NIST SRM 610 and 612 (Pearce et al. 1997); MASS-1 as external Ge standard (57.8±2.6 μg/g Ge); NBS-127, IAEA-S-1, IAEA-S-2, IAEA-S-3, and an in-house Ag2S reference material (sulfur isotopes) |  |  |  |  | 0.17246 | [15 empty] | 0.092 | [5 empty] | 0.025215 | [5 empty] | 0.078 | [9 empty] | 11.161 | [9 empty] | 6.5464 | [17 empty] | 0.628 | [15 empty] | 1.1495 | [15 empty] | 33.402 |  | 32.9923 | [9 empty] | 0.035 | [13 empty] | 0.014871 | [13 empty] | 54.153 |  |  |  |  | 2019 | Bauer, M.E., Burisch, M., Ostendorf, J., Krause, J., Frenzel, M., Seifert, T., and Gutzmer, J. (2019). Trace element geochemistry of sphalerite in contrasting hydrothermal fluid systems of the Freiberg district, Germany: insights from LA-ICP-MS analysis, near-infrared light microthermometry of sphalerite-hosted fluid inclusions, and sulfur isotope geochemistry. Mineralium Deposita, 54, 237–262. |  | DEU | Saxony
| Freiberg mining district | kb veins, eb veins, fba veins | Magmatic hydrothermal | Intrusion-related | hydrothermal vein-style silver mineralization | Ag | Zn, Pb, In, Ge, Ga | Ag, Zn, Pb, In, Ge, Ga | Bauer et al., 2019 |  | eb14-2 | eb14-2 | underground mine |  |  |  |  | ore material | grab | grab | mineral separate | [5 empty] | mineralisation |  |  |  | sphalerite | [6 empty] | galena, pyrite, arsenopyrite, quartz, fluorite, carbonate | polished sections | LA-ICPMS, EMPA | JEOL JXA-8530F equipped with a field emission gun (FEG) and five wavelength-dispersive spectrometers (WDS); 193-nm New Wave Research Excimer laser and an Agilent 7500i quadrupole ICP-MS | Helmholtz Institute Freiberg for Resource Technology (HIF); Friedrich-Alexander-Universität Erlangen-Nürnberg | EPMA: accelerating voltage of 20 kV and a beam current of 30 nA, and a defocused beam of 15 μm diameter. LA-ICP-MS: plasma power of 1320 W, He (0.65 L/min) and Ar (1.09 L/min) as carrier gases, Ar as plasma (14.9 L/min) and auxiliary gas (0.9 L/min), oxide rates of <0.4% ThO+/Th+, repetition rate of 20 Hz, beam spot size of 25 μm, irradiance of 0.74 GW/cm2, fluence of 3.7 J/cm2, 20 s background measurement and 20 s sample ablation, 60-s retention time | MASS-1 (Wilson et al. 2002); NIST SRM 610 and 612 (Pearce et al. 1997); MASS-1 as external Ge standard (57.8±2.6 μg/g Ge); NBS-127, IAEA-S-1, IAEA-S-2, IAEA-S-3, and an in-house Ag2S reference material (sulfur isotopes) |  |  |  |  | 12.4588 | [15 empty] | 0.098 | [5 empty] | 0.15775 | [5 empty] | 0.031 | [9 empty] | 11.436 | [9 empty] | 5.3889 | [17 empty] | 0.799 | [15 empty] | 5.0995 | [15 empty] | 33.988 |  | 44.8879 | [23 empty] | 0.013988 | [13 empty] | 53.761 |  |  |  |  | 2019 | Bauer, M.E., Burisch, M., Ostendorf, J., Krause, J., Frenzel, M., Seifert, T., and Gutzmer, J. (2019). Trace element geochemistry of sphalerite in contrasting hydrothermal fluid systems of the Freiberg district, Germany: insights from LA-ICP-MS analysis, near-infrared light microthermometry of sphalerite-hosted fluid inclusions, and sulfur isotope geochemistry. Mineralium Deposita, 54, 237–262. |  | DEU | Saxony
| Freiberg mining district | kb veins, eb veins, fba veins | Magmatic hydrothermal | Intrusion-related | hydrothermal vein-style silver mineralization | Ag | Zn, Pb, In, Ge, Ga | Ag, Zn, Pb, In, Ge, Ga | Bauer et al., 2019 |  | eb14-3 | eb14-3 | underground mine |  |  |  |  | ore material | grab | grab | mineral separate | [5 empty] | mineralisation |  |  |  | sphalerite | [6 empty] | galena, pyrite, arsenopyrite, quartz, fluorite, carbonate | polished sections | LA-ICPMS, EMPA | JEOL JXA-8530F equipped with a field emission gun (FEG) and five wavelength-dispersive spectrometers (WDS); 193-nm New Wave Research Excimer laser and an Agilent 7500i quadrupole ICP-MS | Helmholtz Institute Freiberg for Resource Technology (HIF); Friedrich-Alexander-Universität Erlangen-Nürnberg | EPMA: accelerating voltage of 20 kV and a beam current of 30 nA, and a defocused beam of 15 μm diameter. LA-ICP-MS: plasma power of 1320 W, He (0.65 L/min) and Ar (1.09 L/min) as carrier gases, Ar as plasma (14.9 L/min) and auxiliary gas (0.9 L/min), oxide rates of <0.4% ThO+/Th+, repetition rate of 20 Hz, beam spot size of 25 μm, irradiance of 0.74 GW/cm2, fluence of 3.7 J/cm2, 20 s background measurement and 20 s sample ablation, 60-s retention time | MASS-1 (Wilson et al. 2002); NIST SRM 610 and 612 (Pearce et al. 1997); MASS-1 as external Ge standard (57.8±2.6 μg/g Ge); NBS-127, IAEA-S-1, IAEA-S-2, IAEA-S-3, and an in-house Ag2S reference material (sulfur isotopes) |  |  |  |  | 0 | [15 empty] | 0.044 | [5 empty] | 0.048127 | [5 empty] | 0.023 | [9 empty] | 11.396 | [9 empty] | 3.8641 | [17 empty] | 0.791 | [15 empty] | 0.1762 | [15 empty] | 33.861 | [11 empty] | 0.002 | [27 empty] | 53.65 |  |  |  |  | 2019 | Bauer, M.E., Burisch, M., Ostendorf, J., Krause, J., Frenzel, M., Seifert, T., and Gutzmer, J. (2019). Trace element geochemistry of sphalerite in contrasting hydrothermal fluid systems of the Freiberg district, Germany: insights from LA-ICP-MS analysis, near-infrared light microthermometry of sphalerite-hosted fluid inclusions, and sulfur isotope geochemistry. Mineralium Deposita, 54, 237–262. |  | DEU | Saxony
| Freiberg mining district | kb veins, eb veins, fba veins | Magmatic hydrothermal | Intrusion-related | hydrothermal vein-style silver mineralization | Ag | Zn, Pb, In, Ge, Ga | Ag, Zn, Pb, In, Ge, Ga | Bauer et al., 2019 |  | eb14-4 | eb14-4 | underground mine |  |  |  |  | ore material | grab | grab | mineral separate | [5 empty] | mineralisation |  |  |  | sphalerite | [6 empty] | galena, pyrite, arsenopyrite, quartz, fluorite, carbonate | polished sections | LA-ICPMS, EMPA | JEOL JXA-8530F equipped with a field emission gun (FEG) and five wavelength-dispersive spectrometers (WDS); 193-nm New Wave Research Excimer laser and an Agilent 7500i quadrupole ICP-MS | Helmholtz Institute Freiberg for Resource Technology (HIF); Friedrich-Alexander-Universität Erlangen-Nürnberg | EPMA: accelerating voltage of 20 kV and a beam current of 30 nA, and a defocused beam of 15 μm diameter. LA-ICP-MS: plasma power of 1320 W, He (0.65 L/min) and Ar (1.09 L/min) as carrier gases, Ar as plasma (14.9 L/min) and auxiliary gas (0.9 L/min), oxide rates of <0.4% ThO+/Th+, repetition rate of 20 Hz, beam spot size of 25 μm, irradiance of 0.74 GW/cm2, fluence of 3.7 J/cm2, 20 s background measurement and 20 s sample ablation, 60-s retention time | MASS-1 (Wilson et al. 2002); NIST SRM 610 and 612 (Pearce et al. 1997); MASS-1 as external Ge standard (57.8±2.6 μg/g Ge); NBS-127, IAEA-S-1, IAEA-S-2, IAEA-S-3, and an in-house Ag2S reference material (sulfur isotopes) |  |  |  |  | 0.17129 | [15 empty] | 0.074 | [11 empty] | 0.018 | [9 empty] | 11.164 | [9 empty] | 5.5775 | [17 empty] | 0.717 | [15 empty] | 0.51848 | [15 empty] | 33.419 |  | 0.7101 |  |  |  | 0.9054 | [5 empty] | 0.009 | [27 empty] | 54.281 |  |  |  |  | 2019 | Bauer, M.E., Burisch, M., Ostendorf, J., Krause, J., Frenzel, M., Seifert, T., and Gutzmer, J. (2019). Trace element geochemistry of sphalerite in contrasting hydrothermal fluid systems of the Freiberg district, Germany: insights from LA-ICP-MS analysis, near-infrared light microthermometry of sphalerite-hosted fluid inclusions, and sulfur isotope geochemistry. Mineralium Deposita, 54, 237–262. |  | DEU | Saxony
| Freiberg mining district | kb veins, eb veins, fba veins | Magmatic hydrothermal | Intrusion-related | hydrothermal vein-style silver mineralization | Ag | Zn, Pb, In, Ge, Ga | Ag, Zn, Pb, In, Ge, Ga | Bauer et al., 2019 |  | eb14-5 | eb14-5 | underground mine |  |  |  |  | ore material | grab | grab | mineral separate | [5 empty] | mineralisation |  |  |  | sphalerite | [6 empty] | galena, pyrite, arsenopyrite, quartz, fluorite, carbonate | polished sections | LA-ICPMS, EMPA | JEOL JXA-8530F equipped with a field emission gun (FEG) and five wavelength-dispersive spectrometers (WDS); 193-nm New Wave Research Excimer laser and an Agilent 7500i quadrupole ICP-MS | Helmholtz Institute Freiberg for Resource Technology (HIF); Friedrich-Alexander-Universität Erlangen-Nürnberg | EPMA: accelerating voltage of 20 kV and a beam current of 30 nA, and a defocused beam of 15 μm diameter. LA-ICP-MS: plasma power of 1320 W, He (0.65 L/min) and Ar (1.09 L/min) as carrier gases, Ar as plasma (14.9 L/min) and auxiliary gas (0.9 L/min), oxide rates of <0.4% ThO+/Th+, repetition rate of 20 Hz, beam spot size of 25 μm, irradiance of 0.74 GW/cm2, fluence of 3.7 J/cm2, 20 s background measurement and 20 s sample ablation, 60-s retention time | MASS-1 (Wilson et al. 2002); NIST SRM 610 and 612 (Pearce et al. 1997); MASS-1 as external Ge standard (57.8±2.6 μg/g Ge); NBS-127, IAEA-S-1, IAEA-S-2, IAEA-S-3, and an in-house Ag2S reference material (sulfur isotopes) |  |  |  |  | 0.31696 | [15 empty] | 0.063 | [5 empty] | 0.026762 | [5 empty] | 0.065 | [9 empty] | 12.145 | [9 empty] | 4.9998 | [17 empty] | 0.974 | [15 empty] | 0.66782 | [15 empty] | 33.616 |  | 44.701 | [9 empty] | 0.027 | [27 empty] | 52.753 |  |  |  |  | 2019 | Bauer, M.E., Burisch, M., Ostendorf, J., Krause, J., Frenzel, M., Seifert, T., and Gutzmer, J. (2019). Trace element geochemistry of sphalerite in contrasting hydrothermal fluid systems of the Freiberg district, Germany: insights from LA-ICP-MS analysis, near-infrared light microthermometry of sphalerite-hosted fluid inclusions, and sulfur isotope geochemistry. Mineralium Deposita, 54, 237–262. |  | DEU | Saxony
| Freiberg mining district | kb veins, eb veins, fba veins | Magmatic hydrothermal | Intrusion-related | hydrothermal vein-style silver mineralization | Ag | Zn, Pb, In, Ge, Ga | Ag, Zn, Pb, In, Ge, Ga | Bauer et al., 2019 |  | eb14-6 | eb14-6 | underground mine |  |  |  |  | ore material | grab | grab | mineral separate | [5 empty] | mineralisation |  |  |  | sphalerite | [6 empty] | galena, pyrite, arsenopyrite, quartz, fluorite, carbonate | polished sections | LA-ICPMS, EMPA | JEOL JXA-8530F equipped with a field emission gun (FEG) and five wavelength-dispersive spectrometers (WDS); 193-nm New Wave Research Excimer laser and an Agilent 7500i quadrupole ICP-MS | Helmholtz Institute Freiberg for Resource Technology (HIF); Friedrich-Alexander-Universität Erlangen-Nürnberg | EPMA: accelerating voltage of 20 kV and a beam current of 30 nA, and a defocused beam of 15 μm diameter. LA-ICP-MS: plasma power of 1320 W, He (0.65 L/min) and Ar (1.09 L/min) as carrier gases, Ar as plasma (14.9 L/min) and auxiliary gas (0.9 L/min), oxide rates of <0.4% ThO+/Th+, repetition rate of 20 Hz, beam spot size of 25 μm, irradiance of 0.74 GW/cm2, fluence of 3.7 J/cm2, 20 s background measurement and 20 s sample ablation, 60-s retention time | MASS-1 (Wilson et al. 2002); NIST SRM 610 and 612 (Pearce et al. 1997); MASS-1 as external Ge standard (57.8±2.6 μg/g Ge); NBS-127, IAEA-S-1, IAEA-S-2, IAEA-S-3, and an in-house Ag2S reference material (sulfur isotopes) |  |  |  |  | 1.3071 | [15 empty] | 0.854 | [5 empty] | 13.4592 | [5 empty] | 0.024 | [9 empty] | 0.151 | [9 empty] | 45.9958 | [33 empty] | 10.6457 | [15 empty] | 32.228 |  | 6.9057 |  |  |  | 0.99459 | [19 empty] | 0.044674 | [13 empty] | 65.559 |  |  |  |  | 2019 | Bauer, M.E., Burisch, M., Ostendorf, J., Krause, J., Frenzel, M., Seifert, T., and Gutzmer, J. (2019). Trace element geochemistry of sphalerite in contrasting hydrothermal fluid systems of the Freiberg district, Germany: insights from LA-ICP-MS analysis, near-infrared light microthermometry of sphalerite-hosted fluid inclusions, and sulfur isotope geochemistry. Mineralium Deposita, 54, 237–262. |  | DEU | Saxony
| Freiberg mining district | kb veins, eb veins, fba veins | Magmatic hydrothermal | Intrusion-related | hydrothermal vein-style silver mineralization | Ag | Zn, Pb, In, Ge, Ga | Ag, Zn, Pb, In, Ge, Ga | Bauer et al., 2019 |  | eb14-7 | eb14-7 | underground mine |  |  |  |  | ore material | grab | grab | mineral separate | [5 empty] | mineralisation |  |  |  | sphalerite | [6 empty] | galena, pyrite, arsenopyrite, quartz, fluorite, carbonate | polished sections | LA-ICPMS, EMPA | JEOL JXA-8530F equipped with a field emission gun (FEG) and five wavelength-dispersive spectrometers (WDS); 193-nm New Wave Research Excimer laser and an Agilent 7500i quadrupole ICP-MS | Helmholtz Institute Freiberg for Resource Technology (HIF); Friedrich-Alexander-Universität Erlangen-Nürnberg | EPMA: accelerating voltage of 20 kV and a beam current of 30 nA, and a defocused beam of 15 μm diameter. LA-ICP-MS: plasma power of 1320 W, He (0.65 L/min) and Ar (1.09 L/min) as carrier gases, Ar as plasma (14.9 L/min) and auxiliary gas (0.9 L/min), oxide rates of <0.4% ThO+/Th+, repetition rate of 20 Hz, beam spot size of 25 μm, irradiance of 0.74 GW/cm2, fluence of 3.7 J/cm2, 20 s background measurement and 20 s sample ablation, 60-s retention time | MASS-1 (Wilson et al. 2002); NIST SRM 610 and 612 (Pearce et al. 1997); MASS-1 as external Ge standard (57.8±2.6 μg/g Ge); NBS-127, IAEA-S-1, IAEA-S-2, IAEA-S-3, and an in-house Ag2S reference material (sulfur isotopes) | [20 empty] | 0.094 | [5 empty] | 0.04157 | [5 empty] | 0.064 | [9 empty] | 10.512 | [9 empty] | 15.8353 | [17 empty] | 0.545 | [15 empty] | 0.835 | [15 empty] | 33.231 |  | 0.78066 | [9 empty] | 0.056 | [27 empty] | 54.477 |  |  |  |  | 2019 | Bauer, M.E., Burisch, M., Ostendorf, J., Krause, J., Frenzel, M., Seifert, T., and Gutzmer, J. (2019). Trace element geochemistry of sphalerite in contrasting hydrothermal fluid systems of the Freiberg district, Germany: insights from LA-ICP-MS analysis, near-infrared light microthermometry of sphalerite-hosted fluid inclusions, and sulfur isotope geochemistry. Mineralium Deposita, 54, 237–262. |  | DEU | Saxony
| Freiberg mining district | kb veins, eb veins, fba veins | Magmatic hydrothermal | Intrusion-related | hydrothermal vein-style silver mineralization | Ag | Zn, Pb, In, Ge, Ga | Ag, Zn, Pb, In, Ge, Ga | Bauer et al., 2019 |  | eb14-8 | eb14-8 | underground mine |  |  |  |  | ore material | grab | grab | mineral separate | [5 empty] | mineralisation |  |  |  | sphalerite | [6 empty] | galena, pyrite, arsenopyrite, quartz, fluorite, carbonate | polished sections | LA-ICPMS, EMPA | JEOL JXA-8530F equipped with a field emission gun (FEG) and five wavelength-dispersive spectrometers (WDS); 193-nm New Wave Research Excimer laser and an Agilent 7500i quadrupole ICP-MS | Helmholtz Institute Freiberg for Resource Technology (HIF); Friedrich-Alexander-Universität Erlangen-Nürnberg | EPMA: accelerating voltage of 20 kV and a beam current of 30 nA, and a defocused beam of 15 μm diameter. LA-ICP-MS: plasma power of 1320 W, He (0.65 L/min) and Ar (1.09 L/min) as carrier gases, Ar as plasma (14.9 L/min) and auxiliary gas (0.9 L/min), oxide rates of <0.4% ThO+/Th+, repetition rate of 20 Hz, beam spot size of 25 μm, irradiance of 0.74 GW/cm2, fluence of 3.7 J/cm2, 20 s background measurement and 20 s sample ablation, 60-s retention time | MASS-1 (Wilson et al. 2002); NIST SRM 610 and 612 (Pearce et al. 1997); MASS-1 as external Ge standard (57.8±2.6 μg/g Ge); NBS-127, IAEA-S-1, IAEA-S-2, IAEA-S-3, and an in-house Ag2S reference material (sulfur isotopes) |  |  |  |  | 0.17277 | [15 empty] | 0.015 | [21 empty] | 11.571 | [9 empty] | 7.5273 | [17 empty] | 0.721 | [15 empty] | 1.2027 | [15 empty] | 33.57 |  | 8.7043 | [9 empty] | 0.014 | [27 empty] | 53.711 |  |  |  |  | 2019 | Bauer, M.E., Burisch, M., Ostendorf, J., Krause, J., Frenzel, M., Seifert, T., and Gutzmer, J. (2019). Trace element geochemistry of sphalerite in contrasting hydrothermal fluid systems of the Freiberg district, Germany: insights from LA-ICP-MS analysis, near-infrared light microthermometry of sphalerite-hosted fluid inclusions, and sulfur isotope geochemistry. Mineralium Deposita, 54, 237–262. |  | DEU | Saxony
| Freiberg mining district | kb veins, eb veins, fba veins | Magmatic hydrothermal | Intrusion-related | hydrothermal vein-style silver mineralization | Ag | Zn, Pb, In, Ge, Ga | Ag, Zn, Pb, In, Ge, Ga | Bauer et al., 2019 |  | eb14-9 | eb14-9 | underground mine |  |  |  |  | ore material | grab | grab | mineral separate | [5 empty] | mineralisation |  |  |  | sphalerite | [6 empty] | galena, pyrite, arsenopyrite, quartz, fluorite, carbonate | polished sections | LA-ICPMS, EMPA | JEOL JXA-8530F equipped with a field emission gun (FEG) and five wavelength-dispersive spectrometers (WDS); 193-nm New Wave Research Excimer laser and an Agilent 7500i quadrupole ICP-MS | Helmholtz Institute Freiberg for Resource Technology (HIF); Friedrich-Alexander-Universität Erlangen-Nürnberg | EPMA: accelerating voltage of 20 kV and a beam current of 30 nA, and a defocused beam of 15 μm diameter. LA-ICP-MS: plasma power of 1320 W, He (0.65 L/min) and Ar (1.09 L/min) as carrier gases, Ar as plasma (14.9 L/min) and auxiliary gas (0.9 L/min), oxide rates of <0.4% ThO+/Th+, repetition rate of 20 Hz, beam spot size of 25 μm, irradiance of 0.74 GW/cm2, fluence of 3.7 J/cm2, 20 s background measurement and 20 s sample ablation, 60-s retention time | MASS-1 (Wilson et al. 2002); NIST SRM 610 and 612 (Pearce et al. 1997); MASS-1 as external Ge standard (57.8±2.6 μg/g Ge); NBS-127, IAEA-S-1, IAEA-S-2, IAEA-S-3, and an in-house Ag2S reference material (sulfur isotopes) | 0.011 |  |  |  | 3.767 | [15 empty] | 0.361 | [5 empty] | 2.6549 | [5 empty] | 0.013 | [9 empty] | 0.325 | [9 empty] | 76.1652 | [17 empty] | 0.013 | [15 empty] | 52.374 | [15 empty] | 33.006 |  | 93.6732 |  |  |  | 1.2948 | [5 empty] | 0.024 | [13 empty] | 0.11833 | [13 empty] | 65.525 |  |  |  |  | 2019 | Bauer, M.E., Burisch, M., Ostendorf, J., Krause, J., Frenzel, M., Seifert, T., and Gutzmer, J. (2019). Trace element geochemistry of sphalerite in contrasting hydrothermal fluid systems of the Freiberg district, Germany: insights from LA-ICP-MS analysis, near-infrared light microthermometry of sphalerite-hosted fluid inclusions, and sulfur isotope geochemistry. Mineralium Deposita, 54, 237–262. |  | DEU | Saxony
| Freiberg mining district | kb veins, eb veins, fba veins | Magmatic hydrothermal | Intrusion-related | hydrothermal vein-style silver mineralization | Ag | Zn, Pb, In, Ge, Ga | Ag, Zn, Pb, In, Ge, Ga | Bauer et al., 2019 |  | eb14-10 | eb14-10 | underground mine |  |  |  |  | ore material | grab | grab | mineral separate | [5 empty] | mineralisation |  |  |  | sphalerite | [6 empty] | galena, pyrite, arsenopyrite, quartz, fluorite, carbonate | polished sections | LA-ICPMS, EMPA | JEOL JXA-8530F equipped with a field emission gun (FEG) and five wavelength-dispersive spectrometers (WDS); 193-nm New Wave Research Excimer laser and an Agilent 7500i quadrupole ICP-MS | Helmholtz Institute Freiberg for Resource Technology (HIF); Friedrich-Alexander-Universität Erlangen-Nürnberg | EPMA: accelerating voltage of 20 kV and a beam current of 30 nA, and a defocused beam of 15 μm diameter. LA-ICP-MS: plasma power of 1320 W, He (0.65 L/min) and Ar (1.09 L/min) as carrier gases, Ar as plasma (14.9 L/min) and auxiliary gas (0.9 L/min), oxide rates of <0.4% ThO+/Th+, repetition rate of 20 Hz, beam spot size of 25 μm, irradiance of 0.74 GW/cm2, fluence of 3.7 J/cm2, 20 s background measurement and 20 s sample ablation, 60-s retention time | MASS-1 (Wilson et al. 2002); NIST SRM 610 and 612 (Pearce et al. 1997); MASS-1 as external Ge standard (57.8±2.6 μg/g Ge); NBS-127, IAEA-S-1, IAEA-S-2, IAEA-S-3, and an in-house Ag2S reference material (sulfur isotopes) | 0.005 |  |  |  | 0.58117 | [15 empty] | 0.021 | [5 empty] | 6.4167 | [5 empty] | 0.126 | [9 empty] | 10.906 | [9 empty] | 31.9163 | [17 empty] | 0.522 | [15 empty] | 3.0533 | [15 empty] | 33.479 |  | 32.0766 | [9 empty] | 0.014 | [27 empty] | 54.237 |  |  |  |  | 2019 | Bauer, M.E., Burisch, M., Ostendorf, J., Krause, J., Frenzel, M., Seifert, T., and Gutzmer, J. (2019). Trace element geochemistry of sphalerite in contrasting hydrothermal fluid systems of the Freiberg district, Germany: insights from LA-ICP-MS analysis, near-infrared light microthermometry of sphalerite-hosted fluid inclusions, and sulfur isotope geochemistry. Mineralium Deposita, 54, 237–262. |  | DEU | Saxony
| Freiberg mining district | kb veins, eb veins, fba veins | Magmatic hydrothermal | Intrusion-related | hydrothermal vein-style silver mineralization | Ag | Zn, Pb, In, Ge, Ga | Ag, Zn, Pb, In, Ge, Ga | Bauer et al., 2019 |  | eb14-11 | eb14-11 | underground mine |  |  |  |  | ore material | grab | grab | mineral separate | [5 empty] | mineralisation |  |  |  | sphalerite | [6 empty] | galena, pyrite, arsenopyrite, quartz, fluorite, carbonate | polished sections | LA-ICPMS, EMPA | JEOL JXA-8530F equipped with a field emission gun (FEG) and five wavelength-dispersive spectrometers (WDS); 193-nm New Wave Research Excimer laser and an Agilent 7500i quadrupole ICP-MS | Helmholtz Institute Freiberg for Resource Technology (HIF); Friedrich-Alexander-Universität Erlangen-Nürnberg | EPMA: accelerating voltage of 20 kV and a beam current of 30 nA, and a defocused beam of 15 μm diameter. LA-ICP-MS: plasma power of 1320 W, He (0.65 L/min) and Ar (1.09 L/min) as carrier gases, Ar as plasma (14.9 L/min) and auxiliary gas (0.9 L/min), oxide rates of <0.4% ThO+/Th+, repetition rate of 20 Hz, beam spot size of 25 μm, irradiance of 0.74 GW/cm2, fluence of 3.7 J/cm2, 20 s background measurement and 20 s sample ablation, 60-s retention time | MASS-1 (Wilson et al. 2002); NIST SRM 610 and 612 (Pearce et al. 1997); MASS-1 as external Ge standard (57.8±2.6 μg/g Ge); NBS-127, IAEA-S-1, IAEA-S-2, IAEA-S-3, and an in-house Ag2S reference material (sulfur isotopes) |  |  |  |  | 7.8793 | [15 empty] | 0.505 | [5 empty] | 6.1078 | [5 empty] | 0.073 | [9 empty] | 0.21 | [9 empty] | 42.9428 | [17 empty] | 0.023 | [15 empty] | 111.7527 | [15 empty] | 33.06 |  | 107.9575 |  |  |  | 0.88648 | [19 empty] | 0.13591 | [13 empty] | 66.241 |  |  |  |  | 2019 | Bauer, M.E., Burisch, M., Ostendorf, J., Krause, J., Frenzel, M., Seifert, T., and Gutzmer, J. (2019). Trace element geochemistry of sphalerite in contrasting hydrothermal fluid systems of the Freiberg district, Germany: insights from LA-ICP-MS analysis, near-infrared light microthermometry of sphalerite-hosted fluid inclusions, and sulfur isotope geochemistry. Mineralium Deposita, 54, 237–262. |  | DEU | Saxony
| Freiberg mining district | kb veins, eb veins, fba veins | Magmatic hydrothermal | Intrusion-related | hydrothermal vein-style silver mineralization | Ag | Zn, Pb, In, Ge, Ga | Ag, Zn, Pb, In, Ge, Ga | Bauer et al., 2019 |  | eb14-12 | eb14-12 | underground mine |  |  |  |  | ore material | grab | grab | mineral separate | [5 empty] | mineralisation |  |  |  | sphalerite | [6 empty] | galena, pyrite, arsenopyrite, quartz, fluorite, carbonate | polished sections | LA-ICPMS, EMPA | JEOL JXA-8530F equipped with a field emission gun (FEG) and five wavelength-dispersive spectrometers (WDS); 193-nm New Wave Research Excimer laser and an Agilent 7500i quadrupole ICP-MS | Helmholtz Institute Freiberg for Resource Technology (HIF); Friedrich-Alexander-Universität Erlangen-Nürnberg | EPMA: accelerating voltage of 20 kV and a beam current of 30 nA, and a defocused beam of 15 μm diameter. LA-ICP-MS: plasma power of 1320 W, He (0.65 L/min) and Ar (1.09 L/min) as carrier gases, Ar as plasma (14.9 L/min) and auxiliary gas (0.9 L/min), oxide rates of <0.4% ThO+/Th+, repetition rate of 20 Hz, beam spot size of 25 μm, irradiance of 0.74 GW/cm2, fluence of 3.7 J/cm2, 20 s background measurement and 20 s sample ablation, 60-s retention time | MASS-1 (Wilson et al. 2002); NIST SRM 610 and 612 (Pearce et al. 1997); MASS-1 as external Ge standard (57.8±2.6 μg/g Ge); NBS-127, IAEA-S-1, IAEA-S-2, IAEA-S-3, and an in-house Ag2S reference material (sulfur isotopes) |  |  |  |  | 3.3569 | [15 empty] | 0.08 | [5 empty] | 1.0951 | [5 empty] | 0.165 | [9 empty] | 10.443 | [9 empty] | 12.3437 | [17 empty] | 0.607 | [15 empty] | 989.7705 | [15 empty] | 33.379 |  | 538.6489 |  |  |  | 3.3928 | [5 empty] | 0.028 | [13 empty] | 0.026595 | [13 empty] | 54.27 |  |  |  |  | 2019 | Bauer, M.E., Burisch, M., Ostendorf, J., Krause, J., Frenzel, M., Seifert, T., and Gutzmer, J. (2019). Trace element geochemistry of sphalerite in contrasting hydrothermal fluid systems of the Freiberg district, Germany: insights from LA-ICP-MS analysis, near-infrared light microthermometry of sphalerite-hosted fluid inclusions, and sulfur isotope geochemistry. Mineralium Deposita, 54, 237–262. |  | DEU | Saxony
| Freiberg mining district | kb veins, eb veins, fba veins | Magmatic hydrothermal | Intrusion-related | hydrothermal vein-style silver mineralization | Ag | Zn, Pb, In, Ge, Ga | Ag, Zn, Pb, In, Ge, Ga | Bauer et al., 2019 |  | eb14-13 | eb14-13 | underground mine |  |  |  |  | ore material | grab | grab | mineral separate | [5 empty] | mineralisation |  |  |  | sphalerite | [6 empty] | galena, pyrite, arsenopyrite, quartz, fluorite, carbonate | polished sections | LA-ICPMS, EMPA | JEOL JXA-8530F equipped with a field emission gun (FEG) and five wavelength-dispersive spectrometers (WDS); 193-nm New Wave Research Excimer laser and an Agilent 7500i quadrupole ICP-MS | Helmholtz Institute Freiberg for Resource Technology (HIF); Friedrich-Alexander-Universität Erlangen-Nürnberg | EPMA: accelerating voltage of 20 kV and a beam current of 30 nA, and a defocused beam of 15 μm diameter. LA-ICP-MS: plasma power of 1320 W, He (0.65 L/min) and Ar (1.09 L/min) as carrier gases, Ar as plasma (14.9 L/min) and auxiliary gas (0.9 L/min), oxide rates of <0.4% ThO+/Th+, repetition rate of 20 Hz, beam spot size of 25 μm, irradiance of 0.74 GW/cm2, fluence of 3.7 J/cm2, 20 s background measurement and 20 s sample ablation, 60-s retention time | MASS-1 (Wilson et al. 2002); NIST SRM 610 and 612 (Pearce et al. 1997); MASS-1 as external Ge standard (57.8±2.6 μg/g Ge); NBS-127, IAEA-S-1, IAEA-S-2, IAEA-S-3, and an in-house Ag2S reference material (sulfur isotopes) | 0.14 |  |  |  | 0.88352 | [15 empty] | 0.088 | [5 empty] | 0.46548 | [5 empty] | 2.687 | [9 empty] | 4.098 | [9 empty] | 5.8906 | [17 empty] | 0.201 | [15 empty] | 73.995 | [15 empty] | 31.959 |  | 112.33 |  |  |  | 0.90529 |  | 0.012 | [17 empty] | 0.093061 | [13 empty] | 57.292 |  |  |  |  | 2019 | Bauer, M.E., Burisch, M., Ostendorf, J., Krause, J., Frenzel, M., Seifert, T., and Gutzmer, J. (2019). Trace element geochemistry of sphalerite in contrasting hydrothermal fluid systems of the Freiberg district, Germany: insights from LA-ICP-MS analysis, near-infrared light microthermometry of sphalerite-hosted fluid inclusions, and sulfur isotope geochemistry. Mineralium Deposita, 54, 237–262. |  | DEU | Saxony
| Freiberg mining district | kb veins, eb veins, fba veins | Magmatic hydrothermal | Intrusion-related | hydrothermal vein-style silver mineralization | Ag | Zn, Pb, In, Ge, Ga | Ag, Zn, Pb, In, Ge, Ga | Bauer et al., 2019 |  | eb14-14 | eb14-14 | underground mine |  |  |  |  | ore material | grab | grab | mineral separate | [5 empty] | mineralisation |  |  |  | sphalerite | [6 empty] | galena, pyrite, arsenopyrite, quartz, fluorite, carbonate | polished sections | LA-ICPMS, EMPA | JEOL JXA-8530F equipped with a field emission gun (FEG) and five wavelength-dispersive spectrometers (WDS); 193-nm New Wave Research Excimer laser and an Agilent 7500i quadrupole ICP-MS | Helmholtz Institute Freiberg for Resource Technology (HIF); Friedrich-Alexander-Universität Erlangen-Nürnberg | EPMA: accelerating voltage of 20 kV and a beam current of 30 nA, and a defocused beam of 15 μm diameter. LA-ICP-MS: plasma power of 1320 W, He (0.65 L/min) and Ar (1.09 L/min) as carrier gases, Ar as plasma (14.9 L/min) and auxiliary gas (0.9 L/min), oxide rates of <0.4% ThO+/Th+, repetition rate of 20 Hz, beam spot size of 25 μm, irradiance of 0.74 GW/cm2, fluence of 3.7 J/cm2, 20 s background measurement and 20 s sample ablation, 60-s retention time | MASS-1 (Wilson et al. 2002); NIST SRM 610 and 612 (Pearce et al. 1997); MASS-1 as external Ge standard (57.8±2.6 μg/g Ge); NBS-127, IAEA-S-1, IAEA-S-2, IAEA-S-3, and an in-house Ag2S reference material (sulfur isotopes) |  |  |  |  | 0.17312 | [15 empty] | 0.094 | [5 empty] | 0.023236 | [5 empty] | 0.002 | [9 empty] | 11.854 | [9 empty] | 5.6076 | [17 empty] | 1.017 | [15 empty] | 0.35395 | [15 empty] | 33.372 |  | 0.094781 | [37 empty] | 52.879 |  |  |  |  | 2019 | Bauer, M.E., Burisch, M., Ostendorf, J., Krause, J., Frenzel, M., Seifert, T., and Gutzmer, J. (2019). Trace element geochemistry of sphalerite in contrasting hydrothermal fluid systems of the Freiberg district, Germany: insights from LA-ICP-MS analysis, near-infrared light microthermometry of sphalerite-hosted fluid inclusions, and sulfur isotope geochemistry. Mineralium Deposita, 54, 237–262. |  | DEU | Saxony
| Freiberg mining district | kb veins, eb veins, fba veins | Magmatic hydrothermal | Intrusion-related | hydrothermal vein-style silver mineralization | Ag | Zn, Pb, In, Ge, Ga | Ag, Zn, Pb, In, Ge, Ga | Bauer et al., 2019 |  | eb14-15 | eb14-15 | underground mine |  |  |  |  | ore material | grab | grab | mineral separate | [5 empty] | mineralisation |  |  |  | sphalerite | [6 empty] | galena, pyrite, arsenopyrite, quartz, fluorite, carbonate | polished sections | LA-ICPMS, EMPA | JEOL JXA-8530F equipped with a field emission gun (FEG) and five wavelength-dispersive spectrometers (WDS); 193-nm New Wave Research Excimer laser and an Agilent 7500i quadrupole ICP-MS | Helmholtz Institute Freiberg for Resource Technology (HIF); Friedrich-Alexander-Universität Erlangen-Nürnberg | EPMA: accelerating voltage of 20 kV and a beam current of 30 nA, and a defocused beam of 15 μm diameter. LA-ICP-MS: plasma power of 1320 W, He (0.65 L/min) and Ar (1.09 L/min) as carrier gases, Ar as plasma (14.9 L/min) and auxiliary gas (0.9 L/min), oxide rates of <0.4% ThO+/Th+, repetition rate of 20 Hz, beam spot size of 25 μm, irradiance of 0.74 GW/cm2, fluence of 3.7 J/cm2, 20 s background measurement and 20 s sample ablation, 60-s retention time | MASS-1 (Wilson et al. 2002); NIST SRM 610 and 612 (Pearce et al. 1997); MASS-1 as external Ge standard (57.8±2.6 μg/g Ge); NBS-127, IAEA-S-1, IAEA-S-2, IAEA-S-3, and an in-house Ag2S reference material (sulfur isotopes) | 0.097 |  |  |  | 20.1947 | [15 empty] | 0.929 | [5 empty] | 4.6336 | [5 empty] | 0.197 | [9 empty] | 0.261 | [9 empty] | 21.0516 | [17 empty] | 0.005 | [15 empty] | 14503.7345 | [15 empty] | 32.747 |  | 388.2199 |  |  |  | 49.6012 | [5 empty] | 0.067 | [13 empty] | 0.68202 | [13 empty] | 64.786 |  |  |  |  | 2019 | Bauer, M.E., Burisch, M., Ostendorf, J., Krause, J., Frenzel, M., Seifert, T., and Gutzmer, J. (2019). Trace element geochemistry of sphalerite in contrasting hydrothermal fluid systems of the Freiberg district, Germany: insights from LA-ICP-MS analysis, near-infrared light microthermometry of sphalerite-hosted fluid inclusions, and sulfur isotope geochemistry. Mineralium Deposita, 54, 237–262. |  | DEU | Saxony
| Freiberg mining district | kb veins, eb veins, fba veins | Magmatic hydrothermal | Intrusion-related | hydrothermal vein-style silver mineralization | Ag | Zn, Pb, In, Ge, Ga | Ag, Zn, Pb, In, Ge, Ga | Bauer et al., 2019 |  | eb16-1 | eb16-1 | underground mine |  |  |  |  | ore material | grab | grab | mineral separate | [5 empty] | mineralisation |  |  |  | sphalerite | [6 empty] | galena, pyrite, arsenopyrite, quartz, fluorite, carbonate | polished sections | LA-ICPMS, EMPA | JEOL JXA-8530F equipped with a field emission gun (FEG) and five wavelength-dispersive spectrometers (WDS); 193-nm New Wave Research Excimer laser and an Agilent 7500i quadrupole ICP-MS | Helmholtz Institute Freiberg for Resource Technology (HIF); Friedrich-Alexander-Universität Erlangen-Nürnberg | EPMA: accelerating voltage of 20 kV and a beam current of 30 nA, and a defocused beam of 15 μm diameter. LA-ICP-MS: plasma power of 1320 W, He (0.65 L/min) and Ar (1.09 L/min) as carrier gases, Ar as plasma (14.9 L/min) and auxiliary gas (0.9 L/min), oxide rates of <0.4% ThO+/Th+, repetition rate of 20 Hz, beam spot size of 25 μm, irradiance of 0.74 GW/cm2, fluence of 3.7 J/cm2, 20 s background measurement and 20 s sample ablation, 60-s retention time | MASS-1 (Wilson et al. 2002); NIST SRM 610 and 612 (Pearce et al. 1997); MASS-1 as external Ge standard (57.8±2.6 μg/g Ge); NBS-127, IAEA-S-1, IAEA-S-2, IAEA-S-3, and an in-house Ag2S reference material (sulfur isotopes) |  |  |  |  | 0.15685 | [15 empty] | 0.06 | [5 empty] | 1.1152 | [5 empty] | 0.012 | [9 empty] | 10.419 | [9 empty] | 9.5357 | [17 empty] | 0.372 | [15 empty] | 1.02 | [15 empty] | 33.354 |  | 0.068399 | [9 empty] | 0.004 | [27 empty] | 55.194 |  |  |  |  | 2019 | Bauer, M.E., Burisch, M., Ostendorf, J., Krause, J., Frenzel, M., Seifert, T., and Gutzmer, J. (2019). Trace element geochemistry of sphalerite in contrasting hydrothermal fluid systems of the Freiberg district, Germany: insights from LA-ICP-MS analysis, near-infrared light microthermometry of sphalerite-hosted fluid inclusions, and sulfur isotope geochemistry. Mineralium Deposita, 54, 237–262. |  | DEU | Saxony
| Freiberg mining district | kb veins, eb veins, fba veins | Magmatic hydrothermal | Intrusion-related | hydrothermal vein-style silver mineralization | Ag | Zn, Pb, In, Ge, Ga | Ag, Zn, Pb, In, Ge, Ga | Bauer et al., 2019 |  | eb16-2 | eb16-2 | underground mine |  |  |  |  | ore material | grab | grab | mineral separate | [5 empty] | mineralisation |  |  |  | sphalerite | [6 empty] | galena, pyrite, arsenopyrite, quartz, fluorite, carbonate | polished sections | LA-ICPMS, EMPA | JEOL JXA-8530F equipped with a field emission gun (FEG) and five wavelength-dispersive spectrometers (WDS); 193-nm New Wave Research Excimer laser and an Agilent 7500i quadrupole ICP-MS | Helmholtz Institute Freiberg for Resource Technology (HIF); Friedrich-Alexander-Universität Erlangen-Nürnberg | EPMA: accelerating voltage of 20 kV and a beam current of 30 nA, and a defocused beam of 15 μm diameter. LA-ICP-MS: plasma power of 1320 W, He (0.65 L/min) and Ar (1.09 L/min) as carrier gases, Ar as plasma (14.9 L/min) and auxiliary gas (0.9 L/min), oxide rates of <0.4% ThO+/Th+, repetition rate of 20 Hz, beam spot size of 25 μm, irradiance of 0.74 GW/cm2, fluence of 3.7 J/cm2, 20 s background measurement and 20 s sample ablation, 60-s retention time | MASS-1 (Wilson et al. 2002); NIST SRM 610 and 612 (Pearce et al. 1997); MASS-1 as external Ge standard (57.8±2.6 μg/g Ge); NBS-127, IAEA-S-1, IAEA-S-2, IAEA-S-3, and an in-house Ag2S reference material (sulfur isotopes) | 0.003 |  |  |  | 0.12649 | [15 empty] | 0.006 | [5 empty] | 1.2215 | [5 empty] | 0.039 | [9 empty] | 11.142 | [9 empty] | 7.054 | [17 empty] | 0.378 | [15 empty] | 0.40352 | [15 empty] | 33.416 |  | 0.50057 | [9 empty] | 0.028 | [27 empty] | 54.255 |  |  |  |  | 2019 | Bauer, M.E., Burisch, M., Ostendorf, J., Krause, J., Frenzel, M., Seifert, T., and Gutzmer, J. (2019). Trace element geochemistry of sphalerite in contrasting hydrothermal fluid systems of the Freiberg district, Germany: insights from LA-ICP-MS analysis, near-infrared light microthermometry of sphalerite-hosted fluid inclusions, and sulfur isotope geochemistry. Mineralium Deposita, 54, 237–262. |  | DEU | Saxony
| Freiberg mining district | kb veins, eb veins, fba veins | Magmatic hydrothermal | Intrusion-related | hydrothermal vein-style silver mineralization | Ag | Zn, Pb, In, Ge, Ga | Ag, Zn, Pb, In, Ge, Ga | Bauer et al., 2019 |  | eb16-3 | eb16-3 | underground mine |  |  |  |  | ore material | grab | grab | mineral separate | [5 empty] | mineralisation |  |  |  | sphalerite | [6 empty] | galena, pyrite, arsenopyrite, quartz, fluorite, carbonate | polished sections | LA-ICPMS, EMPA | JEOL JXA-8530F equipped with a field emission gun (FEG) and five wavelength-dispersive spectrometers (WDS); 193-nm New Wave Research Excimer laser and an Agilent 7500i quadrupole ICP-MS | Helmholtz Institute Freiberg for Resource Technology (HIF); Friedrich-Alexander-Universität Erlangen-Nürnberg | EPMA: accelerating voltage of 20 kV and a beam current of 30 nA, and a defocused beam of 15 μm diameter. LA-ICP-MS: plasma power of 1320 W, He (0.65 L/min) and Ar (1.09 L/min) as carrier gases, Ar as plasma (14.9 L/min) and auxiliary gas (0.9 L/min), oxide rates of <0.4% ThO+/Th+, repetition rate of 20 Hz, beam spot size of 25 μm, irradiance of 0.74 GW/cm2, fluence of 3.7 J/cm2, 20 s background measurement and 20 s sample ablation, 60-s retention time | MASS-1 (Wilson et al. 2002); NIST SRM 610 and 612 (Pearce et al. 1997); MASS-1 as external Ge standard (57.8±2.6 μg/g Ge); NBS-127, IAEA-S-1, IAEA-S-2, IAEA-S-3, and an in-house Ag2S reference material (sulfur isotopes) |  |  |  |  | 7.4478 | [15 empty] | 0.094 | [5 empty] | 4.2876 | [5 empty] | 0.016 | [9 empty] | 0.441 | [9 empty] | 57.052 | [17 empty] | 0.028 | [15 empty] | 61.5116 | [15 empty] | 33.013 |  | 263.0015 |  |  |  | 1.476 | [5 empty] | 0.007 | [13 empty] | 0.17917 | [13 empty] | 66.139 |  |  |  |  | 2019 | Bauer, M.E., Burisch, M., Ostendorf, J., Krause, J., Frenzel, M., Seifert, T., and Gutzmer, J. (2019). Trace element geochemistry of sphalerite in contrasting hydrothermal fluid systems of the Freiberg district, Germany: insights from LA-ICP-MS analysis, near-infrared light microthermometry of sphalerite-hosted fluid inclusions, and sulfur isotope geochemistry. Mineralium Deposita, 54, 237–262. |  | DEU | Saxony
| Freiberg mining district | kb veins, eb veins, fba veins | Magmatic hydrothermal | Intrusion-related | hydrothermal vein-style silver mineralization | Ag | Zn, Pb, In, Ge, Ga | Ag, Zn, Pb, In, Ge, Ga | Bauer et al., 2019 |  | eb16-4 | eb16-4 | underground mine |  |  |  |  | ore material | grab | grab | mineral separate | [5 empty] | mineralisation |  |  |  | sphalerite | [6 empty] | galena, pyrite, arsenopyrite, quartz, fluorite, carbonate | polished sections | LA-ICPMS, EMPA | JEOL JXA-8530F equipped with a field emission gun (FEG) and five wavelength-dispersive spectrometers (WDS); 193-nm New Wave Research Excimer laser and an Agilent 7500i quadrupole ICP-MS | Helmholtz Institute Freiberg for Resource Technology (HIF); Friedrich-Alexander-Universität Erlangen-Nürnberg | EPMA: accelerating voltage of 20 kV and a beam current of 30 nA, and a defocused beam of 15 μm diameter. LA-ICP-MS: plasma power of 1320 W, He (0.65 L/min) and Ar (1.09 L/min) as carrier gases, Ar as plasma (14.9 L/min) and auxiliary gas (0.9 L/min), oxide rates of <0.4% ThO+/Th+, repetition rate of 20 Hz, beam spot size of 25 μm, irradiance of 0.74 GW/cm2, fluence of 3.7 J/cm2, 20 s background measurement and 20 s sample ablation, 60-s retention time | MASS-1 (Wilson et al. 2002); NIST SRM 610 and 612 (Pearce et al. 1997); MASS-1 as external Ge standard (57.8±2.6 μg/g Ge); NBS-127, IAEA-S-1, IAEA-S-2, IAEA-S-3, and an in-house Ag2S reference material (sulfur isotopes) | 0.013 |  |  |  | 7.6282 | [15 empty] | 0.155 | [5 empty] | 1.1754 | [5 empty] | 0.039 | [9 empty] | 8.763 | [9 empty] | 26.4641 | [17 empty] | 0.555 | [15 empty] | 46.1103 | [15 empty] | 33.706 |  | 604.7689 |  |  |  | 1.7377 | [5 empty] | 0.012 | [13 empty] | 0.19258 | [13 empty] | 56.784 |  |  |  |  | 2019 | Bauer, M.E., Burisch, M., Ostendorf, J., Krause, J., Frenzel, M., Seifert, T., and Gutzmer, J. (2019). Trace element geochemistry of sphalerite in contrasting hydrothermal fluid systems of the Freiberg district, Germany: insights from LA-ICP-MS analysis, near-infrared light microthermometry of sphalerite-hosted fluid inclusions, and sulfur isotope geochemistry. Mineralium Deposita, 54, 237–262. |  | DEU | Saxony
| Freiberg mining district | kb veins, eb veins, fba veins | Magmatic hydrothermal | Intrusion-related | hydrothermal vein-style silver mineralization | Ag | Zn, Pb, In, Ge, Ga | Ag, Zn, Pb, In, Ge, Ga | Bauer et al., 2019 |  | eb16-5 | eb16-5 | underground mine |  |  |  |  | ore material | grab | grab | mineral separate | [5 empty] | mineralisation |  |  |  | sphalerite | [6 empty] | galena, pyrite, arsenopyrite, quartz, fluorite, carbonate | polished sections | LA-ICPMS, EMPA | JEOL JXA-8530F equipped with a field emission gun (FEG) and five wavelength-dispersive spectrometers (WDS); 193-nm New Wave Research Excimer laser and an Agilent 7500i quadrupole ICP-MS | Helmholtz Institute Freiberg for Resource Technology (HIF); Friedrich-Alexander-Universität Erlangen-Nürnberg | EPMA: accelerating voltage of 20 kV and a beam current of 30 nA, and a defocused beam of 15 μm diameter. LA-ICP-MS: plasma power of 1320 W, He (0.65 L/min) and Ar (1.09 L/min) as carrier gases, Ar as plasma (14.9 L/min) and auxiliary gas (0.9 L/min), oxide rates of <0.4% ThO+/Th+, repetition rate of 20 Hz, beam spot size of 25 μm, irradiance of 0.74 GW/cm2, fluence of 3.7 J/cm2, 20 s background measurement and 20 s sample ablation, 60-s retention time | MASS-1 (Wilson et al. 2002); NIST SRM 610 and 612 (Pearce et al. 1997); MASS-1 as external Ge standard (57.8±2.6 μg/g Ge); NBS-127, IAEA-S-1, IAEA-S-2, IAEA-S-3, and an in-house Ag2S reference material (sulfur isotopes) | [20 empty] | 0.032 | [5 empty] | 1.0345 | [5 empty] | 0.025 | [9 empty] | 12.28 | [9 empty] | 3.7402 | [17 empty] | 0.506 | [15 empty] | 2.8528 | [15 empty] | 33.57 |  | 131.1312 | [9 empty] | 0.025 | [13 empty] | 0.018002 | [13 empty] | 53.137 |  |  |  |  | 2019 | Bauer, M.E., Burisch, M., Ostendorf, J., Krause, J., Frenzel, M., Seifert, T., and Gutzmer, J. (2019). Trace element geochemistry of sphalerite in contrasting hydrothermal fluid systems of the Freiberg district, Germany: insights from LA-ICP-MS analysis, near-infrared light microthermometry of sphalerite-hosted fluid inclusions, and sulfur isotope geochemistry. Mineralium Deposita, 54, 237–262. |  | DEU | Saxony
| Freiberg mining district | kb veins, eb veins, fba veins | Magmatic hydrothermal | Intrusion-related | hydrothermal vein-style silver mineralization | Ag | Zn, Pb, In, Ge, Ga | Ag, Zn, Pb, In, Ge, Ga | Bauer et al., 2019 |  | eb16-6 | eb16-6 | underground mine |  |  |  |  | ore material | grab | grab | mineral separate | [5 empty] | mineralisation |  |  |  | sphalerite | [6 empty] | galena, pyrite, arsenopyrite, quartz, fluorite, carbonate | polished sections | LA-ICPMS, EMPA | JEOL JXA-8530F equipped with a field emission gun (FEG) and five wavelength-dispersive spectrometers (WDS); 193-nm New Wave Research Excimer laser and an Agilent 7500i quadrupole ICP-MS | Helmholtz Institute Freiberg for Resource Technology (HIF); Friedrich-Alexander-Universität Erlangen-Nürnberg | EPMA: accelerating voltage of 20 kV and a beam current of 30 nA, and a defocused beam of 15 μm diameter. LA-ICP-MS: plasma power of 1320 W, He (0.65 L/min) and Ar (1.09 L/min) as carrier gases, Ar as plasma (14.9 L/min) and auxiliary gas (0.9 L/min), oxide rates of <0.4% ThO+/Th+, repetition rate of 20 Hz, beam spot size of 25 μm, irradiance of 0.74 GW/cm2, fluence of 3.7 J/cm2, 20 s background measurement and 20 s sample ablation, 60-s retention time | MASS-1 (Wilson et al. 2002); NIST SRM 610 and 612 (Pearce et al. 1997); MASS-1 as external Ge standard (57.8±2.6 μg/g Ge); NBS-127, IAEA-S-1, IAEA-S-2, IAEA-S-3, and an in-house Ag2S reference material (sulfur isotopes) |  |  |  |  | 0.16247 | [15 empty] | 0.091 | [5 empty] | 0.87444 | [5 empty] | 0.091 | [9 empty] | 11.563 | [9 empty] | 5.5044 | [17 empty] | 0.516 | [15 empty] | 9.2221 | [15 empty] | 33.546 |  | 8.1515 |  |  |  | 0.90408 | [5 empty] | 0.008 | [13 empty] | 0.009235 | [13 empty] | 53.575 |  |  |  |  | 2019 | Bauer, M.E., Burisch, M., Ostendorf, J., Krause, J., Frenzel, M., Seifert, T., and Gutzmer, J. (2019). Trace element geochemistry of sphalerite in contrasting hydrothermal fluid systems of the Freiberg district, Germany: insights from LA-ICP-MS analysis, near-infrared light microthermometry of sphalerite-hosted fluid inclusions, and sulfur isotope geochemistry. Mineralium Deposita, 54, 237–262. |  | DEU | Saxony
| Freiberg mining district | kb veins, eb veins, fba veins | Magmatic hydrothermal | Intrusion-related | hydrothermal vein-style silver mineralization | Ag | Zn, Pb, In, Ge, Ga | Ag, Zn, Pb, In, Ge, Ga | Bauer et al., 2019 |  | eb16-7 | eb16-7 | underground mine |  |  |  |  | ore material | grab | grab | mineral separate | [5 empty] | mineralisation |  |  |  | sphalerite | [6 empty] | galena, pyrite, arsenopyrite, quartz, fluorite, carbonate | polished sections | LA-ICPMS, EMPA | JEOL JXA-8530F equipped with a field emission gun (FEG) and five wavelength-dispersive spectrometers (WDS); 193-nm New Wave Research Excimer laser and an Agilent 7500i quadrupole ICP-MS | Helmholtz Institute Freiberg for Resource Technology (HIF); Friedrich-Alexander-Universität Erlangen-Nürnberg | EPMA: accelerating voltage of 20 kV and a beam current of 30 nA, and a defocused beam of 15 μm diameter. LA-ICP-MS: plasma power of 1320 W, He (0.65 L/min) and Ar (1.09 L/min) as carrier gases, Ar as plasma (14.9 L/min) and auxiliary gas (0.9 L/min), oxide rates of <0.4% ThO+/Th+, repetition rate of 20 Hz, beam spot size of 25 μm, irradiance of 0.74 GW/cm2, fluence of 3.7 J/cm2, 20 s background measurement and 20 s sample ablation, 60-s retention time | MASS-1 (Wilson et al. 2002); NIST SRM 610 and 612 (Pearce et al. 1997); MASS-1 as external Ge standard (57.8±2.6 μg/g Ge); NBS-127, IAEA-S-1, IAEA-S-2, IAEA-S-3, and an in-house Ag2S reference material (sulfur isotopes) | 0.003 |  |  |  | 0.44564 | [15 empty] | 0.087 | [5 empty] | 0.991 | [5 empty] | 0.026 | [9 empty] | 11.24 | [9 empty] | 6.2018 | [17 empty] | 0.495 | [15 empty] | 3.1505 | [15 empty] | 33.669 |  | 5.9415 |  |  |  | 0.88532 | [19 empty] | 0.017 | [13 empty] | 54.448 |  |  |  |  | 2019 | Bauer, M.E., Burisch, M., Ostendorf, J., Krause, J., Frenzel, M., Seifert, T., and Gutzmer, J. (2019). Trace element geochemistry of sphalerite in contrasting hydrothermal fluid systems of the Freiberg district, Germany: insights from LA-ICP-MS analysis, near-infrared light microthermometry of sphalerite-hosted fluid inclusions, and sulfur isotope geochemistry. Mineralium Deposita, 54, 237–262. |  | DEU | Saxony
| Freiberg mining district | kb veins, eb veins, fba veins | Magmatic hydrothermal | Intrusion-related | hydrothermal vein-style silver mineralization | Ag | Zn, Pb, In, Ge, Ga | Ag, Zn, Pb, In, Ge, Ga | Bauer et al., 2019 |  | eb17-1 | eb17-1 | underground mine |  |  |  |  | ore material | grab | grab | mineral separate | [5 empty] | mineralisation |  |  |  | sphalerite | [6 empty] | galena, pyrite, arsenopyrite, quartz, fluorite, carbonate | polished sections | LA-ICPMS, EMPA | JEOL JXA-8530F equipped with a field emission gun (FEG) and five wavelength-dispersive spectrometers (WDS); 193-nm New Wave Research Excimer laser and an Agilent 7500i quadrupole ICP-MS | Helmholtz Institute Freiberg for Resource Technology (HIF); Friedrich-Alexander-Universität Erlangen-Nürnberg | EPMA: accelerating voltage of 20 kV and a beam current of 30 nA, and a defocused beam of 15 μm diameter. LA-ICP-MS: plasma power of 1320 W, He (0.65 L/min) and Ar (1.09 L/min) as carrier gases, Ar as plasma (14.9 L/min) and auxiliary gas (0.9 L/min), oxide rates of <0.4% ThO+/Th+, repetition rate of 20 Hz, beam spot size of 25 μm, irradiance of 0.74 GW/cm2, fluence of 3.7 J/cm2, 20 s background measurement and 20 s sample ablation, 60-s retention time | MASS-1 (Wilson et al. 2002); NIST SRM 610 and 612 (Pearce et al. 1997); MASS-1 as external Ge standard (57.8±2.6 μg/g Ge); NBS-127, IAEA-S-1, IAEA-S-2, IAEA-S-3, and an in-house Ag2S reference material (sulfur isotopes) |  |  |  |  | 0.12464 | [15 empty] | 0.032 | [11 empty] | 0.027 | [9 empty] | 12.18 | [9 empty] | 20.7316 | [17 empty] | 1.468 | [15 empty] | 4.1443 | [15 empty] | 33.651 |  | 0.47645 | [23 empty] | 0.015038 | [13 empty] | 52.547 |  |  |  |  | 2019 | Bauer, M.E., Burisch, M., Ostendorf, J., Krause, J., Frenzel, M., Seifert, T., and Gutzmer, J. (2019). Trace element geochemistry of sphalerite in contrasting hydrothermal fluid systems of the Freiberg district, Germany: insights from LA-ICP-MS analysis, near-infrared light microthermometry of sphalerite-hosted fluid inclusions, and sulfur isotope geochemistry. Mineralium Deposita, 54, 237–262. |  | DEU | Saxony
| Freiberg mining district | kb veins, eb veins, fba veins | Magmatic hydrothermal | Intrusion-related | hydrothermal vein-style silver mineralization | Ag | Zn, Pb, In, Ge, Ga | Ag, Zn, Pb, In, Ge, Ga | Bauer et al., 2019 |  | eb17-2 | eb17-2 | underground mine |  |  |  |  | ore material | grab | grab | mineral separate | [5 empty] | mineralisation |  |  |  | sphalerite | [6 empty] | galena, pyrite, arsenopyrite, quartz, fluorite, carbonate | polished sections | LA-ICPMS, EMPA | JEOL JXA-8530F equipped with a field emission gun (FEG) and five wavelength-dispersive spectrometers (WDS); 193-nm New Wave Research Excimer laser and an Agilent 7500i quadrupole ICP-MS | Helmholtz Institute Freiberg for Resource Technology (HIF); Friedrich-Alexander-Universität Erlangen-Nürnberg | EPMA: accelerating voltage of 20 kV and a beam current of 30 nA, and a defocused beam of 15 μm diameter. LA-ICP-MS: plasma power of 1320 W, He (0.65 L/min) and Ar (1.09 L/min) as carrier gases, Ar as plasma (14.9 L/min) and auxiliary gas (0.9 L/min), oxide rates of <0.4% ThO+/Th+, repetition rate of 20 Hz, beam spot size of 25 μm, irradiance of 0.74 GW/cm2, fluence of 3.7 J/cm2, 20 s background measurement and 20 s sample ablation, 60-s retention time | MASS-1 (Wilson et al. 2002); NIST SRM 610 and 612 (Pearce et al. 1997); MASS-1 as external Ge standard (57.8±2.6 μg/g Ge); NBS-127, IAEA-S-1, IAEA-S-2, IAEA-S-3, and an in-house Ag2S reference material (sulfur isotopes) | 0.122 |  |  |  | 1.3738 | [15 empty] | 0.083 | [5 empty] | 0.12239 | [5 empty] | 0.131 | [9 empty] | 12.132 | [9 empty] | 21.9091 | [17 empty] | 0.981 | [15 empty] | 10.788 | [15 empty] | 33.652 |  | 429.9331 |  |  |  | 0.83559 | [5 empty] | 0.024 | [13 empty] | 0.061314 | [13 empty] | 52.755 |  |  |  |  | 2019 | Bauer, M.E., Burisch, M., Ostendorf, J., Krause, J., Frenzel, M., Seifert, T., and Gutzmer, J. (2019). Trace element geochemistry of sphalerite in contrasting hydrothermal fluid systems of the Freiberg district, Germany: insights from LA-ICP-MS analysis, near-infrared light microthermometry of sphalerite-hosted fluid inclusions, and sulfur isotope geochemistry. Mineralium Deposita, 54, 237–262. |  | DEU | Saxony
| Freiberg mining district | kb veins, eb veins, fba veins | Magmatic hydrothermal | Intrusion-related | hydrothermal vein-style silver mineralization | Ag | Zn, Pb, In, Ge, Ga | Ag, Zn, Pb, In, Ge, Ga | Bauer et al., 2019 |  | eb17-3 | eb17-3 | underground mine |  |  |  |  | ore material | grab | grab | mineral separate | [5 empty] | mineralisation |  |  |  | sphalerite | [6 empty] | galena, pyrite, arsenopyrite, quartz, fluorite, carbonate | polished sections | LA-ICPMS, EMPA | JEOL JXA-8530F equipped with a field emission gun (FEG) and five wavelength-dispersive spectrometers (WDS); 193-nm New Wave Research Excimer laser and an Agilent 7500i quadrupole ICP-MS | Helmholtz Institute Freiberg for Resource Technology (HIF); Friedrich-Alexander-Universität Erlangen-Nürnberg | EPMA: accelerating voltage of 20 kV and a beam current of 30 nA, and a defocused beam of 15 μm diameter. LA-ICP-MS: plasma power of 1320 W, He (0.65 L/min) and Ar (1.09 L/min) as carrier gases, Ar as plasma (14.9 L/min) and auxiliary gas (0.9 L/min), oxide rates of <0.4% ThO+/Th+, repetition rate of 20 Hz, beam spot size of 25 μm, irradiance of 0.74 GW/cm2, fluence of 3.7 J/cm2, 20 s background measurement and 20 s sample ablation, 60-s retention time | MASS-1 (Wilson et al. 2002); NIST SRM 610 and 612 (Pearce et al. 1997); MASS-1 as external Ge standard (57.8±2.6 μg/g Ge); NBS-127, IAEA-S-1, IAEA-S-2, IAEA-S-3, and an in-house Ag2S reference material (sulfur isotopes) |  |  |  |  | 2.3832 | [15 empty] | 0.062 | [5 empty] | 0.040692 | [5 empty] | 0.256 | [9 empty] | 11.708 | [9 empty] | 27.5876 | [17 empty] | 1.034 | [15 empty] | 18.9011 | [15 empty] | 33.577 |  | 777.5837 | [9 empty] | 0.002 | [13 empty] | 0.084115 | [13 empty] | 53.082 |  |  |  |  | 2019 | Bauer, M.E., Burisch, M., Ostendorf, J., Krause, J., Frenzel, M., Seifert, T., and Gutzmer, J. (2019). Trace element geochemistry of sphalerite in contrasting hydrothermal fluid systems of the Freiberg district, Germany: insights from LA-ICP-MS analysis, near-infrared light microthermometry of sphalerite-hosted fluid inclusions, and sulfur isotope geochemistry. Mineralium Deposita, 54, 237–262. |  | DEU | Saxony
| Freiberg mining district | kb veins, eb veins, fba veins | Magmatic hydrothermal | Intrusion-related | hydrothermal vein-style silver mineralization | Ag | Zn, Pb, In, Ge, Ga | Ag, Zn, Pb, In, Ge, Ga | Bauer et al., 2019 |  | eb17-4 | eb17-4 | underground mine |  |  |  |  | ore material | grab | grab | mineral separate | [5 empty] | mineralisation |  |  |  | sphalerite | [6 empty] | galena, pyrite, arsenopyrite, quartz, fluorite, carbonate | polished sections | LA-ICPMS, EMPA | JEOL JXA-8530F equipped with a field emission gun (FEG) and five wavelength-dispersive spectrometers (WDS); 193-nm New Wave Research Excimer laser and an Agilent 7500i quadrupole ICP-MS | Helmholtz Institute Freiberg for Resource Technology (HIF); Friedrich-Alexander-Universität Erlangen-Nürnberg | EPMA: accelerating voltage of 20 kV and a beam current of 30 nA, and a defocused beam of 15 μm diameter. LA-ICP-MS: plasma power of 1320 W, He (0.65 L/min) and Ar (1.09 L/min) as carrier gases, Ar as plasma (14.9 L/min) and auxiliary gas (0.9 L/min), oxide rates of <0.4% ThO+/Th+, repetition rate of 20 Hz, beam spot size of 25 μm, irradiance of 0.74 GW/cm2, fluence of 3.7 J/cm2, 20 s background measurement and 20 s sample ablation, 60-s retention time | MASS-1 (Wilson et al. 2002); NIST SRM 610 and 612 (Pearce et al. 1997); MASS-1 as external Ge standard (57.8±2.6 μg/g Ge); NBS-127, IAEA-S-1, IAEA-S-2, IAEA-S-3, and an in-house Ag2S reference material (sulfur isotopes) |  |  |  |  | 0.75614 | [15 empty] | 0.053 | [5 empty] | 0.15776 | [5 empty] | 0.032 | [9 empty] | 12.139 | [9 empty] | 19.3101 | [17 empty] | 1.007 | [15 empty] | 3.8767 | [15 empty] | 33.589 |  | 154.2239 | [9 empty] | 0.053 | [27 empty] | 52.701 |  |  |  |  | 2019 | Bauer, M.E., Burisch, M., Ostendorf, J., Krause, J., Frenzel, M., Seifert, T., and Gutzmer, J. (2019). Trace element geochemistry of sphalerite in contrasting hydrothermal fluid systems of the Freiberg district, Germany: insights from LA-ICP-MS analysis, near-infrared light microthermometry of sphalerite-hosted fluid inclusions, and sulfur isotope geochemistry. Mineralium Deposita, 54, 237–262. |  | DEU | Saxony
| Freiberg mining district | kb veins, eb veins, fba veins | Magmatic hydrothermal | Intrusion-related | hydrothermal vein-style silver mineralization | Ag | Zn, Pb, In, Ge, Ga | Ag, Zn, Pb, In, Ge, Ga | Bauer et al., 2019 |  | eb17-5 | eb17-5 | underground mine |  |  |  |  | ore material | grab | grab | mineral separate | [5 empty] | mineralisation |  |  |  | sphalerite | [6 empty] | galena, pyrite, arsenopyrite, quartz, fluorite, carbonate | polished sections | LA-ICPMS, EMPA | JEOL JXA-8530F equipped with a field emission gun (FEG) and five wavelength-dispersive spectrometers (WDS); 193-nm New Wave Research Excimer laser and an Agilent 7500i quadrupole ICP-MS | Helmholtz Institute Freiberg for Resource Technology (HIF); Friedrich-Alexander-Universität Erlangen-Nürnberg | EPMA: accelerating voltage of 20 kV and a beam current of 30 nA, and a defocused beam of 15 μm diameter. LA-ICP-MS: plasma power of 1320 W, He (0.65 L/min) and Ar (1.09 L/min) as carrier gases, Ar as plasma (14.9 L/min) and auxiliary gas (0.9 L/min), oxide rates of <0.4% ThO+/Th+, repetition rate of 20 Hz, beam spot size of 25 μm, irradiance of 0.74 GW/cm2, fluence of 3.7 J/cm2, 20 s background measurement and 20 s sample ablation, 60-s retention time | MASS-1 (Wilson et al. 2002); NIST SRM 610 and 612 (Pearce et al. 1997); MASS-1 as external Ge standard (57.8±2.6 μg/g Ge); NBS-127, IAEA-S-1, IAEA-S-2, IAEA-S-3, and an in-house Ag2S reference material (sulfur isotopes) | [20 empty] | 0.016 | [5 empty] | 0.12508 | [5 empty] | 0.03 | [9 empty] | 12.306 | [9 empty] | 20.5097 | [17 empty] | 1.054 | [15 empty] | 2.7899 | [15 empty] | 33.476 |  | 4.6548 |  |  |  | 0.61454 | [5 empty] | 0.002 | [13 empty] | 0.022929 | [13 empty] | 52.826 |  |  |  |  | 2019 | Bauer, M.E., Burisch, M., Ostendorf, J., Krause, J., Frenzel, M., Seifert, T., and Gutzmer, J. (2019). Trace element geochemistry of sphalerite in contrasting hydrothermal fluid systems of the Freiberg district, Germany: insights from LA-ICP-MS analysis, near-infrared light microthermometry of sphalerite-hosted fluid inclusions, and sulfur isotope geochemistry. Mineralium Deposita, 54, 237–262. |  | DEU | Saxony
| Freiberg mining district | kb veins, eb veins, fba veins | Magmatic hydrothermal | Intrusion-related | hydrothermal vein-style silver mineralization | Ag | Zn, Pb, In, Ge, Ga | Ag, Zn, Pb, In, Ge, Ga | Bauer et al., 2019 |  | eb17-6 | eb17-6 | underground mine |  |  |  |  | ore material | grab | grab | mineral separate | [5 empty] | mineralisation |  |  |  | sphalerite | [6 empty] | galena, pyrite, arsenopyrite, quartz, fluorite, carbonate | polished sections | LA-ICPMS, EMPA | JEOL JXA-8530F equipped with a field emission gun (FEG) and five wavelength-dispersive spectrometers (WDS); 193-nm New Wave Research Excimer laser and an Agilent 7500i quadrupole ICP-MS | Helmholtz Institute Freiberg for Resource Technology (HIF); Friedrich-Alexander-Universität Erlangen-Nürnberg | EPMA: accelerating voltage of 20 kV and a beam current of 30 nA, and a defocused beam of 15 μm diameter. LA-ICP-MS: plasma power of 1320 W, He (0.65 L/min) and Ar (1.09 L/min) as carrier gases, Ar as plasma (14.9 L/min) and auxiliary gas (0.9 L/min), oxide rates of <0.4% ThO+/Th+, repetition rate of 20 Hz, beam spot size of 25 μm, irradiance of 0.74 GW/cm2, fluence of 3.7 J/cm2, 20 s background measurement and 20 s sample ablation, 60-s retention time | MASS-1 (Wilson et al. 2002); NIST SRM 610 and 612 (Pearce et al. 1997); MASS-1 as external Ge standard (57.8±2.6 μg/g Ge); NBS-127, IAEA-S-1, IAEA-S-2, IAEA-S-3, and an in-house Ag2S reference material (sulfur isotopes) |  |  |  |  | 0.13744 | [15 empty] | 0.057 | [5 empty] | 0.023268 | [5 empty] | 0.018 | [9 empty] | 11.018 | [9 empty] | 27.3449 | [17 empty] | 0.78 | [15 empty] | 5.0366 | [15 empty] | 33.643 |  | 0.9305 | [23 empty] | 0.016658 | [13 empty] | 54.372 |  |  |  |  | 2019 | Bauer, M.E., Burisch, M., Ostendorf, J., Krause, J., Frenzel, M., Seifert, T., and Gutzmer, J. (2019). Trace element geochemistry of sphalerite in contrasting hydrothermal fluid systems of the Freiberg district, Germany: insights from LA-ICP-MS analysis, near-infrared light microthermometry of sphalerite-hosted fluid inclusions, and sulfur isotope geochemistry. Mineralium Deposita, 54, 237–262. |  | DEU | Saxony
| Freiberg mining district | kb veins, eb veins, fba veins | Magmatic hydrothermal | Intrusion-related | hydrothermal vein-style silver mineralization | Ag | Zn, Pb, In, Ge, Ga | Ag, Zn, Pb, In, Ge, Ga | Bauer et al., 2019 |  | eb17-7 | eb17-7 | underground mine |  |  |  |  | ore material | grab | grab | mineral separate | [5 empty] | mineralisation |  |  |  | sphalerite | [6 empty] | galena, pyrite, arsenopyrite, quartz, fluorite, carbonate | polished sections | LA-ICPMS, EMPA | JEOL JXA-8530F equipped with a field emission gun (FEG) and five wavelength-dispersive spectrometers (WDS); 193-nm New Wave Research Excimer laser and an Agilent 7500i quadrupole ICP-MS | Helmholtz Institute Freiberg for Resource Technology (HIF); Friedrich-Alexander-Universität Erlangen-Nürnberg | EPMA: accelerating voltage of 20 kV and a beam current of 30 nA, and a defocused beam of 15 μm diameter. LA-ICP-MS: plasma power of 1320 W, He (0.65 L/min) and Ar (1.09 L/min) as carrier gases, Ar as plasma (14.9 L/min) and auxiliary gas (0.9 L/min), oxide rates of <0.4% ThO+/Th+, repetition rate of 20 Hz, beam spot size of 25 μm, irradiance of 0.74 GW/cm2, fluence of 3.7 J/cm2, 20 s background measurement and 20 s sample ablation, 60-s retention time | MASS-1 (Wilson et al. 2002); NIST SRM 610 and 612 (Pearce et al. 1997); MASS-1 as external Ge standard (57.8±2.6 μg/g Ge); NBS-127, IAEA-S-1, IAEA-S-2, IAEA-S-3, and an in-house Ag2S reference material (sulfur isotopes) |  |  |  |  | 0.25196 | [15 empty] | 0.057 | [5 empty] | 0.02257 | [5 empty] | 0.025 | [9 empty] | 11.634 | [9 empty] | 25.9863 | [17 empty] | 1.186 | [15 empty] | 4.2759 | [15 empty] | 33.589 |  | 1.4427 | [23 empty] | 0.016985 | [13 empty] | 53.331 |  |  |  |  | 2019 | Bauer, M.E., Burisch, M., Ostendorf, J., Krause, J., Frenzel, M., Seifert, T., and Gutzmer, J. (2019). Trace element geochemistry of sphalerite in contrasting hydrothermal fluid systems of the Freiberg district, Germany: insights from LA-ICP-MS analysis, near-infrared light microthermometry of sphalerite-hosted fluid inclusions, and sulfur isotope geochemistry. Mineralium Deposita, 54, 237–262. |  | DEU | Saxony
| Freiberg mining district | kb veins, eb veins, fba veins | Magmatic hydrothermal | Intrusion-related | hydrothermal vein-style silver mineralization | Ag | Zn, Pb, In, Ge, Ga | Ag, Zn, Pb, In, Ge, Ga | Bauer et al., 2019 |  | eb17-8 | eb17-8 | underground mine |  |  |  |  | ore material | grab | grab | mineral separate | [5 empty] | mineralisation |  |  |  | sphalerite | [6 empty] | galena, pyrite, arsenopyrite, quartz, fluorite, carbonate | polished sections | LA-ICPMS, EMPA | JEOL JXA-8530F equipped with a field emission gun (FEG) and five wavelength-dispersive spectrometers (WDS); 193-nm New Wave Research Excimer laser and an Agilent 7500i quadrupole ICP-MS | Helmholtz Institute Freiberg for Resource Technology (HIF); Friedrich-Alexander-Universität Erlangen-Nürnberg | EPMA: accelerating voltage of 20 kV and a beam current of 30 nA, and a defocused beam of 15 μm diameter. LA-ICP-MS: plasma power of 1320 W, He (0.65 L/min) and Ar (1.09 L/min) as carrier gases, Ar as plasma (14.9 L/min) and auxiliary gas (0.9 L/min), oxide rates of <0.4% ThO+/Th+, repetition rate of 20 Hz, beam spot size of 25 μm, irradiance of 0.74 GW/cm2, fluence of 3.7 J/cm2, 20 s background measurement and 20 s sample ablation, 60-s retention time | MASS-1 (Wilson et al. 2002); NIST SRM 610 and 612 (Pearce et al. 1997); MASS-1 as external Ge standard (57.8±2.6 μg/g Ge); NBS-127, IAEA-S-1, IAEA-S-2, IAEA-S-3, and an in-house Ag2S reference material (sulfur isotopes) |  |  |  |  | 0.26919 | [15 empty] | 0.121 | [5 empty] | 0.075666 | [5 empty] | 0.096 | [9 empty] | 11.223 | [9 empty] | 28.4592 | [17 empty] | 0.717 | [15 empty] | 2.4595 | [15 empty] | 33.482 |  | 8.4808 | [9 empty] | 0.092 | [13 empty] | 0.015158 | [13 empty] | 54.092 |  |  |  |  | 2019 | Bauer, M.E., Burisch, M., Ostendorf, J., Krause, J., Frenzel, M., Seifert, T., and Gutzmer, J. (2019). Trace element geochemistry of sphalerite in contrasting hydrothermal fluid systems of the Freiberg district, Germany: insights from LA-ICP-MS analysis, near-infrared light microthermometry of sphalerite-hosted fluid inclusions, and sulfur isotope geochemistry. Mineralium Deposita, 54, 237–262. |  | DEU | Saxony
| Freiberg mining district | kb veins, eb veins, fba veins | Magmatic hydrothermal | Intrusion-related | hydrothermal vein-style silver mineralization | Ag | Zn, Pb, In, Ge, Ga | Ag, Zn, Pb, In, Ge, Ga | Bauer et al., 2019 |  | eb17-9 | eb17-9 | underground mine |  |  |  |  | ore material | grab | grab | mineral separate | [5 empty] | mineralisation |  |  |  | sphalerite | [6 empty] | galena, pyrite, arsenopyrite, quartz, fluorite, carbonate | polished sections | LA-ICPMS, EMPA | JEOL JXA-8530F equipped with a field emission gun (FEG) and five wavelength-dispersive spectrometers (WDS); 193-nm New Wave Research Excimer laser and an Agilent 7500i quadrupole ICP-MS | Helmholtz Institute Freiberg for Resource Technology (HIF); Friedrich-Alexander-Universität Erlangen-Nürnberg | EPMA: accelerating voltage of 20 kV and a beam current of 30 nA, and a defocused beam of 15 μm diameter. LA-ICP-MS: plasma power of 1320 W, He (0.65 L/min) and Ar (1.09 L/min) as carrier gases, Ar as plasma (14.9 L/min) and auxiliary gas (0.9 L/min), oxide rates of <0.4% ThO+/Th+, repetition rate of 20 Hz, beam spot size of 25 μm, irradiance of 0.74 GW/cm2, fluence of 3.7 J/cm2, 20 s background measurement and 20 s sample ablation, 60-s retention time | MASS-1 (Wilson et al. 2002); NIST SRM 610 and 612 (Pearce et al. 1997); MASS-1 as external Ge standard (57.8±2.6 μg/g Ge); NBS-127, IAEA-S-1, IAEA-S-2, IAEA-S-3, and an in-house Ag2S reference material (sulfur isotopes) |  |  |  |  | 0.58773 | [15 empty] | 0.033 | [5 empty] | 0.084056 | [5 empty] | 0.034 | [9 empty] | 12.194 | [9 empty] | 35.4717 | [17 empty] | 0.979 | [15 empty] | 1.6388 | [15 empty] | 33.825 |  | 36.926 | [9 empty] | 0.005 | [27 empty] | 52.969 |  |  |  |  | 2019 | Bauer, M.E., Burisch, M., Ostendorf, J., Krause, J., Frenzel, M., Seifert, T., and Gutzmer, J. (2019). Trace element geochemistry of sphalerite in contrasting hydrothermal fluid systems of the Freiberg district, Germany: insights from LA-ICP-MS analysis, near-infrared light microthermometry of sphalerite-hosted fluid inclusions, and sulfur isotope geochemistry. Mineralium Deposita, 54, 237–262. |  | DEU | Saxony
| Freiberg mining district | kb veins, eb veins, fba veins | Magmatic hydrothermal | Intrusion-related | hydrothermal vein-style silver mineralization | Ag | Zn, Pb, In, Ge, Ga | Ag, Zn, Pb, In, Ge, Ga | Bauer et al., 2019 |  | eb17-10 | eb17-10 | underground mine |  |  |  |  | ore material | grab | grab | mineral separate | [5 empty] | mineralisation |  |  |  | sphalerite | [6 empty] | galena, pyrite, arsenopyrite, quartz, fluorite, carbonate | polished sections | LA-ICPMS, EMPA | JEOL JXA-8530F equipped with a field emission gun (FEG) and five wavelength-dispersive spectrometers (WDS); 193-nm New Wave Research Excimer laser and an Agilent 7500i quadrupole ICP-MS | Helmholtz Institute Freiberg for Resource Technology (HIF); Friedrich-Alexander-Universität Erlangen-Nürnberg | EPMA: accelerating voltage of 20 kV and a beam current of 30 nA, and a defocused beam of 15 μm diameter. LA-ICP-MS: plasma power of 1320 W, He (0.65 L/min) and Ar (1.09 L/min) as carrier gases, Ar as plasma (14.9 L/min) and auxiliary gas (0.9 L/min), oxide rates of <0.4% ThO+/Th+, repetition rate of 20 Hz, beam spot size of 25 μm, irradiance of 0.74 GW/cm2, fluence of 3.7 J/cm2, 20 s background measurement and 20 s sample ablation, 60-s retention time | MASS-1 (Wilson et al. 2002); NIST SRM 610 and 612 (Pearce et al. 1997); MASS-1 as external Ge standard (57.8±2.6 μg/g Ge); NBS-127, IAEA-S-1, IAEA-S-2, IAEA-S-3, and an in-house Ag2S reference material (sulfur isotopes) | 0.004 |  |  |  | 0.54688 | [15 empty] | 0.008 | [5 empty] | 0.066276 | [5 empty] | 0.003 | [9 empty] | 12.239 | [9 empty] | 28.5782 | [17 empty] | 1.026 | [15 empty] | 2.7993 | [15 empty] | 33.827 |  | 156.8864 | [9 empty] | 0.002 | [13 empty] | 0.01741 | [13 empty] | 52.77 |  |  |  |  | 2019 | Bauer, M.E., Burisch, M., Ostendorf, J., Krause, J., Frenzel, M., Seifert, T., and Gutzmer, J. (2019). Trace element geochemistry of sphalerite in contrasting hydrothermal fluid systems of the Freiberg district, Germany: insights from LA-ICP-MS analysis, near-infrared light microthermometry of sphalerite-hosted fluid inclusions, and sulfur isotope geochemistry. Mineralium Deposita, 54, 237–262. |  | DEU | Saxony
| Freiberg mining district | kb veins, eb veins, fba veins | Magmatic hydrothermal | Intrusion-related | hydrothermal vein-style silver mineralization | Ag | Zn, Pb, In, Ge, Ga | Ag, Zn, Pb, In, Ge, Ga | Bauer et al., 2019 |  | eb18-1 | eb18-1 | underground mine |  |  |  |  | ore material | grab | grab | mineral separate | [5 empty] | mineralisation |  |  |  | sphalerite | [6 empty] | galena, pyrite, arsenopyrite, quartz, fluorite, carbonate | polished sections | LA-ICPMS, EMPA | JEOL JXA-8530F equipped with a field emission gun (FEG) and five wavelength-dispersive spectrometers (WDS); 193-nm New Wave Research Excimer laser and an Agilent 7500i quadrupole ICP-MS | Helmholtz Institute Freiberg for Resource Technology (HIF); Friedrich-Alexander-Universität Erlangen-Nürnberg | EPMA: accelerating voltage of 20 kV and a beam current of 30 nA, and a defocused beam of 15 μm diameter. LA-ICP-MS: plasma power of 1320 W, He (0.65 L/min) and Ar (1.09 L/min) as carrier gases, Ar as plasma (14.9 L/min) and auxiliary gas (0.9 L/min), oxide rates of <0.4% ThO+/Th+, repetition rate of 20 Hz, beam spot size of 25 μm, irradiance of 0.74 GW/cm2, fluence of 3.7 J/cm2, 20 s background measurement and 20 s sample ablation, 60-s retention time | MASS-1 (Wilson et al. 2002); NIST SRM 610 and 612 (Pearce et al. 1997); MASS-1 as external Ge standard (57.8±2.6 μg/g Ge); NBS-127, IAEA-S-1, IAEA-S-2, IAEA-S-3, and an in-house Ag2S reference material (sulfur isotopes) | 0.015 |  |  |  | 0.18523 | [15 empty] | 0.174 | [5 empty] | 2.129 | [5 empty] | 0.669 | [9 empty] | 9.887 | [9 empty] | 26.3256 | [17 empty] | 0.753 | [15 empty] | 52.9608 | [15 empty] | 33.529 |  | 20.6222 |  |  |  | 0.69726 | [5 empty] | 0.136 | [13 empty] | 0.089775 | [13 empty] | 54.772 |  |  |  |  | 2019 | Bauer, M.E., Burisch, M., Ostendorf, J., Krause, J., Frenzel, M., Seifert, T., and Gutzmer, J. (2019). Trace element geochemistry of sphalerite in contrasting hydrothermal fluid systems of the Freiberg district, Germany: insights from LA-ICP-MS analysis, near-infrared light microthermometry of sphalerite-hosted fluid inclusions, and sulfur isotope geochemistry. Mineralium Deposita, 54, 237–262. |  | DEU | Saxony
| Freiberg mining district | kb veins, eb veins, fba veins | Magmatic hydrothermal | Intrusion-related | hydrothermal vein-style silver mineralization | Ag | Zn, Pb, In, Ge, Ga | Ag, Zn, Pb, In, Ge, Ga | Bauer et al., 2019 |  | eb18-2 | eb18-2 | underground mine |  |  |  |  | ore material | grab | grab | mineral separate | [5 empty] | mineralisation |  |  |  | sphalerite | [6 empty] | galena, pyrite, arsenopyrite, quartz, fluorite, carbonate | polished sections | LA-ICPMS, EMPA | JEOL JXA-8530F equipped with a field emission gun (FEG) and five wavelength-dispersive spectrometers (WDS); 193-nm New Wave Research Excimer laser and an Agilent 7500i quadrupole ICP-MS | Helmholtz Institute Freiberg for Resource Technology (HIF); Friedrich-Alexander-Universität Erlangen-Nürnberg | EPMA: accelerating voltage of 20 kV and a beam current of 30 nA, and a defocused beam of 15 μm diameter. LA-ICP-MS: plasma power of 1320 W, He (0.65 L/min) and Ar (1.09 L/min) as carrier gases, Ar as plasma (14.9 L/min) and auxiliary gas (0.9 L/min), oxide rates of <0.4% ThO+/Th+, repetition rate of 20 Hz, beam spot size of 25 μm, irradiance of 0.74 GW/cm2, fluence of 3.7 J/cm2, 20 s background measurement and 20 s sample ablation, 60-s retention time | MASS-1 (Wilson et al. 2002); NIST SRM 610 and 612 (Pearce et al. 1997); MASS-1 as external Ge standard (57.8±2.6 μg/g Ge); NBS-127, IAEA-S-1, IAEA-S-2, IAEA-S-3, and an in-house Ag2S reference material (sulfur isotopes) | [20 empty] | 0.148 | [5 empty] | 3.5011 | [5 empty] | 0.089 | [9 empty] | 10.796 | [9 empty] | 22.6985 | [17 empty] | 0.5 | [15 empty] | 1.5855 | [15 empty] | 33.365 |  | 0.46031 | [9 empty] | 0.074 | [27 empty] | 54.524 |  |  |  |  | 2019 | Bauer, M.E., Burisch, M., Ostendorf, J., Krause, J., Frenzel, M., Seifert, T., and Gutzmer, J. (2019). Trace element geochemistry of sphalerite in contrasting hydrothermal fluid systems of the Freiberg district, Germany: insights from LA-ICP-MS analysis, near-infrared light microthermometry of sphalerite-hosted fluid inclusions, and sulfur isotope geochemistry. Mineralium Deposita, 54, 237–262. |  | DEU | Saxony
| Freiberg mining district | kb veins, eb veins, fba veins | Magmatic hydrothermal | Intrusion-related | hydrothermal vein-style silver mineralization | Ag | Zn, Pb, In, Ge, Ga | Ag, Zn, Pb, In, Ge, Ga | Bauer et al., 2019 |  | eb18-3 | eb18-3 | underground mine |  |  |  |  | ore material | grab | grab | mineral separate | [5 empty] | mineralisation |  |  |  | sphalerite | [6 empty] | galena, pyrite, arsenopyrite, quartz, fluorite, carbonate | polished sections | LA-ICPMS, EMPA | JEOL JXA-8530F equipped with a field emission gun (FEG) and five wavelength-dispersive spectrometers (WDS); 193-nm New Wave Research Excimer laser and an Agilent 7500i quadrupole ICP-MS | Helmholtz Institute Freiberg for Resource Technology (HIF); Friedrich-Alexander-Universität Erlangen-Nürnberg | EPMA: accelerating voltage of 20 kV and a beam current of 30 nA, and a defocused beam of 15 μm diameter. LA-ICP-MS: plasma power of 1320 W, He (0.65 L/min) and Ar (1.09 L/min) as carrier gases, Ar as plasma (14.9 L/min) and auxiliary gas (0.9 L/min), oxide rates of <0.4% ThO+/Th+, repetition rate of 20 Hz, beam spot size of 25 μm, irradiance of 0.74 GW/cm2, fluence of 3.7 J/cm2, 20 s background measurement and 20 s sample ablation, 60-s retention time | MASS-1 (Wilson et al. 2002); NIST SRM 610 and 612 (Pearce et al. 1997); MASS-1 as external Ge standard (57.8±2.6 μg/g Ge); NBS-127, IAEA-S-1, IAEA-S-2, IAEA-S-3, and an in-house Ag2S reference material (sulfur isotopes) |  |  |  |  | 0.24671 | [15 empty] | 0.08 | [5 empty] | 8.584 | [5 empty] | 0.046 | [9 empty] | 10.398 | [9 empty] | 23.6114 | [17 empty] | 0.529 | [15 empty] | 55.2733 | [15 empty] | 33.569 |  | 24.484 | [9 empty] | 0.043 | [13 empty] | 0.18049 | [13 empty] | 55.116 |  |  |  |  | 2019 | Bauer, M.E., Burisch, M., Ostendorf, J., Krause, J., Frenzel, M., Seifert, T., and Gutzmer, J. (2019). Trace element geochemistry of sphalerite in contrasting hydrothermal fluid systems of the Freiberg district, Germany: insights from LA-ICP-MS analysis, near-infrared light microthermometry of sphalerite-hosted fluid inclusions, and sulfur isotope geochemistry. Mineralium Deposita, 54, 237–262. |  | DEU | Saxony
| Freiberg mining district | kb veins, eb veins, fba veins | Magmatic hydrothermal | Intrusion-related | hydrothermal vein-style silver mineralization | Ag | Zn, Pb, In, Ge, Ga | Ag, Zn, Pb, In, Ge, Ga | Bauer et al., 2019 |  | eb18-4 | eb18-4 | underground mine |  |  |  |  | ore material | grab | grab | mineral separate | [5 empty] | mineralisation |  |  |  | sphalerite | [6 empty] | galena, pyrite, arsenopyrite, quartz, fluorite, carbonate | polished sections | LA-ICPMS, EMPA | JEOL JXA-8530F equipped with a field emission gun (FEG) and five wavelength-dispersive spectrometers (WDS); 193-nm New Wave Research Excimer laser and an Agilent 7500i quadrupole ICP-MS | Helmholtz Institute Freiberg for Resource Technology (HIF); Friedrich-Alexander-Universität Erlangen-Nürnberg | EPMA: accelerating voltage of 20 kV and a beam current of 30 nA, and a defocused beam of 15 μm diameter. LA-ICP-MS: plasma power of 1320 W, He (0.65 L/min) and Ar (1.09 L/min) as carrier gases, Ar as plasma (14.9 L/min) and auxiliary gas (0.9 L/min), oxide rates of <0.4% ThO+/Th+, repetition rate of 20 Hz, beam spot size of 25 μm, irradiance of 0.74 GW/cm2, fluence of 3.7 J/cm2, 20 s background measurement and 20 s sample ablation, 60-s retention time | MASS-1 (Wilson et al. 2002); NIST SRM 610 and 612 (Pearce et al. 1997); MASS-1 as external Ge standard (57.8±2.6 μg/g Ge); NBS-127, IAEA-S-1, IAEA-S-2, IAEA-S-3, and an in-house Ag2S reference material (sulfur isotopes) | 0.007 |  |  |  | 0.26463 | [15 empty] | 0.061 | [5 empty] | 0.26748 | [5 empty] | 0.074 | [9 empty] | 10.257 | [9 empty] | 23.2656 | [17 empty] | 0.484 | [15 empty] | 159.4151 | [15 empty] | 33.417 |  | 29.3094 | [9 empty] | 0.046 | [13 empty] | 0.17131 | [13 empty] | 55.08 |  |  |  |  | 2019 | Bauer, M.E., Burisch, M., Ostendorf, J., Krause, J., Frenzel, M., Seifert, T., and Gutzmer, J. (2019). Trace element geochemistry of sphalerite in contrasting hydrothermal fluid systems of the Freiberg district, Germany: insights from LA-ICP-MS analysis, near-infrared light microthermometry of sphalerite-hosted fluid inclusions, and sulfur isotope geochemistry. Mineralium Deposita, 54, 237–262. |  | DEU | Saxony
| Freiberg mining district | kb veins, eb veins, fba veins | Magmatic hydrothermal | Intrusion-related | hydrothermal vein-style silver mineralization | Ag | Zn, Pb, In, Ge, Ga | Ag, Zn, Pb, In, Ge, Ga | Bauer et al., 2019 |  | eb18-5 | eb18-5 | underground mine |  |  |  |  | ore material | grab | grab | mineral separate | [5 empty] | mineralisation |  |  |  | sphalerite | [6 empty] | galena, pyrite, arsenopyrite, quartz, fluorite, carbonate | polished sections | LA-ICPMS, EMPA | JEOL JXA-8530F equipped with a field emission gun (FEG) and five wavelength-dispersive spectrometers (WDS); 193-nm New Wave Research Excimer laser and an Agilent 7500i quadrupole ICP-MS | Helmholtz Institute Freiberg for Resource Technology (HIF); Friedrich-Alexander-Universität Erlangen-Nürnberg | EPMA: accelerating voltage of 20 kV and a beam current of 30 nA, and a defocused beam of 15 μm diameter. LA-ICP-MS: plasma power of 1320 W, He (0.65 L/min) and Ar (1.09 L/min) as carrier gases, Ar as plasma (14.9 L/min) and auxiliary gas (0.9 L/min), oxide rates of <0.4% ThO+/Th+, repetition rate of 20 Hz, beam spot size of 25 μm, irradiance of 0.74 GW/cm2, fluence of 3.7 J/cm2, 20 s background measurement and 20 s sample ablation, 60-s retention time | MASS-1 (Wilson et al. 2002); NIST SRM 610 and 612 (Pearce et al. 1997); MASS-1 as external Ge standard (57.8±2.6 μg/g Ge); NBS-127, IAEA-S-1, IAEA-S-2, IAEA-S-3, and an in-house Ag2S reference material (sulfur isotopes) |  |  |  |  | 0.66934 | [15 empty] | 0.072 | [5 empty] | 0.33662 | [5 empty] | 0.031 | [9 empty] | 10.196 | [9 empty] | 27.548 | [17 empty] | 0.492 | [15 empty] | 17.0034 | [15 empty] | 33.609 |  | 234.1188 | [9 empty] | 0.029 | [13 empty] | 0.069025 | [13 empty] | 55.474 |  |  |  |  | 2019 | Bauer, M.E., Burisch, M., Ostendorf, J., Krause, J., Frenzel, M., Seifert, T., and Gutzmer, J. (2019). Trace element geochemistry of sphalerite in contrasting hydrothermal fluid systems of the Freiberg district, Germany: insights from LA-ICP-MS analysis, near-infrared light microthermometry of sphalerite-hosted fluid inclusions, and sulfur isotope geochemistry. Mineralium Deposita, 54, 237–262. |  | DEU | Saxony
| Freiberg mining district | kb veins, eb veins, fba veins | Magmatic hydrothermal | Intrusion-related | hydrothermal vein-style silver mineralization | Ag | Zn, Pb, In, Ge, Ga | Ag, Zn, Pb, In, Ge, Ga | Bauer et al., 2019 |  | eb18-6 | eb18-6 | underground mine |  |  |  |  | ore material | grab | grab | mineral separate | [5 empty] | mineralisation |  |  |  | sphalerite | [6 empty] | galena, pyrite, arsenopyrite, quartz, fluorite, carbonate | polished sections | LA-ICPMS, EMPA | JEOL JXA-8530F equipped with a field emission gun (FEG) and five wavelength-dispersive spectrometers (WDS); 193-nm New Wave Research Excimer laser and an Agilent 7500i quadrupole ICP-MS | Helmholtz Institute Freiberg for Resource Technology (HIF); Friedrich-Alexander-Universität Erlangen-Nürnberg | EPMA: accelerating voltage of 20 kV and a beam current of 30 nA, and a defocused beam of 15 μm diameter. LA-ICP-MS: plasma power of 1320 W, He (0.65 L/min) and Ar (1.09 L/min) as carrier gases, Ar as plasma (14.9 L/min) and auxiliary gas (0.9 L/min), oxide rates of <0.4% ThO+/Th+, repetition rate of 20 Hz, beam spot size of 25 μm, irradiance of 0.74 GW/cm2, fluence of 3.7 J/cm2, 20 s background measurement and 20 s sample ablation, 60-s retention time | MASS-1 (Wilson et al. 2002); NIST SRM 610 and 612 (Pearce et al. 1997); MASS-1 as external Ge standard (57.8±2.6 μg/g Ge); NBS-127, IAEA-S-1, IAEA-S-2, IAEA-S-3, and an in-house Ag2S reference material (sulfur isotopes) | 0.01 |  |  |  | 0.27435 | [15 empty] | 0.085 | [5 empty] | 1.593 | [5 empty] | 0.342 | [9 empty] | 10.14 | [9 empty] | 22.4298 | [17 empty] | 0.722 | [15 empty] | 15.9244 | [15 empty] | 33.705 |  | 29.9593 | [9 empty] | 0.112 | [13 empty] | 0.040837 | [13 empty] | 54.905 |  |  |  |  | 2019 | Bauer, M.E., Burisch, M., Ostendorf, J., Krause, J., Frenzel, M., Seifert, T., and Gutzmer, J. (2019). Trace element geochemistry of sphalerite in contrasting hydrothermal fluid systems of the Freiberg district, Germany: insights from LA-ICP-MS analysis, near-infrared light microthermometry of sphalerite-hosted fluid inclusions, and sulfur isotope geochemistry. Mineralium Deposita, 54, 237–262. |  | DEU | Saxony
| Freiberg mining district | kb veins, eb veins, fba veins | Magmatic hydrothermal | Intrusion-related | hydrothermal vein-style silver mineralization | Ag | Zn, Pb, In, Ge, Ga | Ag, Zn, Pb, In, Ge, Ga | Bauer et al., 2019 |  | eb19-1 | eb19-1 | underground mine |  |  |  |  | ore material | grab | grab | mineral separate | [5 empty] | mineralisation |  |  |  | sphalerite | [6 empty] | galena, pyrite, arsenopyrite, quartz, fluorite, carbonate | polished sections | LA-ICPMS, EMPA | JEOL JXA-8530F equipped with a field emission gun (FEG) and five wavelength-dispersive spectrometers (WDS); 193-nm New Wave Research Excimer laser and an Agilent 7500i quadrupole ICP-MS | Helmholtz Institute Freiberg for Resource Technology (HIF); Friedrich-Alexander-Universität Erlangen-Nürnberg | EPMA: accelerating voltage of 20 kV and a beam current of 30 nA, and a defocused beam of 15 μm diameter. LA-ICP-MS: plasma power of 1320 W, He (0.65 L/min) and Ar (1.09 L/min) as carrier gases, Ar as plasma (14.9 L/min) and auxiliary gas (0.9 L/min), oxide rates of <0.4% ThO+/Th+, repetition rate of 20 Hz, beam spot size of 25 μm, irradiance of 0.74 GW/cm2, fluence of 3.7 J/cm2, 20 s background measurement and 20 s sample ablation, 60-s retention time | MASS-1 (Wilson et al. 2002); NIST SRM 610 and 612 (Pearce et al. 1997); MASS-1 as external Ge standard (57.8±2.6 μg/g Ge); NBS-127, IAEA-S-1, IAEA-S-2, IAEA-S-3, and an in-house Ag2S reference material (sulfur isotopes) |  |  |  |  | 0.53415 | [21 empty] | 0.073494 | [15 empty] | 10.657 | [9 empty] | 25.2999 | [17 empty] | 0.268 | [15 empty] | 0.49573 | [15 empty] | 33.548 |  | 247.8561 | [23 empty] | 0.016977 | [13 empty] | 55.474 |  |  |  |  | 2019 | Bauer, M.E., Burisch, M., Ostendorf, J., Krause, J., Frenzel, M., Seifert, T., and Gutzmer, J. (2019). Trace element geochemistry of sphalerite in contrasting hydrothermal fluid systems of the Freiberg district, Germany: insights from LA-ICP-MS analysis, near-infrared light microthermometry of sphalerite-hosted fluid inclusions, and sulfur isotope geochemistry. Mineralium Deposita, 54, 237–262. |  | DEU | Saxony
| Freiberg mining district | kb veins, eb veins, fba veins | Magmatic hydrothermal | Intrusion-related | hydrothermal vein-style silver mineralization | Ag | Zn, Pb, In, Ge, Ga | Ag, Zn, Pb, In, Ge, Ga | Bauer et al., 2019 |  | eb19-2 | eb19-2 | underground mine |  |  |  |  | ore material | grab | grab | mineral separate | [5 empty] | mineralisation |  |  |  | sphalerite | [6 empty] | galena, pyrite, arsenopyrite, quartz, fluorite, carbonate | polished sections | LA-ICPMS, EMPA | JEOL JXA-8530F equipped with a field emission gun (FEG) and five wavelength-dispersive spectrometers (WDS); 193-nm New Wave Research Excimer laser and an Agilent 7500i quadrupole ICP-MS | Helmholtz Institute Freiberg for Resource Technology (HIF); Friedrich-Alexander-Universität Erlangen-Nürnberg | EPMA: accelerating voltage of 20 kV and a beam current of 30 nA, and a defocused beam of 15 μm diameter. LA-ICP-MS: plasma power of 1320 W, He (0.65 L/min) and Ar (1.09 L/min) as carrier gases, Ar as plasma (14.9 L/min) and auxiliary gas (0.9 L/min), oxide rates of <0.4% ThO+/Th+, repetition rate of 20 Hz, beam spot size of 25 μm, irradiance of 0.74 GW/cm2, fluence of 3.7 J/cm2, 20 s background measurement and 20 s sample ablation, 60-s retention time | MASS-1 (Wilson et al. 2002); NIST SRM 610 and 612 (Pearce et al. 1997); MASS-1 as external Ge standard (57.8±2.6 μg/g Ge); NBS-127, IAEA-S-1, IAEA-S-2, IAEA-S-3, and an in-house Ag2S reference material (sulfur isotopes) | [26 empty] | 0.045325 | [15 empty] | 10.658 | [9 empty] | 29.3128 | [17 empty] | 0.258 | [15 empty] | 0.24177 | [15 empty] | 33.408 |  | 0.073434 | [23 empty] | 0.013917 | [13 empty] | 55.159 |  |  |  |  | 2019 | Bauer, M.E., Burisch, M., Ostendorf, J., Krause, J., Frenzel, M., Seifert, T., and Gutzmer, J. (2019). Trace element geochemistry of sphalerite in contrasting hydrothermal fluid systems of the Freiberg district, Germany: insights from LA-ICP-MS analysis, near-infrared light microthermometry of sphalerite-hosted fluid inclusions, and sulfur isotope geochemistry. Mineralium Deposita, 54, 237–262. |  | DEU | Saxony
| Freiberg mining district | kb veins, eb veins, fba veins | Magmatic hydrothermal | Intrusion-related | hydrothermal vein-style silver mineralization | Ag | Zn, Pb, In, Ge, Ga | Ag, Zn, Pb, In, Ge, Ga | Bauer et al., 2019 |  | eb19-3 | eb19-3 | underground mine |  |  |  |  | ore material | grab | grab | mineral separate | [5 empty] | mineralisation |  |  |  | sphalerite | [6 empty] | galena, pyrite, arsenopyrite, quartz, fluorite, carbonate | polished sections | LA-ICPMS, EMPA | JEOL JXA-8530F equipped with a field emission gun (FEG) and five wavelength-dispersive spectrometers (WDS); 193-nm New Wave Research Excimer laser and an Agilent 7500i quadrupole ICP-MS | Helmholtz Institute Freiberg for Resource Technology (HIF); Friedrich-Alexander-Universität Erlangen-Nürnberg | EPMA: accelerating voltage of 20 kV and a beam current of 30 nA, and a defocused beam of 15 μm diameter. LA-ICP-MS: plasma power of 1320 W, He (0.65 L/min) and Ar (1.09 L/min) as carrier gases, Ar as plasma (14.9 L/min) and auxiliary gas (0.9 L/min), oxide rates of <0.4% ThO+/Th+, repetition rate of 20 Hz, beam spot size of 25 μm, irradiance of 0.74 GW/cm2, fluence of 3.7 J/cm2, 20 s background measurement and 20 s sample ablation, 60-s retention time | MASS-1 (Wilson et al. 2002); NIST SRM 610 and 612 (Pearce et al. 1997); MASS-1 as external Ge standard (57.8±2.6 μg/g Ge); NBS-127, IAEA-S-1, IAEA-S-2, IAEA-S-3, and an in-house Ag2S reference material (sulfur isotopes) | [20 empty] | 0.016 | [5 empty] | 0.097542 | [15 empty] | 11.871 | [9 empty] | 17.6091 | [17 empty] | 0.303 | [15 empty] | 0.26444 | [15 empty] | 33.689 |  | 0.039938 | [37 empty] | 53.983 |  |  |  |  | 2019 | Bauer, M.E., Burisch, M., Ostendorf, J., Krause, J., Frenzel, M., Seifert, T., and Gutzmer, J. (2019). Trace element geochemistry of sphalerite in contrasting hydrothermal fluid systems of the Freiberg district, Germany: insights from LA-ICP-MS analysis, near-infrared light microthermometry of sphalerite-hosted fluid inclusions, and sulfur isotope geochemistry. Mineralium Deposita, 54, 237–262. |  | DEU | Saxony
| Freiberg mining district | kb veins, eb veins, fba veins | Magmatic hydrothermal | Intrusion-related | hydrothermal vein-style silver mineralization | Ag | Zn, Pb, In, Ge, Ga | Ag, Zn, Pb, In, Ge, Ga | Bauer et al., 2019 |  | eb19-4 | eb19-4 | underground mine |  |  |  |  | ore material | grab | grab | mineral separate | [5 empty] | mineralisation |  |  |  | sphalerite | [6 empty] | galena, pyrite, arsenopyrite, quartz, fluorite, carbonate | polished sections | LA-ICPMS, EMPA | JEOL JXA-8530F equipped with a field emission gun (FEG) and five wavelength-dispersive spectrometers (WDS); 193-nm New Wave Research Excimer laser and an Agilent 7500i quadrupole ICP-MS | Helmholtz Institute Freiberg for Resource Technology (HIF); Friedrich-Alexander-Universität Erlangen-Nürnberg | EPMA: accelerating voltage of 20 kV and a beam current of 30 nA, and a defocused beam of 15 μm diameter. LA-ICP-MS: plasma power of 1320 W, He (0.65 L/min) and Ar (1.09 L/min) as carrier gases, Ar as plasma (14.9 L/min) and auxiliary gas (0.9 L/min), oxide rates of <0.4% ThO+/Th+, repetition rate of 20 Hz, beam spot size of 25 μm, irradiance of 0.74 GW/cm2, fluence of 3.7 J/cm2, 20 s background measurement and 20 s sample ablation, 60-s retention time | MASS-1 (Wilson et al. 2002); NIST SRM 610 and 612 (Pearce et al. 1997); MASS-1 as external Ge standard (57.8±2.6 μg/g Ge); NBS-127, IAEA-S-1, IAEA-S-2, IAEA-S-3, and an in-house Ag2S reference material (sulfur isotopes) |  |  |  |  | 0.27746 | [21 empty] | 0.023971 | [5 empty] | 0.023 | [9 empty] | 11.258 | [9 empty] | 19.0384 | [17 empty] | 0.341 | [15 empty] | 7.9104 | [15 empty] | 33.697 |  | 1.446 | [23 empty] | 0.017219 | [13 empty] | 54.563 |  |  |  |  | 2019 | Bauer, M.E., Burisch, M., Ostendorf, J., Krause, J., Frenzel, M., Seifert, T., and Gutzmer, J. (2019). Trace element geochemistry of sphalerite in contrasting hydrothermal fluid systems of the Freiberg district, Germany: insights from LA-ICP-MS analysis, near-infrared light microthermometry of sphalerite-hosted fluid inclusions, and sulfur isotope geochemistry. Mineralium Deposita, 54, 237–262. |  | DEU | Saxony
| Freiberg mining district | kb veins, eb veins, fba veins | Magmatic hydrothermal | Intrusion-related | hydrothermal vein-style silver mineralization | Ag | Zn, Pb, In, Ge, Ga | Ag, Zn, Pb, In, Ge, Ga | Bauer et al., 2019 |  | eb19-5 | eb19-5 | underground mine |  |  |  |  | ore material | grab | grab | mineral separate | [5 empty] | mineralisation |  |  |  | sphalerite | [6 empty] | galena, pyrite, arsenopyrite, quartz, fluorite, carbonate | polished sections | LA-ICPMS, EMPA | JEOL JXA-8530F equipped with a field emission gun (FEG) and five wavelength-dispersive spectrometers (WDS); 193-nm New Wave Research Excimer laser and an Agilent 7500i quadrupole ICP-MS | Helmholtz Institute Freiberg for Resource Technology (HIF); Friedrich-Alexander-Universität Erlangen-Nürnberg | EPMA: accelerating voltage of 20 kV and a beam current of 30 nA, and a defocused beam of 15 μm diameter. LA-ICP-MS: plasma power of 1320 W, He (0.65 L/min) and Ar (1.09 L/min) as carrier gases, Ar as plasma (14.9 L/min) and auxiliary gas (0.9 L/min), oxide rates of <0.4% ThO+/Th+, repetition rate of 20 Hz, beam spot size of 25 μm, irradiance of 0.74 GW/cm2, fluence of 3.7 J/cm2, 20 s background measurement and 20 s sample ablation, 60-s retention time | MASS-1 (Wilson et al. 2002); NIST SRM 610 and 612 (Pearce et al. 1997); MASS-1 as external Ge standard (57.8±2.6 μg/g Ge); NBS-127, IAEA-S-1, IAEA-S-2, IAEA-S-3, and an in-house Ag2S reference material (sulfur isotopes) | 0.03 | [19 empty] | 0.142 | [11 empty] | 0.213 | [9 empty] | 1.449 | [9 empty] | 305.8589 | [17 empty] | 0.031 | [15 empty] | 21.4724 | [15 empty] | 32.846 |  | 80.1845 | [9 empty] | 0.006 | [13 empty] | 0.3176 | [13 empty] | 65.015 |  |  |  |  | 2019 | Bauer, M.E., Burisch, M., Ostendorf, J., Krause, J., Frenzel, M., Seifert, T., and Gutzmer, J. (2019). Trace element geochemistry of sphalerite in contrasting hydrothermal fluid systems of the Freiberg district, Germany: insights from LA-ICP-MS analysis, near-infrared light microthermometry of sphalerite-hosted fluid inclusions, and sulfur isotope geochemistry. Mineralium Deposita, 54, 237–262. |  | DEU | Saxony
| Freiberg mining district | kb veins, eb veins, fba veins | Magmatic hydrothermal | Intrusion-related | hydrothermal vein-style silver mineralization | Ag | Zn, Pb, In, Ge, Ga | Ag, Zn, Pb, In, Ge, Ga | Bauer et al., 2019 |  | eb19-6 | eb19-6 | underground mine |  |  |  |  | ore material | grab | grab | mineral separate | [5 empty] | mineralisation |  |  |  | sphalerite | [6 empty] | galena, pyrite, arsenopyrite, quartz, fluorite, carbonate | polished sections | LA-ICPMS, EMPA | JEOL JXA-8530F equipped with a field emission gun (FEG) and five wavelength-dispersive spectrometers (WDS); 193-nm New Wave Research Excimer laser and an Agilent 7500i quadrupole ICP-MS | Helmholtz Institute Freiberg for Resource Technology (HIF); Friedrich-Alexander-Universität Erlangen-Nürnberg | EPMA: accelerating voltage of 20 kV and a beam current of 30 nA, and a defocused beam of 15 μm diameter. LA-ICP-MS: plasma power of 1320 W, He (0.65 L/min) and Ar (1.09 L/min) as carrier gases, Ar as plasma (14.9 L/min) and auxiliary gas (0.9 L/min), oxide rates of <0.4% ThO+/Th+, repetition rate of 20 Hz, beam spot size of 25 μm, irradiance of 0.74 GW/cm2, fluence of 3.7 J/cm2, 20 s background measurement and 20 s sample ablation, 60-s retention time | MASS-1 (Wilson et al. 2002); NIST SRM 610 and 612 (Pearce et al. 1997); MASS-1 as external Ge standard (57.8±2.6 μg/g Ge); NBS-127, IAEA-S-1, IAEA-S-2, IAEA-S-3, and an in-house Ag2S reference material (sulfur isotopes) |  |  |  |  | 0.14261 | [15 empty] | 0.013 | [5 empty] | 0.48338 | [5 empty] | 0.001 | [9 empty] | 12.142 | [9 empty] | 11.5424 | [17 empty] | 1.163 | [15 empty] | 0.27613 | [15 empty] | 33.376 |  | 0.21249 |  |  |  | 0.82665 | [33 empty] | 52.845 |  |  |  |  | 2019 | Bauer, M.E., Burisch, M., Ostendorf, J., Krause, J., Frenzel, M., Seifert, T., and Gutzmer, J. (2019). Trace element geochemistry of sphalerite in contrasting hydrothermal fluid systems of the Freiberg district, Germany: insights from LA-ICP-MS analysis, near-infrared light microthermometry of sphalerite-hosted fluid inclusions, and sulfur isotope geochemistry. Mineralium Deposita, 54, 237–262. |  | DEU | Saxony
| Freiberg mining district | kb veins, eb veins, fba veins | Magmatic hydrothermal | Intrusion-related | hydrothermal vein-style silver mineralization | Ag | Zn, Pb, In, Ge, Ga | Ag, Zn, Pb, In, Ge, Ga | Bauer et al., 2019 |  | eb19-7 | eb19-7 | underground mine |  |  |  |  | ore material | grab | grab | mineral separate | [5 empty] | mineralisation |  |  |  | sphalerite | [6 empty] | galena, pyrite, arsenopyrite, quartz, fluorite, carbonate | polished sections | LA-ICPMS, EMPA | JEOL JXA-8530F equipped with a field emission gun (FEG) and five wavelength-dispersive spectrometers (WDS); 193-nm New Wave Research Excimer laser and an Agilent 7500i quadrupole ICP-MS | Helmholtz Institute Freiberg for Resource Technology (HIF); Friedrich-Alexander-Universität Erlangen-Nürnberg | EPMA: accelerating voltage of 20 kV and a beam current of 30 nA, and a defocused beam of 15 μm diameter. LA-ICP-MS: plasma power of 1320 W, He (0.65 L/min) and Ar (1.09 L/min) as carrier gases, Ar as plasma (14.9 L/min) and auxiliary gas (0.9 L/min), oxide rates of <0.4% ThO+/Th+, repetition rate of 20 Hz, beam spot size of 25 μm, irradiance of 0.74 GW/cm2, fluence of 3.7 J/cm2, 20 s background measurement and 20 s sample ablation, 60-s retention time | MASS-1 (Wilson et al. 2002); NIST SRM 610 and 612 (Pearce et al. 1997); MASS-1 as external Ge standard (57.8±2.6 μg/g Ge); NBS-127, IAEA-S-1, IAEA-S-2, IAEA-S-3, and an in-house Ag2S reference material (sulfur isotopes) | 0.001 |  |  |  | 4.444 | [15 empty] | 0.2 | [5 empty] | 1.4186 | [15 empty] | 0.188 | [9 empty] | 114.1108 | [17 empty] | 0.009 | [15 empty] | 22.3391 | [15 empty] | 32.906 |  | 50.0574 |  |  |  | 0.93907 | [19 empty] | 0.089079 | [13 empty] | 66.535 |  |  |  |  | 2019 | Bauer, M.E., Burisch, M., Ostendorf, J., Krause, J., Frenzel, M., Seifert, T., and Gutzmer, J. (2019). Trace element geochemistry of sphalerite in contrasting hydrothermal fluid systems of the Freiberg district, Germany: insights from LA-ICP-MS analysis, near-infrared light microthermometry of sphalerite-hosted fluid inclusions, and sulfur isotope geochemistry. Mineralium Deposita, 54, 237–262. |  | DEU | Saxony
| Freiberg mining district | kb veins, eb veins, fba veins | Magmatic hydrothermal | Intrusion-related | hydrothermal vein-style silver mineralization | Ag | Zn, Pb, In, Ge, Ga | Ag, Zn, Pb, In, Ge, Ga | Bauer et al., 2019 |  | eb19-8 | eb19-8 | underground mine |  |  |  |  | ore material | grab | grab | mineral separate | [5 empty] | mineralisation |  |  |  | sphalerite | [6 empty] | galena, pyrite, arsenopyrite, quartz, fluorite, carbonate | polished sections | LA-ICPMS, EMPA | JEOL JXA-8530F equipped with a field emission gun (FEG) and five wavelength-dispersive spectrometers (WDS); 193-nm New Wave Research Excimer laser and an Agilent 7500i quadrupole ICP-MS | Helmholtz Institute Freiberg for Resource Technology (HIF); Friedrich-Alexander-Universität Erlangen-Nürnberg | EPMA: accelerating voltage of 20 kV and a beam current of 30 nA, and a defocused beam of 15 μm diameter. LA-ICP-MS: plasma power of 1320 W, He (0.65 L/min) and Ar (1.09 L/min) as carrier gases, Ar as plasma (14.9 L/min) and auxiliary gas (0.9 L/min), oxide rates of <0.4% ThO+/Th+, repetition rate of 20 Hz, beam spot size of 25 μm, irradiance of 0.74 GW/cm2, fluence of 3.7 J/cm2, 20 s background measurement and 20 s sample ablation, 60-s retention time | MASS-1 (Wilson et al. 2002); NIST SRM 610 and 612 (Pearce et al. 1997); MASS-1 as external Ge standard (57.8±2.6 μg/g Ge); NBS-127, IAEA-S-1, IAEA-S-2, IAEA-S-3, and an in-house Ag2S reference material (sulfur isotopes) | 0.055 |  |  |  | 9.5708 | [15 empty] | 0.143 | [5 empty] | 3.6071 | [5 empty] | 0.049 | [9 empty] | 0.286 | [9 empty] | 117.7202 | [17 empty] | 0.017 | [15 empty] | 85.1489 | [15 empty] | 32.868 |  | 255.7442 |  |  |  | 0.91053 | [19 empty] | 0.28606 | [13 empty] | 66.257 |  |  |  |  | 2019 | Bauer, M.E., Burisch, M., Ostendorf, J., Krause, J., Frenzel, M., Seifert, T., and Gutzmer, J. (2019). Trace element geochemistry of sphalerite in contrasting hydrothermal fluid systems of the Freiberg district, Germany: insights from LA-ICP-MS analysis, near-infrared light microthermometry of sphalerite-hosted fluid inclusions, and sulfur isotope geochemistry. Mineralium Deposita, 54, 237–262. |  | DEU | Saxony
| Freiberg mining district | kb veins, eb veins, fba veins | Magmatic hydrothermal | Intrusion-related | hydrothermal vein-style silver mineralization | Ag | Zn, Pb, In, Ge, Ga | Ag, Zn, Pb, In, Ge, Ga | Bauer et al., 2019 |  | eb19-9 | eb19-9 | underground mine |  |  |  |  | ore material | grab | grab | mineral separate | [5 empty] | mineralisation |  |  |  | sphalerite | [6 empty] | galena, pyrite, arsenopyrite, quartz, fluorite, carbonate | polished sections | LA-ICPMS, EMPA | JEOL JXA-8530F equipped with a field emission gun (FEG) and five wavelength-dispersive spectrometers (WDS); 193-nm New Wave Research Excimer laser and an Agilent 7500i quadrupole ICP-MS | Helmholtz Institute Freiberg for Resource Technology (HIF); Friedrich-Alexander-Universität Erlangen-Nürnberg | EPMA: accelerating voltage of 20 kV and a beam current of 30 nA, and a defocused beam of 15 μm diameter. LA-ICP-MS: plasma power of 1320 W, He (0.65 L/min) and Ar (1.09 L/min) as carrier gases, Ar as plasma (14.9 L/min) and auxiliary gas (0.9 L/min), oxide rates of <0.4% ThO+/Th+, repetition rate of 20 Hz, beam spot size of 25 μm, irradiance of 0.74 GW/cm2, fluence of 3.7 J/cm2, 20 s background measurement and 20 s sample ablation, 60-s retention time | MASS-1 (Wilson et al. 2002); NIST SRM 610 and 612 (Pearce et al. 1997); MASS-1 as external Ge standard (57.8±2.6 μg/g Ge); NBS-127, IAEA-S-1, IAEA-S-2, IAEA-S-3, and an in-house Ag2S reference material (sulfur isotopes) |  |  |  |  | 0.14284 | [21 empty] | 0.20593 | [15 empty] | 10.418 | [9 empty] | 20.4789 | [17 empty] | 0.321 | [15 empty] | 2.0481 | [15 empty] | 33.39 |  | 15.1031 | [23 empty] | 0.01859 | [13 empty] | 55.676 |  |  |  |  | 2019 | Bauer, M.E., Burisch, M., Ostendorf, J., Krause, J., Frenzel, M., Seifert, T., and Gutzmer, J. (2019). Trace element geochemistry of sphalerite in contrasting hydrothermal fluid systems of the Freiberg district, Germany: insights from LA-ICP-MS analysis, near-infrared light microthermometry of sphalerite-hosted fluid inclusions, and sulfur isotope geochemistry. Mineralium Deposita, 54, 237–262. |  | DEU | Saxony
| Freiberg mining district | kb veins, eb veins, fba veins | Magmatic hydrothermal | Intrusion-related | hydrothermal vein-style silver mineralization | Ag | Zn, Pb, In, Ge, Ga | Ag, Zn, Pb, In, Ge, Ga | Bauer et al., 2019 |  | eb19-10 | eb19-10 | underground mine |  |  |  |  | ore material | grab | grab | mineral separate | [5 empty] | mineralisation |  |  |  | sphalerite | [6 empty] | galena, pyrite, arsenopyrite, quartz, fluorite, carbonate | polished sections | LA-ICPMS, EMPA | JEOL JXA-8530F equipped with a field emission gun (FEG) and five wavelength-dispersive spectrometers (WDS); 193-nm New Wave Research Excimer laser and an Agilent 7500i quadrupole ICP-MS | Helmholtz Institute Freiberg for Resource Technology (HIF); Friedrich-Alexander-Universität Erlangen-Nürnberg | EPMA: accelerating voltage of 20 kV and a beam current of 30 nA, and a defocused beam of 15 μm diameter. LA-ICP-MS: plasma power of 1320 W, He (0.65 L/min) and Ar (1.09 L/min) as carrier gases, Ar as plasma (14.9 L/min) and auxiliary gas (0.9 L/min), oxide rates of <0.4% ThO+/Th+, repetition rate of 20 Hz, beam spot size of 25 μm, irradiance of 0.74 GW/cm2, fluence of 3.7 J/cm2, 20 s background measurement and 20 s sample ablation, 60-s retention time | MASS-1 (Wilson et al. 2002); NIST SRM 610 and 612 (Pearce et al. 1997); MASS-1 as external Ge standard (57.8±2.6 μg/g Ge); NBS-127, IAEA-S-1, IAEA-S-2, IAEA-S-3, and an in-house Ag2S reference material (sulfur isotopes) |  |  |  |  | 0.13801 | [21 empty] | 0.31218 | [15 empty] | 11.358 | [9 empty] | 13.1414 | [17 empty] | 0.345 | [15 empty] | 0.18351 | [15 empty] | 33.462 | [11 empty] | 0.004 | [27 empty] | 54.451 |  |  |  |  | 2019 | Bauer, M.E., Burisch, M., Ostendorf, J., Krause, J., Frenzel, M., Seifert, T., and Gutzmer, J. (2019). Trace element geochemistry of sphalerite in contrasting hydrothermal fluid systems of the Freiberg district, Germany: insights from LA-ICP-MS analysis, near-infrared light microthermometry of sphalerite-hosted fluid inclusions, and sulfur isotope geochemistry. Mineralium Deposita, 54, 237–262. |  | DEU | Saxony
| Freiberg mining district | kb veins, eb veins, fba veins | Magmatic hydrothermal | Intrusion-related | hydrothermal vein-style silver mineralization | Ag | Zn, Pb, In, Ge, Ga | Ag, Zn, Pb, In, Ge, Ga | Bauer et al., 2019 |  | eb19-11 | eb19-11 | underground mine |  |  |  |  | ore material | grab | grab | mineral separate | [5 empty] | mineralisation |  |  |  | sphalerite | [6 empty] | galena, pyrite, arsenopyrite, quartz, fluorite, carbonate | polished sections | LA-ICPMS, EMPA | JEOL JXA-8530F equipped with a field emission gun (FEG) and five wavelength-dispersive spectrometers (WDS); 193-nm New Wave Research Excimer laser and an Agilent 7500i quadrupole ICP-MS | Helmholtz Institute Freiberg for Resource Technology (HIF); Friedrich-Alexander-Universität Erlangen-Nürnberg | EPMA: accelerating voltage of 20 kV and a beam current of 30 nA, and a defocused beam of 15 μm diameter. LA-ICP-MS: plasma power of 1320 W, He (0.65 L/min) and Ar (1.09 L/min) as carrier gases, Ar as plasma (14.9 L/min) and auxiliary gas (0.9 L/min), oxide rates of <0.4% ThO+/Th+, repetition rate of 20 Hz, beam spot size of 25 μm, irradiance of 0.74 GW/cm2, fluence of 3.7 J/cm2, 20 s background measurement and 20 s sample ablation, 60-s retention time | MASS-1 (Wilson et al. 2002); NIST SRM 610 and 612 (Pearce et al. 1997); MASS-1 as external Ge standard (57.8±2.6 μg/g Ge); NBS-127, IAEA-S-1, IAEA-S-2, IAEA-S-3, and an in-house Ag2S reference material (sulfur isotopes) |  |  |  |  | 171.5922 | [21 empty] | 0.24125 | [15 empty] | 11.877 | [9 empty] | 20.1056 | [17 empty] | 1.107 | [15 empty] | 6.1466 | [15 empty] | 33.422 |  | 1043.8647 | [9 empty] | 0.003 | [13 empty] | 0.1609 | [13 empty] | 53.165 |  |  |  |  | 2019 | Bauer, M.E., Burisch, M., Ostendorf, J., Krause, J., Frenzel, M., Seifert, T., and Gutzmer, J. (2019). Trace element geochemistry of sphalerite in contrasting hydrothermal fluid systems of the Freiberg district, Germany: insights from LA-ICP-MS analysis, near-infrared light microthermometry of sphalerite-hosted fluid inclusions, and sulfur isotope geochemistry. Mineralium Deposita, 54, 237–262. |  | DEU | Saxony
| Freiberg mining district | kb veins, eb veins, fba veins | Magmatic hydrothermal | Intrusion-related | hydrothermal vein-style silver mineralization | Ag | Zn, Pb, In, Ge, Ga | Ag, Zn, Pb, In, Ge, Ga | Bauer et al., 2019 |  | eb19-12 | eb19-12 | underground mine |  |  |  |  | ore material | grab | grab | mineral separate | [5 empty] | mineralisation |  |  |  | sphalerite | [6 empty] | galena, pyrite, arsenopyrite, quartz, fluorite, carbonate | polished sections | LA-ICPMS, EMPA | JEOL JXA-8530F equipped with a field emission gun (FEG) and five wavelength-dispersive spectrometers (WDS); 193-nm New Wave Research Excimer laser and an Agilent 7500i quadrupole ICP-MS | Helmholtz Institute Freiberg for Resource Technology (HIF); Friedrich-Alexander-Universität Erlangen-Nürnberg | EPMA: accelerating voltage of 20 kV and a beam current of 30 nA, and a defocused beam of 15 μm diameter. LA-ICP-MS: plasma power of 1320 W, He (0.65 L/min) and Ar (1.09 L/min) as carrier gases, Ar as plasma (14.9 L/min) and auxiliary gas (0.9 L/min), oxide rates of <0.4% ThO+/Th+, repetition rate of 20 Hz, beam spot size of 25 μm, irradiance of 0.74 GW/cm2, fluence of 3.7 J/cm2, 20 s background measurement and 20 s sample ablation, 60-s retention time | MASS-1 (Wilson et al. 2002); NIST SRM 610 and 612 (Pearce et al. 1997); MASS-1 as external Ge standard (57.8±2.6 μg/g Ge); NBS-127, IAEA-S-1, IAEA-S-2, IAEA-S-3, and an in-house Ag2S reference material (sulfur isotopes) |  |  |  |  | 0.1592 | [21 empty] | 0.22146 | [5 empty] | 0.002 | [9 empty] | 12.004 | [9 empty] | 22.3491 | [17 empty] | 1.152 | [15 empty] | 0.25381 | [15 empty] | 33.572 |  | 0.37093 |  |  |  | 0.54871 | [33 empty] | 53.172 |  |  |  |  | 2019 | Bauer, M.E., Burisch, M., Ostendorf, J., Krause, J., Frenzel, M., Seifert, T., and Gutzmer, J. (2019). Trace element geochemistry of sphalerite in contrasting hydrothermal fluid systems of the Freiberg district, Germany: insights from LA-ICP-MS analysis, near-infrared light microthermometry of sphalerite-hosted fluid inclusions, and sulfur isotope geochemistry. Mineralium Deposita, 54, 237–262. |  | DEU | Saxony
| Freiberg mining district | kb veins, eb veins, fba veins | Magmatic hydrothermal | Intrusion-related | hydrothermal vein-style silver mineralization | Ag | Zn, Pb, In, Ge, Ga | Ag, Zn, Pb, In, Ge, Ga | Bauer et al., 2019 |  | eb19-13 | eb19-13 | underground mine |  |  |  |  | ore material | grab | grab | mineral separate | [5 empty] | mineralisation |  |  |  | sphalerite | [6 empty] | galena, pyrite, arsenopyrite, quartz, fluorite, carbonate | polished sections | LA-ICPMS, EMPA | JEOL JXA-8530F equipped with a field emission gun (FEG) and five wavelength-dispersive spectrometers (WDS); 193-nm New Wave Research Excimer laser and an Agilent 7500i quadrupole ICP-MS | Helmholtz Institute Freiberg for Resource Technology (HIF); Friedrich-Alexander-Universität Erlangen-Nürnberg | EPMA: accelerating voltage of 20 kV and a beam current of 30 nA, and a defocused beam of 15 μm diameter. LA-ICP-MS: plasma power of 1320 W, He (0.65 L/min) and Ar (1.09 L/min) as carrier gases, Ar as plasma (14.9 L/min) and auxiliary gas (0.9 L/min), oxide rates of <0.4% ThO+/Th+, repetition rate of 20 Hz, beam spot size of 25 μm, irradiance of 0.74 GW/cm2, fluence of 3.7 J/cm2, 20 s background measurement and 20 s sample ablation, 60-s retention time | MASS-1 (Wilson et al. 2002); NIST SRM 610 and 612 (Pearce et al. 1997); MASS-1 as external Ge standard (57.8±2.6 μg/g Ge); NBS-127, IAEA-S-1, IAEA-S-2, IAEA-S-3, and an in-house Ag2S reference material (sulfur isotopes) |  |  |  |  | 0.267 | [21 empty] | 0.50149 | [15 empty] | 10.433 | [9 empty] | 34.2461 | [17 empty] | 0.307 | [15 empty] | 0.66155 | [15 empty] | 33.562 |  | 6.322 | [37 empty] | 55.353 |  |  |  |  | 2019 | Bauer, M.E., Burisch, M., Ostendorf, J., Krause, J., Frenzel, M., Seifert, T., and Gutzmer, J. (2019). Trace element geochemistry of sphalerite in contrasting hydrothermal fluid systems of the Freiberg district, Germany: insights from LA-ICP-MS analysis, near-infrared light microthermometry of sphalerite-hosted fluid inclusions, and sulfur isotope geochemistry. Mineralium Deposita, 54, 237–262. |  | DEU | Saxony
| Freiberg mining district | kb veins, eb veins, fba veins | Magmatic hydrothermal | Intrusion-related | hydrothermal vein-style silver mineralization | Ag | Zn, Pb, In, Ge, Ga | Ag, Zn, Pb, In, Ge, Ga | Bauer et al., 2019 |  | eb19-14 | eb19-14 | underground mine |  |  |  |  | ore material | grab | grab | mineral separate | [5 empty] | mineralisation |  |  |  | sphalerite | [6 empty] | galena, pyrite, arsenopyrite, quartz, fluorite, carbonate | polished sections | LA-ICPMS, EMPA | JEOL JXA-8530F equipped with a field emission gun (FEG) and five wavelength-dispersive spectrometers (WDS); 193-nm New Wave Research Excimer laser and an Agilent 7500i quadrupole ICP-MS | Helmholtz Institute Freiberg for Resource Technology (HIF); Friedrich-Alexander-Universität Erlangen-Nürnberg | EPMA: accelerating voltage of 20 kV and a beam current of 30 nA, and a defocused beam of 15 μm diameter. LA-ICP-MS: plasma power of 1320 W, He (0.65 L/min) and Ar (1.09 L/min) as carrier gases, Ar as plasma (14.9 L/min) and auxiliary gas (0.9 L/min), oxide rates of <0.4% ThO+/Th+, repetition rate of 20 Hz, beam spot size of 25 μm, irradiance of 0.74 GW/cm2, fluence of 3.7 J/cm2, 20 s background measurement and 20 s sample ablation, 60-s retention time | MASS-1 (Wilson et al. 2002); NIST SRM 610 and 612 (Pearce et al. 1997); MASS-1 as external Ge standard (57.8±2.6 μg/g Ge); NBS-127, IAEA-S-1, IAEA-S-2, IAEA-S-3, and an in-house Ag2S reference material (sulfur isotopes) |  |  |  |  | 0.14034 | [21 empty] | 0.25051 | [15 empty] | 10.857 | [9 empty] | 29.1569 | [17 empty] | 0.305 | [15 empty] | 108.654 | [15 empty] | 33.587 |  | 95.0398 | [37 empty] | 54.937 |  |  |  |  | 2019 | Bauer, M.E., Burisch, M., Ostendorf, J., Krause, J., Frenzel, M., Seifert, T., and Gutzmer, J. (2019). Trace element geochemistry of sphalerite in contrasting hydrothermal fluid systems of the Freiberg district, Germany: insights from LA-ICP-MS analysis, near-infrared light microthermometry of sphalerite-hosted fluid inclusions, and sulfur isotope geochemistry. Mineralium Deposita, 54, 237–262. |  | DEU | Saxony
| Freiberg mining district | kb veins, eb veins, fba veins | Magmatic hydrothermal | Intrusion-related | hydrothermal vein-style silver mineralization | Ag | Zn, Pb, In, Ge, Ga | Ag, Zn, Pb, In, Ge, Ga | Bauer et al., 2019 |  | eb20-1 | eb20-1 | underground mine |  |  |  |  | ore material | grab | grab | mineral separate | [5 empty] | mineralisation |  |  |  | sphalerite | [6 empty] | galena, pyrite, arsenopyrite, quartz, fluorite, carbonate | polished sections | LA-ICPMS, EMPA | JEOL JXA-8530F equipped with a field emission gun (FEG) and five wavelength-dispersive spectrometers (WDS); 193-nm New Wave Research Excimer laser and an Agilent 7500i quadrupole ICP-MS | Helmholtz Institute Freiberg for Resource Technology (HIF); Friedrich-Alexander-Universität Erlangen-Nürnberg | EPMA: accelerating voltage of 20 kV and a beam current of 30 nA, and a defocused beam of 15 μm diameter. LA-ICP-MS: plasma power of 1320 W, He (0.65 L/min) and Ar (1.09 L/min) as carrier gases, Ar as plasma (14.9 L/min) and auxiliary gas (0.9 L/min), oxide rates of <0.4% ThO+/Th+, repetition rate of 20 Hz, beam spot size of 25 μm, irradiance of 0.74 GW/cm2, fluence of 3.7 J/cm2, 20 s background measurement and 20 s sample ablation, 60-s retention time | MASS-1 (Wilson et al. 2002); NIST SRM 610 and 612 (Pearce et al. 1997); MASS-1 as external Ge standard (57.8±2.6 μg/g Ge); NBS-127, IAEA-S-1, IAEA-S-2, IAEA-S-3, and an in-house Ag2S reference material (sulfur isotopes) | [20 empty] | 0.441 | [5 empty] | 4.7453 | [5 empty] | 0.01 | [9 empty] | 12.087 | [9 empty] | 14.3631 | [17 empty] | 0.227 | [15 empty] | 2.9873 | [15 empty] | 33.445 |  | 1.2377 |  |  |  | 0.88502 | [5 empty] | 0.003 | [13 empty] | 0.017314 | [13 empty] | 53.442 |  |  |  |  | 2019 | Bauer, M.E., Burisch, M., Ostendorf, J., Krause, J., Frenzel, M., Seifert, T., and Gutzmer, J. (2019). Trace element geochemistry of sphalerite in contrasting hydrothermal fluid systems of the Freiberg district, Germany: insights from LA-ICP-MS analysis, near-infrared light microthermometry of sphalerite-hosted fluid inclusions, and sulfur isotope geochemistry. Mineralium Deposita, 54, 237–262. |  | DEU | Saxony
| Freiberg mining district | kb veins, eb veins, fba veins | Magmatic hydrothermal | Intrusion-related | hydrothermal vein-style silver mineralization | Ag | Zn, Pb, In, Ge, Ga | Ag, Zn, Pb, In, Ge, Ga | Bauer et al., 2019 |  | eb20-2 | eb20-2 | underground mine |  |  |  |  | ore material | grab | grab | mineral separate | [5 empty] | mineralisation |  |  |  | sphalerite | [6 empty] | galena, pyrite, arsenopyrite, quartz, fluorite, carbonate | polished sections | LA-ICPMS, EMPA | JEOL JXA-8530F equipped with a field emission gun (FEG) and five wavelength-dispersive spectrometers (WDS); 193-nm New Wave Research Excimer laser and an Agilent 7500i quadrupole ICP-MS | Helmholtz Institute Freiberg for Resource Technology (HIF); Friedrich-Alexander-Universität Erlangen-Nürnberg | EPMA: accelerating voltage of 20 kV and a beam current of 30 nA, and a defocused beam of 15 μm diameter. LA-ICP-MS: plasma power of 1320 W, He (0.65 L/min) and Ar (1.09 L/min) as carrier gases, Ar as plasma (14.9 L/min) and auxiliary gas (0.9 L/min), oxide rates of <0.4% ThO+/Th+, repetition rate of 20 Hz, beam spot size of 25 μm, irradiance of 0.74 GW/cm2, fluence of 3.7 J/cm2, 20 s background measurement and 20 s sample ablation, 60-s retention time | MASS-1 (Wilson et al. 2002); NIST SRM 610 and 612 (Pearce et al. 1997); MASS-1 as external Ge standard (57.8±2.6 μg/g Ge); NBS-127, IAEA-S-1, IAEA-S-2, IAEA-S-3, and an in-house Ag2S reference material (sulfur isotopes) |  |  |  |  | 0.26676 | [15 empty] | 0.463 | [5 empty] | 1.0178 | [5 empty] | 0.227 | [9 empty] | 11.74 | [9 empty] | 11.9955 |  |  |  | 0.036 | [13 empty] | 0.279 | [15 empty] | 0.70337 | [15 empty] | 33.451 | [11 empty] | 0.175 | [27 empty] | 53.401 |  |  |  |  | 2019 | Bauer, M.E., Burisch, M., Ostendorf, J., Krause, J., Frenzel, M., Seifert, T., and Gutzmer, J. (2019). Trace element geochemistry of sphalerite in contrasting hydrothermal fluid systems of the Freiberg district, Germany: insights from LA-ICP-MS analysis, near-infrared light microthermometry of sphalerite-hosted fluid inclusions, and sulfur isotope geochemistry. Mineralium Deposita, 54, 237–262. |  | DEU | Saxony
| Freiberg mining district | kb veins, eb veins, fba veins | Magmatic hydrothermal | Intrusion-related | hydrothermal vein-style silver mineralization | Ag | Zn, Pb, In, Ge, Ga | Ag, Zn, Pb, In, Ge, Ga | Bauer et al., 2019 |  | eb20-3 | eb20-3 | underground mine |  |  |  |  | ore material | grab | grab | mineral separate | [5 empty] | mineralisation |  |  |  | sphalerite | [6 empty] | galena, pyrite, arsenopyrite, quartz, fluorite, carbonate | polished sections | LA-ICPMS, EMPA | JEOL JXA-8530F equipped with a field emission gun (FEG) and five wavelength-dispersive spectrometers (WDS); 193-nm New Wave Research Excimer laser and an Agilent 7500i quadrupole ICP-MS | Helmholtz Institute Freiberg for Resource Technology (HIF); Friedrich-Alexander-Universität Erlangen-Nürnberg | EPMA: accelerating voltage of 20 kV and a beam current of 30 nA, and a defocused beam of 15 μm diameter. LA-ICP-MS: plasma power of 1320 W, He (0.65 L/min) and Ar (1.09 L/min) as carrier gases, Ar as plasma (14.9 L/min) and auxiliary gas (0.9 L/min), oxide rates of <0.4% ThO+/Th+, repetition rate of 20 Hz, beam spot size of 25 μm, irradiance of 0.74 GW/cm2, fluence of 3.7 J/cm2, 20 s background measurement and 20 s sample ablation, 60-s retention time | MASS-1 (Wilson et al. 2002); NIST SRM 610 and 612 (Pearce et al. 1997); MASS-1 as external Ge standard (57.8±2.6 μg/g Ge); NBS-127, IAEA-S-1, IAEA-S-2, IAEA-S-3, and an in-house Ag2S reference material (sulfur isotopes) |  |  |  |  | 0.23 | [15 empty] | 0.427 | [5 empty] | 0.91193 | [5 empty] | 0.577 | [9 empty] | 11.609 | [9 empty] | 21.3954 | [17 empty] | 0.244 | [15 empty] | 1.5802 | [15 empty] | 33.633 |  | 0.49608 |  |  |  | 1.2839 | [5 empty] | 0.336 | [27 empty] | 53.36 |  |  |  |  | 2019 | Bauer, M.E., Burisch, M., Ostendorf, J., Krause, J., Frenzel, M., Seifert, T., and Gutzmer, J. (2019). Trace element geochemistry of sphalerite in contrasting hydrothermal fluid systems of the Freiberg district, Germany: insights from LA-ICP-MS analysis, near-infrared light microthermometry of sphalerite-hosted fluid inclusions, and sulfur isotope geochemistry. Mineralium Deposita, 54, 237–262. |  | DEU | Saxony
| Freiberg mining district | kb veins, eb veins, fba veins | Magmatic hydrothermal | Intrusion-related | hydrothermal vein-style silver mineralization | Ag | Zn, Pb, In, Ge, Ga | Ag, Zn, Pb, In, Ge, Ga | Bauer et al., 2019 |  | eb20-4 | eb20-4 | underground mine |  |  |  |  | ore material | grab | grab | mineral separate | [5 empty] | mineralisation |  |  |  | sphalerite | [6 empty] | galena, pyrite, arsenopyrite, quartz, fluorite, carbonate | polished sections | LA-ICPMS, EMPA | JEOL JXA-8530F equipped with a field emission gun (FEG) and five wavelength-dispersive spectrometers (WDS); 193-nm New Wave Research Excimer laser and an Agilent 7500i quadrupole ICP-MS | Helmholtz Institute Freiberg for Resource Technology (HIF); Friedrich-Alexander-Universität Erlangen-Nürnberg | EPMA: accelerating voltage of 20 kV and a beam current of 30 nA, and a defocused beam of 15 μm diameter. LA-ICP-MS: plasma power of 1320 W, He (0.65 L/min) and Ar (1.09 L/min) as carrier gases, Ar as plasma (14.9 L/min) and auxiliary gas (0.9 L/min), oxide rates of <0.4% ThO+/Th+, repetition rate of 20 Hz, beam spot size of 25 μm, irradiance of 0.74 GW/cm2, fluence of 3.7 J/cm2, 20 s background measurement and 20 s sample ablation, 60-s retention time | MASS-1 (Wilson et al. 2002); NIST SRM 610 and 612 (Pearce et al. 1997); MASS-1 as external Ge standard (57.8±2.6 μg/g Ge); NBS-127, IAEA-S-1, IAEA-S-2, IAEA-S-3, and an in-house Ag2S reference material (sulfur isotopes) |  |  |  |  | 0.15122 | [15 empty] | 0.449 | [5 empty] | 4.883 | [5 empty] | 0.115 | [9 empty] | 12.814 | [9 empty] | 8.2809 |  |  |  | 0.027 | [13 empty] | 0.109 | [15 empty] | 0.10214 | [15 empty] | 33.352 | [11 empty] | 0.1 | [27 empty] | 52.646 |  |  |  |  | 2019 | Bauer, M.E., Burisch, M., Ostendorf, J., Krause, J., Frenzel, M., Seifert, T., and Gutzmer, J. (2019). Trace element geochemistry of sphalerite in contrasting hydrothermal fluid systems of the Freiberg district, Germany: insights from LA-ICP-MS analysis, near-infrared light microthermometry of sphalerite-hosted fluid inclusions, and sulfur isotope geochemistry. Mineralium Deposita, 54, 237–262. |  | DEU | Saxony
| Freiberg mining district | kb veins, eb veins, fba veins | Magmatic hydrothermal | Intrusion-related | hydrothermal vein-style silver mineralization | Ag | Zn, Pb, In, Ge, Ga | Ag, Zn, Pb, In, Ge, Ga | Bauer et al., 2019 |  | eb20-5 | eb20-5 | underground mine |  |  |  |  | ore material | grab | grab | mineral separate | [5 empty] | mineralisation |  |  |  | sphalerite | [6 empty] | galena, pyrite, arsenopyrite, quartz, fluorite, carbonate | polished sections | LA-ICPMS, EMPA | JEOL JXA-8530F equipped with a field emission gun (FEG) and five wavelength-dispersive spectrometers (WDS); 193-nm New Wave Research Excimer laser and an Agilent 7500i quadrupole ICP-MS | Helmholtz Institute Freiberg for Resource Technology (HIF); Friedrich-Alexander-Universität Erlangen-Nürnberg | EPMA: accelerating voltage of 20 kV and a beam current of 30 nA, and a defocused beam of 15 μm diameter. LA-ICP-MS: plasma power of 1320 W, He (0.65 L/min) and Ar (1.09 L/min) as carrier gases, Ar as plasma (14.9 L/min) and auxiliary gas (0.9 L/min), oxide rates of <0.4% ThO+/Th+, repetition rate of 20 Hz, beam spot size of 25 μm, irradiance of 0.74 GW/cm2, fluence of 3.7 J/cm2, 20 s background measurement and 20 s sample ablation, 60-s retention time | MASS-1 (Wilson et al. 2002); NIST SRM 610 and 612 (Pearce et al. 1997); MASS-1 as external Ge standard (57.8±2.6 μg/g Ge); NBS-127, IAEA-S-1, IAEA-S-2, IAEA-S-3, and an in-house Ag2S reference material (sulfur isotopes) | [20 empty] | 0.449 | [5 empty] | 29.027 | [5 empty] | 0.073 | [9 empty] | 11.11 | [9 empty] | 11.1144 |  |  |  | 0.037 | [13 empty] | 1.098 | [15 empty] | 5.0216 | [15 empty] | 33.442 |  | 2.6243 |  |  |  | 0.98636 | [5 empty] | 0.013 | [13 empty] | 0.046377 | [13 empty] | 53.584 |  |  |  |  | 2019 | Bauer, M.E., Burisch, M., Ostendorf, J., Krause, J., Frenzel, M., Seifert, T., and Gutzmer, J. (2019). Trace element geochemistry of sphalerite in contrasting hydrothermal fluid systems of the Freiberg district, Germany: insights from LA-ICP-MS analysis, near-infrared light microthermometry of sphalerite-hosted fluid inclusions, and sulfur isotope geochemistry. Mineralium Deposita, 54, 237–262. |  | DEU | Saxony
| Freiberg mining district | kb veins, eb veins, fba veins | Magmatic hydrothermal | Intrusion-related | hydrothermal vein-style silver mineralization | Ag | Zn, Pb, In, Ge, Ga | Ag, Zn, Pb, In, Ge, Ga | Bauer et al., 2019 |  | eb20-6 | eb20-6 | underground mine |  |  |  |  | ore material | grab | grab | mineral separate | [5 empty] | mineralisation |  |  |  | sphalerite | [6 empty] | galena, pyrite, arsenopyrite, quartz, fluorite, carbonate | polished sections | LA-ICPMS, EMPA | JEOL JXA-8530F equipped with a field emission gun (FEG) and five wavelength-dispersive spectrometers (WDS); 193-nm New Wave Research Excimer laser and an Agilent 7500i quadrupole ICP-MS | Helmholtz Institute Freiberg for Resource Technology (HIF); Friedrich-Alexander-Universität Erlangen-Nürnberg | EPMA: accelerating voltage of 20 kV and a beam current of 30 nA, and a defocused beam of 15 μm diameter. LA-ICP-MS: plasma power of 1320 W, He (0.65 L/min) and Ar (1.09 L/min) as carrier gases, Ar as plasma (14.9 L/min) and auxiliary gas (0.9 L/min), oxide rates of <0.4% ThO+/Th+, repetition rate of 20 Hz, beam spot size of 25 μm, irradiance of 0.74 GW/cm2, fluence of 3.7 J/cm2, 20 s background measurement and 20 s sample ablation, 60-s retention time | MASS-1 (Wilson et al. 2002); NIST SRM 610 and 612 (Pearce et al. 1997); MASS-1 as external Ge standard (57.8±2.6 μg/g Ge); NBS-127, IAEA-S-1, IAEA-S-2, IAEA-S-3, and an in-house Ag2S reference material (sulfur isotopes) | [20 empty] | 0.449 | [5 empty] | 25.8088 | [5 empty] | 0.067 | [9 empty] | 11.306 | [9 empty] | 12.0411 |  |  |  | 0.034 | [13 empty] | 0.887 | [15 empty] | 1.6209 | [15 empty] | 33.423 |  | 1.9575 |  |  |  | 0.87781 | [33 empty] | 53.295 |  |  |  |  | 2019 | Bauer, M.E., Burisch, M., Ostendorf, J., Krause, J., Frenzel, M., Seifert, T., and Gutzmer, J. (2019). Trace element geochemistry of sphalerite in contrasting hydrothermal fluid systems of the Freiberg district, Germany: insights from LA-ICP-MS analysis, near-infrared light microthermometry of sphalerite-hosted fluid inclusions, and sulfur isotope geochemistry. Mineralium Deposita, 54, 237–262. |  | DEU | Saxony
| Freiberg mining district | kb veins, eb veins, fba veins | Magmatic hydrothermal | Intrusion-related | hydrothermal vein-style silver mineralization | Ag | Zn, Pb, In, Ge, Ga | Ag, Zn, Pb, In, Ge, Ga | Bauer et al., 2019 |  | eb20-7 | eb20-7 | underground mine |  |  |  |  | ore material | grab | grab | mineral separate | [5 empty] | mineralisation |  |  |  | sphalerite | [6 empty] | galena, pyrite, arsenopyrite, quartz, fluorite, carbonate | polished sections | LA-ICPMS, EMPA | JEOL JXA-8530F equipped with a field emission gun (FEG) and five wavelength-dispersive spectrometers (WDS); 193-nm New Wave Research Excimer laser and an Agilent 7500i quadrupole ICP-MS | Helmholtz Institute Freiberg for Resource Technology (HIF); Friedrich-Alexander-Universität Erlangen-Nürnberg | EPMA: accelerating voltage of 20 kV and a beam current of 30 nA, and a defocused beam of 15 μm diameter. LA-ICP-MS: plasma power of 1320 W, He (0.65 L/min) and Ar (1.09 L/min) as carrier gases, Ar as plasma (14.9 L/min) and auxiliary gas (0.9 L/min), oxide rates of <0.4% ThO+/Th+, repetition rate of 20 Hz, beam spot size of 25 μm, irradiance of 0.74 GW/cm2, fluence of 3.7 J/cm2, 20 s background measurement and 20 s sample ablation, 60-s retention time | MASS-1 (Wilson et al. 2002); NIST SRM 610 and 612 (Pearce et al. 1997); MASS-1 as external Ge standard (57.8±2.6 μg/g Ge); NBS-127, IAEA-S-1, IAEA-S-2, IAEA-S-3, and an in-house Ag2S reference material (sulfur isotopes) | 0.008 | [19 empty] | 0.426 | [5 empty] | 3.0345 | [5 empty] | 0.057 | [9 empty] | 11.733 | [9 empty] | 10.4563 |  |  |  | 0.028 | [13 empty] | 0.255 | [15 empty] | 0.5808 | [15 empty] | 33.392 |  | 0.15358 |  |  |  | 0.86027 | [5 empty] | 0.034 | [27 empty] | 53.758 |  |  |  |  | 2019 | Bauer, M.E., Burisch, M., Ostendorf, J., Krause, J., Frenzel, M., Seifert, T., and Gutzmer, J. (2019). Trace element geochemistry of sphalerite in contrasting hydrothermal fluid systems of the Freiberg district, Germany: insights from LA-ICP-MS analysis, near-infrared light microthermometry of sphalerite-hosted fluid inclusions, and sulfur isotope geochemistry. Mineralium Deposita, 54, 237–262. |  | DEU | Saxony
| Freiberg mining district | kb veins, eb veins, fba veins | Magmatic hydrothermal | Intrusion-related | hydrothermal vein-style silver mineralization | Ag | Zn, Pb, In, Ge, Ga | Ag, Zn, Pb, In, Ge, Ga | Bauer et al., 2019 |  | eb20-8 | eb20-8 | underground mine |  |  |  |  | ore material | grab | grab | mineral separate | [5 empty] | mineralisation |  |  |  | sphalerite | [6 empty] | galena, pyrite, arsenopyrite, quartz, fluorite, carbonate | polished sections | LA-ICPMS, EMPA | JEOL JXA-8530F equipped with a field emission gun (FEG) and five wavelength-dispersive spectrometers (WDS); 193-nm New Wave Research Excimer laser and an Agilent 7500i quadrupole ICP-MS | Helmholtz Institute Freiberg for Resource Technology (HIF); Friedrich-Alexander-Universität Erlangen-Nürnberg | EPMA: accelerating voltage of 20 kV and a beam current of 30 nA, and a defocused beam of 15 μm diameter. LA-ICP-MS: plasma power of 1320 W, He (0.65 L/min) and Ar (1.09 L/min) as carrier gases, Ar as plasma (14.9 L/min) and auxiliary gas (0.9 L/min), oxide rates of <0.4% ThO+/Th+, repetition rate of 20 Hz, beam spot size of 25 μm, irradiance of 0.74 GW/cm2, fluence of 3.7 J/cm2, 20 s background measurement and 20 s sample ablation, 60-s retention time | MASS-1 (Wilson et al. 2002); NIST SRM 610 and 612 (Pearce et al. 1997); MASS-1 as external Ge standard (57.8±2.6 μg/g Ge); NBS-127, IAEA-S-1, IAEA-S-2, IAEA-S-3, and an in-house Ag2S reference material (sulfur isotopes) | [20 empty] | 0.41 | [5 empty] | 3.5755 | [5 empty] | 0.04 | [9 empty] | 11.716 | [9 empty] | 11.6878 |  |  |  | 0.026 | [13 empty] | 0.27 | [15 empty] | 0.27742 | [15 empty] | 33.465 | [5 empty] | 1.5334 | [5 empty] | 0.01 | [13 empty] | 0.015821 | [13 empty] | 53.665 |  |  |  |  | 2019 | Bauer, M.E., Burisch, M., Ostendorf, J., Krause, J., Frenzel, M., Seifert, T., and Gutzmer, J. (2019). Trace element geochemistry of sphalerite in contrasting hydrothermal fluid systems of the Freiberg district, Germany: insights from LA-ICP-MS analysis, near-infrared light microthermometry of sphalerite-hosted fluid inclusions, and sulfur isotope geochemistry. Mineralium Deposita, 54, 237–262. |  | DEU | Saxony
| Freiberg mining district | kb veins, eb veins, fba veins | Magmatic hydrothermal | Intrusion-related | hydrothermal vein-style silver mineralization | Ag | Zn, Pb, In, Ge, Ga | Ag, Zn, Pb, In, Ge, Ga | Bauer et al., 2019 |  | eb20-9 | eb20-9 | underground mine |  |  |  |  | ore material | grab | grab | mineral separate | [5 empty] | mineralisation |  |  |  | sphalerite | [6 empty] | galena, pyrite, arsenopyrite, quartz, fluorite, carbonate | polished sections | LA-ICPMS, EMPA | JEOL JXA-8530F equipped with a field emission gun (FEG) and five wavelength-dispersive spectrometers (WDS); 193-nm New Wave Research Excimer laser and an Agilent 7500i quadrupole ICP-MS | Helmholtz Institute Freiberg for Resource Technology (HIF); Friedrich-Alexander-Universität Erlangen-Nürnberg | EPMA: accelerating voltage of 20 kV and a beam current of 30 nA, and a defocused beam of 15 μm diameter. LA-ICP-MS: plasma power of 1320 W, He (0.65 L/min) and Ar (1.09 L/min) as carrier gases, Ar as plasma (14.9 L/min) and auxiliary gas (0.9 L/min), oxide rates of <0.4% ThO+/Th+, repetition rate of 20 Hz, beam spot size of 25 μm, irradiance of 0.74 GW/cm2, fluence of 3.7 J/cm2, 20 s background measurement and 20 s sample ablation, 60-s retention time | MASS-1 (Wilson et al. 2002); NIST SRM 610 and 612 (Pearce et al. 1997); MASS-1 as external Ge standard (57.8±2.6 μg/g Ge); NBS-127, IAEA-S-1, IAEA-S-2, IAEA-S-3, and an in-house Ag2S reference material (sulfur isotopes) | [20 empty] | 0.426 | [5 empty] | 3.1729 | [5 empty] | 0.022 | [9 empty] | 12.755 | [9 empty] | 15.9283 |  |  |  | 0.014 | [13 empty] | 0.115 | [15 empty] | 0.30655 | [15 empty] | 33.336 |  | 0.092544 | [9 empty] | 0.013 | [27 empty] | 52.526 |  |  |  |  | 2019 | Bauer, M.E., Burisch, M., Ostendorf, J., Krause, J., Frenzel, M., Seifert, T., and Gutzmer, J. (2019). Trace element geochemistry of sphalerite in contrasting hydrothermal fluid systems of the Freiberg district, Germany: insights from LA-ICP-MS analysis, near-infrared light microthermometry of sphalerite-hosted fluid inclusions, and sulfur isotope geochemistry. Mineralium Deposita, 54, 237–262. |  | DEU | Saxony
| Freiberg mining district | kb veins, eb veins, fba veins | Magmatic hydrothermal | Intrusion-related | hydrothermal vein-style silver mineralization | Ag | Zn, Pb, In, Ge, Ga | Ag, Zn, Pb, In, Ge, Ga | Bauer et al., 2019 |  | eb21-1 | eb21-1 | underground mine |  |  |  |  | ore material | grab | grab | mineral separate | [5 empty] | mineralisation |  |  |  | sphalerite | [6 empty] | galena, pyrite, arsenopyrite, quartz, fluorite, carbonate | polished sections | LA-ICPMS, EMPA | JEOL JXA-8530F equipped with a field emission gun (FEG) and five wavelength-dispersive spectrometers (WDS); 193-nm New Wave Research Excimer laser and an Agilent 7500i quadrupole ICP-MS | Helmholtz Institute Freiberg for Resource Technology (HIF); Friedrich-Alexander-Universität Erlangen-Nürnberg | EPMA: accelerating voltage of 20 kV and a beam current of 30 nA, and a defocused beam of 15 μm diameter. LA-ICP-MS: plasma power of 1320 W, He (0.65 L/min) and Ar (1.09 L/min) as carrier gases, Ar as plasma (14.9 L/min) and auxiliary gas (0.9 L/min), oxide rates of <0.4% ThO+/Th+, repetition rate of 20 Hz, beam spot size of 25 μm, irradiance of 0.74 GW/cm2, fluence of 3.7 J/cm2, 20 s background measurement and 20 s sample ablation, 60-s retention time | MASS-1 (Wilson et al. 2002); NIST SRM 610 and 612 (Pearce et al. 1997); MASS-1 as external Ge standard (57.8±2.6 μg/g Ge); NBS-127, IAEA-S-1, IAEA-S-2, IAEA-S-3, and an in-house Ag2S reference material (sulfur isotopes) | 0.077 |  |  |  | 50.9637 | [15 empty] | 0.56 | [5 empty] | 0.37009 | [5 empty] | 5.597 | [9 empty] | 8.699 | [9 empty] | 43.662 |  |  |  | 0.018 | [13 empty] | 0.24 | [15 empty] | 199.7414 | [15 empty] | 33.029 |  | 27.8534 | [9 empty] | 2.222 | [13 empty] | 1.1599 | [13 empty] | 49.544 |  |  |  |  | 2019 | Bauer, M.E., Burisch, M., Ostendorf, J., Krause, J., Frenzel, M., Seifert, T., and Gutzmer, J. (2019). Trace element geochemistry of sphalerite in contrasting hydrothermal fluid systems of the Freiberg district, Germany: insights from LA-ICP-MS analysis, near-infrared light microthermometry of sphalerite-hosted fluid inclusions, and sulfur isotope geochemistry. Mineralium Deposita, 54, 237–262. |  | DEU | Saxony
| Freiberg mining district | kb veins, eb veins, fba veins | Magmatic hydrothermal | Intrusion-related | hydrothermal vein-style silver mineralization | Ag | Zn, Pb, In, Ge, Ga | Ag, Zn, Pb, In, Ge, Ga | Bauer et al., 2019 |  | eb21-2 | eb21-2 | underground mine |  |  |  |  | ore material | grab | grab | mineral separate | [5 empty] | mineralisation |  |  |  | sphalerite | [6 empty] | galena, pyrite, arsenopyrite, quartz, fluorite, carbonate | polished sections | LA-ICPMS, EMPA | JEOL JXA-8530F equipped with a field emission gun (FEG) and five wavelength-dispersive spectrometers (WDS); 193-nm New Wave Research Excimer laser and an Agilent 7500i quadrupole ICP-MS | Helmholtz Institute Freiberg for Resource Technology (HIF); Friedrich-Alexander-Universität Erlangen-Nürnberg | EPMA: accelerating voltage of 20 kV and a beam current of 30 nA, and a defocused beam of 15 μm diameter. LA-ICP-MS: plasma power of 1320 W, He (0.65 L/min) and Ar (1.09 L/min) as carrier gases, Ar as plasma (14.9 L/min) and auxiliary gas (0.9 L/min), oxide rates of <0.4% ThO+/Th+, repetition rate of 20 Hz, beam spot size of 25 μm, irradiance of 0.74 GW/cm2, fluence of 3.7 J/cm2, 20 s background measurement and 20 s sample ablation, 60-s retention time | MASS-1 (Wilson et al. 2002); NIST SRM 610 and 612 (Pearce et al. 1997); MASS-1 as external Ge standard (57.8±2.6 μg/g Ge); NBS-127, IAEA-S-1, IAEA-S-2, IAEA-S-3, and an in-house Ag2S reference material (sulfur isotopes) |  |  |  |  | 0.22553 | [15 empty] | 0.501 | [5 empty] | 0.12234 | [5 empty] | 0.334 | [9 empty] | 11.123 | [9 empty] | 57.584 | [17 empty] | 0.307 | [15 empty] | 9.9351 | [15 empty] | 33.256 |  | 5.5901 | [9 empty] | 0.033 | [13 empty] | 0.084074 | [13 empty] | 53.823 |  |  |  |  | 2019 | Bauer, M.E., Burisch, M., Ostendorf, J., Krause, J., Frenzel, M., Seifert, T., and Gutzmer, J. (2019). Trace element geochemistry of sphalerite in contrasting hydrothermal fluid systems of the Freiberg district, Germany: insights from LA-ICP-MS analysis, near-infrared light microthermometry of sphalerite-hosted fluid inclusions, and sulfur isotope geochemistry. Mineralium Deposita, 54, 237–262. |  | DEU | Saxony
| Freiberg mining district | kb veins, eb veins, fba veins | Magmatic hydrothermal | Intrusion-related | hydrothermal vein-style silver mineralization | Ag | Zn, Pb, In, Ge, Ga | Ag, Zn, Pb, In, Ge, Ga | Bauer et al., 2019 |  | eb21-3 | eb21-3 | underground mine |  |  |  |  | ore material | grab | grab | mineral separate | [5 empty] | mineralisation |  |  |  | sphalerite | [6 empty] | galena, pyrite, arsenopyrite, quartz, fluorite, carbonate | polished sections | LA-ICPMS, EMPA | JEOL JXA-8530F equipped with a field emission gun (FEG) and five wavelength-dispersive spectrometers (WDS); 193-nm New Wave Research Excimer laser and an Agilent 7500i quadrupole ICP-MS | Helmholtz Institute Freiberg for Resource Technology (HIF); Friedrich-Alexander-Universität Erlangen-Nürnberg | EPMA: accelerating voltage of 20 kV and a beam current of 30 nA, and a defocused beam of 15 μm diameter. LA-ICP-MS: plasma power of 1320 W, He (0.65 L/min) and Ar (1.09 L/min) as carrier gases, Ar as plasma (14.9 L/min) and auxiliary gas (0.9 L/min), oxide rates of <0.4% ThO+/Th+, repetition rate of 20 Hz, beam spot size of 25 μm, irradiance of 0.74 GW/cm2, fluence of 3.7 J/cm2, 20 s background measurement and 20 s sample ablation, 60-s retention time | MASS-1 (Wilson et al. 2002); NIST SRM 610 and 612 (Pearce et al. 1997); MASS-1 as external Ge standard (57.8±2.6 μg/g Ge); NBS-127, IAEA-S-1, IAEA-S-2, IAEA-S-3, and an in-house Ag2S reference material (sulfur isotopes) |  |  |  |  | 1.5477 | [15 empty] | 0.573 | [5 empty] | 0.50762 | [5 empty] | 0.062 | [9 empty] | 13.031 | [9 empty] | 52.8368 |  |  |  | 0.054 | [13 empty] | 0.055 | [15 empty] | 5.811 | [15 empty] | 33.576 |  | 2.1149 | [9 empty] | 0.009 | [13 empty] | 0.1022 | [13 empty] | 51.896 |  |  |  |  | 2019 | Bauer, M.E., Burisch, M., Ostendorf, J., Krause, J., Frenzel, M., Seifert, T., and Gutzmer, J. (2019). Trace element geochemistry of sphalerite in contrasting hydrothermal fluid systems of the Freiberg district, Germany: insights from LA-ICP-MS analysis, near-infrared light microthermometry of sphalerite-hosted fluid inclusions, and sulfur isotope geochemistry. Mineralium Deposita, 54, 237–262. |  | DEU | Saxony
| Freiberg mining district | kb veins, eb veins, fba veins | Magmatic hydrothermal | Intrusion-related | hydrothermal vein-style silver mineralization | Ag | Zn, Pb, In, Ge, Ga | Ag, Zn, Pb, In, Ge, Ga | Bauer et al., 2019 |  | eb21-4 | eb21-4 | underground mine |  |  |  |  | ore material | grab | grab | mineral separate | [5 empty] | mineralisation |  |  |  | sphalerite | [6 empty] | galena, pyrite, arsenopyrite, quartz, fluorite, carbonate | polished sections | LA-ICPMS, EMPA | JEOL JXA-8530F equipped with a field emission gun (FEG) and five wavelength-dispersive spectrometers (WDS); 193-nm New Wave Research Excimer laser and an Agilent 7500i quadrupole ICP-MS | Helmholtz Institute Freiberg for Resource Technology (HIF); Friedrich-Alexander-Universität Erlangen-Nürnberg | EPMA: accelerating voltage of 20 kV and a beam current of 30 nA, and a defocused beam of 15 μm diameter. LA-ICP-MS: plasma power of 1320 W, He (0.65 L/min) and Ar (1.09 L/min) as carrier gases, Ar as plasma (14.9 L/min) and auxiliary gas (0.9 L/min), oxide rates of <0.4% ThO+/Th+, repetition rate of 20 Hz, beam spot size of 25 μm, irradiance of 0.74 GW/cm2, fluence of 3.7 J/cm2, 20 s background measurement and 20 s sample ablation, 60-s retention time | MASS-1 (Wilson et al. 2002); NIST SRM 610 and 612 (Pearce et al. 1997); MASS-1 as external Ge standard (57.8±2.6 μg/g Ge); NBS-127, IAEA-S-1, IAEA-S-2, IAEA-S-3, and an in-house Ag2S reference material (sulfur isotopes) | 0.005 | [19 empty] | 0.659 | [5 empty] | 0.60966 | [5 empty] | 0.193 | [9 empty] | 13.163 | [9 empty] | 13.6523 |  |  |  | 0.182 | [13 empty] | 0.048 | [15 empty] | 0.49228 | [15 empty] | 33.565 |  | 0.10809 | [9 empty] | 0.046 | [27 empty] | 52 |  |  |  |  | 2019 | Bauer, M.E., Burisch, M., Ostendorf, J., Krause, J., Frenzel, M., Seifert, T., and Gutzmer, J. (2019). Trace element geochemistry of sphalerite in contrasting hydrothermal fluid systems of the Freiberg district, Germany: insights from LA-ICP-MS analysis, near-infrared light microthermometry of sphalerite-hosted fluid inclusions, and sulfur isotope geochemistry. Mineralium Deposita, 54, 237–262. |  | DEU | Saxony
| Freiberg mining district | kb veins, eb veins, fba veins | Magmatic hydrothermal | Intrusion-related | hydrothermal vein-style silver mineralization | Ag | Zn, Pb, In, Ge, Ga | Ag, Zn, Pb, In, Ge, Ga | Bauer et al., 2019 |  | eb21-5 | eb21-5 | underground mine |  |  |  |  | ore material | grab | grab | mineral separate | [5 empty] | mineralisation |  |  |  | sphalerite | [6 empty] | galena, pyrite, arsenopyrite, quartz, fluorite, carbonate | polished sections | LA-ICPMS, EMPA | JEOL JXA-8530F equipped with a field emission gun (FEG) and five wavelength-dispersive spectrometers (WDS); 193-nm New Wave Research Excimer laser and an Agilent 7500i quadrupole ICP-MS | Helmholtz Institute Freiberg for Resource Technology (HIF); Friedrich-Alexander-Universität Erlangen-Nürnberg | EPMA: accelerating voltage of 20 kV and a beam current of 30 nA, and a defocused beam of 15 μm diameter. LA-ICP-MS: plasma power of 1320 W, He (0.65 L/min) and Ar (1.09 L/min) as carrier gases, Ar as plasma (14.9 L/min) and auxiliary gas (0.9 L/min), oxide rates of <0.4% ThO+/Th+, repetition rate of 20 Hz, beam spot size of 25 μm, irradiance of 0.74 GW/cm2, fluence of 3.7 J/cm2, 20 s background measurement and 20 s sample ablation, 60-s retention time | MASS-1 (Wilson et al. 2002); NIST SRM 610 and 612 (Pearce et al. 1997); MASS-1 as external Ge standard (57.8±2.6 μg/g Ge); NBS-127, IAEA-S-1, IAEA-S-2, IAEA-S-3, and an in-house Ag2S reference material (sulfur isotopes) |  |  |  |  | 0.15189 | [15 empty] | 0.591 | [5 empty] | 0.2552 | [5 empty] | 0.149 | [9 empty] | 12.859 | [9 empty] | 12.7272 |  |  |  | 0.025 | [13 empty] | 0.062 | [15 empty] | 6.8777 | [15 empty] | 33.166 |  | 5.8051 | [9 empty] | 0.066 | [13 empty] | 0.076138 | [13 empty] | 52.124 |  |  |  |  | 2019 | Bauer, M.E., Burisch, M., Ostendorf, J., Krause, J., Frenzel, M., Seifert, T., and Gutzmer, J. (2019). Trace element geochemistry of sphalerite in contrasting hydrothermal fluid systems of the Freiberg district, Germany: insights from LA-ICP-MS analysis, near-infrared light microthermometry of sphalerite-hosted fluid inclusions, and sulfur isotope geochemistry. Mineralium Deposita, 54, 237–262. |  | DEU | Saxony
| Freiberg mining district | kb veins, eb veins, fba veins | Magmatic hydrothermal | Intrusion-related | hydrothermal vein-style silver mineralization | Ag | Zn, Pb, In, Ge, Ga | Ag, Zn, Pb, In, Ge, Ga | Bauer et al., 2019 |  | eb21-6 | eb21-6 | underground mine |  |  |  |  | ore material | grab | grab | mineral separate | [5 empty] | mineralisation |  |  |  | sphalerite | [6 empty] | galena, pyrite, arsenopyrite, quartz, fluorite, carbonate | polished sections | LA-ICPMS, EMPA | JEOL JXA-8530F equipped with a field emission gun (FEG) and five wavelength-dispersive spectrometers (WDS); 193-nm New Wave Research Excimer laser and an Agilent 7500i quadrupole ICP-MS | Helmholtz Institute Freiberg for Resource Technology (HIF); Friedrich-Alexander-Universität Erlangen-Nürnberg | EPMA: accelerating voltage of 20 kV and a beam current of 30 nA, and a defocused beam of 15 μm diameter. LA-ICP-MS: plasma power of 1320 W, He (0.65 L/min) and Ar (1.09 L/min) as carrier gases, Ar as plasma (14.9 L/min) and auxiliary gas (0.9 L/min), oxide rates of <0.4% ThO+/Th+, repetition rate of 20 Hz, beam spot size of 25 μm, irradiance of 0.74 GW/cm2, fluence of 3.7 J/cm2, 20 s background measurement and 20 s sample ablation, 60-s retention time | MASS-1 (Wilson et al. 2002); NIST SRM 610 and 612 (Pearce et al. 1997); MASS-1 as external Ge standard (57.8±2.6 μg/g Ge); NBS-127, IAEA-S-1, IAEA-S-2, IAEA-S-3, and an in-house Ag2S reference material (sulfur isotopes) | 0.049 |  |  |  | 0.25509 | [15 empty] | 0.539 | [5 empty] | 1.7904 | [5 empty] | 1.174 | [9 empty] | 11.75 | [9 empty] | 13.0029 |  |  |  | 0.043 | [13 empty] | 0.121 | [15 empty] | 49.2043 | [15 empty] | 33.439 |  | 11.4138 |  |  |  | 0.8381 | [5 empty] | 0.029 | [13 empty] | 0.69089 | [13 empty] | 52.396 |  |  |  |  | 2019 | Bauer, M.E., Burisch, M., Ostendorf, J., Krause, J., Frenzel, M., Seifert, T., and Gutzmer, J. (2019). Trace element geochemistry of sphalerite in contrasting hydrothermal fluid systems of the Freiberg district, Germany: insights from LA-ICP-MS analysis, near-infrared light microthermometry of sphalerite-hosted fluid inclusions, and sulfur isotope geochemistry. Mineralium Deposita, 54, 237–262. |  | DEU | Saxony
| Freiberg mining district | kb veins, eb veins, fba veins | Magmatic hydrothermal | Intrusion-related | hydrothermal vein-style silver mineralization | Ag | Zn, Pb, In, Ge, Ga | Ag, Zn, Pb, In, Ge, Ga | Bauer et al., 2019 |  | eb21-7 | eb21-7 | underground mine |  |  |  |  | ore material | grab | grab | mineral separate | [5 empty] | mineralisation |  |  |  | sphalerite | [6 empty] | galena, pyrite, arsenopyrite, quartz, fluorite, carbonate | polished sections | LA-ICPMS, EMPA | JEOL JXA-8530F equipped with a field emission gun (FEG) and five wavelength-dispersive spectrometers (WDS); 193-nm New Wave Research Excimer laser and an Agilent 7500i quadrupole ICP-MS | Helmholtz Institute Freiberg for Resource Technology (HIF); Friedrich-Alexander-Universität Erlangen-Nürnberg | EPMA: accelerating voltage of 20 kV and a beam current of 30 nA, and a defocused beam of 15 μm diameter. LA-ICP-MS: plasma power of 1320 W, He (0.65 L/min) and Ar (1.09 L/min) as carrier gases, Ar as plasma (14.9 L/min) and auxiliary gas (0.9 L/min), oxide rates of <0.4% ThO+/Th+, repetition rate of 20 Hz, beam spot size of 25 μm, irradiance of 0.74 GW/cm2, fluence of 3.7 J/cm2, 20 s background measurement and 20 s sample ablation, 60-s retention time | MASS-1 (Wilson et al. 2002); NIST SRM 610 and 612 (Pearce et al. 1997); MASS-1 as external Ge standard (57.8±2.6 μg/g Ge); NBS-127, IAEA-S-1, IAEA-S-2, IAEA-S-3, and an in-house Ag2S reference material (sulfur isotopes) |  |  |  |  | 14.9249 | [15 empty] | 0.498 | [5 empty] | 0.41445 | [5 empty] | 0.134 | [9 empty] | 12.646 | [9 empty] | 108.2722 |  |  |  | 0.02 | [13 empty] | 0.09 | [15 empty] | 583.6249 | [15 empty] | 33.516 |  | 1.4931 |  |  |  | 0.44509 | [5 empty] | 0.044 | [13 empty] | 0.050468 | [13 empty] | 52.55 |  |  |  |  | 2019 | Bauer, M.E., Burisch, M., Ostendorf, J., Krause, J., Frenzel, M., Seifert, T., and Gutzmer, J. (2019). Trace element geochemistry of sphalerite in contrasting hydrothermal fluid systems of the Freiberg district, Germany: insights from LA-ICP-MS analysis, near-infrared light microthermometry of sphalerite-hosted fluid inclusions, and sulfur isotope geochemistry. Mineralium Deposita, 54, 237–262. |  | DEU | Saxony
| Freiberg mining district | kb veins, eb veins, fba veins | Magmatic hydrothermal | Intrusion-related | hydrothermal vein-style silver mineralization | Ag | Zn, Pb, In, Ge, Ga | Ag, Zn, Pb, In, Ge, Ga | Bauer et al., 2019 |  | eb21-8 | eb21-8 | underground mine |  |  |  |  | ore material | grab | grab | mineral separate | [5 empty] | mineralisation |  |  |  | sphalerite | [6 empty] | galena, pyrite, arsenopyrite, quartz, fluorite, carbonate | polished sections | LA-ICPMS, EMPA | JEOL JXA-8530F equipped with a field emission gun (FEG) and five wavelength-dispersive spectrometers (WDS); 193-nm New Wave Research Excimer laser and an Agilent 7500i quadrupole ICP-MS | Helmholtz Institute Freiberg for Resource Technology (HIF); Friedrich-Alexander-Universität Erlangen-Nürnberg | EPMA: accelerating voltage of 20 kV and a beam current of 30 nA, and a defocused beam of 15 μm diameter. LA-ICP-MS: plasma power of 1320 W, He (0.65 L/min) and Ar (1.09 L/min) as carrier gases, Ar as plasma (14.9 L/min) and auxiliary gas (0.9 L/min), oxide rates of <0.4% ThO+/Th+, repetition rate of 20 Hz, beam spot size of 25 μm, irradiance of 0.74 GW/cm2, fluence of 3.7 J/cm2, 20 s background measurement and 20 s sample ablation, 60-s retention time | MASS-1 (Wilson et al. 2002); NIST SRM 610 and 612 (Pearce et al. 1997); MASS-1 as external Ge standard (57.8±2.6 μg/g Ge); NBS-127, IAEA-S-1, IAEA-S-2, IAEA-S-3, and an in-house Ag2S reference material (sulfur isotopes) |  |  |  |  | 0.46256 | [15 empty] | 0.568 | [5 empty] | 0.23356 | [5 empty] | 0.126 | [9 empty] | 12.718 | [9 empty] | 18.0595 |  |  |  | 0.061 | [13 empty] | 0.078 | [15 empty] | 2.5396 | [15 empty] | 33.753 |  | 0.088713 | [9 empty] | 0.078 | [27 empty] | 52.641 |  |  |  |  | 2019 | Bauer, M.E., Burisch, M., Ostendorf, J., Krause, J., Frenzel, M., Seifert, T., and Gutzmer, J. (2019). Trace element geochemistry of sphalerite in contrasting hydrothermal fluid systems of the Freiberg district, Germany: insights from LA-ICP-MS analysis, near-infrared light microthermometry of sphalerite-hosted fluid inclusions, and sulfur isotope geochemistry. Mineralium Deposita, 54, 237–262. |  | DEU | Saxony
| Freiberg mining district | kb veins, eb veins, fba veins | Magmatic hydrothermal | Intrusion-related | hydrothermal vein-style silver mineralization | Ag | Zn, Pb, In, Ge, Ga | Ag, Zn, Pb, In, Ge, Ga | Bauer et al., 2019 |  | eb21-9 | eb21-9 | underground mine |  |  |  |  | ore material | grab | grab | mineral separate | [5 empty] | mineralisation |  |  |  | sphalerite | [6 empty] | galena, pyrite, arsenopyrite, quartz, fluorite, carbonate | polished sections | LA-ICPMS, EMPA | JEOL JXA-8530F equipped with a field emission gun (FEG) and five wavelength-dispersive spectrometers (WDS); 193-nm New Wave Research Excimer laser and an Agilent 7500i quadrupole ICP-MS | Helmholtz Institute Freiberg for Resource Technology (HIF); Friedrich-Alexander-Universität Erlangen-Nürnberg | EPMA: accelerating voltage of 20 kV and a beam current of 30 nA, and a defocused beam of 15 μm diameter. LA-ICP-MS: plasma power of 1320 W, He (0.65 L/min) and Ar (1.09 L/min) as carrier gases, Ar as plasma (14.9 L/min) and auxiliary gas (0.9 L/min), oxide rates of <0.4% ThO+/Th+, repetition rate of 20 Hz, beam spot size of 25 μm, irradiance of 0.74 GW/cm2, fluence of 3.7 J/cm2, 20 s background measurement and 20 s sample ablation, 60-s retention time | MASS-1 (Wilson et al. 2002); NIST SRM 610 and 612 (Pearce et al. 1997); MASS-1 as external Ge standard (57.8±2.6 μg/g Ge); NBS-127, IAEA-S-1, IAEA-S-2, IAEA-S-3, and an in-house Ag2S reference material (sulfur isotopes) |  |  |  |  | 4.0773 | [15 empty] | 0.759 | [5 empty] | 0.64201 | [5 empty] | 0.124 | [9 empty] | 13.226 | [9 empty] | 19.706 |  |  |  | 0.115 | [13 empty] | 0.133 | [15 empty] | 2.6978 | [15 empty] | 33.287 |  | 1.7032 | [9 empty] | 0.055 | [13 empty] | 0.071006 | [13 empty] | 51.253 |  |  |  |  | 2019 | Bauer, M.E., Burisch, M., Ostendorf, J., Krause, J., Frenzel, M., Seifert, T., and Gutzmer, J. (2019). Trace element geochemistry of sphalerite in contrasting hydrothermal fluid systems of the Freiberg district, Germany: insights from LA-ICP-MS analysis, near-infrared light microthermometry of sphalerite-hosted fluid inclusions, and sulfur isotope geochemistry. Mineralium Deposita, 54, 237–262. |  | DEU | Saxony
| Freiberg mining district | kb veins, eb veins, fba veins | Magmatic hydrothermal | Intrusion-related | hydrothermal vein-style silver mineralization | Ag | Zn, Pb, In, Ge, Ga | Ag, Zn, Pb, In, Ge, Ga | Bauer et al., 2019 |  | fba03_dSp-1 | fba03_dSp-1 | underground mine |  |  |  |  | ore material | grab | grab | mineral separate | [5 empty] | mineralisation |  |  |  | sphalerite | [6 empty] | galena, pyrite, arsenopyrite, quartz, fluorite, carbonate | polished sections | LA-ICPMS, EMPA | JEOL JXA-8530F equipped with a field emission gun (FEG) and five wavelength-dispersive spectrometers (WDS); 193-nm New Wave Research Excimer laser and an Agilent 7500i quadrupole ICP-MS | Helmholtz Institute Freiberg for Resource Technology (HIF); Friedrich-Alexander-Universität Erlangen-Nürnberg | EPMA: accelerating voltage of 20 kV and a beam current of 30 nA, and a defocused beam of 15 μm diameter. LA-ICP-MS: plasma power of 1320 W, He (0.65 L/min) and Ar (1.09 L/min) as carrier gases, Ar as plasma (14.9 L/min) and auxiliary gas (0.9 L/min), oxide rates of <0.4% ThO+/Th+, repetition rate of 20 Hz, beam spot size of 25 μm, irradiance of 0.74 GW/cm2, fluence of 3.7 J/cm2, 20 s background measurement and 20 s sample ablation, 60-s retention time | MASS-1 (Wilson et al. 2002); NIST SRM 610 and 612 (Pearce et al. 1997); MASS-1 as external Ge standard (57.8±2.6 μg/g Ge); NBS-127, IAEA-S-1, IAEA-S-2, IAEA-S-3, and an in-house Ag2S reference material (sulfur isotopes) |  |  |  |  | 14.636 | [21 empty] | 0.071928 | [15 empty] | 1.1039 | [9 empty] | 38.9358 | [33 empty] | 1036.5151 | [15 empty] | 32.6296 |  | 959.6283 |  |  |  | 2.6017 | [19 empty] | 116.278 | [13 empty] | 64.7146 |  |  |  |  | 2019 | Bauer, M.E., Burisch, M., Ostendorf, J., Krause, J., Frenzel, M., Seifert, T., and Gutzmer, J. (2019). Trace element geochemistry of sphalerite in contrasting hydrothermal fluid systems of the Freiberg district, Germany: insights from LA-ICP-MS analysis, near-infrared light microthermometry of sphalerite-hosted fluid inclusions, and sulfur isotope geochemistry. Mineralium Deposita, 54, 237–262. |  | DEU | Saxony
| Freiberg mining district | kb veins, eb veins, fba veins | Magmatic hydrothermal | Intrusion-related | hydrothermal vein-style silver mineralization | Ag | Zn, Pb, In, Ge, Ga | Ag, Zn, Pb, In, Ge, Ga | Bauer et al., 2019 |  | fba03_dSp-2 | fba03_dSp-2 | underground mine |  |  |  |  | ore material | grab | grab | mineral separate | [5 empty] | mineralisation |  |  |  | sphalerite | [6 empty] | galena, pyrite, arsenopyrite, quartz, fluorite, carbonate | polished sections | LA-ICPMS, EMPA | JEOL JXA-8530F equipped with a field emission gun (FEG) and five wavelength-dispersive spectrometers (WDS); 193-nm New Wave Research Excimer laser and an Agilent 7500i quadrupole ICP-MS | Helmholtz Institute Freiberg for Resource Technology (HIF); Friedrich-Alexander-Universität Erlangen-Nürnberg | EPMA: accelerating voltage of 20 kV and a beam current of 30 nA, and a defocused beam of 15 μm diameter. LA-ICP-MS: plasma power of 1320 W, He (0.65 L/min) and Ar (1.09 L/min) as carrier gases, Ar as plasma (14.9 L/min) and auxiliary gas (0.9 L/min), oxide rates of <0.4% ThO+/Th+, repetition rate of 20 Hz, beam spot size of 25 μm, irradiance of 0.74 GW/cm2, fluence of 3.7 J/cm2, 20 s background measurement and 20 s sample ablation, 60-s retention time | MASS-1 (Wilson et al. 2002); NIST SRM 610 and 612 (Pearce et al. 1997); MASS-1 as external Ge standard (57.8±2.6 μg/g Ge); NBS-127, IAEA-S-1, IAEA-S-2, IAEA-S-3, and an in-house Ag2S reference material (sulfur isotopes) |  |  |  |  | 47.7647 | [15 empty] | 0.006 | [5 empty] | 0.098992 | [15 empty] | 1.213 | [9 empty] | 23.1948 | [33 empty] | 4419.2703 | [15 empty] | 32.6948 |  | 4023.1893 |  |  |  | 2.2974 | [19 empty] | 373.9115 | [13 empty] | 64.8809 |  |  |  |  | 2019 | Bauer, M.E., Burisch, M., Ostendorf, J., Krause, J., Frenzel, M., Seifert, T., and Gutzmer, J. (2019). Trace element geochemistry of sphalerite in contrasting hydrothermal fluid systems of the Freiberg district, Germany: insights from LA-ICP-MS analysis, near-infrared light microthermometry of sphalerite-hosted fluid inclusions, and sulfur isotope geochemistry. Mineralium Deposita, 54, 237–262. |  | DEU | Saxony
| Freiberg mining district | kb veins, eb veins, fba veins | Magmatic hydrothermal | Intrusion-related | hydrothermal vein-style silver mineralization | Ag | Zn, Pb, In, Ge, Ga | Ag, Zn, Pb, In, Ge, Ga | Bauer et al., 2019 |  | fba03_dSp-3 | fba03_dSp-3 | underground mine |  |  |  |  | ore material | grab | grab | mineral separate | [5 empty] | mineralisation |  |  |  | sphalerite | [6 empty] | galena, pyrite, arsenopyrite, quartz, fluorite, carbonate | polished sections | LA-ICPMS, EMPA | JEOL JXA-8530F equipped with a field emission gun (FEG) and five wavelength-dispersive spectrometers (WDS); 193-nm New Wave Research Excimer laser and an Agilent 7500i quadrupole ICP-MS | Helmholtz Institute Freiberg for Resource Technology (HIF); Friedrich-Alexander-Universität Erlangen-Nürnberg | EPMA: accelerating voltage of 20 kV and a beam current of 30 nA, and a defocused beam of 15 μm diameter. LA-ICP-MS: plasma power of 1320 W, He (0.65 L/min) and Ar (1.09 L/min) as carrier gases, Ar as plasma (14.9 L/min) and auxiliary gas (0.9 L/min), oxide rates of <0.4% ThO+/Th+, repetition rate of 20 Hz, beam spot size of 25 μm, irradiance of 0.74 GW/cm2, fluence of 3.7 J/cm2, 20 s background measurement and 20 s sample ablation, 60-s retention time | MASS-1 (Wilson et al. 2002); NIST SRM 610 and 612 (Pearce et al. 1997); MASS-1 as external Ge standard (57.8±2.6 μg/g Ge); NBS-127, IAEA-S-1, IAEA-S-2, IAEA-S-3, and an in-house Ag2S reference material (sulfur isotopes) |  |  |  |  | 24.986 | [15 empty] | 0.1508 | [5 empty] | 0.041325 | [15 empty] | 1.4464 | [9 empty] | 20.3036 | [33 empty] | 3832.9875 | [15 empty] | 32.7148 |  | 2959.0857 |  |  |  | 1.7575 | [19 empty] | 269.7092 | [13 empty] | 64.4079 |  |  |  |  | 2019 | Bauer, M.E., Burisch, M., Ostendorf, J., Krause, J., Frenzel, M., Seifert, T., and Gutzmer, J. (2019). Trace element geochemistry of sphalerite in contrasting hydrothermal fluid systems of the Freiberg district, Germany: insights from LA-ICP-MS analysis, near-infrared light microthermometry of sphalerite-hosted fluid inclusions, and sulfur isotope geochemistry. Mineralium Deposita, 54, 237–262. |  | DEU | Saxony
| Freiberg mining district | kb veins, eb veins, fba veins | Magmatic hydrothermal | Intrusion-related | hydrothermal vein-style silver mineralization | Ag | Zn, Pb, In, Ge, Ga | Ag, Zn, Pb, In, Ge, Ga | Bauer et al., 2019 |  | fba03_dSp-4 | fba03_dSp-4 | underground mine |  |  |  |  | ore material | grab | grab | mineral separate | [5 empty] | mineralisation |  |  |  | sphalerite | [6 empty] | galena, pyrite, arsenopyrite, quartz, fluorite, carbonate | polished sections | LA-ICPMS, EMPA | JEOL JXA-8530F equipped with a field emission gun (FEG) and five wavelength-dispersive spectrometers (WDS); 193-nm New Wave Research Excimer laser and an Agilent 7500i quadrupole ICP-MS | Helmholtz Institute Freiberg for Resource Technology (HIF); Friedrich-Alexander-Universität Erlangen-Nürnberg | EPMA: accelerating voltage of 20 kV and a beam current of 30 nA, and a defocused beam of 15 μm diameter. LA-ICP-MS: plasma power of 1320 W, He (0.65 L/min) and Ar (1.09 L/min) as carrier gases, Ar as plasma (14.9 L/min) and auxiliary gas (0.9 L/min), oxide rates of <0.4% ThO+/Th+, repetition rate of 20 Hz, beam spot size of 25 μm, irradiance of 0.74 GW/cm2, fluence of 3.7 J/cm2, 20 s background measurement and 20 s sample ablation, 60-s retention time | MASS-1 (Wilson et al. 2002); NIST SRM 610 and 612 (Pearce et al. 1997); MASS-1 as external Ge standard (57.8±2.6 μg/g Ge); NBS-127, IAEA-S-1, IAEA-S-2, IAEA-S-3, and an in-house Ag2S reference material (sulfur isotopes) |  |  |  |  | 42.3267 | [15 empty] | 0.3376 | [5 empty] | 0.050589 | [15 empty] | 0.9952 | [9 empty] | 31.0691 | [33 empty] | 6519.3138 | [15 empty] | 32.7555 |  | 5587.2793 |  |  |  | 1.8452 | [19 empty] | 480.0548 | [13 empty] | 64.3961 |  |  |  |  | 2019 | Bauer, M.E., Burisch, M., Ostendorf, J., Krause, J., Frenzel, M., Seifert, T., and Gutzmer, J. (2019). Trace element geochemistry of sphalerite in contrasting hydrothermal fluid systems of the Freiberg district, Germany: insights from LA-ICP-MS analysis, near-infrared light microthermometry of sphalerite-hosted fluid inclusions, and sulfur isotope geochemistry. Mineralium Deposita, 54, 237–262. |  | DEU | Saxony
| Freiberg mining district | kb veins, eb veins, fba veins | Magmatic hydrothermal | Intrusion-related | hydrothermal vein-style silver mineralization | Ag | Zn, Pb, In, Ge, Ga | Ag, Zn, Pb, In, Ge, Ga | Bauer et al., 2019 |  | fba03_dSp-5 | fba03_dSp-5 | underground mine |  |  |  |  | ore material | grab | grab | mineral separate | [5 empty] | mineralisation |  |  |  | sphalerite | [6 empty] | galena, pyrite, arsenopyrite, quartz, fluorite, carbonate | polished sections | LA-ICPMS, EMPA | JEOL JXA-8530F equipped with a field emission gun (FEG) and five wavelength-dispersive spectrometers (WDS); 193-nm New Wave Research Excimer laser and an Agilent 7500i quadrupole ICP-MS | Helmholtz Institute Freiberg for Resource Technology (HIF); Friedrich-Alexander-Universität Erlangen-Nürnberg | EPMA: accelerating voltage of 20 kV and a beam current of 30 nA, and a defocused beam of 15 μm diameter. LA-ICP-MS: plasma power of 1320 W, He (0.65 L/min) and Ar (1.09 L/min) as carrier gases, Ar as plasma (14.9 L/min) and auxiliary gas (0.9 L/min), oxide rates of <0.4% ThO+/Th+, repetition rate of 20 Hz, beam spot size of 25 μm, irradiance of 0.74 GW/cm2, fluence of 3.7 J/cm2, 20 s background measurement and 20 s sample ablation, 60-s retention time | MASS-1 (Wilson et al. 2002); NIST SRM 610 and 612 (Pearce et al. 1997); MASS-1 as external Ge standard (57.8±2.6 μg/g Ge); NBS-127, IAEA-S-1, IAEA-S-2, IAEA-S-3, and an in-house Ag2S reference material (sulfur isotopes) |  |  |  |  | 93.395 | [21 empty] | 0.036376 | [15 empty] | 1.5408 | [9 empty] | 9.7574 | [33 empty] | 9990.7221 | [15 empty] | 32.624 |  | 7186.6636 | [23 empty] | 1202.3387 | [13 empty] | 63.4584 |  |  |  |  | 2019 | Bauer, M.E., Burisch, M., Ostendorf, J., Krause, J., Frenzel, M., Seifert, T., and Gutzmer, J. (2019). Trace element geochemistry of sphalerite in contrasting hydrothermal fluid systems of the Freiberg district, Germany: insights from LA-ICP-MS analysis, near-infrared light microthermometry of sphalerite-hosted fluid inclusions, and sulfur isotope geochemistry. Mineralium Deposita, 54, 237–262. |  | DEU | Saxony
| Freiberg mining district | kb veins, eb veins, fba veins | Magmatic hydrothermal | Intrusion-related | hydrothermal vein-style silver mineralization | Ag | Zn, Pb, In, Ge, Ga | Ag, Zn, Pb, In, Ge, Ga | Bauer et al., 2019 |  | fba03_dSp-6 | fba03_dSp-6 | underground mine |  |  |  |  | ore material | grab | grab | mineral separate | [5 empty] | mineralisation |  |  |  | sphalerite | [6 empty] | galena, pyrite, arsenopyrite, quartz, fluorite, carbonate | polished sections | LA-ICPMS, EMPA | JEOL JXA-8530F equipped with a field emission gun (FEG) and five wavelength-dispersive spectrometers (WDS); 193-nm New Wave Research Excimer laser and an Agilent 7500i quadrupole ICP-MS | Helmholtz Institute Freiberg for Resource Technology (HIF); Friedrich-Alexander-Universität Erlangen-Nürnberg | EPMA: accelerating voltage of 20 kV and a beam current of 30 nA, and a defocused beam of 15 μm diameter. LA-ICP-MS: plasma power of 1320 W, He (0.65 L/min) and Ar (1.09 L/min) as carrier gases, Ar as plasma (14.9 L/min) and auxiliary gas (0.9 L/min), oxide rates of <0.4% ThO+/Th+, repetition rate of 20 Hz, beam spot size of 25 μm, irradiance of 0.74 GW/cm2, fluence of 3.7 J/cm2, 20 s background measurement and 20 s sample ablation, 60-s retention time | MASS-1 (Wilson et al. 2002); NIST SRM 610 and 612 (Pearce et al. 1997); MASS-1 as external Ge standard (57.8±2.6 μg/g Ge); NBS-127, IAEA-S-1, IAEA-S-2, IAEA-S-3, and an in-house Ag2S reference material (sulfur isotopes) |  |  |  |  | 22.6825 | [15 empty] | 0.4289 | [5 empty] | 0.038268 | [15 empty] | 1.0854 | [9 empty] | 59.2506 | [33 empty] | 3617.8546 | [15 empty] | 32.8299 |  | 3002.2735 | [23 empty] | 236.7452 | [13 empty] | 64.8715 |  |  |  |  | 2019 | Bauer, M.E., Burisch, M., Ostendorf, J., Krause, J., Frenzel, M., Seifert, T., and Gutzmer, J. (2019). Trace element geochemistry of sphalerite in contrasting hydrothermal fluid systems of the Freiberg district, Germany: insights from LA-ICP-MS analysis, near-infrared light microthermometry of sphalerite-hosted fluid inclusions, and sulfur isotope geochemistry. Mineralium Deposita, 54, 237–262. |  | DEU | Saxony
| Freiberg mining district | kb veins, eb veins, fba veins | Magmatic hydrothermal | Intrusion-related | hydrothermal vein-style silver mineralization | Ag | Zn, Pb, In, Ge, Ga | Ag, Zn, Pb, In, Ge, Ga | Bauer et al., 2019 |  | fba03_dSp-7 | fba03_dSp-7 | underground mine |  |  |  |  | ore material | grab | grab | mineral separate | [5 empty] | mineralisation |  |  |  | sphalerite | [6 empty] | galena, pyrite, arsenopyrite, quartz, fluorite, carbonate | polished sections | LA-ICPMS, EMPA | JEOL JXA-8530F equipped with a field emission gun (FEG) and five wavelength-dispersive spectrometers (WDS); 193-nm New Wave Research Excimer laser and an Agilent 7500i quadrupole ICP-MS | Helmholtz Institute Freiberg for Resource Technology (HIF); Friedrich-Alexander-Universität Erlangen-Nürnberg | EPMA: accelerating voltage of 20 kV and a beam current of 30 nA, and a defocused beam of 15 μm diameter. LA-ICP-MS: plasma power of 1320 W, He (0.65 L/min) and Ar (1.09 L/min) as carrier gases, Ar as plasma (14.9 L/min) and auxiliary gas (0.9 L/min), oxide rates of <0.4% ThO+/Th+, repetition rate of 20 Hz, beam spot size of 25 μm, irradiance of 0.74 GW/cm2, fluence of 3.7 J/cm2, 20 s background measurement and 20 s sample ablation, 60-s retention time | MASS-1 (Wilson et al. 2002); NIST SRM 610 and 612 (Pearce et al. 1997); MASS-1 as external Ge standard (57.8±2.6 μg/g Ge); NBS-127, IAEA-S-1, IAEA-S-2, IAEA-S-3, and an in-house Ag2S reference material (sulfur isotopes) |  |  |  |  | 85.4125 | [15 empty] | 0.0011 | [5 empty] | 0.065007 | [15 empty] | 1.4083 | [9 empty] | 9.1655 | [33 empty] | 9026.0851 | [15 empty] | 32.6182 |  | 6928.2126 | [23 empty] | 1162.315 | [13 empty] | 64.1146 |  |  |  |  | 2019 | Bauer, M.E., Burisch, M., Ostendorf, J., Krause, J., Frenzel, M., Seifert, T., and Gutzmer, J. (2019). Trace element geochemistry of sphalerite in contrasting hydrothermal fluid systems of the Freiberg district, Germany: insights from LA-ICP-MS analysis, near-infrared light microthermometry of sphalerite-hosted fluid inclusions, and sulfur isotope geochemistry. Mineralium Deposita, 54, 237–262. |  | DEU | Saxony
| Freiberg mining district | kb veins, eb veins, fba veins | Magmatic hydrothermal | Intrusion-related | hydrothermal vein-style silver mineralization | Ag | Zn, Pb, In, Ge, Ga | Ag, Zn, Pb, In, Ge, Ga | Bauer et al., 2019 |  | fba03_dSp-8 | fba03_dSp-8 | underground mine |  |  |  |  | ore material | grab | grab | mineral separate | [5 empty] | mineralisation |  |  |  | sphalerite | [6 empty] | galena, pyrite, arsenopyrite, quartz, fluorite, carbonate | polished sections | LA-ICPMS, EMPA | JEOL JXA-8530F equipped with a field emission gun (FEG) and five wavelength-dispersive spectrometers (WDS); 193-nm New Wave Research Excimer laser and an Agilent 7500i quadrupole ICP-MS | Helmholtz Institute Freiberg for Resource Technology (HIF); Friedrich-Alexander-Universität Erlangen-Nürnberg | EPMA: accelerating voltage of 20 kV and a beam current of 30 nA, and a defocused beam of 15 μm diameter. LA-ICP-MS: plasma power of 1320 W, He (0.65 L/min) and Ar (1.09 L/min) as carrier gases, Ar as plasma (14.9 L/min) and auxiliary gas (0.9 L/min), oxide rates of <0.4% ThO+/Th+, repetition rate of 20 Hz, beam spot size of 25 μm, irradiance of 0.74 GW/cm2, fluence of 3.7 J/cm2, 20 s background measurement and 20 s sample ablation, 60-s retention time | MASS-1 (Wilson et al. 2002); NIST SRM 610 and 612 (Pearce et al. 1997); MASS-1 as external Ge standard (57.8±2.6 μg/g Ge); NBS-127, IAEA-S-1, IAEA-S-2, IAEA-S-3, and an in-house Ag2S reference material (sulfur isotopes) |  |  |  |  | 141.2626 | [21 empty] | 0.046028 | [15 empty] | 1.5012 | [9 empty] | 9.2092 | [33 empty] | 10469.2903 | [15 empty] | 32.6627 |  | 6761.9638 | [23 empty] | 1223.8716 | [13 empty] | 64.0288 |  |  |  |  | 2019 | Bauer, M.E., Burisch, M., Ostendorf, J., Krause, J., Frenzel, M., Seifert, T., and Gutzmer, J. (2019). Trace element geochemistry of sphalerite in contrasting hydrothermal fluid systems of the Freiberg district, Germany: insights from LA-ICP-MS analysis, near-infrared light microthermometry of sphalerite-hosted fluid inclusions, and sulfur isotope geochemistry. Mineralium Deposita, 54, 237–262. |  | DEU | Saxony
| Freiberg mining district | kb veins, eb veins, fba veins | Magmatic hydrothermal | Intrusion-related | hydrothermal vein-style silver mineralization | Ag | Zn, Pb, In, Ge, Ga | Ag, Zn, Pb, In, Ge, Ga | Bauer et al., 2019 |  | fba03_dSp-9 | fba03_dSp-9 | underground mine |  |  |  |  | ore material | grab | grab | mineral separate | [5 empty] | mineralisation |  |  |  | sphalerite | [6 empty] | galena, pyrite, arsenopyrite, quartz, fluorite, carbonate | polished sections | LA-ICPMS, EMPA | JEOL JXA-8530F equipped with a field emission gun (FEG) and five wavelength-dispersive spectrometers (WDS); 193-nm New Wave Research Excimer laser and an Agilent 7500i quadrupole ICP-MS | Helmholtz Institute Freiberg for Resource Technology (HIF); Friedrich-Alexander-Universität Erlangen-Nürnberg | EPMA: accelerating voltage of 20 kV and a beam current of 30 nA, and a defocused beam of 15 μm diameter. LA-ICP-MS: plasma power of 1320 W, He (0.65 L/min) and Ar (1.09 L/min) as carrier gases, Ar as plasma (14.9 L/min) and auxiliary gas (0.9 L/min), oxide rates of <0.4% ThO+/Th+, repetition rate of 20 Hz, beam spot size of 25 μm, irradiance of 0.74 GW/cm2, fluence of 3.7 J/cm2, 20 s background measurement and 20 s sample ablation, 60-s retention time | MASS-1 (Wilson et al. 2002); NIST SRM 610 and 612 (Pearce et al. 1997); MASS-1 as external Ge standard (57.8±2.6 μg/g Ge); NBS-127, IAEA-S-1, IAEA-S-2, IAEA-S-3, and an in-house Ag2S reference material (sulfur isotopes) |  |  |  |  | 110.8772 | [37 empty] | 3.1311 | [9 empty] | 7.1938 | [33 empty] | 11102.2599 | [15 empty] | 32.7134 |  | 8876.1894 | [23 empty] | 1507.0668 | [13 empty] | 61.8765 |  |  |  |  | 2019 | Bauer, M.E., Burisch, M., Ostendorf, J., Krause, J., Frenzel, M., Seifert, T., and Gutzmer, J. (2019). Trace element geochemistry of sphalerite in contrasting hydrothermal fluid systems of the Freiberg district, Germany: insights from LA-ICP-MS analysis, near-infrared light microthermometry of sphalerite-hosted fluid inclusions, and sulfur isotope geochemistry. Mineralium Deposita, 54, 237–262. |  | DEU | Saxony
| Freiberg mining district | kb veins, eb veins, fba veins | Magmatic hydrothermal | Intrusion-related | hydrothermal vein-style silver mineralization | Ag | Zn, Pb, In, Ge, Ga | Ag, Zn, Pb, In, Ge, Ga | Bauer et al., 2019 |  | fba03_dSp-10 | fba03_dSp-10 | underground mine |  |  |  |  | ore material | grab | grab | mineral separate | [5 empty] | mineralisation |  |  |  | sphalerite | [6 empty] | galena, pyrite, arsenopyrite, quartz, fluorite, carbonate | polished sections | LA-ICPMS, EMPA | JEOL JXA-8530F equipped with a field emission gun (FEG) and five wavelength-dispersive spectrometers (WDS); 193-nm New Wave Research Excimer laser and an Agilent 7500i quadrupole ICP-MS | Helmholtz Institute Freiberg for Resource Technology (HIF); Friedrich-Alexander-Universität Erlangen-Nürnberg | EPMA: accelerating voltage of 20 kV and a beam current of 30 nA, and a defocused beam of 15 μm diameter. LA-ICP-MS: plasma power of 1320 W, He (0.65 L/min) and Ar (1.09 L/min) as carrier gases, Ar as plasma (14.9 L/min) and auxiliary gas (0.9 L/min), oxide rates of <0.4% ThO+/Th+, repetition rate of 20 Hz, beam spot size of 25 μm, irradiance of 0.74 GW/cm2, fluence of 3.7 J/cm2, 20 s background measurement and 20 s sample ablation, 60-s retention time | MASS-1 (Wilson et al. 2002); NIST SRM 610 and 612 (Pearce et al. 1997); MASS-1 as external Ge standard (57.8±2.6 μg/g Ge); NBS-127, IAEA-S-1, IAEA-S-2, IAEA-S-3, and an in-house Ag2S reference material (sulfur isotopes) |  |  |  |  | 107.9429 | [15 empty] | 0.0154 | [5 empty] | 0.038116 | [15 empty] | 1.2261 | [9 empty] | 8.6958 | [33 empty] | 10709.7582 | [15 empty] | 32.4454 |  | 8145.3667 | [23 empty] | 1383.5881 | [13 empty] | 64.0562 |  |  |  |  | 2019 | Bauer, M.E., Burisch, M., Ostendorf, J., Krause, J., Frenzel, M., Seifert, T., and Gutzmer, J. (2019). Trace element geochemistry of sphalerite in contrasting hydrothermal fluid systems of the Freiberg district, Germany: insights from LA-ICP-MS analysis, near-infrared light microthermometry of sphalerite-hosted fluid inclusions, and sulfur isotope geochemistry. Mineralium Deposita, 54, 237–262. |  | DEU | Saxony
| Freiberg mining district | kb veins, eb veins, fba veins | Magmatic hydrothermal | Intrusion-related | hydrothermal vein-style silver mineralization | Ag | Zn, Pb, In, Ge, Ga | Ag, Zn, Pb, In, Ge, Ga | Bauer et al., 2019 |  | fba03_dSp-11 | fba03_dSp-11 | underground mine |  |  |  |  | ore material | grab | grab | mineral separate | [5 empty] | mineralisation |  |  |  | sphalerite | [6 empty] | galena, pyrite, arsenopyrite, quartz, fluorite, carbonate | polished sections | LA-ICPMS, EMPA | JEOL JXA-8530F equipped with a field emission gun (FEG) and five wavelength-dispersive spectrometers (WDS); 193-nm New Wave Research Excimer laser and an Agilent 7500i quadrupole ICP-MS | Helmholtz Institute Freiberg for Resource Technology (HIF); Friedrich-Alexander-Universität Erlangen-Nürnberg | EPMA: accelerating voltage of 20 kV and a beam current of 30 nA, and a defocused beam of 15 μm diameter. LA-ICP-MS: plasma power of 1320 W, He (0.65 L/min) and Ar (1.09 L/min) as carrier gases, Ar as plasma (14.9 L/min) and auxiliary gas (0.9 L/min), oxide rates of <0.4% ThO+/Th+, repetition rate of 20 Hz, beam spot size of 25 μm, irradiance of 0.74 GW/cm2, fluence of 3.7 J/cm2, 20 s background measurement and 20 s sample ablation, 60-s retention time | MASS-1 (Wilson et al. 2002); NIST SRM 610 and 612 (Pearce et al. 1997); MASS-1 as external Ge standard (57.8±2.6 μg/g Ge); NBS-127, IAEA-S-1, IAEA-S-2, IAEA-S-3, and an in-house Ag2S reference material (sulfur isotopes) |  |  |  |  | 84.8193 | [37 empty] | 1.7546 | [9 empty] | 9.7922 | [33 empty] | 8337.0881 | [15 empty] | 32.7236 |  | 7734.3567 | [23 empty] | 1044.123 | [13 empty] | 63.83 |  |  |  |  | 2019 | Bauer, M.E., Burisch, M., Ostendorf, J., Krause, J., Frenzel, M., Seifert, T., and Gutzmer, J. (2019). Trace element geochemistry of sphalerite in contrasting hydrothermal fluid systems of the Freiberg district, Germany: insights from LA-ICP-MS analysis, near-infrared light microthermometry of sphalerite-hosted fluid inclusions, and sulfur isotope geochemistry. Mineralium Deposita, 54, 237–262. |  | DEU | Saxony
| Freiberg mining district | kb veins, eb veins, fba veins | Magmatic hydrothermal | Intrusion-related | hydrothermal vein-style silver mineralization | Ag | Zn, Pb, In, Ge, Ga | Ag, Zn, Pb, In, Ge, Ga | Bauer et al., 2019 |  | fba03_dSp-12 | fba03_dSp-12 | underground mine |  |  |  |  | ore material | grab | grab | mineral separate | [5 empty] | mineralisation |  |  |  | sphalerite | [6 empty] | galena, pyrite, arsenopyrite, quartz, fluorite, carbonate | polished sections | LA-ICPMS, EMPA | JEOL JXA-8530F equipped with a field emission gun (FEG) and five wavelength-dispersive spectrometers (WDS); 193-nm New Wave Research Excimer laser and an Agilent 7500i quadrupole ICP-MS | Helmholtz Institute Freiberg for Resource Technology (HIF); Friedrich-Alexander-Universität Erlangen-Nürnberg | EPMA: accelerating voltage of 20 kV and a beam current of 30 nA, and a defocused beam of 15 μm diameter. LA-ICP-MS: plasma power of 1320 W, He (0.65 L/min) and Ar (1.09 L/min) as carrier gases, Ar as plasma (14.9 L/min) and auxiliary gas (0.9 L/min), oxide rates of <0.4% ThO+/Th+, repetition rate of 20 Hz, beam spot size of 25 μm, irradiance of 0.74 GW/cm2, fluence of 3.7 J/cm2, 20 s background measurement and 20 s sample ablation, 60-s retention time | MASS-1 (Wilson et al. 2002); NIST SRM 610 and 612 (Pearce et al. 1997); MASS-1 as external Ge standard (57.8±2.6 μg/g Ge); NBS-127, IAEA-S-1, IAEA-S-2, IAEA-S-3, and an in-house Ag2S reference material (sulfur isotopes) |  |  |  |  | 87.9406 | [15 empty] | 0.0047 | [5 empty] | 0.10383 | [15 empty] | 1.8455 | [9 empty] | 5.9908 | [33 empty] | 11172.1467 | [15 empty] | 32.6305 |  | 6802.9372 | [23 empty] | 1211.3425 | [13 empty] | 63.6734 |  |  |  |  | 2019 | Bauer, M.E., Burisch, M., Ostendorf, J., Krause, J., Frenzel, M., Seifert, T., and Gutzmer, J. (2019). Trace element geochemistry of sphalerite in contrasting hydrothermal fluid systems of the Freiberg district, Germany: insights from LA-ICP-MS analysis, near-infrared light microthermometry of sphalerite-hosted fluid inclusions, and sulfur isotope geochemistry. Mineralium Deposita, 54, 237–262. |  | DEU | Saxony
| Freiberg mining district | kb veins, eb veins, fba veins | Magmatic hydrothermal | Intrusion-related | hydrothermal vein-style silver mineralization | Ag | Zn, Pb, In, Ge, Ga | Ag, Zn, Pb, In, Ge, Ga | Bauer et al., 2019 |  | fba04_dSp-1 | fba04_dSp-1 | underground mine |  |  |  |  | ore material | grab | grab | mineral separate | [5 empty] | mineralisation |  |  |  | sphalerite | [6 empty] | galena, pyrite, arsenopyrite, quartz, fluorite, carbonate | polished sections | LA-ICPMS, EMPA | JEOL JXA-8530F equipped with a field emission gun (FEG) and five wavelength-dispersive spectrometers (WDS); 193-nm New Wave Research Excimer laser and an Agilent 7500i quadrupole ICP-MS | Helmholtz Institute Freiberg for Resource Technology (HIF); Friedrich-Alexander-Universität Erlangen-Nürnberg | EPMA: accelerating voltage of 20 kV and a beam current of 30 nA, and a defocused beam of 15 μm diameter. LA-ICP-MS: plasma power of 1320 W, He (0.65 L/min) and Ar (1.09 L/min) as carrier gases, Ar as plasma (14.9 L/min) and auxiliary gas (0.9 L/min), oxide rates of <0.4% ThO+/Th+, repetition rate of 20 Hz, beam spot size of 25 μm, irradiance of 0.74 GW/cm2, fluence of 3.7 J/cm2, 20 s background measurement and 20 s sample ablation, 60-s retention time | MASS-1 (Wilson et al. 2002); NIST SRM 610 and 612 (Pearce et al. 1997); MASS-1 as external Ge standard (57.8±2.6 μg/g Ge); NBS-127, IAEA-S-1, IAEA-S-2, IAEA-S-3, and an in-house Ag2S reference material (sulfur isotopes) |  |  |  |  | 21.9445 | [15 empty] | 0.0793 | [5 empty] | 0.10286 | [15 empty] | 0.862 | [9 empty] | 12.857 | [33 empty] | 2326.1469 | [15 empty] | 32.7423 |  | 1298.1106 | [23 empty] | 230.6355 | [13 empty] | 65.5072 |  |  |  |  | 2019 | Bauer, M.E., Burisch, M., Ostendorf, J., Krause, J., Frenzel, M., Seifert, T., and Gutzmer, J. (2019). Trace element geochemistry of sphalerite in contrasting hydrothermal fluid systems of the Freiberg district, Germany: insights from LA-ICP-MS analysis, near-infrared light microthermometry of sphalerite-hosted fluid inclusions, and sulfur isotope geochemistry. Mineralium Deposita, 54, 237–262. |  | DEU | Saxony
| Freiberg mining district | kb veins, eb veins, fba veins | Magmatic hydrothermal | Intrusion-related | hydrothermal vein-style silver mineralization | Ag | Zn, Pb, In, Ge, Ga | Ag, Zn, Pb, In, Ge, Ga | Bauer et al., 2019 |  | fba04_dSp-2 | fba04_dSp-2 | underground mine |  |  |  |  | ore material | grab | grab | mineral separate | [5 empty] | mineralisation |  |  |  | sphalerite | [6 empty] | galena, pyrite, arsenopyrite, quartz, fluorite, carbonate | polished sections | LA-ICPMS, EMPA | JEOL JXA-8530F equipped with a field emission gun (FEG) and five wavelength-dispersive spectrometers (WDS); 193-nm New Wave Research Excimer laser and an Agilent 7500i quadrupole ICP-MS | Helmholtz Institute Freiberg for Resource Technology (HIF); Friedrich-Alexander-Universität Erlangen-Nürnberg | EPMA: accelerating voltage of 20 kV and a beam current of 30 nA, and a defocused beam of 15 μm diameter. LA-ICP-MS: plasma power of 1320 W, He (0.65 L/min) and Ar (1.09 L/min) as carrier gases, Ar as plasma (14.9 L/min) and auxiliary gas (0.9 L/min), oxide rates of <0.4% ThO+/Th+, repetition rate of 20 Hz, beam spot size of 25 μm, irradiance of 0.74 GW/cm2, fluence of 3.7 J/cm2, 20 s background measurement and 20 s sample ablation, 60-s retention time | MASS-1 (Wilson et al. 2002); NIST SRM 610 and 612 (Pearce et al. 1997); MASS-1 as external Ge standard (57.8±2.6 μg/g Ge); NBS-127, IAEA-S-1, IAEA-S-2, IAEA-S-3, and an in-house Ag2S reference material (sulfur isotopes) |  |  |  |  | 12.4058 | [15 empty] | 0.0194 | [5 empty] | 0.37252 | [15 empty] | 1.1267 | [9 empty] | 60.3078 | [33 empty] | 282.8631 | [15 empty] | 32.7483 |  | 426.8456 | [23 empty] | 46.2335 | [13 empty] | 65.1469 |  |  |  |  | 2019 | Bauer, M.E., Burisch, M., Ostendorf, J., Krause, J., Frenzel, M., Seifert, T., and Gutzmer, J. (2019). Trace element geochemistry of sphalerite in contrasting hydrothermal fluid systems of the Freiberg district, Germany: insights from LA-ICP-MS analysis, near-infrared light microthermometry of sphalerite-hosted fluid inclusions, and sulfur isotope geochemistry. Mineralium Deposita, 54, 237–262. |  | DEU | Saxony
| Freiberg mining district | kb veins, eb veins, fba veins | Magmatic hydrothermal | Intrusion-related | hydrothermal vein-style silver mineralization | Ag | Zn, Pb, In, Ge, Ga | Ag, Zn, Pb, In, Ge, Ga | Bauer et al., 2019 |  | fba04_dSp-3 | fba04_dSp-3 | underground mine |  |  |  |  | ore material | grab | grab | mineral separate | [5 empty] | mineralisation |  |  |  | sphalerite | [6 empty] | galena, pyrite, arsenopyrite, quartz, fluorite, carbonate | polished sections | LA-ICPMS, EMPA | JEOL JXA-8530F equipped with a field emission gun (FEG) and five wavelength-dispersive spectrometers (WDS); 193-nm New Wave Research Excimer laser and an Agilent 7500i quadrupole ICP-MS | Helmholtz Institute Freiberg for Resource Technology (HIF); Friedrich-Alexander-Universität Erlangen-Nürnberg | EPMA: accelerating voltage of 20 kV and a beam current of 30 nA, and a defocused beam of 15 μm diameter. LA-ICP-MS: plasma power of 1320 W, He (0.65 L/min) and Ar (1.09 L/min) as carrier gases, Ar as plasma (14.9 L/min) and auxiliary gas (0.9 L/min), oxide rates of <0.4% ThO+/Th+, repetition rate of 20 Hz, beam spot size of 25 μm, irradiance of 0.74 GW/cm2, fluence of 3.7 J/cm2, 20 s background measurement and 20 s sample ablation, 60-s retention time | MASS-1 (Wilson et al. 2002); NIST SRM 610 and 612 (Pearce et al. 1997); MASS-1 as external Ge standard (57.8±2.6 μg/g Ge); NBS-127, IAEA-S-1, IAEA-S-2, IAEA-S-3, and an in-house Ag2S reference material (sulfur isotopes) |  |  |  |  | 12.3465 | [15 empty] | 0.1459 | [5 empty] | 0.65339 | [15 empty] | 0.0937 | [9 empty] | 22.2116 | [33 empty] | 947.6715 | [15 empty] | 32.8105 |  | 1008.528 |  |  |  | 3.6252 | [19 empty] | 137.728 | [13 empty] | 66.3759 |  |  |  |  | 2019 | Bauer, M.E., Burisch, M., Ostendorf, J., Krause, J., Frenzel, M., Seifert, T., and Gutzmer, J. (2019). Trace element geochemistry of sphalerite in contrasting hydrothermal fluid systems of the Freiberg district, Germany: insights from LA-ICP-MS analysis, near-infrared light microthermometry of sphalerite-hosted fluid inclusions, and sulfur isotope geochemistry. Mineralium Deposita, 54, 237–262. |  | DEU | Saxony
| Freiberg mining district | kb veins, eb veins, fba veins | Magmatic hydrothermal | Intrusion-related | hydrothermal vein-style silver mineralization | Ag | Zn, Pb, In, Ge, Ga | Ag, Zn, Pb, In, Ge, Ga | Bauer et al., 2019 |  | fba04_dSp-4 | fba04_dSp-4 | underground mine |  |  |  |  | ore material | grab | grab | mineral separate | [5 empty] | mineralisation |  |  |  | sphalerite | [6 empty] | galena, pyrite, arsenopyrite, quartz, fluorite, carbonate | polished sections | LA-ICPMS, EMPA | JEOL JXA-8530F equipped with a field emission gun (FEG) and five wavelength-dispersive spectrometers (WDS); 193-nm New Wave Research Excimer laser and an Agilent 7500i quadrupole ICP-MS | Helmholtz Institute Freiberg for Resource Technology (HIF); Friedrich-Alexander-Universität Erlangen-Nürnberg | EPMA: accelerating voltage of 20 kV and a beam current of 30 nA, and a defocused beam of 15 μm diameter. LA-ICP-MS: plasma power of 1320 W, He (0.65 L/min) and Ar (1.09 L/min) as carrier gases, Ar as plasma (14.9 L/min) and auxiliary gas (0.9 L/min), oxide rates of <0.4% ThO+/Th+, repetition rate of 20 Hz, beam spot size of 25 μm, irradiance of 0.74 GW/cm2, fluence of 3.7 J/cm2, 20 s background measurement and 20 s sample ablation, 60-s retention time | MASS-1 (Wilson et al. 2002); NIST SRM 610 and 612 (Pearce et al. 1997); MASS-1 as external Ge standard (57.8±2.6 μg/g Ge); NBS-127, IAEA-S-1, IAEA-S-2, IAEA-S-3, and an in-house Ag2S reference material (sulfur isotopes) |  |  |  |  | 116.3563 | [21 empty] | 0.086718 | [15 empty] | 1.8837 | [9 empty] | 5.4417 | [33 empty] | 13046.0914 | [15 empty] | 32.6866 |  | 8901.7441 | [23 empty] | 1714.0894 | [13 empty] | 63.1385 |  |  |  |  | 2019 | Bauer, M.E., Burisch, M., Ostendorf, J., Krause, J., Frenzel, M., Seifert, T., and Gutzmer, J. (2019). Trace element geochemistry of sphalerite in contrasting hydrothermal fluid systems of the Freiberg district, Germany: insights from LA-ICP-MS analysis, near-infrared light microthermometry of sphalerite-hosted fluid inclusions, and sulfur isotope geochemistry. Mineralium Deposita, 54, 237–262. |  | DEU | Saxony
| Freiberg mining district | kb veins, eb veins, fba veins | Magmatic hydrothermal | Intrusion-related | hydrothermal vein-style silver mineralization | Ag | Zn, Pb, In, Ge, Ga | Ag, Zn, Pb, In, Ge, Ga | Bauer et al., 2019 |  | fba04_dSp-5 | fba04_dSp-5 | underground mine |  |  |  |  | ore material | grab | grab | mineral separate | [5 empty] | mineralisation |  |  |  | sphalerite | [6 empty] | galena, pyrite, arsenopyrite, quartz, fluorite, carbonate | polished sections | LA-ICPMS, EMPA | JEOL JXA-8530F equipped with a field emission gun (FEG) and five wavelength-dispersive spectrometers (WDS); 193-nm New Wave Research Excimer laser and an Agilent 7500i quadrupole ICP-MS | Helmholtz Institute Freiberg for Resource Technology (HIF); Friedrich-Alexander-Universität Erlangen-Nürnberg | EPMA: accelerating voltage of 20 kV and a beam current of 30 nA, and a defocused beam of 15 μm diameter. LA-ICP-MS: plasma power of 1320 W, He (0.65 L/min) and Ar (1.09 L/min) as carrier gases, Ar as plasma (14.9 L/min) and auxiliary gas (0.9 L/min), oxide rates of <0.4% ThO+/Th+, repetition rate of 20 Hz, beam spot size of 25 μm, irradiance of 0.74 GW/cm2, fluence of 3.7 J/cm2, 20 s background measurement and 20 s sample ablation, 60-s retention time | MASS-1 (Wilson et al. 2002); NIST SRM 610 and 612 (Pearce et al. 1997); MASS-1 as external Ge standard (57.8±2.6 μg/g Ge); NBS-127, IAEA-S-1, IAEA-S-2, IAEA-S-3, and an in-house Ag2S reference material (sulfur isotopes) |  |  |  |  | 125.9116 | [15 empty] | 0.0059 | [5 empty] | 0.044067 | [15 empty] | 3.0857 | [9 empty] | 6.413 | [33 empty] | 10221.9748 | [15 empty] | 32.5779 |  | 6502.0928 | [23 empty] | 1317.4605 | [13 empty] | 61.9644 |  |  |  |  | 2019 | Bauer, M.E., Burisch, M., Ostendorf, J., Krause, J., Frenzel, M., Seifert, T., and Gutzmer, J. (2019). Trace element geochemistry of sphalerite in contrasting hydrothermal fluid systems of the Freiberg district, Germany: insights from LA-ICP-MS analysis, near-infrared light microthermometry of sphalerite-hosted fluid inclusions, and sulfur isotope geochemistry. Mineralium Deposita, 54, 237–262. |  | DEU | Saxony
| Freiberg mining district | kb veins, eb veins, fba veins | Magmatic hydrothermal | Intrusion-related | hydrothermal vein-style silver mineralization | Ag | Zn, Pb, In, Ge, Ga | Ag, Zn, Pb, In, Ge, Ga | Bauer et al., 2019 |  | fba04_dSp-6 | fba04_dSp-6 | underground mine |  |  |  |  | ore material | grab | grab | mineral separate | [5 empty] | mineralisation |  |  |  | sphalerite | [6 empty] | galena, pyrite, arsenopyrite, quartz, fluorite, carbonate | polished sections | LA-ICPMS, EMPA | JEOL JXA-8530F equipped with a field emission gun (FEG) and five wavelength-dispersive spectrometers (WDS); 193-nm New Wave Research Excimer laser and an Agilent 7500i quadrupole ICP-MS | Helmholtz Institute Freiberg for Resource Technology (HIF); Friedrich-Alexander-Universität Erlangen-Nürnberg | EPMA: accelerating voltage of 20 kV and a beam current of 30 nA, and a defocused beam of 15 μm diameter. LA-ICP-MS: plasma power of 1320 W, He (0.65 L/min) and Ar (1.09 L/min) as carrier gases, Ar as plasma (14.9 L/min) and auxiliary gas (0.9 L/min), oxide rates of <0.4% ThO+/Th+, repetition rate of 20 Hz, beam spot size of 25 μm, irradiance of 0.74 GW/cm2, fluence of 3.7 J/cm2, 20 s background measurement and 20 s sample ablation, 60-s retention time | MASS-1 (Wilson et al. 2002); NIST SRM 610 and 612 (Pearce et al. 1997); MASS-1 as external Ge standard (57.8±2.6 μg/g Ge); NBS-127, IAEA-S-1, IAEA-S-2, IAEA-S-3, and an in-house Ag2S reference material (sulfur isotopes) |  |  |  |  | 106.9911 | [15 empty] | 0.0105 | [5 empty] | 0.11614 | [15 empty] | 1.4079 | [9 empty] | 7.1899 | [33 empty] | 11921.8476 | [15 empty] | 32.5972 |  | 8178.1105 |  |  |  | 1.81 | [19 empty] | 1371.36 | [13 empty] | 63.4492 |  |  |  |  | 2019 | Bauer, M.E., Burisch, M., Ostendorf, J., Krause, J., Frenzel, M., Seifert, T., and Gutzmer, J. (2019). Trace element geochemistry of sphalerite in contrasting hydrothermal fluid systems of the Freiberg district, Germany: insights from LA-ICP-MS analysis, near-infrared light microthermometry of sphalerite-hosted fluid inclusions, and sulfur isotope geochemistry. Mineralium Deposita, 54, 237–262. |  | DEU | Saxony
| Freiberg mining district | kb veins, eb veins, fba veins | Magmatic hydrothermal | Intrusion-related | hydrothermal vein-style silver mineralization | Ag | Zn, Pb, In, Ge, Ga | Ag, Zn, Pb, In, Ge, Ga | Bauer et al., 2019 |  | fba04_dSp-7 | fba04_dSp-7 | underground mine |  |  |  |  | ore material | grab | grab | mineral separate | [5 empty] | mineralisation |  |  |  | sphalerite | [6 empty] | galena, pyrite, arsenopyrite, quartz, fluorite, carbonate | polished sections | LA-ICPMS, EMPA | JEOL JXA-8530F equipped with a field emission gun (FEG) and five wavelength-dispersive spectrometers (WDS); 193-nm New Wave Research Excimer laser and an Agilent 7500i quadrupole ICP-MS | Helmholtz Institute Freiberg for Resource Technology (HIF); Friedrich-Alexander-Universität Erlangen-Nürnberg | EPMA: accelerating voltage of 20 kV and a beam current of 30 nA, and a defocused beam of 15 μm diameter. LA-ICP-MS: plasma power of 1320 W, He (0.65 L/min) and Ar (1.09 L/min) as carrier gases, Ar as plasma (14.9 L/min) and auxiliary gas (0.9 L/min), oxide rates of <0.4% ThO+/Th+, repetition rate of 20 Hz, beam spot size of 25 μm, irradiance of 0.74 GW/cm2, fluence of 3.7 J/cm2, 20 s background measurement and 20 s sample ablation, 60-s retention time | MASS-1 (Wilson et al. 2002); NIST SRM 610 and 612 (Pearce et al. 1997); MASS-1 as external Ge standard (57.8±2.6 μg/g Ge); NBS-127, IAEA-S-1, IAEA-S-2, IAEA-S-3, and an in-house Ag2S reference material (sulfur isotopes) |  |  |  |  | 85.0658 | [21 empty] | 0.042043 | [15 empty] | 1.7617 | [9 empty] | 8.6908 | [33 empty] | 8303.9167 | [15 empty] | 32.3166 |  | 6413.4184 |  |  |  | 1.7659 | [19 empty] | 1092.0456 | [13 empty] | 63.6963 |  |  |  |  | 2019 | Bauer, M.E., Burisch, M., Ostendorf, J., Krause, J., Frenzel, M., Seifert, T., and Gutzmer, J. (2019). Trace element geochemistry of sphalerite in contrasting hydrothermal fluid systems of the Freiberg district, Germany: insights from LA-ICP-MS analysis, near-infrared light microthermometry of sphalerite-hosted fluid inclusions, and sulfur isotope geochemistry. Mineralium Deposita, 54, 237–262. |  | DEU | Saxony
| Freiberg mining district | kb veins, eb veins, fba veins | Magmatic hydrothermal | Intrusion-related | hydrothermal vein-style silver mineralization | Ag | Zn, Pb, In, Ge, Ga | Ag, Zn, Pb, In, Ge, Ga | Bauer et al., 2019 |  | fba04_dSp-8 | fba04_dSp-8 | underground mine |  |  |  |  | ore material | grab | grab | mineral separate | [5 empty] | mineralisation |  |  |  | sphalerite | [6 empty] | galena, pyrite, arsenopyrite, quartz, fluorite, carbonate | polished sections | LA-ICPMS, EMPA | JEOL JXA-8530F equipped with a field emission gun (FEG) and five wavelength-dispersive spectrometers (WDS); 193-nm New Wave Research Excimer laser and an Agilent 7500i quadrupole ICP-MS | Helmholtz Institute Freiberg for Resource Technology (HIF); Friedrich-Alexander-Universität Erlangen-Nürnberg | EPMA: accelerating voltage of 20 kV and a beam current of 30 nA, and a defocused beam of 15 μm diameter. LA-ICP-MS: plasma power of 1320 W, He (0.65 L/min) and Ar (1.09 L/min) as carrier gases, Ar as plasma (14.9 L/min) and auxiliary gas (0.9 L/min), oxide rates of <0.4% ThO+/Th+, repetition rate of 20 Hz, beam spot size of 25 μm, irradiance of 0.74 GW/cm2, fluence of 3.7 J/cm2, 20 s background measurement and 20 s sample ablation, 60-s retention time | MASS-1 (Wilson et al. 2002); NIST SRM 610 and 612 (Pearce et al. 1997); MASS-1 as external Ge standard (57.8±2.6 μg/g Ge); NBS-127, IAEA-S-1, IAEA-S-2, IAEA-S-3, and an in-house Ag2S reference material (sulfur isotopes) |  |  |  |  | 73.9901 | [15 empty] | 0.4757 | [5 empty] | 0.045625 | [15 empty] | 1.448 | [9 empty] | 71.0441 | [33 empty] | 8398.2396 | [15 empty] | 32.5438 |  | 8221.3433 | [23 empty] | 1226.7981 | [13 empty] | 63.6447 |  |  |  |  | 2019 | Bauer, M.E., Burisch, M., Ostendorf, J., Krause, J., Frenzel, M., Seifert, T., and Gutzmer, J. (2019). Trace element geochemistry of sphalerite in contrasting hydrothermal fluid systems of the Freiberg district, Germany: insights from LA-ICP-MS analysis, near-infrared light microthermometry of sphalerite-hosted fluid inclusions, and sulfur isotope geochemistry. Mineralium Deposita, 54, 237–262. |  | DEU | Saxony
| Freiberg mining district | kb veins, eb veins, fba veins | Magmatic hydrothermal | Intrusion-related | hydrothermal vein-style silver mineralization | Ag | Zn, Pb, In, Ge, Ga | Ag, Zn, Pb, In, Ge, Ga | Bauer et al., 2019 |  | fba04_dSp-9 | fba04_dSp-9 | underground mine |  |  |  |  | ore material | grab | grab | mineral separate | [5 empty] | mineralisation |  |  |  | sphalerite | [6 empty] | galena, pyrite, arsenopyrite, quartz, fluorite, carbonate | polished sections | LA-ICPMS, EMPA | JEOL JXA-8530F equipped with a field emission gun (FEG) and five wavelength-dispersive spectrometers (WDS); 193-nm New Wave Research Excimer laser and an Agilent 7500i quadrupole ICP-MS | Helmholtz Institute Freiberg for Resource Technology (HIF); Friedrich-Alexander-Universität Erlangen-Nürnberg | EPMA: accelerating voltage of 20 kV and a beam current of 30 nA, and a defocused beam of 15 μm diameter. LA-ICP-MS: plasma power of 1320 W, He (0.65 L/min) and Ar (1.09 L/min) as carrier gases, Ar as plasma (14.9 L/min) and auxiliary gas (0.9 L/min), oxide rates of <0.4% ThO+/Th+, repetition rate of 20 Hz, beam spot size of 25 μm, irradiance of 0.74 GW/cm2, fluence of 3.7 J/cm2, 20 s background measurement and 20 s sample ablation, 60-s retention time | MASS-1 (Wilson et al. 2002); NIST SRM 610 and 612 (Pearce et al. 1997); MASS-1 as external Ge standard (57.8±2.6 μg/g Ge); NBS-127, IAEA-S-1, IAEA-S-2, IAEA-S-3, and an in-house Ag2S reference material (sulfur isotopes) |  |  |  |  | 117.155 | [15 empty] | 0.0493 | [5 empty] | 0.085031 | [15 empty] | 1.5958 | [9 empty] | 7.3863 | [33 empty] | 11296.7687 | [15 empty] | 32.4756 |  | 7317.8089 | [23 empty] | 1255.5889 | [13 empty] | 63.3502 |  |  |  |  | 2019 | Bauer, M.E., Burisch, M., Ostendorf, J., Krause, J., Frenzel, M., Seifert, T., and Gutzmer, J. (2019). Trace element geochemistry of sphalerite in contrasting hydrothermal fluid systems of the Freiberg district, Germany: insights from LA-ICP-MS analysis, near-infrared light microthermometry of sphalerite-hosted fluid inclusions, and sulfur isotope geochemistry. Mineralium Deposita, 54, 237–262. |  | DEU | Saxony
| Freiberg mining district | kb veins, eb veins, fba veins | Magmatic hydrothermal | Intrusion-related | hydrothermal vein-style silver mineralization | Ag | Zn, Pb, In, Ge, Ga | Ag, Zn, Pb, In, Ge, Ga | Bauer et al., 2019 |  | fba04_dSp-10 | fba04_dSp-10 | underground mine |  |  |  |  | ore material | grab | grab | mineral separate | [5 empty] | mineralisation |  |  |  | sphalerite | [6 empty] | galena, pyrite, arsenopyrite, quartz, fluorite, carbonate | polished sections | LA-ICPMS, EMPA | JEOL JXA-8530F equipped with a field emission gun (FEG) and five wavelength-dispersive spectrometers (WDS); 193-nm New Wave Research Excimer laser and an Agilent 7500i quadrupole ICP-MS | Helmholtz Institute Freiberg for Resource Technology (HIF); Friedrich-Alexander-Universität Erlangen-Nürnberg | EPMA: accelerating voltage of 20 kV and a beam current of 30 nA, and a defocused beam of 15 μm diameter. LA-ICP-MS: plasma power of 1320 W, He (0.65 L/min) and Ar (1.09 L/min) as carrier gases, Ar as plasma (14.9 L/min) and auxiliary gas (0.9 L/min), oxide rates of <0.4% ThO+/Th+, repetition rate of 20 Hz, beam spot size of 25 μm, irradiance of 0.74 GW/cm2, fluence of 3.7 J/cm2, 20 s background measurement and 20 s sample ablation, 60-s retention time | MASS-1 (Wilson et al. 2002); NIST SRM 610 and 612 (Pearce et al. 1997); MASS-1 as external Ge standard (57.8±2.6 μg/g Ge); NBS-127, IAEA-S-1, IAEA-S-2, IAEA-S-3, and an in-house Ag2S reference material (sulfur isotopes) |  |  |  |  | 95.2849 | [15 empty] | 0.0107 | [5 empty] | 0.037895 | [15 empty] | 1.5674 | [9 empty] | 5.23 | [33 empty] | 11044.9271 | [15 empty] | 32.48 |  | 7819.4094 | [23 empty] | 1370.8635 | [13 empty] | 63.5369 |  |  |  |  | 2019 | Bauer, M.E., Burisch, M., Ostendorf, J., Krause, J., Frenzel, M., Seifert, T., and Gutzmer, J. (2019). Trace element geochemistry of sphalerite in contrasting hydrothermal fluid systems of the Freiberg district, Germany: insights from LA-ICP-MS analysis, near-infrared light microthermometry of sphalerite-hosted fluid inclusions, and sulfur isotope geochemistry. Mineralium Deposita, 54, 237–262. |  | DEU | Saxony
| Freiberg mining district | kb veins, eb veins, fba veins | Magmatic hydrothermal | Intrusion-related | hydrothermal vein-style silver mineralization | Ag | Zn, Pb, In, Ge, Ga | Ag, Zn, Pb, In, Ge, Ga | Bauer et al., 2019 |  | fba04_dSp-11 | fba04_dSp-11 | underground mine |  |  |  |  | ore material | grab | grab | mineral separate | [5 empty] | mineralisation |  |  |  | sphalerite | [6 empty] | galena, pyrite, arsenopyrite, quartz, fluorite, carbonate | polished sections | LA-ICPMS, EMPA | JEOL JXA-8530F equipped with a field emission gun (FEG) and five wavelength-dispersive spectrometers (WDS); 193-nm New Wave Research Excimer laser and an Agilent 7500i quadrupole ICP-MS | Helmholtz Institute Freiberg for Resource Technology (HIF); Friedrich-Alexander-Universität Erlangen-Nürnberg | EPMA: accelerating voltage of 20 kV and a beam current of 30 nA, and a defocused beam of 15 μm diameter. LA-ICP-MS: plasma power of 1320 W, He (0.65 L/min) and Ar (1.09 L/min) as carrier gases, Ar as plasma (14.9 L/min) and auxiliary gas (0.9 L/min), oxide rates of <0.4% ThO+/Th+, repetition rate of 20 Hz, beam spot size of 25 μm, irradiance of 0.74 GW/cm2, fluence of 3.7 J/cm2, 20 s background measurement and 20 s sample ablation, 60-s retention time | MASS-1 (Wilson et al. 2002); NIST SRM 610 and 612 (Pearce et al. 1997); MASS-1 as external Ge standard (57.8±2.6 μg/g Ge); NBS-127, IAEA-S-1, IAEA-S-2, IAEA-S-3, and an in-house Ag2S reference material (sulfur isotopes) |  |  |  |  | 20.3885 | [15 empty] | 0.2991 | [21 empty] | 1.8485 | [9 empty] | 28.6353 | [33 empty] | 3573.5635 | [15 empty] | 32.8492 |  | 2415.2167 | [23 empty] | 254.5171 | [13 empty] | 64.1933 |  |  |  |  | 2019 | Bauer, M.E., Burisch, M., Ostendorf, J., Krause, J., Frenzel, M., Seifert, T., and Gutzmer, J. (2019). Trace element geochemistry of sphalerite in contrasting hydrothermal fluid systems of the Freiberg district, Germany: insights from LA-ICP-MS analysis, near-infrared light microthermometry of sphalerite-hosted fluid inclusions, and sulfur isotope geochemistry. Mineralium Deposita, 54, 237–262. |  | DEU | Saxony
| Freiberg mining district | kb veins, eb veins, fba veins | Magmatic hydrothermal | Intrusion-related | hydrothermal vein-style silver mineralization | Ag | Zn, Pb, In, Ge, Ga | Ag, Zn, Pb, In, Ge, Ga | Bauer et al., 2019 |  | fba05_dSp-1 | fba05_dSp-1 | underground mine |  |  |  |  | ore material | grab | grab | mineral separate | [5 empty] | mineralisation |  |  |  | sphalerite | [6 empty] | galena, pyrite, arsenopyrite, quartz, fluorite, carbonate | polished sections | LA-ICPMS, EMPA | JEOL JXA-8530F equipped with a field emission gun (FEG) and five wavelength-dispersive spectrometers (WDS); 193-nm New Wave Research Excimer laser and an Agilent 7500i quadrupole ICP-MS | Helmholtz Institute Freiberg for Resource Technology (HIF); Friedrich-Alexander-Universität Erlangen-Nürnberg | EPMA: accelerating voltage of 20 kV and a beam current of 30 nA, and a defocused beam of 15 μm diameter. LA-ICP-MS: plasma power of 1320 W, He (0.65 L/min) and Ar (1.09 L/min) as carrier gases, Ar as plasma (14.9 L/min) and auxiliary gas (0.9 L/min), oxide rates of <0.4% ThO+/Th+, repetition rate of 20 Hz, beam spot size of 25 μm, irradiance of 0.74 GW/cm2, fluence of 3.7 J/cm2, 20 s background measurement and 20 s sample ablation, 60-s retention time | MASS-1 (Wilson et al. 2002); NIST SRM 610 and 612 (Pearce et al. 1997); MASS-1 as external Ge standard (57.8±2.6 μg/g Ge); NBS-127, IAEA-S-1, IAEA-S-2, IAEA-S-3, and an in-house Ag2S reference material (sulfur isotopes) |  |  |  |  | 126.2362 | [15 empty] | 0.0033 | [5 empty] | 0.10184 | [15 empty] | 2.4988 | [9 empty] | 6.5657 | [33 empty] | 12640.4481 | [15 empty] | 32.5904 |  | 8015.4836 | [23 empty] | 1464.3273 | [13 empty] | 62.3433 |  |  |  |  | 2019 | Bauer, M.E., Burisch, M., Ostendorf, J., Krause, J., Frenzel, M., Seifert, T., and Gutzmer, J. (2019). Trace element geochemistry of sphalerite in contrasting hydrothermal fluid systems of the Freiberg district, Germany: insights from LA-ICP-MS analysis, near-infrared light microthermometry of sphalerite-hosted fluid inclusions, and sulfur isotope geochemistry. Mineralium Deposita, 54, 237–262. |  | DEU | Saxony
| Freiberg mining district | kb veins, eb veins, fba veins | Magmatic hydrothermal | Intrusion-related | hydrothermal vein-style silver mineralization | Ag | Zn, Pb, In, Ge, Ga | Ag, Zn, Pb, In, Ge, Ga | Bauer et al., 2019 |  | fba05_dSp-2 | fba05_dSp-2 | underground mine |  |  |  |  | ore material | grab | grab | mineral separate | [5 empty] | mineralisation |  |  |  | sphalerite | [6 empty] | galena, pyrite, arsenopyrite, quartz, fluorite, carbonate | polished sections | LA-ICPMS, EMPA | JEOL JXA-8530F equipped with a field emission gun (FEG) and five wavelength-dispersive spectrometers (WDS); 193-nm New Wave Research Excimer laser and an Agilent 7500i quadrupole ICP-MS | Helmholtz Institute Freiberg for Resource Technology (HIF); Friedrich-Alexander-Universität Erlangen-Nürnberg | EPMA: accelerating voltage of 20 kV and a beam current of 30 nA, and a defocused beam of 15 μm diameter. LA-ICP-MS: plasma power of 1320 W, He (0.65 L/min) and Ar (1.09 L/min) as carrier gases, Ar as plasma (14.9 L/min) and auxiliary gas (0.9 L/min), oxide rates of <0.4% ThO+/Th+, repetition rate of 20 Hz, beam spot size of 25 μm, irradiance of 0.74 GW/cm2, fluence of 3.7 J/cm2, 20 s background measurement and 20 s sample ablation, 60-s retention time | MASS-1 (Wilson et al. 2002); NIST SRM 610 and 612 (Pearce et al. 1997); MASS-1 as external Ge standard (57.8±2.6 μg/g Ge); NBS-127, IAEA-S-1, IAEA-S-2, IAEA-S-3, and an in-house Ag2S reference material (sulfur isotopes) |  |  |  |  | 39.9229 | [15 empty] | 0.1248 | [21 empty] | 1.1434 | [9 empty] | 216.8737 | [33 empty] | 5275.965 | [15 empty] | 32.4832 |  | 4646.1628 |  |  |  | 1.9652 | [19 empty] | 344.552 | [13 empty] | 63.7154 |  |  |  |  | 2019 | Bauer, M.E., Burisch, M., Ostendorf, J., Krause, J., Frenzel, M., Seifert, T., and Gutzmer, J. (2019). Trace element geochemistry of sphalerite in contrasting hydrothermal fluid systems of the Freiberg district, Germany: insights from LA-ICP-MS analysis, near-infrared light microthermometry of sphalerite-hosted fluid inclusions, and sulfur isotope geochemistry. Mineralium Deposita, 54, 237–262. |  | DEU | Saxony
| Freiberg mining district | kb veins, eb veins, fba veins | Magmatic hydrothermal | Intrusion-related | hydrothermal vein-style silver mineralization | Ag | Zn, Pb, In, Ge, Ga | Ag, Zn, Pb, In, Ge, Ga | Bauer et al., 2019 |  | fba05_dSp-3 | fba05_dSp-3 | underground mine |  |  |  |  | ore material | grab | grab | mineral separate | [5 empty] | mineralisation |  |  |  | sphalerite | [6 empty] | galena, pyrite, arsenopyrite, quartz, fluorite, carbonate | polished sections | LA-ICPMS, EMPA | JEOL JXA-8530F equipped with a field emission gun (FEG) and five wavelength-dispersive spectrometers (WDS); 193-nm New Wave Research Excimer laser and an Agilent 7500i quadrupole ICP-MS | Helmholtz Institute Freiberg for Resource Technology (HIF); Friedrich-Alexander-Universität Erlangen-Nürnberg | EPMA: accelerating voltage of 20 kV and a beam current of 30 nA, and a defocused beam of 15 μm diameter. LA-ICP-MS: plasma power of 1320 W, He (0.65 L/min) and Ar (1.09 L/min) as carrier gases, Ar as plasma (14.9 L/min) and auxiliary gas (0.9 L/min), oxide rates of <0.4% ThO+/Th+, repetition rate of 20 Hz, beam spot size of 25 μm, irradiance of 0.74 GW/cm2, fluence of 3.7 J/cm2, 20 s background measurement and 20 s sample ablation, 60-s retention time | MASS-1 (Wilson et al. 2002); NIST SRM 610 and 612 (Pearce et al. 1997); MASS-1 as external Ge standard (57.8±2.6 μg/g Ge); NBS-127, IAEA-S-1, IAEA-S-2, IAEA-S-3, and an in-house Ag2S reference material (sulfur isotopes) |  |  |  |  | 74.1721 | [15 empty] | 0.3164 | [5 empty] | 0.043118 | [15 empty] | 1.2109 | [9 empty] | 55.1701 | [33 empty] | 10524.2213 | [15 empty] | 32.492 |  | 7874.9402 | [23 empty] | 1284.6766 | [13 empty] | 64.1346 |  |  |  |  | 2019 | Bauer, M.E., Burisch, M., Ostendorf, J., Krause, J., Frenzel, M., Seifert, T., and Gutzmer, J. (2019). Trace element geochemistry of sphalerite in contrasting hydrothermal fluid systems of the Freiberg district, Germany: insights from LA-ICP-MS analysis, near-infrared light microthermometry of sphalerite-hosted fluid inclusions, and sulfur isotope geochemistry. Mineralium Deposita, 54, 237–262. |  | DEU | Saxony
| Freiberg mining district | kb veins, eb veins, fba veins | Magmatic hydrothermal | Intrusion-related | hydrothermal vein-style silver mineralization | Ag | Zn, Pb, In, Ge, Ga | Ag, Zn, Pb, In, Ge, Ga | Bauer et al., 2019 |  | fba05_dSp-4 | fba05_dSp-4 | underground mine |  |  |  |  | ore material | grab | grab | mineral separate | [5 empty] | mineralisation |  |  |  | sphalerite | [6 empty] | galena, pyrite, arsenopyrite, quartz, fluorite, carbonate | polished sections | LA-ICPMS, EMPA | JEOL JXA-8530F equipped with a field emission gun (FEG) and five wavelength-dispersive spectrometers (WDS); 193-nm New Wave Research Excimer laser and an Agilent 7500i quadrupole ICP-MS | Helmholtz Institute Freiberg for Resource Technology (HIF); Friedrich-Alexander-Universität Erlangen-Nürnberg | EPMA: accelerating voltage of 20 kV and a beam current of 30 nA, and a defocused beam of 15 μm diameter. LA-ICP-MS: plasma power of 1320 W, He (0.65 L/min) and Ar (1.09 L/min) as carrier gases, Ar as plasma (14.9 L/min) and auxiliary gas (0.9 L/min), oxide rates of <0.4% ThO+/Th+, repetition rate of 20 Hz, beam spot size of 25 μm, irradiance of 0.74 GW/cm2, fluence of 3.7 J/cm2, 20 s background measurement and 20 s sample ablation, 60-s retention time | MASS-1 (Wilson et al. 2002); NIST SRM 610 and 612 (Pearce et al. 1997); MASS-1 as external Ge standard (57.8±2.6 μg/g Ge); NBS-127, IAEA-S-1, IAEA-S-2, IAEA-S-3, and an in-house Ag2S reference material (sulfur isotopes) |  |  |  |  | 82.5433 | [15 empty] | 0.1358 | [21 empty] | 1.3769 | [9 empty] | 8.3669 | [33 empty] | 10653.5157 | [15 empty] | 32.5389 |  | 7155.1419 | [23 empty] | 1197.7304 | [13 empty] | 63.589 |  |  |  |  | 2019 | Bauer, M.E., Burisch, M., Ostendorf, J., Krause, J., Frenzel, M., Seifert, T., and Gutzmer, J. (2019). Trace element geochemistry of sphalerite in contrasting hydrothermal fluid systems of the Freiberg district, Germany: insights from LA-ICP-MS analysis, near-infrared light microthermometry of sphalerite-hosted fluid inclusions, and sulfur isotope geochemistry. Mineralium Deposita, 54, 237–262. |  | DEU | Saxony
| Freiberg mining district | kb veins, eb veins, fba veins | Magmatic hydrothermal | Intrusion-related | hydrothermal vein-style silver mineralization | Ag | Zn, Pb, In, Ge, Ga | Ag, Zn, Pb, In, Ge, Ga | Bauer et al., 2019 |  | fba05_dSp-5 | fba05_dSp-5 | underground mine |  |  |  |  | ore material | grab | grab | mineral separate | [5 empty] | mineralisation |  |  |  | sphalerite | [6 empty] | galena, pyrite, arsenopyrite, quartz, fluorite, carbonate | polished sections | LA-ICPMS, EMPA | JEOL JXA-8530F equipped with a field emission gun (FEG) and five wavelength-dispersive spectrometers (WDS); 193-nm New Wave Research Excimer laser and an Agilent 7500i quadrupole ICP-MS | Helmholtz Institute Freiberg for Resource Technology (HIF); Friedrich-Alexander-Universität Erlangen-Nürnberg | EPMA: accelerating voltage of 20 kV and a beam current of 30 nA, and a defocused beam of 15 μm diameter. LA-ICP-MS: plasma power of 1320 W, He (0.65 L/min) and Ar (1.09 L/min) as carrier gases, Ar as plasma (14.9 L/min) and auxiliary gas (0.9 L/min), oxide rates of <0.4% ThO+/Th+, repetition rate of 20 Hz, beam spot size of 25 μm, irradiance of 0.74 GW/cm2, fluence of 3.7 J/cm2, 20 s background measurement and 20 s sample ablation, 60-s retention time | MASS-1 (Wilson et al. 2002); NIST SRM 610 and 612 (Pearce et al. 1997); MASS-1 as external Ge standard (57.8±2.6 μg/g Ge); NBS-127, IAEA-S-1, IAEA-S-2, IAEA-S-3, and an in-house Ag2S reference material (sulfur isotopes) |  |  |  |  | 37.633 | [15 empty] | 0.4346 | [5 empty] | 0.038452 | [15 empty] | 1.1729 | [9 empty] | 24.6143 | [33 empty] | 5702.5927 | [15 empty] | 32.7188 |  | 4370.6366 |  |  |  | 1.7101 | [19 empty] | 424.8116 | [13 empty] | 63.9528 |  |  |  |  | 2019 | Bauer, M.E., Burisch, M., Ostendorf, J., Krause, J., Frenzel, M., Seifert, T., and Gutzmer, J. (2019). Trace element geochemistry of sphalerite in contrasting hydrothermal fluid systems of the Freiberg district, Germany: insights from LA-ICP-MS analysis, near-infrared light microthermometry of sphalerite-hosted fluid inclusions, and sulfur isotope geochemistry. Mineralium Deposita, 54, 237–262. |  | DEU | Saxony
| Freiberg mining district | kb veins, eb veins, fba veins | Magmatic hydrothermal | Intrusion-related | hydrothermal vein-style silver mineralization | Ag | Zn, Pb, In, Ge, Ga | Ag, Zn, Pb, In, Ge, Ga | Bauer et al., 2019 |  | fba05_dSp-6 | fba05_dSp-6 | underground mine |  |  |  |  | ore material | grab | grab | mineral separate | [5 empty] | mineralisation |  |  |  | sphalerite | [6 empty] | galena, pyrite, arsenopyrite, quartz, fluorite, carbonate | polished sections | LA-ICPMS, EMPA | JEOL JXA-8530F equipped with a field emission gun (FEG) and five wavelength-dispersive spectrometers (WDS); 193-nm New Wave Research Excimer laser and an Agilent 7500i quadrupole ICP-MS | Helmholtz Institute Freiberg for Resource Technology (HIF); Friedrich-Alexander-Universität Erlangen-Nürnberg | EPMA: accelerating voltage of 20 kV and a beam current of 30 nA, and a defocused beam of 15 μm diameter. LA-ICP-MS: plasma power of 1320 W, He (0.65 L/min) and Ar (1.09 L/min) as carrier gases, Ar as plasma (14.9 L/min) and auxiliary gas (0.9 L/min), oxide rates of <0.4% ThO+/Th+, repetition rate of 20 Hz, beam spot size of 25 μm, irradiance of 0.74 GW/cm2, fluence of 3.7 J/cm2, 20 s background measurement and 20 s sample ablation, 60-s retention time | MASS-1 (Wilson et al. 2002); NIST SRM 610 and 612 (Pearce et al. 1997); MASS-1 as external Ge standard (57.8±2.6 μg/g Ge); NBS-127, IAEA-S-1, IAEA-S-2, IAEA-S-3, and an in-house Ag2S reference material (sulfur isotopes) |  |  |  |  | 110.7876 | [15 empty] | 0.0032 | [21 empty] | 2.1233 | [9 empty] | 6.4018 | [33 empty] | 10964.043 | [15 empty] | 32.5045 |  | 7113.1968 |  |  |  | 1.7609 | [19 empty] | 1266.9808 | [13 empty] | 63.0841 |  |  |  |  | 2019 | Bauer, M.E., Burisch, M., Ostendorf, J., Krause, J., Frenzel, M., Seifert, T., and Gutzmer, J. (2019). Trace element geochemistry of sphalerite in contrasting hydrothermal fluid systems of the Freiberg district, Germany: insights from LA-ICP-MS analysis, near-infrared light microthermometry of sphalerite-hosted fluid inclusions, and sulfur isotope geochemistry. Mineralium Deposita, 54, 237–262. |  | DEU | Saxony
| Freiberg mining district | kb veins, eb veins, fba veins | Magmatic hydrothermal | Intrusion-related | hydrothermal vein-style silver mineralization | Ag | Zn, Pb, In, Ge, Ga | Ag, Zn, Pb, In, Ge, Ga | Bauer et al., 2019 |  | fba05_dSp-7 | fba05_dSp-7 | underground mine |  |  |  |  | ore material | grab | grab | mineral separate | [5 empty] | mineralisation |  |  |  | sphalerite | [6 empty] | galena, pyrite, arsenopyrite, quartz, fluorite, carbonate | polished sections | LA-ICPMS, EMPA | JEOL JXA-8530F equipped with a field emission gun (FEG) and five wavelength-dispersive spectrometers (WDS); 193-nm New Wave Research Excimer laser and an Agilent 7500i quadrupole ICP-MS | Helmholtz Institute Freiberg for Resource Technology (HIF); Friedrich-Alexander-Universität Erlangen-Nürnberg | EPMA: accelerating voltage of 20 kV and a beam current of 30 nA, and a defocused beam of 15 μm diameter. LA-ICP-MS: plasma power of 1320 W, He (0.65 L/min) and Ar (1.09 L/min) as carrier gases, Ar as plasma (14.9 L/min) and auxiliary gas (0.9 L/min), oxide rates of <0.4% ThO+/Th+, repetition rate of 20 Hz, beam spot size of 25 μm, irradiance of 0.74 GW/cm2, fluence of 3.7 J/cm2, 20 s background measurement and 20 s sample ablation, 60-s retention time | MASS-1 (Wilson et al. 2002); NIST SRM 610 and 612 (Pearce et al. 1997); MASS-1 as external Ge standard (57.8±2.6 μg/g Ge); NBS-127, IAEA-S-1, IAEA-S-2, IAEA-S-3, and an in-house Ag2S reference material (sulfur isotopes) |  |  |  |  | 157.1629 | [15 empty] | 0.0036 | [5 empty] | 0.045331 | [15 empty] | 1.7006 | [9 empty] | 4.8224 | [33 empty] | 12216.0339 | [15 empty] | 32.6168 |  | 7600.7091 | [23 empty] | 1509.4231 | [13 empty] | 63.4254 |  |  |  |  | 2019 | Bauer, M.E., Burisch, M., Ostendorf, J., Krause, J., Frenzel, M., Seifert, T., and Gutzmer, J. (2019). Trace element geochemistry of sphalerite in contrasting hydrothermal fluid systems of the Freiberg district, Germany: insights from LA-ICP-MS analysis, near-infrared light microthermometry of sphalerite-hosted fluid inclusions, and sulfur isotope geochemistry. Mineralium Deposita, 54, 237–262. |  | DEU | Saxony
| Freiberg mining district | kb veins, eb veins, fba veins | Magmatic hydrothermal | Intrusion-related | hydrothermal vein-style silver mineralization | Ag | Zn, Pb, In, Ge, Ga | Ag, Zn, Pb, In, Ge, Ga | Bauer et al., 2019 |  | fba05_dSp-8 | fba05_dSp-8 | underground mine |  |  |  |  | ore material | grab | grab | mineral separate | [5 empty] | mineralisation |  |  |  | sphalerite | [6 empty] | galena, pyrite, arsenopyrite, quartz, fluorite, carbonate | polished sections | LA-ICPMS, EMPA | JEOL JXA-8530F equipped with a field emission gun (FEG) and five wavelength-dispersive spectrometers (WDS); 193-nm New Wave Research Excimer laser and an Agilent 7500i quadrupole ICP-MS | Helmholtz Institute Freiberg for Resource Technology (HIF); Friedrich-Alexander-Universität Erlangen-Nürnberg | EPMA: accelerating voltage of 20 kV and a beam current of 30 nA, and a defocused beam of 15 μm diameter. LA-ICP-MS: plasma power of 1320 W, He (0.65 L/min) and Ar (1.09 L/min) as carrier gases, Ar as plasma (14.9 L/min) and auxiliary gas (0.9 L/min), oxide rates of <0.4% ThO+/Th+, repetition rate of 20 Hz, beam spot size of 25 μm, irradiance of 0.74 GW/cm2, fluence of 3.7 J/cm2, 20 s background measurement and 20 s sample ablation, 60-s retention time | MASS-1 (Wilson et al. 2002); NIST SRM 610 and 612 (Pearce et al. 1997); MASS-1 as external Ge standard (57.8±2.6 μg/g Ge); NBS-127, IAEA-S-1, IAEA-S-2, IAEA-S-3, and an in-house Ag2S reference material (sulfur isotopes) |  |  |  |  | 56.8758 | [15 empty] | 0.1228 | [5 empty] | 0.046776 | [15 empty] | 1.2702 | [9 empty] | 58.3311 | [33 empty] | 39110.1827 | [15 empty] | 32.6876 |  | 5905.3123 |  |  |  | 2.0313 | [19 empty] | 556.2707 | [13 empty] | 63.9763 |  |  |  |  | 2019 | Bauer, M.E., Burisch, M., Ostendorf, J., Krause, J., Frenzel, M., Seifert, T., and Gutzmer, J. (2019). Trace element geochemistry of sphalerite in contrasting hydrothermal fluid systems of the Freiberg district, Germany: insights from LA-ICP-MS analysis, near-infrared light microthermometry of sphalerite-hosted fluid inclusions, and sulfur isotope geochemistry. Mineralium Deposita, 54, 237–262. |  | DEU | Saxony
| Freiberg mining district | kb veins, eb veins, fba veins | Magmatic hydrothermal | Intrusion-related | hydrothermal vein-style silver mineralization | Ag | Zn, Pb, In, Ge, Ga | Ag, Zn, Pb, In, Ge, Ga | Bauer et al., 2019 |  | fba05_dSp-9 | fba05_dSp-9 | underground mine |  |  |  |  | ore material | grab | grab | mineral separate | [5 empty] | mineralisation |  |  |  | sphalerite | [6 empty] | galena, pyrite, arsenopyrite, quartz, fluorite, carbonate | polished sections | LA-ICPMS, EMPA | JEOL JXA-8530F equipped with a field emission gun (FEG) and five wavelength-dispersive spectrometers (WDS); 193-nm New Wave Research Excimer laser and an Agilent 7500i quadrupole ICP-MS | Helmholtz Institute Freiberg for Resource Technology (HIF); Friedrich-Alexander-Universität Erlangen-Nürnberg | EPMA: accelerating voltage of 20 kV and a beam current of 30 nA, and a defocused beam of 15 μm diameter. LA-ICP-MS: plasma power of 1320 W, He (0.65 L/min) and Ar (1.09 L/min) as carrier gases, Ar as plasma (14.9 L/min) and auxiliary gas (0.9 L/min), oxide rates of <0.4% ThO+/Th+, repetition rate of 20 Hz, beam spot size of 25 μm, irradiance of 0.74 GW/cm2, fluence of 3.7 J/cm2, 20 s background measurement and 20 s sample ablation, 60-s retention time | MASS-1 (Wilson et al. 2002); NIST SRM 610 and 612 (Pearce et al. 1997); MASS-1 as external Ge standard (57.8±2.6 μg/g Ge); NBS-127, IAEA-S-1, IAEA-S-2, IAEA-S-3, and an in-house Ag2S reference material (sulfur isotopes) |  |  |  |  | 20.5281 | [15 empty] | 0.6179 | [5 empty] | 0.21391 | [15 empty] | 1.2969 | [9 empty] | 107.423 | [33 empty] | 3170.2603 | [15 empty] | 32.7113 |  | 1386.3893 |  |  |  | 3.3707 | [19 empty] | 200.6686 | [13 empty] | 64.288 |  |  |  |  | 2019 | Bauer, M.E., Burisch, M., Ostendorf, J., Krause, J., Frenzel, M., Seifert, T., and Gutzmer, J. (2019). Trace element geochemistry of sphalerite in contrasting hydrothermal fluid systems of the Freiberg district, Germany: insights from LA-ICP-MS analysis, near-infrared light microthermometry of sphalerite-hosted fluid inclusions, and sulfur isotope geochemistry. Mineralium Deposita, 54, 237–262. |  | DEU | Saxony
| Freiberg mining district | kb veins, eb veins, fba veins | Magmatic hydrothermal | Intrusion-related | hydrothermal vein-style silver mineralization | Ag | Zn, Pb, In, Ge, Ga | Ag, Zn, Pb, In, Ge, Ga | Bauer et al., 2019 |  | fba05_dSp-10 | fba05_dSp-10 | underground mine |  |  |  |  | ore material | grab | grab | mineral separate | [5 empty] | mineralisation |  |  |  | sphalerite | [6 empty] | galena, pyrite, arsenopyrite, quartz, fluorite, carbonate | polished sections | LA-ICPMS, EMPA | JEOL JXA-8530F equipped with a field emission gun (FEG) and five wavelength-dispersive spectrometers (WDS); 193-nm New Wave Research Excimer laser and an Agilent 7500i quadrupole ICP-MS | Helmholtz Institute Freiberg for Resource Technology (HIF); Friedrich-Alexander-Universität Erlangen-Nürnberg | EPMA: accelerating voltage of 20 kV and a beam current of 30 nA, and a defocused beam of 15 μm diameter. LA-ICP-MS: plasma power of 1320 W, He (0.65 L/min) and Ar (1.09 L/min) as carrier gases, Ar as plasma (14.9 L/min) and auxiliary gas (0.9 L/min), oxide rates of <0.4% ThO+/Th+, repetition rate of 20 Hz, beam spot size of 25 μm, irradiance of 0.74 GW/cm2, fluence of 3.7 J/cm2, 20 s background measurement and 20 s sample ablation, 60-s retention time | MASS-1 (Wilson et al. 2002); NIST SRM 610 and 612 (Pearce et al. 1997); MASS-1 as external Ge standard (57.8±2.6 μg/g Ge); NBS-127, IAEA-S-1, IAEA-S-2, IAEA-S-3, and an in-house Ag2S reference material (sulfur isotopes) |  |  |  |  | 124.8796 | [15 empty] | 0.0306 | [5 empty] | 0.045475 | [15 empty] | 1.5499 | [9 empty] | 3.9608 | [33 empty] | 10995.9867 | [15 empty] | 32.5741 |  | 6985.8652 | [23 empty] | 1315.5021 | [13 empty] | 63.4925 |  |  |  |  | 2019 | Bauer, M.E., Burisch, M., Ostendorf, J., Krause, J., Frenzel, M., Seifert, T., and Gutzmer, J. (2019). Trace element geochemistry of sphalerite in contrasting hydrothermal fluid systems of the Freiberg district, Germany: insights from LA-ICP-MS analysis, near-infrared light microthermometry of sphalerite-hosted fluid inclusions, and sulfur isotope geochemistry. Mineralium Deposita, 54, 237–262. |  | DEU | Saxony
| Freiberg mining district | kb veins, eb veins, fba veins | Magmatic hydrothermal | Intrusion-related | hydrothermal vein-style silver mineralization | Ag | Zn, Pb, In, Ge, Ga | Ag, Zn, Pb, In, Ge, Ga | Bauer et al., 2019 |  | fba05_dSp-11 | fba05_dSp-11 | underground mine |  |  |  |  | ore material | grab | grab | mineral separate | [5 empty] | mineralisation |  |  |  | sphalerite | [6 empty] | galena, pyrite, arsenopyrite, quartz, fluorite, carbonate | polished sections | LA-ICPMS, EMPA | JEOL JXA-8530F equipped with a field emission gun (FEG) and five wavelength-dispersive spectrometers (WDS); 193-nm New Wave Research Excimer laser and an Agilent 7500i quadrupole ICP-MS | Helmholtz Institute Freiberg for Resource Technology (HIF); Friedrich-Alexander-Universität Erlangen-Nürnberg | EPMA: accelerating voltage of 20 kV and a beam current of 30 nA, and a defocused beam of 15 μm diameter. LA-ICP-MS: plasma power of 1320 W, He (0.65 L/min) and Ar (1.09 L/min) as carrier gases, Ar as plasma (14.9 L/min) and auxiliary gas (0.9 L/min), oxide rates of <0.4% ThO+/Th+, repetition rate of 20 Hz, beam spot size of 25 μm, irradiance of 0.74 GW/cm2, fluence of 3.7 J/cm2, 20 s background measurement and 20 s sample ablation, 60-s retention time | MASS-1 (Wilson et al. 2002); NIST SRM 610 and 612 (Pearce et al. 1997); MASS-1 as external Ge standard (57.8±2.6 μg/g Ge); NBS-127, IAEA-S-1, IAEA-S-2, IAEA-S-3, and an in-house Ag2S reference material (sulfur isotopes) |  |  |  |  | 50.1634 | [15 empty] | 0.0159 | [5 empty] | 0.045466 | [15 empty] | 1.2826 | [9 empty] | 23.8479 | [33 empty] | 6666.3772 | [15 empty] | 32.8885 |  | 5682.4899 | [23 empty] | 459.9557 | [13 empty] | 64.1358 |  |  |  |  | 2019 | Bauer, M.E., Burisch, M., Ostendorf, J., Krause, J., Frenzel, M., Seifert, T., and Gutzmer, J. (2019). Trace element geochemistry of sphalerite in contrasting hydrothermal fluid systems of the Freiberg district, Germany: insights from LA-ICP-MS analysis, near-infrared light microthermometry of sphalerite-hosted fluid inclusions, and sulfur isotope geochemistry. Mineralium Deposita, 54, 237–262. |  | DEU | Saxony
| Freiberg mining district | kb veins, eb veins, fba veins | Magmatic hydrothermal | Intrusion-related | hydrothermal vein-style silver mineralization | Ag | Zn, Pb, In, Ge, Ga | Ag, Zn, Pb, In, Ge, Ga | Bauer et al., 2019 |  | fba05_dSp-12 | fba05_dSp-12 | underground mine |  |  |  |  | ore material | grab | grab | mineral separate | [5 empty] | mineralisation |  |  |  | sphalerite | [6 empty] | galena, pyrite, arsenopyrite, quartz, fluorite, carbonate | polished sections | LA-ICPMS, EMPA | JEOL JXA-8530F equipped with a field emission gun (FEG) and five wavelength-dispersive spectrometers (WDS); 193-nm New Wave Research Excimer laser and an Agilent 7500i quadrupole ICP-MS | Helmholtz Institute Freiberg for Resource Technology (HIF); Friedrich-Alexander-Universität Erlangen-Nürnberg | EPMA: accelerating voltage of 20 kV and a beam current of 30 nA, and a defocused beam of 15 μm diameter. LA-ICP-MS: plasma power of 1320 W, He (0.65 L/min) and Ar (1.09 L/min) as carrier gases, Ar as plasma (14.9 L/min) and auxiliary gas (0.9 L/min), oxide rates of <0.4% ThO+/Th+, repetition rate of 20 Hz, beam spot size of 25 μm, irradiance of 0.74 GW/cm2, fluence of 3.7 J/cm2, 20 s background measurement and 20 s sample ablation, 60-s retention time | MASS-1 (Wilson et al. 2002); NIST SRM 610 and 612 (Pearce et al. 1997); MASS-1 as external Ge standard (57.8±2.6 μg/g Ge); NBS-127, IAEA-S-1, IAEA-S-2, IAEA-S-3, and an in-house Ag2S reference material (sulfur isotopes) |  |  |  |  | 47.9203 | [15 empty] | 0.1708 | [5 empty] | 0.082161 | [15 empty] | 1.6438 | [9 empty] | 23.6862 | [33 empty] | 6843.4861 | [15 empty] | 32.869 |  | 6103.3704 | [23 empty] | 1074.2077 | [13 empty] | 63.8342 |  |  |  |  | 2019 | Bauer, M.E., Burisch, M., Ostendorf, J., Krause, J., Frenzel, M., Seifert, T., and Gutzmer, J. (2019). Trace element geochemistry of sphalerite in contrasting hydrothermal fluid systems of the Freiberg district, Germany: insights from LA-ICP-MS analysis, near-infrared light microthermometry of sphalerite-hosted fluid inclusions, and sulfur isotope geochemistry. Mineralium Deposita, 54, 237–262. |  | DEU | Saxony
| Freiberg mining district | kb veins, eb veins, fba veins | Magmatic hydrothermal | Intrusion-related | hydrothermal vein-style silver mineralization | Ag | Zn, Pb, In, Ge, Ga | Ag, Zn, Pb, In, Ge, Ga | Bauer et al., 2019 |  | fba05_dSp-13 | fba05_dSp-13 | underground mine |  |  |  |  | ore material | grab | grab | mineral separate | [5 empty] | mineralisation |  |  |  | sphalerite | [6 empty] | galena, pyrite, arsenopyrite, quartz, fluorite, carbonate | polished sections | LA-ICPMS, EMPA | JEOL JXA-8530F equipped with a field emission gun (FEG) and five wavelength-dispersive spectrometers (WDS); 193-nm New Wave Research Excimer laser and an Agilent 7500i quadrupole ICP-MS | Helmholtz Institute Freiberg for Resource Technology (HIF); Friedrich-Alexander-Universität Erlangen-Nürnberg | EPMA: accelerating voltage of 20 kV and a beam current of 30 nA, and a defocused beam of 15 μm diameter. LA-ICP-MS: plasma power of 1320 W, He (0.65 L/min) and Ar (1.09 L/min) as carrier gases, Ar as plasma (14.9 L/min) and auxiliary gas (0.9 L/min), oxide rates of <0.4% ThO+/Th+, repetition rate of 20 Hz, beam spot size of 25 μm, irradiance of 0.74 GW/cm2, fluence of 3.7 J/cm2, 20 s background measurement and 20 s sample ablation, 60-s retention time | MASS-1 (Wilson et al. 2002); NIST SRM 610 and 612 (Pearce et al. 1997); MASS-1 as external Ge standard (57.8±2.6 μg/g Ge); NBS-127, IAEA-S-1, IAEA-S-2, IAEA-S-3, and an in-house Ag2S reference material (sulfur isotopes) |  |  |  |  | 134.9952 | [15 empty] | 0.1792 | [5 empty] | 0.081674 | [15 empty] | 1.9518 | [9 empty] | 3.0109 | [33 empty] | 13645.491 | [15 empty] | 32.6658 |  | 9951.7321 | [23 empty] | 1930.2654 | [13 empty] | 63.1514 |  |  |  |  | 2019 | Bauer, M.E., Burisch, M., Ostendorf, J., Krause, J., Frenzel, M., Seifert, T., and Gutzmer, J. (2019). Trace element geochemistry of sphalerite in contrasting hydrothermal fluid systems of the Freiberg district, Germany: insights from LA-ICP-MS analysis, near-infrared light microthermometry of sphalerite-hosted fluid inclusions, and sulfur isotope geochemistry. Mineralium Deposita, 54, 237–262. |  | DEU | Saxony
| Freiberg mining district | kb veins, eb veins, fba veins | Magmatic hydrothermal | Intrusion-related | hydrothermal vein-style silver mineralization | Ag | Zn, Pb, In, Ge, Ga | Ag, Zn, Pb, In, Ge, Ga | Bauer et al., 2019 |  | fba07_dSp-1 | fba07_dSp-1 | underground mine |  |  |  |  | ore material | grab | grab | mineral separate | [5 empty] | mineralisation |  |  |  | sphalerite | [6 empty] | galena, pyrite, arsenopyrite, quartz, fluorite, carbonate | polished sections | LA-ICPMS, EMPA | JEOL JXA-8530F equipped with a field emission gun (FEG) and five wavelength-dispersive spectrometers (WDS); 193-nm New Wave Research Excimer laser and an Agilent 7500i quadrupole ICP-MS | Helmholtz Institute Freiberg for Resource Technology (HIF); Friedrich-Alexander-Universität Erlangen-Nürnberg | EPMA: accelerating voltage of 20 kV and a beam current of 30 nA, and a defocused beam of 15 μm diameter. LA-ICP-MS: plasma power of 1320 W, He (0.65 L/min) and Ar (1.09 L/min) as carrier gases, Ar as plasma (14.9 L/min) and auxiliary gas (0.9 L/min), oxide rates of <0.4% ThO+/Th+, repetition rate of 20 Hz, beam spot size of 25 μm, irradiance of 0.74 GW/cm2, fluence of 3.7 J/cm2, 20 s background measurement and 20 s sample ablation, 60-s retention time | MASS-1 (Wilson et al. 2002); NIST SRM 610 and 612 (Pearce et al. 1997); MASS-1 as external Ge standard (57.8±2.6 μg/g Ge); NBS-127, IAEA-S-1, IAEA-S-2, IAEA-S-3, and an in-house Ag2S reference material (sulfur isotopes) |  |  |  |  | 119.313 | [21 empty] | 0.043509 | [15 empty] | 2.286 | [9 empty] | 8.6406 | [33 empty] | 10273.4596 | [15 empty] | 32.7959 |  | 6423.6826 | [23 empty] | 1283.1639 | [13 empty] | 63.5943 |  |  |  |  | 2019 | Bauer, M.E., Burisch, M., Ostendorf, J., Krause, J., Frenzel, M., Seifert, T., and Gutzmer, J. (2019). Trace element geochemistry of sphalerite in contrasting hydrothermal fluid systems of the Freiberg district, Germany: insights from LA-ICP-MS analysis, near-infrared light microthermometry of sphalerite-hosted fluid inclusions, and sulfur isotope geochemistry. Mineralium Deposita, 54, 237–262. |  | DEU | Saxony
| Freiberg mining district | kb veins, eb veins, fba veins | Magmatic hydrothermal | Intrusion-related | hydrothermal vein-style silver mineralization | Ag | Zn, Pb, In, Ge, Ga | Ag, Zn, Pb, In, Ge, Ga | Bauer et al., 2019 |  | fba07_dSp-2 | fba07_dSp-2 | underground mine |  |  |  |  | ore material | grab | grab | mineral separate | [5 empty] | mineralisation |  |  |  | sphalerite | [6 empty] | galena, pyrite, arsenopyrite, quartz, fluorite, carbonate | polished sections | LA-ICPMS, EMPA | JEOL JXA-8530F equipped with a field emission gun (FEG) and five wavelength-dispersive spectrometers (WDS); 193-nm New Wave Research Excimer laser and an Agilent 7500i quadrupole ICP-MS | Helmholtz Institute Freiberg for Resource Technology (HIF); Friedrich-Alexander-Universität Erlangen-Nürnberg | EPMA: accelerating voltage of 20 kV and a beam current of 30 nA, and a defocused beam of 15 μm diameter. LA-ICP-MS: plasma power of 1320 W, He (0.65 L/min) and Ar (1.09 L/min) as carrier gases, Ar as plasma (14.9 L/min) and auxiliary gas (0.9 L/min), oxide rates of <0.4% ThO+/Th+, repetition rate of 20 Hz, beam spot size of 25 μm, irradiance of 0.74 GW/cm2, fluence of 3.7 J/cm2, 20 s background measurement and 20 s sample ablation, 60-s retention time | MASS-1 (Wilson et al. 2002); NIST SRM 610 and 612 (Pearce et al. 1997); MASS-1 as external Ge standard (57.8±2.6 μg/g Ge); NBS-127, IAEA-S-1, IAEA-S-2, IAEA-S-3, and an in-house Ag2S reference material (sulfur isotopes) |  |  |  |  | 22.1359 | [15 empty] | 0.0637 | [21 empty] | 1.4217 | [9 empty] | 25.6883 | [33 empty] | 2637.6574 | [15 empty] | 32.5763 |  | 2707.6528 |  |  |  | 1.623 | [19 empty] | 232.5904 | [13 empty] | 64.5994 |  |  |  |  | 2019 | Bauer, M.E., Burisch, M., Ostendorf, J., Krause, J., Frenzel, M., Seifert, T., and Gutzmer, J. (2019). Trace element geochemistry of sphalerite in contrasting hydrothermal fluid systems of the Freiberg district, Germany: insights from LA-ICP-MS analysis, near-infrared light microthermometry of sphalerite-hosted fluid inclusions, and sulfur isotope geochemistry. Mineralium Deposita, 54, 237–262. |  | DEU | Saxony
| Freiberg mining district | kb veins, eb veins, fba veins | Magmatic hydrothermal | Intrusion-related | hydrothermal vein-style silver mineralization | Ag | Zn, Pb, In, Ge, Ga | Ag, Zn, Pb, In, Ge, Ga | Bauer et al., 2019 |  | fba07_dSp-3 | fba07_dSp-3 | underground mine |  |  |  |  | ore material | grab | grab | mineral separate | [5 empty] | mineralisation |  |  |  | sphalerite | [6 empty] | galena, pyrite, arsenopyrite, quartz, fluorite, carbonate | polished sections | LA-ICPMS, EMPA | JEOL JXA-8530F equipped with a field emission gun (FEG) and five wavelength-dispersive spectrometers (WDS); 193-nm New Wave Research Excimer laser and an Agilent 7500i quadrupole ICP-MS | Helmholtz Institute Freiberg for Resource Technology (HIF); Friedrich-Alexander-Universität Erlangen-Nürnberg | EPMA: accelerating voltage of 20 kV and a beam current of 30 nA, and a defocused beam of 15 μm diameter. LA-ICP-MS: plasma power of 1320 W, He (0.65 L/min) and Ar (1.09 L/min) as carrier gases, Ar as plasma (14.9 L/min) and auxiliary gas (0.9 L/min), oxide rates of <0.4% ThO+/Th+, repetition rate of 20 Hz, beam spot size of 25 μm, irradiance of 0.74 GW/cm2, fluence of 3.7 J/cm2, 20 s background measurement and 20 s sample ablation, 60-s retention time | MASS-1 (Wilson et al. 2002); NIST SRM 610 and 612 (Pearce et al. 1997); MASS-1 as external Ge standard (57.8±2.6 μg/g Ge); NBS-127, IAEA-S-1, IAEA-S-2, IAEA-S-3, and an in-house Ag2S reference material (sulfur isotopes) |  |  |  |  | 39.0975 | [15 empty] | 0.0326 | [21 empty] | 1.1292 | [9 empty] | 36.0596 | [33 empty] | 3994.7607 | [15 empty] | 32.8079 |  | 3449.6218 | [23 empty] | 340.451 | [13 empty] | 64.835 |  |  |  |  | 2019 | Bauer, M.E., Burisch, M., Ostendorf, J., Krause, J., Frenzel, M., Seifert, T., and Gutzmer, J. (2019). Trace element geochemistry of sphalerite in contrasting hydrothermal fluid systems of the Freiberg district, Germany: insights from LA-ICP-MS analysis, near-infrared light microthermometry of sphalerite-hosted fluid inclusions, and sulfur isotope geochemistry. Mineralium Deposita, 54, 237–262. |  | DEU | Saxony
| Freiberg mining district | kb veins, eb veins, fba veins | Magmatic hydrothermal | Intrusion-related | hydrothermal vein-style silver mineralization | Ag | Zn, Pb, In, Ge, Ga | Ag, Zn, Pb, In, Ge, Ga | Bauer et al., 2019 |  | fba07_dSp-4 | fba07_dSp-4 | underground mine |  |  |  |  | ore material | grab | grab | mineral separate | [5 empty] | mineralisation |  |  |  | sphalerite | [6 empty] | galena, pyrite, arsenopyrite, quartz, fluorite, carbonate | polished sections | LA-ICPMS, EMPA | JEOL JXA-8530F equipped with a field emission gun (FEG) and five wavelength-dispersive spectrometers (WDS); 193-nm New Wave Research Excimer laser and an Agilent 7500i quadrupole ICP-MS | Helmholtz Institute Freiberg for Resource Technology (HIF); Friedrich-Alexander-Universität Erlangen-Nürnberg | EPMA: accelerating voltage of 20 kV and a beam current of 30 nA, and a defocused beam of 15 μm diameter. LA-ICP-MS: plasma power of 1320 W, He (0.65 L/min) and Ar (1.09 L/min) as carrier gases, Ar as plasma (14.9 L/min) and auxiliary gas (0.9 L/min), oxide rates of <0.4% ThO+/Th+, repetition rate of 20 Hz, beam spot size of 25 μm, irradiance of 0.74 GW/cm2, fluence of 3.7 J/cm2, 20 s background measurement and 20 s sample ablation, 60-s retention time | MASS-1 (Wilson et al. 2002); NIST SRM 610 and 612 (Pearce et al. 1997); MASS-1 as external Ge standard (57.8±2.6 μg/g Ge); NBS-127, IAEA-S-1, IAEA-S-2, IAEA-S-3, and an in-house Ag2S reference material (sulfur isotopes) |  |  |  |  | 15.4206 | [15 empty] | 0.1029 | [5 empty] | 0.13186 | [15 empty] | 2.9483 | [9 empty] | 83.6664 | [33 empty] | 1754.6092 | [15 empty] | 33.0131 |  | 1305.9847 | [23 empty] | 166.7851 | [13 empty] | 62.8745 |  |  |  |  | 2019 | Bauer, M.E., Burisch, M., Ostendorf, J., Krause, J., Frenzel, M., Seifert, T., and Gutzmer, J. (2019). Trace element geochemistry of sphalerite in contrasting hydrothermal fluid systems of the Freiberg district, Germany: insights from LA-ICP-MS analysis, near-infrared light microthermometry of sphalerite-hosted fluid inclusions, and sulfur isotope geochemistry. Mineralium Deposita, 54, 237–262. |  | DEU | Saxony
| Freiberg mining district | kb veins, eb veins, fba veins | Magmatic hydrothermal | Intrusion-related | hydrothermal vein-style silver mineralization | Ag | Zn, Pb, In, Ge, Ga | Ag, Zn, Pb, In, Ge, Ga | Bauer et al., 2019 |  | fba07_dSp-5 | fba07_dSp-5 | underground mine |  |  |  |  | ore material | grab | grab | mineral separate | [5 empty] | mineralisation |  |  |  | sphalerite | [6 empty] | galena, pyrite, arsenopyrite, quartz, fluorite, carbonate | polished sections | LA-ICPMS, EMPA | JEOL JXA-8530F equipped with a field emission gun (FEG) and five wavelength-dispersive spectrometers (WDS); 193-nm New Wave Research Excimer laser and an Agilent 7500i quadrupole ICP-MS | Helmholtz Institute Freiberg for Resource Technology (HIF); Friedrich-Alexander-Universität Erlangen-Nürnberg | EPMA: accelerating voltage of 20 kV and a beam current of 30 nA, and a defocused beam of 15 μm diameter. LA-ICP-MS: plasma power of 1320 W, He (0.65 L/min) and Ar (1.09 L/min) as carrier gases, Ar as plasma (14.9 L/min) and auxiliary gas (0.9 L/min), oxide rates of <0.4% ThO+/Th+, repetition rate of 20 Hz, beam spot size of 25 μm, irradiance of 0.74 GW/cm2, fluence of 3.7 J/cm2, 20 s background measurement and 20 s sample ablation, 60-s retention time | MASS-1 (Wilson et al. 2002); NIST SRM 610 and 612 (Pearce et al. 1997); MASS-1 as external Ge standard (57.8±2.6 μg/g Ge); NBS-127, IAEA-S-1, IAEA-S-2, IAEA-S-3, and an in-house Ag2S reference material (sulfur isotopes) |  |  |  |  | 22.9158 | [21 empty] | 0.087631 | [15 empty] | 2.5815 | [9 empty] | 88.9132 | [33 empty] | 3591.9411 | [15 empty] | 32.7083 |  | 2606.4021 |  |  |  | 1.985 | [19 empty] | 251.3785 | [13 empty] | 62.9655 |  |  |  |  | 2019 | Bauer, M.E., Burisch, M., Ostendorf, J., Krause, J., Frenzel, M., Seifert, T., and Gutzmer, J. (2019). Trace element geochemistry of sphalerite in contrasting hydrothermal fluid systems of the Freiberg district, Germany: insights from LA-ICP-MS analysis, near-infrared light microthermometry of sphalerite-hosted fluid inclusions, and sulfur isotope geochemistry. Mineralium Deposita, 54, 237–262. |  | DEU | Saxony
| Freiberg mining district | kb veins, eb veins, fba veins | Magmatic hydrothermal | Intrusion-related | hydrothermal vein-style silver mineralization | Ag | Zn, Pb, In, Ge, Ga | Ag, Zn, Pb, In, Ge, Ga | Bauer et al., 2019 |  | fba07_dSp-6 | fba07_dSp-6 | underground mine |  |  |  |  | ore material | grab | grab | mineral separate | [5 empty] | mineralisation |  |  |  | sphalerite | [6 empty] | galena, pyrite, arsenopyrite, quartz, fluorite, carbonate | polished sections | LA-ICPMS, EMPA | JEOL JXA-8530F equipped with a field emission gun (FEG) and five wavelength-dispersive spectrometers (WDS); 193-nm New Wave Research Excimer laser and an Agilent 7500i quadrupole ICP-MS | Helmholtz Institute Freiberg for Resource Technology (HIF); Friedrich-Alexander-Universität Erlangen-Nürnberg | EPMA: accelerating voltage of 20 kV and a beam current of 30 nA, and a defocused beam of 15 μm diameter. LA-ICP-MS: plasma power of 1320 W, He (0.65 L/min) and Ar (1.09 L/min) as carrier gases, Ar as plasma (14.9 L/min) and auxiliary gas (0.9 L/min), oxide rates of <0.4% ThO+/Th+, repetition rate of 20 Hz, beam spot size of 25 μm, irradiance of 0.74 GW/cm2, fluence of 3.7 J/cm2, 20 s background measurement and 20 s sample ablation, 60-s retention time | MASS-1 (Wilson et al. 2002); NIST SRM 610 and 612 (Pearce et al. 1997); MASS-1 as external Ge standard (57.8±2.6 μg/g Ge); NBS-127, IAEA-S-1, IAEA-S-2, IAEA-S-3, and an in-house Ag2S reference material (sulfur isotopes) |  |  |  |  | 86.8847 | [15 empty] | 0.1739 | [5 empty] | 0.045569 | [15 empty] | 1.9777 | [9 empty] | 16.3214 | [33 empty] | 7734.7011 | [15 empty] | 32.7937 |  | 6633.2548 |  |  |  | 2.0981 | [19 empty] | 1352.5704 | [13 empty] | 63.9198 |  |  |  |  | 2019 | Bauer, M.E., Burisch, M., Ostendorf, J., Krause, J., Frenzel, M., Seifert, T., and Gutzmer, J. (2019). Trace element geochemistry of sphalerite in contrasting hydrothermal fluid systems of the Freiberg district, Germany: insights from LA-ICP-MS analysis, near-infrared light microthermometry of sphalerite-hosted fluid inclusions, and sulfur isotope geochemistry. Mineralium Deposita, 54, 237–262. |  | DEU | Saxony
| Freiberg mining district | kb veins, eb veins, fba veins | Magmatic hydrothermal | Intrusion-related | hydrothermal vein-style silver mineralization | Ag | Zn, Pb, In, Ge, Ga | Ag, Zn, Pb, In, Ge, Ga | Bauer et al., 2019 |  | fba07_dSp-7 | fba07_dSp-7 | underground mine |  |  |  |  | ore material | grab | grab | mineral separate | [5 empty] | mineralisation |  |  |  | sphalerite | [6 empty] | galena, pyrite, arsenopyrite, quartz, fluorite, carbonate | polished sections | LA-ICPMS, EMPA | JEOL JXA-8530F equipped with a field emission gun (FEG) and five wavelength-dispersive spectrometers (WDS); 193-nm New Wave Research Excimer laser and an Agilent 7500i quadrupole ICP-MS | Helmholtz Institute Freiberg for Resource Technology (HIF); Friedrich-Alexander-Universität Erlangen-Nürnberg | EPMA: accelerating voltage of 20 kV and a beam current of 30 nA, and a defocused beam of 15 μm diameter. LA-ICP-MS: plasma power of 1320 W, He (0.65 L/min) and Ar (1.09 L/min) as carrier gases, Ar as plasma (14.9 L/min) and auxiliary gas (0.9 L/min), oxide rates of <0.4% ThO+/Th+, repetition rate of 20 Hz, beam spot size of 25 μm, irradiance of 0.74 GW/cm2, fluence of 3.7 J/cm2, 20 s background measurement and 20 s sample ablation, 60-s retention time | MASS-1 (Wilson et al. 2002); NIST SRM 610 and 612 (Pearce et al. 1997); MASS-1 as external Ge standard (57.8±2.6 μg/g Ge); NBS-127, IAEA-S-1, IAEA-S-2, IAEA-S-3, and an in-house Ag2S reference material (sulfur isotopes) |  |  |  |  | 38.0056 | [15 empty] | 0.273 | [5 empty] | 0.12883 | [15 empty] | 1.2011 | [9 empty] | 59.3667 | [33 empty] | 5339.1709 | [15 empty] | 32.4793 |  | 4402.4416 |  |  |  | 2.6937 | [19 empty] | 361.6924 | [13 empty] | 63.9025 |  |  |  |  | 2019 | Bauer, M.E., Burisch, M., Ostendorf, J., Krause, J., Frenzel, M., Seifert, T., and Gutzmer, J. (2019). Trace element geochemistry of sphalerite in contrasting hydrothermal fluid systems of the Freiberg district, Germany: insights from LA-ICP-MS analysis, near-infrared light microthermometry of sphalerite-hosted fluid inclusions, and sulfur isotope geochemistry. Mineralium Deposita, 54, 237–262. |  | DEU | Saxony
| Freiberg mining district | kb veins, eb veins, fba veins | Magmatic hydrothermal | Intrusion-related | hydrothermal vein-style silver mineralization | Ag | Zn, Pb, In, Ge, Ga | Ag, Zn, Pb, In, Ge, Ga | Bauer et al., 2019 |  | fba07_dSp-8 | fba07_dSp-8 | underground mine |  |  |  |  | ore material | grab | grab | mineral separate | [5 empty] | mineralisation |  |  |  | sphalerite | [6 empty] | galena, pyrite, arsenopyrite, quartz, fluorite, carbonate | polished sections | LA-ICPMS, EMPA | JEOL JXA-8530F equipped with a field emission gun (FEG) and five wavelength-dispersive spectrometers (WDS); 193-nm New Wave Research Excimer laser and an Agilent 7500i quadrupole ICP-MS | Helmholtz Institute Freiberg for Resource Technology (HIF); Friedrich-Alexander-Universität Erlangen-Nürnberg | EPMA: accelerating voltage of 20 kV and a beam current of 30 nA, and a defocused beam of 15 μm diameter. LA-ICP-MS: plasma power of 1320 W, He (0.65 L/min) and Ar (1.09 L/min) as carrier gases, Ar as plasma (14.9 L/min) and auxiliary gas (0.9 L/min), oxide rates of <0.4% ThO+/Th+, repetition rate of 20 Hz, beam spot size of 25 μm, irradiance of 0.74 GW/cm2, fluence of 3.7 J/cm2, 20 s background measurement and 20 s sample ablation, 60-s retention time | MASS-1 (Wilson et al. 2002); NIST SRM 610 and 612 (Pearce et al. 1997); MASS-1 as external Ge standard (57.8±2.6 μg/g Ge); NBS-127, IAEA-S-1, IAEA-S-2, IAEA-S-3, and an in-house Ag2S reference material (sulfur isotopes) |  |  |  |  | 28.6652 | [15 empty] | 0.07 | [5 empty] | 0.071053 | [15 empty] | 1.1707 | [9 empty] | 64.5923 | [33 empty] | 4709.4782 | [15 empty] | 32.8785 |  | 3845.6675 | [23 empty] | 356.4517 | [13 empty] | 64.2644 |  |  |  |  | 2019 | Bauer, M.E., Burisch, M., Ostendorf, J., Krause, J., Frenzel, M., Seifert, T., and Gutzmer, J. (2019). Trace element geochemistry of sphalerite in contrasting hydrothermal fluid systems of the Freiberg district, Germany: insights from LA-ICP-MS analysis, near-infrared light microthermometry of sphalerite-hosted fluid inclusions, and sulfur isotope geochemistry. Mineralium Deposita, 54, 237–262. |  | DEU | Saxony
| Freiberg mining district | kb veins, eb veins, fba veins | Magmatic hydrothermal | Intrusion-related | hydrothermal vein-style silver mineralization | Ag | Zn, Pb, In, Ge, Ga | Ag, Zn, Pb, In, Ge, Ga | Bauer et al., 2019 |  | fba07_dSp-9 | fba07_dSp-9 | underground mine |  |  |  |  | ore material | grab | grab | mineral separate | [5 empty] | mineralisation |  |  |  | sphalerite | [6 empty] | galena, pyrite, arsenopyrite, quartz, fluorite, carbonate | polished sections | LA-ICPMS, EMPA | JEOL JXA-8530F equipped with a field emission gun (FEG) and five wavelength-dispersive spectrometers (WDS); 193-nm New Wave Research Excimer laser and an Agilent 7500i quadrupole ICP-MS | Helmholtz Institute Freiberg for Resource Technology (HIF); Friedrich-Alexander-Universität Erlangen-Nürnberg | EPMA: accelerating voltage of 20 kV and a beam current of 30 nA, and a defocused beam of 15 μm diameter. LA-ICP-MS: plasma power of 1320 W, He (0.65 L/min) and Ar (1.09 L/min) as carrier gases, Ar as plasma (14.9 L/min) and auxiliary gas (0.9 L/min), oxide rates of <0.4% ThO+/Th+, repetition rate of 20 Hz, beam spot size of 25 μm, irradiance of 0.74 GW/cm2, fluence of 3.7 J/cm2, 20 s background measurement and 20 s sample ablation, 60-s retention time | MASS-1 (Wilson et al. 2002); NIST SRM 610 and 612 (Pearce et al. 1997); MASS-1 as external Ge standard (57.8±2.6 μg/g Ge); NBS-127, IAEA-S-1, IAEA-S-2, IAEA-S-3, and an in-house Ag2S reference material (sulfur isotopes) |  |  |  |  | 25.8139 | [15 empty] | 0.2083 | [5 empty] | 0.050061 | [15 empty] | 0.7852 | [9 empty] | 84.9587 | [33 empty] | 2203.8258 | [15 empty] | 32.9245 |  | 1609.0298 |  |  |  | 2.0565 | [19 empty] | 174.0799 | [13 empty] | 65.1462 |  |  |  |  | 2019 | Bauer, M.E., Burisch, M., Ostendorf, J., Krause, J., Frenzel, M., Seifert, T., and Gutzmer, J. (2019). Trace element geochemistry of sphalerite in contrasting hydrothermal fluid systems of the Freiberg district, Germany: insights from LA-ICP-MS analysis, near-infrared light microthermometry of sphalerite-hosted fluid inclusions, and sulfur isotope geochemistry. Mineralium Deposita, 54, 237–262. |  | DEU | Saxony
| Freiberg mining district | kb veins, eb veins, fba veins | Magmatic hydrothermal | Intrusion-related | hydrothermal vein-style silver mineralization | Ag | Zn, Pb, In, Ge, Ga | Ag, Zn, Pb, In, Ge, Ga | Bauer et al., 2019 |  | fba07_dSp-10 | fba07_dSp-10 | underground mine |  |  |  |  | ore material | grab | grab | mineral separate | [5 empty] | mineralisation |  |  |  | sphalerite | [6 empty] | galena, pyrite, arsenopyrite, quartz, fluorite, carbonate | polished sections | LA-ICPMS, EMPA | JEOL JXA-8530F equipped with a field emission gun (FEG) and five wavelength-dispersive spectrometers (WDS); 193-nm New Wave Research Excimer laser and an Agilent 7500i quadrupole ICP-MS | Helmholtz Institute Freiberg for Resource Technology (HIF); Friedrich-Alexander-Universität Erlangen-Nürnberg | EPMA: accelerating voltage of 20 kV and a beam current of 30 nA, and a defocused beam of 15 μm diameter. LA-ICP-MS: plasma power of 1320 W, He (0.65 L/min) and Ar (1.09 L/min) as carrier gases, Ar as plasma (14.9 L/min) and auxiliary gas (0.9 L/min), oxide rates of <0.4% ThO+/Th+, repetition rate of 20 Hz, beam spot size of 25 μm, irradiance of 0.74 GW/cm2, fluence of 3.7 J/cm2, 20 s background measurement and 20 s sample ablation, 60-s retention time | MASS-1 (Wilson et al. 2002); NIST SRM 610 and 612 (Pearce et al. 1997); MASS-1 as external Ge standard (57.8±2.6 μg/g Ge); NBS-127, IAEA-S-1, IAEA-S-2, IAEA-S-3, and an in-house Ag2S reference material (sulfur isotopes) |  |  |  |  | 109.7423 | [15 empty] | 0.0166 | [21 empty] | 1.6704 | [9 empty] | 6.7229 | [33 empty] | 8998.0075 | [15 empty] | 32.7975 |  | 6182.1387 | [23 empty] | 671.6973 | [13 empty] | 63.7138 |  |  |  |  | 2019 | Bauer, M.E., Burisch, M., Ostendorf, J., Krause, J., Frenzel, M., Seifert, T., and Gutzmer, J. (2019). Trace element geochemistry of sphalerite in contrasting hydrothermal fluid systems of the Freiberg district, Germany: insights from LA-ICP-MS analysis, near-infrared light microthermometry of sphalerite-hosted fluid inclusions, and sulfur isotope geochemistry. Mineralium Deposita, 54, 237–262. |  | DEU | Saxony
| Freiberg mining district | kb veins, eb veins, fba veins | Magmatic hydrothermal | Intrusion-related | hydrothermal vein-style silver mineralization | Ag | Zn, Pb, In, Ge, Ga | Ag, Zn, Pb, In, Ge, Ga | Bauer et al., 2019 |  | fba07_dSp-11 | fba07_dSp-11 | underground mine |  |  |  |  | ore material | grab | grab | mineral separate | [5 empty] | mineralisation |  |  |  | sphalerite | [6 empty] | galena, pyrite, arsenopyrite, quartz, fluorite, carbonate | polished sections | LA-ICPMS, EMPA | JEOL JXA-8530F equipped with a field emission gun (FEG) and five wavelength-dispersive spectrometers (WDS); 193-nm New Wave Research Excimer laser and an Agilent 7500i quadrupole ICP-MS | Helmholtz Institute Freiberg for Resource Technology (HIF); Friedrich-Alexander-Universität Erlangen-Nürnberg | EPMA: accelerating voltage of 20 kV and a beam current of 30 nA, and a defocused beam of 15 μm diameter. LA-ICP-MS: plasma power of 1320 W, He (0.65 L/min) and Ar (1.09 L/min) as carrier gases, Ar as plasma (14.9 L/min) and auxiliary gas (0.9 L/min), oxide rates of <0.4% ThO+/Th+, repetition rate of 20 Hz, beam spot size of 25 μm, irradiance of 0.74 GW/cm2, fluence of 3.7 J/cm2, 20 s background measurement and 20 s sample ablation, 60-s retention time | MASS-1 (Wilson et al. 2002); NIST SRM 610 and 612 (Pearce et al. 1997); MASS-1 as external Ge standard (57.8±2.6 μg/g Ge); NBS-127, IAEA-S-1, IAEA-S-2, IAEA-S-3, and an in-house Ag2S reference material (sulfur isotopes) |  |  |  |  | 72.3804 | [15 empty] | 0.0006 | [5 empty] | 0.064155 | [15 empty] | 2.0213 | [9 empty] | 35.142 | [33 empty] | 7120.1421 | [15 empty] | 32.5612 |  | 6006.3163 | [23 empty] | 599.3633 | [13 empty] | 63.4653 |  |  |  |  | 2019 | Bauer, M.E., Burisch, M., Ostendorf, J., Krause, J., Frenzel, M., Seifert, T., and Gutzmer, J. (2019). Trace element geochemistry of sphalerite in contrasting hydrothermal fluid systems of the Freiberg district, Germany: insights from LA-ICP-MS analysis, near-infrared light microthermometry of sphalerite-hosted fluid inclusions, and sulfur isotope geochemistry. Mineralium Deposita, 54, 237–262. |  | DEU | Saxony
| Freiberg mining district | kb veins, eb veins, fba veins | Magmatic hydrothermal | Intrusion-related | hydrothermal vein-style silver mineralization | Ag | Zn, Pb, In, Ge, Ga | Ag, Zn, Pb, In, Ge, Ga | Bauer et al., 2019 |  | fba07_dSp-12 | fba07_dSp-12 | underground mine |  |  |  |  | ore material | grab | grab | mineral separate | [5 empty] | mineralisation |  |  |  | sphalerite | [6 empty] | galena, pyrite, arsenopyrite, quartz, fluorite, carbonate | polished sections | LA-ICPMS, EMPA | JEOL JXA-8530F equipped with a field emission gun (FEG) and five wavelength-dispersive spectrometers (WDS); 193-nm New Wave Research Excimer laser and an Agilent 7500i quadrupole ICP-MS | Helmholtz Institute Freiberg for Resource Technology (HIF); Friedrich-Alexander-Universität Erlangen-Nürnberg | EPMA: accelerating voltage of 20 kV and a beam current of 30 nA, and a defocused beam of 15 μm diameter. LA-ICP-MS: plasma power of 1320 W, He (0.65 L/min) and Ar (1.09 L/min) as carrier gases, Ar as plasma (14.9 L/min) and auxiliary gas (0.9 L/min), oxide rates of <0.4% ThO+/Th+, repetition rate of 20 Hz, beam spot size of 25 μm, irradiance of 0.74 GW/cm2, fluence of 3.7 J/cm2, 20 s background measurement and 20 s sample ablation, 60-s retention time | MASS-1 (Wilson et al. 2002); NIST SRM 610 and 612 (Pearce et al. 1997); MASS-1 as external Ge standard (57.8±2.6 μg/g Ge); NBS-127, IAEA-S-1, IAEA-S-2, IAEA-S-3, and an in-house Ag2S reference material (sulfur isotopes) |  |  |  |  | 44.9003 | [15 empty] | 0.1568 | [21 empty] | 1.184 | [9 empty] | 46.5863 | [33 empty] | 6764.5785 | [15 empty] | 32.6283 |  | 4560.4245 | [23 empty] | 446.683 | [13 empty] | 64.4824 |  |  |  |  | 2019 | Bauer, M.E., Burisch, M., Ostendorf, J., Krause, J., Frenzel, M., Seifert, T., and Gutzmer, J. (2019). Trace element geochemistry of sphalerite in contrasting hydrothermal fluid systems of the Freiberg district, Germany: insights from LA-ICP-MS analysis, near-infrared light microthermometry of sphalerite-hosted fluid inclusions, and sulfur isotope geochemistry. Mineralium Deposita, 54, 237–262. |  | DEU | Saxony
| Freiberg mining district | kb veins, eb veins, fba veins | Magmatic hydrothermal | Intrusion-related | hydrothermal vein-style silver mineralization | Ag | Zn, Pb, In, Ge, Ga | Ag, Zn, Pb, In, Ge, Ga | Bauer et al., 2019 |  | fba07_dSp-13 | fba07_dSp-13 | underground mine |  |  |  |  | ore material | grab | grab | mineral separate | [5 empty] | mineralisation |  |  |  | sphalerite | [6 empty] | galena, pyrite, arsenopyrite, quartz, fluorite, carbonate | polished sections | LA-ICPMS, EMPA | JEOL JXA-8530F equipped with a field emission gun (FEG) and five wavelength-dispersive spectrometers (WDS); 193-nm New Wave Research Excimer laser and an Agilent 7500i quadrupole ICP-MS | Helmholtz Institute Freiberg for Resource Technology (HIF); Friedrich-Alexander-Universität Erlangen-Nürnberg | EPMA: accelerating voltage of 20 kV and a beam current of 30 nA, and a defocused beam of 15 μm diameter. LA-ICP-MS: plasma power of 1320 W, He (0.65 L/min) and Ar (1.09 L/min) as carrier gases, Ar as plasma (14.9 L/min) and auxiliary gas (0.9 L/min), oxide rates of <0.4% ThO+/Th+, repetition rate of 20 Hz, beam spot size of 25 μm, irradiance of 0.74 GW/cm2, fluence of 3.7 J/cm2, 20 s background measurement and 20 s sample ablation, 60-s retention time | MASS-1 (Wilson et al. 2002); NIST SRM 610 and 612 (Pearce et al. 1997); MASS-1 as external Ge standard (57.8±2.6 μg/g Ge); NBS-127, IAEA-S-1, IAEA-S-2, IAEA-S-3, and an in-house Ag2S reference material (sulfur isotopes) |  |  |  |  | 20.2523 | [15 empty] | 0.3315 | [5 empty] | 0.12002 | [15 empty] | 1.148 | [9 empty] | 79.385 | [33 empty] | 3820.9623 | [15 empty] | 32.7371 |  | 1482.0273 | [23 empty] | 204.8791 | [13 empty] | 64.5223 |  |  |  |  | 2019 | Bauer, M.E., Burisch, M., Ostendorf, J., Krause, J., Frenzel, M., Seifert, T., and Gutzmer, J. (2019). Trace element geochemistry of sphalerite in contrasting hydrothermal fluid systems of the Freiberg district, Germany: insights from LA-ICP-MS analysis, near-infrared light microthermometry of sphalerite-hosted fluid inclusions, and sulfur isotope geochemistry. Mineralium Deposita, 54, 237–262. |  | DEU | Saxony
| Freiberg mining district | kb veins, eb veins, fba veins | Magmatic hydrothermal | Intrusion-related | hydrothermal vein-style silver mineralization | Ag | Zn, Pb, In, Ge, Ga | Ag, Zn, Pb, In, Ge, Ga | Bauer et al., 2019 |  | fba07_dSp-14 | fba07_dSp-14 | underground mine |  |  |  |  | ore material | grab | grab | mineral separate | [5 empty] | mineralisation |  |  |  | sphalerite | [6 empty] | galena, pyrite, arsenopyrite, quartz, fluorite, carbonate | polished sections | LA-ICPMS, EMPA | JEOL JXA-8530F equipped with a field emission gun (FEG) and five wavelength-dispersive spectrometers (WDS); 193-nm New Wave Research Excimer laser and an Agilent 7500i quadrupole ICP-MS | Helmholtz Institute Freiberg for Resource Technology (HIF); Friedrich-Alexander-Universität Erlangen-Nürnberg | EPMA: accelerating voltage of 20 kV and a beam current of 30 nA, and a defocused beam of 15 μm diameter. LA-ICP-MS: plasma power of 1320 W, He (0.65 L/min) and Ar (1.09 L/min) as carrier gases, Ar as plasma (14.9 L/min) and auxiliary gas (0.9 L/min), oxide rates of <0.4% ThO+/Th+, repetition rate of 20 Hz, beam spot size of 25 μm, irradiance of 0.74 GW/cm2, fluence of 3.7 J/cm2, 20 s background measurement and 20 s sample ablation, 60-s retention time | MASS-1 (Wilson et al. 2002); NIST SRM 610 and 612 (Pearce et al. 1997); MASS-1 as external Ge standard (57.8±2.6 μg/g Ge); NBS-127, IAEA-S-1, IAEA-S-2, IAEA-S-3, and an in-house Ag2S reference material (sulfur isotopes) |  |  |  |  | 18.7195 | [15 empty] | 0.0345 | [5 empty] | 0.10042 | [15 empty] | 1.8906 | [9 empty] | 25.3751 | [33 empty] | 2628.3561 | [15 empty] | 32.6977 |  | 1398.5793 | [23 empty] | 186.7197 | [13 empty] | 63.9038 |  |  |  |  | 2019 | Bauer, M.E., Burisch, M., Ostendorf, J., Krause, J., Frenzel, M., Seifert, T., and Gutzmer, J. (2019). Trace element geochemistry of sphalerite in contrasting hydrothermal fluid systems of the Freiberg district, Germany: insights from LA-ICP-MS analysis, near-infrared light microthermometry of sphalerite-hosted fluid inclusions, and sulfur isotope geochemistry. Mineralium Deposita, 54, 237–262. |  | DEU | Saxony
| Freiberg mining district | kb veins, eb veins, fba veins | Magmatic hydrothermal | Intrusion-related | hydrothermal vein-style silver mineralization | Ag | Zn, Pb, In, Ge, Ga | Ag, Zn, Pb, In, Ge, Ga | Bauer et al., 2019 |  | fba18_dSp-1 | fba18_dSp-1 | underground mine |  |  |  |  | ore material | grab | grab | mineral separate | [5 empty] | mineralisation |  |  |  | sphalerite | [6 empty] | galena, pyrite, arsenopyrite, quartz, fluorite, carbonate | polished sections | LA-ICPMS, EMPA | JEOL JXA-8530F equipped with a field emission gun (FEG) and five wavelength-dispersive spectrometers (WDS); 193-nm New Wave Research Excimer laser and an Agilent 7500i quadrupole ICP-MS | Helmholtz Institute Freiberg for Resource Technology (HIF); Friedrich-Alexander-Universität Erlangen-Nürnberg | EPMA: accelerating voltage of 20 kV and a beam current of 30 nA, and a defocused beam of 15 μm diameter. LA-ICP-MS: plasma power of 1320 W, He (0.65 L/min) and Ar (1.09 L/min) as carrier gases, Ar as plasma (14.9 L/min) and auxiliary gas (0.9 L/min), oxide rates of <0.4% ThO+/Th+, repetition rate of 20 Hz, beam spot size of 25 μm, irradiance of 0.74 GW/cm2, fluence of 3.7 J/cm2, 20 s background measurement and 20 s sample ablation, 60-s retention time | MASS-1 (Wilson et al. 2002); NIST SRM 610 and 612 (Pearce et al. 1997); MASS-1 as external Ge standard (57.8±2.6 μg/g Ge); NBS-127, IAEA-S-1, IAEA-S-2, IAEA-S-3, and an in-house Ag2S reference material (sulfur isotopes) |  |  |  |  | 2297.0582 | [15 empty] | 0.0304 | [5 empty] | 0.34803 | [15 empty] | 1.4054 | [9 empty] | 4.3065 | [33 empty] | 15965.5525 | [15 empty] | 31.8432 |  | 2406.8263 |  |  |  | 1.7114 | [19 empty] | 2953.5641 | [13 empty] | 61.7711 |  |  |  |  | 2019 | Bauer, M.E., Burisch, M., Ostendorf, J., Krause, J., Frenzel, M., Seifert, T., and Gutzmer, J. (2019). Trace element geochemistry of sphalerite in contrasting hydrothermal fluid systems of the Freiberg district, Germany: insights from LA-ICP-MS analysis, near-infrared light microthermometry of sphalerite-hosted fluid inclusions, and sulfur isotope geochemistry. Mineralium Deposita, 54, 237–262. |  | DEU | Saxony
| Freiberg mining district | kb veins, eb veins, fba veins | Magmatic hydrothermal | Intrusion-related | hydrothermal vein-style silver mineralization | Ag | Zn, Pb, In, Ge, Ga | Ag, Zn, Pb, In, Ge, Ga | Bauer et al., 2019 |  | fba18_dSp-2 | fba18_dSp-2 | underground mine |  |  |  |  | ore material | grab | grab | mineral separate | [5 empty] | mineralisation |  |  |  | sphalerite | [6 empty] | galena, pyrite, arsenopyrite, quartz, fluorite, carbonate | polished sections | LA-ICPMS, EMPA | JEOL JXA-8530F equipped with a field emission gun (FEG) and five wavelength-dispersive spectrometers (WDS); 193-nm New Wave Research Excimer laser and an Agilent 7500i quadrupole ICP-MS | Helmholtz Institute Freiberg for Resource Technology (HIF); Friedrich-Alexander-Universität Erlangen-Nürnberg | EPMA: accelerating voltage of 20 kV and a beam current of 30 nA, and a defocused beam of 15 μm diameter. LA-ICP-MS: plasma power of 1320 W, He (0.65 L/min) and Ar (1.09 L/min) as carrier gases, Ar as plasma (14.9 L/min) and auxiliary gas (0.9 L/min), oxide rates of <0.4% ThO+/Th+, repetition rate of 20 Hz, beam spot size of 25 μm, irradiance of 0.74 GW/cm2, fluence of 3.7 J/cm2, 20 s background measurement and 20 s sample ablation, 60-s retention time | MASS-1 (Wilson et al. 2002); NIST SRM 610 and 612 (Pearce et al. 1997); MASS-1 as external Ge standard (57.8±2.6 μg/g Ge); NBS-127, IAEA-S-1, IAEA-S-2, IAEA-S-3, and an in-house Ag2S reference material (sulfur isotopes) |  |  |  |  | 1263.7894 | [15 empty] | 0.0568 | [5 empty] | 0.27118 | [15 empty] | 1.1435 | [9 empty] | 5.3127 | [33 empty] | 13182.4589 | [15 empty] | 31.9788 |  | 5002.8331 |  |  |  | 1.6664 | [19 empty] | 2495.5907 | [13 empty] | 62.584 |  |  |  |  | 2019 | Bauer, M.E., Burisch, M., Ostendorf, J., Krause, J., Frenzel, M., Seifert, T., and Gutzmer, J. (2019). Trace element geochemistry of sphalerite in contrasting hydrothermal fluid systems of the Freiberg district, Germany: insights from LA-ICP-MS analysis, near-infrared light microthermometry of sphalerite-hosted fluid inclusions, and sulfur isotope geochemistry. Mineralium Deposita, 54, 237–262. |  | DEU | Saxony
| Freiberg mining district | kb veins, eb veins, fba veins | Magmatic hydrothermal | Intrusion-related | hydrothermal vein-style silver mineralization | Ag | Zn, Pb, In, Ge, Ga | Ag, Zn, Pb, In, Ge, Ga | Bauer et al., 2019 |  | fba18_dSp-3 | fba18_dSp-3 | underground mine |  |  |  |  | ore material | grab | grab | mineral separate | [5 empty] | mineralisation |  |  |  | sphalerite | [6 empty] | galena, pyrite, arsenopyrite, quartz, fluorite, carbonate | polished sections | LA-ICPMS, EMPA | JEOL JXA-8530F equipped with a field emission gun (FEG) and five wavelength-dispersive spectrometers (WDS); 193-nm New Wave Research Excimer laser and an Agilent 7500i quadrupole ICP-MS | Helmholtz Institute Freiberg for Resource Technology (HIF); Friedrich-Alexander-Universität Erlangen-Nürnberg | EPMA: accelerating voltage of 20 kV and a beam current of 30 nA, and a defocused beam of 15 μm diameter. LA-ICP-MS: plasma power of 1320 W, He (0.65 L/min) and Ar (1.09 L/min) as carrier gases, Ar as plasma (14.9 L/min) and auxiliary gas (0.9 L/min), oxide rates of <0.4% ThO+/Th+, repetition rate of 20 Hz, beam spot size of 25 μm, irradiance of 0.74 GW/cm2, fluence of 3.7 J/cm2, 20 s background measurement and 20 s sample ablation, 60-s retention time | MASS-1 (Wilson et al. 2002); NIST SRM 610 and 612 (Pearce et al. 1997); MASS-1 as external Ge standard (57.8±2.6 μg/g Ge); NBS-127, IAEA-S-1, IAEA-S-2, IAEA-S-3, and an in-house Ag2S reference material (sulfur isotopes) |  |  |  |  | 2614.2002 | [15 empty] | 0.0094 | [5 empty] | 0.36852 | [15 empty] | 1.348 | [9 empty] | 4.2579 | [33 empty] | 15676.049 | [15 empty] | 31.8951 |  | 127.6844 | [23 empty] | 3481.4136 | [13 empty] | 62.634 |  |  |  |  | 2019 | Bauer, M.E., Burisch, M., Ostendorf, J., Krause, J., Frenzel, M., Seifert, T., and Gutzmer, J. (2019). Trace element geochemistry of sphalerite in contrasting hydrothermal fluid systems of the Freiberg district, Germany: insights from LA-ICP-MS analysis, near-infrared light microthermometry of sphalerite-hosted fluid inclusions, and sulfur isotope geochemistry. Mineralium Deposita, 54, 237–262. |  | DEU | Saxony
| Freiberg mining district | kb veins, eb veins, fba veins | Magmatic hydrothermal | Intrusion-related | hydrothermal vein-style silver mineralization | Ag | Zn, Pb, In, Ge, Ga | Ag, Zn, Pb, In, Ge, Ga | Bauer et al., 2019 |  | fba18_dSp-4 | fba18_dSp-4 | underground mine |  |  |  |  | ore material | grab | grab | mineral separate | [5 empty] | mineralisation |  |  |  | sphalerite | [6 empty] | galena, pyrite, arsenopyrite, quartz, fluorite, carbonate | polished sections | LA-ICPMS, EMPA | JEOL JXA-8530F equipped with a field emission gun (FEG) and five wavelength-dispersive spectrometers (WDS); 193-nm New Wave Research Excimer laser and an Agilent 7500i quadrupole ICP-MS | Helmholtz Institute Freiberg for Resource Technology (HIF); Friedrich-Alexander-Universität Erlangen-Nürnberg | EPMA: accelerating voltage of 20 kV and a beam current of 30 nA, and a defocused beam of 15 μm diameter. LA-ICP-MS: plasma power of 1320 W, He (0.65 L/min) and Ar (1.09 L/min) as carrier gases, Ar as plasma (14.9 L/min) and auxiliary gas (0.9 L/min), oxide rates of <0.4% ThO+/Th+, repetition rate of 20 Hz, beam spot size of 25 μm, irradiance of 0.74 GW/cm2, fluence of 3.7 J/cm2, 20 s background measurement and 20 s sample ablation, 60-s retention time | MASS-1 (Wilson et al. 2002); NIST SRM 610 and 612 (Pearce et al. 1997); MASS-1 as external Ge standard (57.8±2.6 μg/g Ge); NBS-127, IAEA-S-1, IAEA-S-2, IAEA-S-3, and an in-house Ag2S reference material (sulfur isotopes) |  |  |  |  | 1559.7965 | [15 empty] | 0.0247 | [5 empty] | 0.27895 | [15 empty] | 1.2542 | [9 empty] | 4.1794 | [33 empty] | 11366.1559 | [15 empty] | 31.9018 |  | 1069.672 | [23 empty] | 2552.4707 | [13 empty] | 62.4275 |  |  |  |  | 2019 | Bauer, M.E., Burisch, M., Ostendorf, J., Krause, J., Frenzel, M., Seifert, T., and Gutzmer, J. (2019). Trace element geochemistry of sphalerite in contrasting hydrothermal fluid systems of the Freiberg district, Germany: insights from LA-ICP-MS analysis, near-infrared light microthermometry of sphalerite-hosted fluid inclusions, and sulfur isotope geochemistry. Mineralium Deposita, 54, 237–262. |  | DEU | Saxony
| Freiberg mining district | kb veins, eb veins, fba veins | Magmatic hydrothermal | Intrusion-related | hydrothermal vein-style silver mineralization | Ag | Zn, Pb, In, Ge, Ga | Ag, Zn, Pb, In, Ge, Ga | Bauer et al., 2019 |  | fba18_dSp-5 | fba18_dSp-5 | underground mine |  |  |  |  | ore material | grab | grab | mineral separate | [5 empty] | mineralisation |  |  |  | sphalerite | [6 empty] | galena, pyrite, arsenopyrite, quartz, fluorite, carbonate | polished sections | LA-ICPMS, EMPA | JEOL JXA-8530F equipped with a field emission gun (FEG) and five wavelength-dispersive spectrometers (WDS); 193-nm New Wave Research Excimer laser and an Agilent 7500i quadrupole ICP-MS | Helmholtz Institute Freiberg for Resource Technology (HIF); Friedrich-Alexander-Universität Erlangen-Nürnberg | EPMA: accelerating voltage of 20 kV and a beam current of 30 nA, and a defocused beam of 15 μm diameter. LA-ICP-MS: plasma power of 1320 W, He (0.65 L/min) and Ar (1.09 L/min) as carrier gases, Ar as plasma (14.9 L/min) and auxiliary gas (0.9 L/min), oxide rates of <0.4% ThO+/Th+, repetition rate of 20 Hz, beam spot size of 25 μm, irradiance of 0.74 GW/cm2, fluence of 3.7 J/cm2, 20 s background measurement and 20 s sample ablation, 60-s retention time | MASS-1 (Wilson et al. 2002); NIST SRM 610 and 612 (Pearce et al. 1997); MASS-1 as external Ge standard (57.8±2.6 μg/g Ge); NBS-127, IAEA-S-1, IAEA-S-2, IAEA-S-3, and an in-house Ag2S reference material (sulfur isotopes) |  |  |  |  | 3201.6957 | [15 empty] | 0.0082 | [5 empty] | 0.69972 | [15 empty] | 1.5871 | [9 empty] | 45.1985 | [33 empty] | 17473.8359 | [15 empty] | 32.0715 |  | 164.3029 | [23 empty] | 3488.3502 | [13 empty] | 61.3657 |  |  |  |  | 2019 | Bauer, M.E., Burisch, M., Ostendorf, J., Krause, J., Frenzel, M., Seifert, T., and Gutzmer, J. (2019). Trace element geochemistry of sphalerite in contrasting hydrothermal fluid systems of the Freiberg district, Germany: insights from LA-ICP-MS analysis, near-infrared light microthermometry of sphalerite-hosted fluid inclusions, and sulfur isotope geochemistry. Mineralium Deposita, 54, 237–262. |  | DEU | Saxony
| Freiberg mining district | kb veins, eb veins, fba veins | Magmatic hydrothermal | Intrusion-related | hydrothermal vein-style silver mineralization | Ag | Zn, Pb, In, Ge, Ga | Ag, Zn, Pb, In, Ge, Ga | Bauer et al., 2019 |  | fba18_dSp-6 | fba18_dSp-6 | underground mine |  |  |  |  | ore material | grab | grab | mineral separate | [5 empty] | mineralisation |  |  |  | sphalerite | [6 empty] | galena, pyrite, arsenopyrite, quartz, fluorite, carbonate | polished sections | LA-ICPMS, EMPA | JEOL JXA-8530F equipped with a field emission gun (FEG) and five wavelength-dispersive spectrometers (WDS); 193-nm New Wave Research Excimer laser and an Agilent 7500i quadrupole ICP-MS | Helmholtz Institute Freiberg for Resource Technology (HIF); Friedrich-Alexander-Universität Erlangen-Nürnberg | EPMA: accelerating voltage of 20 kV and a beam current of 30 nA, and a defocused beam of 15 μm diameter. LA-ICP-MS: plasma power of 1320 W, He (0.65 L/min) and Ar (1.09 L/min) as carrier gases, Ar as plasma (14.9 L/min) and auxiliary gas (0.9 L/min), oxide rates of <0.4% ThO+/Th+, repetition rate of 20 Hz, beam spot size of 25 μm, irradiance of 0.74 GW/cm2, fluence of 3.7 J/cm2, 20 s background measurement and 20 s sample ablation, 60-s retention time | MASS-1 (Wilson et al. 2002); NIST SRM 610 and 612 (Pearce et al. 1997); MASS-1 as external Ge standard (57.8±2.6 μg/g Ge); NBS-127, IAEA-S-1, IAEA-S-2, IAEA-S-3, and an in-house Ag2S reference material (sulfur isotopes) |  |  |  |  | 2510.3202 | [15 empty] | 0.0026 | [5 empty] | 0.45803 | [15 empty] | 2.2641 | [9 empty] | 3.2778 | [33 empty] | 12482.4895 | [15 empty] | 32.2829 |  | 35.5929 | [23 empty] | 3617.251 | [13 empty] | 61.6789 |  |  |  |  | 2019 | Bauer, M.E., Burisch, M., Ostendorf, J., Krause, J., Frenzel, M., Seifert, T., and Gutzmer, J. (2019). Trace element geochemistry of sphalerite in contrasting hydrothermal fluid systems of the Freiberg district, Germany: insights from LA-ICP-MS analysis, near-infrared light microthermometry of sphalerite-hosted fluid inclusions, and sulfur isotope geochemistry. Mineralium Deposita, 54, 237–262. |  | DEU | Saxony
| Freiberg mining district | kb veins, eb veins, fba veins | Magmatic hydrothermal | Intrusion-related | hydrothermal vein-style silver mineralization | Ag | Zn, Pb, In, Ge, Ga | Ag, Zn, Pb, In, Ge, Ga | Bauer et al., 2019 |  | fba18_dSp-7 | fba18_dSp-7 | underground mine |  |  |  |  | ore material | grab | grab | mineral separate | [5 empty] | mineralisation |  |  |  | sphalerite | [6 empty] | galena, pyrite, arsenopyrite, quartz, fluorite, carbonate | polished sections | LA-ICPMS, EMPA | JEOL JXA-8530F equipped with a field emission gun (FEG) and five wavelength-dispersive spectrometers (WDS); 193-nm New Wave Research Excimer laser and an Agilent 7500i quadrupole ICP-MS | Helmholtz Institute Freiberg for Resource Technology (HIF); Friedrich-Alexander-Universität Erlangen-Nürnberg | EPMA: accelerating voltage of 20 kV and a beam current of 30 nA, and a defocused beam of 15 μm diameter. LA-ICP-MS: plasma power of 1320 W, He (0.65 L/min) and Ar (1.09 L/min) as carrier gases, Ar as plasma (14.9 L/min) and auxiliary gas (0.9 L/min), oxide rates of <0.4% ThO+/Th+, repetition rate of 20 Hz, beam spot size of 25 μm, irradiance of 0.74 GW/cm2, fluence of 3.7 J/cm2, 20 s background measurement and 20 s sample ablation, 60-s retention time | MASS-1 (Wilson et al. 2002); NIST SRM 610 and 612 (Pearce et al. 1997); MASS-1 as external Ge standard (57.8±2.6 μg/g Ge); NBS-127, IAEA-S-1, IAEA-S-2, IAEA-S-3, and an in-house Ag2S reference material (sulfur isotopes) |  |  |  |  | 49.4916 | [15 empty] | 0.0963 | [5 empty] | 0.093019 | [15 empty] | 1.3663 | [9 empty] | 18.2947 | [33 empty] | 1788.7961 | [15 empty] | 32.6108 |  | 332.6388 | [23 empty] | 94.0487 | [13 empty] | 64.4409 |  |  |  |  | 2019 | Bauer, M.E., Burisch, M., Ostendorf, J., Krause, J., Frenzel, M., Seifert, T., and Gutzmer, J. (2019). Trace element geochemistry of sphalerite in contrasting hydrothermal fluid systems of the Freiberg district, Germany: insights from LA-ICP-MS analysis, near-infrared light microthermometry of sphalerite-hosted fluid inclusions, and sulfur isotope geochemistry. Mineralium Deposita, 54, 237–262. |  | DEU | Saxony
| Freiberg mining district | kb veins, eb veins, fba veins | Magmatic hydrothermal | Intrusion-related | hydrothermal vein-style silver mineralization | Ag | Zn, Pb, In, Ge, Ga | Ag, Zn, Pb, In, Ge, Ga | Bauer et al., 2019 |  | fba18_dSp-8 | fba18_dSp-8 | underground mine |  |  |  |  | ore material | grab | grab | mineral separate | [5 empty] | mineralisation |  |  |  | sphalerite | [6 empty] | galena, pyrite, arsenopyrite, quartz, fluorite, carbonate | polished sections | LA-ICPMS, EMPA | JEOL JXA-8530F equipped with a field emission gun (FEG) and five wavelength-dispersive spectrometers (WDS); 193-nm New Wave Research Excimer laser and an Agilent 7500i quadrupole ICP-MS | Helmholtz Institute Freiberg for Resource Technology (HIF); Friedrich-Alexander-Universität Erlangen-Nürnberg | EPMA: accelerating voltage of 20 kV and a beam current of 30 nA, and a defocused beam of 15 μm diameter. LA-ICP-MS: plasma power of 1320 W, He (0.65 L/min) and Ar (1.09 L/min) as carrier gases, Ar as plasma (14.9 L/min) and auxiliary gas (0.9 L/min), oxide rates of <0.4% ThO+/Th+, repetition rate of 20 Hz, beam spot size of 25 μm, irradiance of 0.74 GW/cm2, fluence of 3.7 J/cm2, 20 s background measurement and 20 s sample ablation, 60-s retention time | MASS-1 (Wilson et al. 2002); NIST SRM 610 and 612 (Pearce et al. 1997); MASS-1 as external Ge standard (57.8±2.6 μg/g Ge); NBS-127, IAEA-S-1, IAEA-S-2, IAEA-S-3, and an in-house Ag2S reference material (sulfur isotopes) |  |  |  |  | 2028.6694 | [15 empty] | 0.0104 | [5 empty] | 0.32232 | [15 empty] | 1.4125 | [9 empty] | 11.3766 | [33 empty] | 13029.9313 | [15 empty] | 32.0065 |  | 233.9524 | [23 empty] | 2851.215 | [13 empty] | 62.4839 |  |  |  |  | 2019 | Bauer, M.E., Burisch, M., Ostendorf, J., Krause, J., Frenzel, M., Seifert, T., and Gutzmer, J. (2019). Trace element geochemistry of sphalerite in contrasting hydrothermal fluid systems of the Freiberg district, Germany: insights from LA-ICP-MS analysis, near-infrared light microthermometry of sphalerite-hosted fluid inclusions, and sulfur isotope geochemistry. Mineralium Deposita, 54, 237–262. |  | DEU | Saxony
| Freiberg mining district | kb veins, eb veins, fba veins | Magmatic hydrothermal | Intrusion-related | hydrothermal vein-style silver mineralization | Ag | Zn, Pb, In, Ge, Ga | Ag, Zn, Pb, In, Ge, Ga | Bauer et al., 2019 |  | fba18_dSp-9 | fba18_dSp-9 | underground mine |  |  |  |  | ore material | grab | grab | mineral separate | [5 empty] | mineralisation |  |  |  | sphalerite | [6 empty] | galena, pyrite, arsenopyrite, quartz, fluorite, carbonate | polished sections | LA-ICPMS, EMPA | JEOL JXA-8530F equipped with a field emission gun (FEG) and five wavelength-dispersive spectrometers (WDS); 193-nm New Wave Research Excimer laser and an Agilent 7500i quadrupole ICP-MS | Helmholtz Institute Freiberg for Resource Technology (HIF); Friedrich-Alexander-Universität Erlangen-Nürnberg | EPMA: accelerating voltage of 20 kV and a beam current of 30 nA, and a defocused beam of 15 μm diameter. LA-ICP-MS: plasma power of 1320 W, He (0.65 L/min) and Ar (1.09 L/min) as carrier gases, Ar as plasma (14.9 L/min) and auxiliary gas (0.9 L/min), oxide rates of <0.4% ThO+/Th+, repetition rate of 20 Hz, beam spot size of 25 μm, irradiance of 0.74 GW/cm2, fluence of 3.7 J/cm2, 20 s background measurement and 20 s sample ablation, 60-s retention time | MASS-1 (Wilson et al. 2002); NIST SRM 610 and 612 (Pearce et al. 1997); MASS-1 as external Ge standard (57.8±2.6 μg/g Ge); NBS-127, IAEA-S-1, IAEA-S-2, IAEA-S-3, and an in-house Ag2S reference material (sulfur isotopes) |  |  |  |  | 3036.1789 | [15 empty] | 0.0114 | [5 empty] | 0.60269 | [15 empty] | 1.7935 | [9 empty] | 15.2681 | [33 empty] | 18615.764 | [15 empty] | 32.1206 |  | 79.2377 |  |  |  | 1.4773 | [19 empty] | 3847.3121 | [13 empty] | 60.929 |  |  |  |  | 2019 | Bauer, M.E., Burisch, M., Ostendorf, J., Krause, J., Frenzel, M., Seifert, T., and Gutzmer, J. (2019). Trace element geochemistry of sphalerite in contrasting hydrothermal fluid systems of the Freiberg district, Germany: insights from LA-ICP-MS analysis, near-infrared light microthermometry of sphalerite-hosted fluid inclusions, and sulfur isotope geochemistry. Mineralium Deposita, 54, 237–262. |  | DEU | Saxony
| Freiberg mining district | kb veins, eb veins, fba veins | Magmatic hydrothermal | Intrusion-related | hydrothermal vein-style silver mineralization | Ag | Zn, Pb, In, Ge, Ga | Ag, Zn, Pb, In, Ge, Ga | Bauer et al., 2019 |  | fba18_dSp-10 | fba18_dSp-10 | underground mine |  |  |  |  | ore material | grab | grab | mineral separate | [5 empty] | mineralisation |  |  |  | sphalerite | [6 empty] | galena, pyrite, arsenopyrite, quartz, fluorite, carbonate | polished sections | LA-ICPMS, EMPA | JEOL JXA-8530F equipped with a field emission gun (FEG) and five wavelength-dispersive spectrometers (WDS); 193-nm New Wave Research Excimer laser and an Agilent 7500i quadrupole ICP-MS | Helmholtz Institute Freiberg for Resource Technology (HIF); Friedrich-Alexander-Universität Erlangen-Nürnberg | EPMA: accelerating voltage of 20 kV and a beam current of 30 nA, and a defocused beam of 15 μm diameter. LA-ICP-MS: plasma power of 1320 W, He (0.65 L/min) and Ar (1.09 L/min) as carrier gases, Ar as plasma (14.9 L/min) and auxiliary gas (0.9 L/min), oxide rates of <0.4% ThO+/Th+, repetition rate of 20 Hz, beam spot size of 25 μm, irradiance of 0.74 GW/cm2, fluence of 3.7 J/cm2, 20 s background measurement and 20 s sample ablation, 60-s retention time | MASS-1 (Wilson et al. 2002); NIST SRM 610 and 612 (Pearce et al. 1997); MASS-1 as external Ge standard (57.8±2.6 μg/g Ge); NBS-127, IAEA-S-1, IAEA-S-2, IAEA-S-3, and an in-house Ag2S reference material (sulfur isotopes) |  |  |  |  | 1613.2778 | [15 empty] | 0.0723 | [5 empty] | 0.39147 | [15 empty] | 1.1356 | [9 empty] | 8.7493 | [33 empty] | 15510.4234 | [15 empty] | 32.0813 |  | 3746.9714 |  |  |  | 1.3045 | [19 empty] | 2679.4317 | [13 empty] | 62.8321 |  |  |  |  | 2019 | Bauer, M.E., Burisch, M., Ostendorf, J., Krause, J., Frenzel, M., Seifert, T., and Gutzmer, J. (2019). Trace element geochemistry of sphalerite in contrasting hydrothermal fluid systems of the Freiberg district, Germany: insights from LA-ICP-MS analysis, near-infrared light microthermometry of sphalerite-hosted fluid inclusions, and sulfur isotope geochemistry. Mineralium Deposita, 54, 237–262. |  | DEU | Saxony
| Freiberg mining district | kb veins, eb veins, fba veins | Magmatic hydrothermal | Intrusion-related | hydrothermal vein-style silver mineralization | Ag | Zn, Pb, In, Ge, Ga | Ag, Zn, Pb, In, Ge, Ga | Bauer et al., 2019 |  | fba18_dSp-11 | fba18_dSp-11 | underground mine |  |  |  |  | ore material | grab | grab | mineral separate | [5 empty] | mineralisation |  |  |  | sphalerite | [6 empty] | galena, pyrite, arsenopyrite, quartz, fluorite, carbonate | polished sections | LA-ICPMS, EMPA | JEOL JXA-8530F equipped with a field emission gun (FEG) and five wavelength-dispersive spectrometers (WDS); 193-nm New Wave Research Excimer laser and an Agilent 7500i quadrupole ICP-MS | Helmholtz Institute Freiberg for Resource Technology (HIF); Friedrich-Alexander-Universität Erlangen-Nürnberg | EPMA: accelerating voltage of 20 kV and a beam current of 30 nA, and a defocused beam of 15 μm diameter. LA-ICP-MS: plasma power of 1320 W, He (0.65 L/min) and Ar (1.09 L/min) as carrier gases, Ar as plasma (14.9 L/min) and auxiliary gas (0.9 L/min), oxide rates of <0.4% ThO+/Th+, repetition rate of 20 Hz, beam spot size of 25 μm, irradiance of 0.74 GW/cm2, fluence of 3.7 J/cm2, 20 s background measurement and 20 s sample ablation, 60-s retention time | MASS-1 (Wilson et al. 2002); NIST SRM 610 and 612 (Pearce et al. 1997); MASS-1 as external Ge standard (57.8±2.6 μg/g Ge); NBS-127, IAEA-S-1, IAEA-S-2, IAEA-S-3, and an in-house Ag2S reference material (sulfur isotopes) |  |  |  |  | 1428.5541 | [15 empty] | 0.1462 | [5 empty] | 0.29541 | [15 empty] | 0.9872 | [9 empty] | 11.1772 | [33 empty] | 13047.4081 | [15 empty] | 32.1409 |  | 3634.7838 | [23 empty] | 2376.3868 | [13 empty] | 62.2324 |  |  |  |  | 2019 | Bauer, M.E., Burisch, M., Ostendorf, J., Krause, J., Frenzel, M., Seifert, T., and Gutzmer, J. (2019). Trace element geochemistry of sphalerite in contrasting hydrothermal fluid systems of the Freiberg district, Germany: insights from LA-ICP-MS analysis, near-infrared light microthermometry of sphalerite-hosted fluid inclusions, and sulfur isotope geochemistry. Mineralium Deposita, 54, 237–262. |  | DEU | Saxony
| Freiberg mining district | kb veins, eb veins, fba veins | Magmatic hydrothermal | Intrusion-related | hydrothermal vein-style silver mineralization | Ag | Zn, Pb, In, Ge, Ga | Ag, Zn, Pb, In, Ge, Ga | Bauer et al., 2019 |  | fba18_dSp-12 | fba18_dSp-12 | underground mine |  |  |  |  | ore material | grab | grab | mineral separate | [5 empty] | mineralisation |  |  |  | sphalerite | [6 empty] | galena, pyrite, arsenopyrite, quartz, fluorite, carbonate | polished sections | LA-ICPMS, EMPA | JEOL JXA-8530F equipped with a field emission gun (FEG) and five wavelength-dispersive spectrometers (WDS); 193-nm New Wave Research Excimer laser and an Agilent 7500i quadrupole ICP-MS | Helmholtz Institute Freiberg for Resource Technology (HIF); Friedrich-Alexander-Universität Erlangen-Nürnberg | EPMA: accelerating voltage of 20 kV and a beam current of 30 nA, and a defocused beam of 15 μm diameter. LA-ICP-MS: plasma power of 1320 W, He (0.65 L/min) and Ar (1.09 L/min) as carrier gases, Ar as plasma (14.9 L/min) and auxiliary gas (0.9 L/min), oxide rates of <0.4% ThO+/Th+, repetition rate of 20 Hz, beam spot size of 25 μm, irradiance of 0.74 GW/cm2, fluence of 3.7 J/cm2, 20 s background measurement and 20 s sample ablation, 60-s retention time | MASS-1 (Wilson et al. 2002); NIST SRM 610 and 612 (Pearce et al. 1997); MASS-1 as external Ge standard (57.8±2.6 μg/g Ge); NBS-127, IAEA-S-1, IAEA-S-2, IAEA-S-3, and an in-house Ag2S reference material (sulfur isotopes) |  |  |  |  | 3002.7101 | [21 empty] | 0.77727 | [15 empty] | 2.2239 | [9 empty] | 8.3512 | [33 empty] | 19997.2201 | [15 empty] | 32.2753 |  | 117.654 | [23 empty] | 3864.1555 | [13 empty] | 61.4635 |  |  |  |  | 2019 | Bauer, M.E., Burisch, M., Ostendorf, J., Krause, J., Frenzel, M., Seifert, T., and Gutzmer, J. (2019). Trace element geochemistry of sphalerite in contrasting hydrothermal fluid systems of the Freiberg district, Germany: insights from LA-ICP-MS analysis, near-infrared light microthermometry of sphalerite-hosted fluid inclusions, and sulfur isotope geochemistry. Mineralium Deposita, 54, 237–262. |  | DEU | Saxony
| Freiberg mining district | kb veins, eb veins, fba veins | Magmatic hydrothermal | Intrusion-related | hydrothermal vein-style silver mineralization | Ag | Zn, Pb, In, Ge, Ga | Ag, Zn, Pb, In, Ge, Ga | Bauer et al., 2019 |  | fba18_dSp-13 | fba18_dSp-13 | underground mine |  |  |  |  | ore material | grab | grab | mineral separate | [5 empty] | mineralisation |  |  |  | sphalerite | [6 empty] | galena, pyrite, arsenopyrite, quartz, fluorite, carbonate | polished sections | LA-ICPMS, EMPA | JEOL JXA-8530F equipped with a field emission gun (FEG) and five wavelength-dispersive spectrometers (WDS); 193-nm New Wave Research Excimer laser and an Agilent 7500i quadrupole ICP-MS | Helmholtz Institute Freiberg for Resource Technology (HIF); Friedrich-Alexander-Universität Erlangen-Nürnberg | EPMA: accelerating voltage of 20 kV and a beam current of 30 nA, and a defocused beam of 15 μm diameter. LA-ICP-MS: plasma power of 1320 W, He (0.65 L/min) and Ar (1.09 L/min) as carrier gases, Ar as plasma (14.9 L/min) and auxiliary gas (0.9 L/min), oxide rates of <0.4% ThO+/Th+, repetition rate of 20 Hz, beam spot size of 25 μm, irradiance of 0.74 GW/cm2, fluence of 3.7 J/cm2, 20 s background measurement and 20 s sample ablation, 60-s retention time | MASS-1 (Wilson et al. 2002); NIST SRM 610 and 612 (Pearce et al. 1997); MASS-1 as external Ge standard (57.8±2.6 μg/g Ge); NBS-127, IAEA-S-1, IAEA-S-2, IAEA-S-3, and an in-house Ag2S reference material (sulfur isotopes) |  |  |  |  | 2992.6781 | [15 empty] | 0.0171 | [5 empty] | 0.69029 | [15 empty] | 1.6393 | [9 empty] | 8.054 | [33 empty] | 20522.7225 | [15 empty] | 31.8781 |  | 157.066 |  |  |  | 1.7407 | [19 empty] | 3865.6066 | [13 empty] | 61.9617 |  |  |  |  | 2019 | Bauer, M.E., Burisch, M., Ostendorf, J., Krause, J., Frenzel, M., Seifert, T., and Gutzmer, J. (2019). Trace element geochemistry of sphalerite in contrasting hydrothermal fluid systems of the Freiberg district, Germany: insights from LA-ICP-MS analysis, near-infrared light microthermometry of sphalerite-hosted fluid inclusions, and sulfur isotope geochemistry. Mineralium Deposita, 54, 237–262. |  | DEU | Saxony
| Freiberg mining district | kb veins, eb veins, fba veins | Magmatic hydrothermal | Intrusion-related | hydrothermal vein-style silver mineralization | Ag | Zn, Pb, In, Ge, Ga | Ag, Zn, Pb, In, Ge, Ga | Bauer et al., 2019 |  | fba18_dSp-14 | fba18_dSp-14 | underground mine |  |  |  |  | ore material | grab | grab | mineral separate | [5 empty] | mineralisation |  |  |  | sphalerite | [6 empty] | galena, pyrite, arsenopyrite, quartz, fluorite, carbonate | polished sections | LA-ICPMS, EMPA | JEOL JXA-8530F equipped with a field emission gun (FEG) and five wavelength-dispersive spectrometers (WDS); 193-nm New Wave Research Excimer laser and an Agilent 7500i quadrupole ICP-MS | Helmholtz Institute Freiberg for Resource Technology (HIF); Friedrich-Alexander-Universität Erlangen-Nürnberg | EPMA: accelerating voltage of 20 kV and a beam current of 30 nA, and a defocused beam of 15 μm diameter. LA-ICP-MS: plasma power of 1320 W, He (0.65 L/min) and Ar (1.09 L/min) as carrier gases, Ar as plasma (14.9 L/min) and auxiliary gas (0.9 L/min), oxide rates of <0.4% ThO+/Th+, repetition rate of 20 Hz, beam spot size of 25 μm, irradiance of 0.74 GW/cm2, fluence of 3.7 J/cm2, 20 s background measurement and 20 s sample ablation, 60-s retention time | MASS-1 (Wilson et al. 2002); NIST SRM 610 and 612 (Pearce et al. 1997); MASS-1 as external Ge standard (57.8±2.6 μg/g Ge); NBS-127, IAEA-S-1, IAEA-S-2, IAEA-S-3, and an in-house Ag2S reference material (sulfur isotopes) |  |  |  |  | 4567.2071 | [15 empty] | 0.0124 | [5 empty] | 0.82467 | [15 empty] | 1.6419 | [9 empty] | 5.4464 | [33 empty] | 13675.1825 | [15 empty] | 31.8141 |  | 20.352 |  |  |  | 1.1751 | [19 empty] | 4167.6067 | [13 empty] | 61.3838 |  |  |  |  | 2019 | Bauer, M.E., Burisch, M., Ostendorf, J., Krause, J., Frenzel, M., Seifert, T., and Gutzmer, J. (2019). Trace element geochemistry of sphalerite in contrasting hydrothermal fluid systems of the Freiberg district, Germany: insights from LA-ICP-MS analysis, near-infrared light microthermometry of sphalerite-hosted fluid inclusions, and sulfur isotope geochemistry. Mineralium Deposita, 54, 237–262. |  | DEU | Saxony
| Freiberg mining district | kb veins, eb veins, fba veins | Magmatic hydrothermal | Intrusion-related | hydrothermal vein-style silver mineralization | Ag | Zn, Pb, In, Ge, Ga | Ag, Zn, Pb, In, Ge, Ga | Bauer et al., 2019 |  | fba18_dSp-15 | fba18_dSp-15 | underground mine |  |  |  |  | ore material | grab | grab | mineral separate | [5 empty] | mineralisation |  |  |  | sphalerite | [6 empty] | galena, pyrite, arsenopyrite, quartz, fluorite, carbonate | polished sections | LA-ICPMS, EMPA | JEOL JXA-8530F equipped with a field emission gun (FEG) and five wavelength-dispersive spectrometers (WDS); 193-nm New Wave Research Excimer laser and an Agilent 7500i quadrupole ICP-MS | Helmholtz Institute Freiberg for Resource Technology (HIF); Friedrich-Alexander-Universität Erlangen-Nürnberg | EPMA: accelerating voltage of 20 kV and a beam current of 30 nA, and a defocused beam of 15 μm diameter. LA-ICP-MS: plasma power of 1320 W, He (0.65 L/min) and Ar (1.09 L/min) as carrier gases, Ar as plasma (14.9 L/min) and auxiliary gas (0.9 L/min), oxide rates of <0.4% ThO+/Th+, repetition rate of 20 Hz, beam spot size of 25 μm, irradiance of 0.74 GW/cm2, fluence of 3.7 J/cm2, 20 s background measurement and 20 s sample ablation, 60-s retention time | MASS-1 (Wilson et al. 2002); NIST SRM 610 and 612 (Pearce et al. 1997); MASS-1 as external Ge standard (57.8±2.6 μg/g Ge); NBS-127, IAEA-S-1, IAEA-S-2, IAEA-S-3, and an in-house Ag2S reference material (sulfur isotopes) |  |  |  |  | 3407.1104 | [15 empty] | 0.0098 | [5 empty] | 0.6758 | [15 empty] | 1.6895 | [9 empty] | 5.648 | [33 empty] | 19746.591 | [15 empty] | 32.2123 |  | 95.9638 | [23 empty] | 3843.5938 | [13 empty] | 61.8774 |  |  |  |  | 2019 | Bauer, M.E., Burisch, M., Ostendorf, J., Krause, J., Frenzel, M., Seifert, T., and Gutzmer, J. (2019). Trace element geochemistry of sphalerite in contrasting hydrothermal fluid systems of the Freiberg district, Germany: insights from LA-ICP-MS analysis, near-infrared light microthermometry of sphalerite-hosted fluid inclusions, and sulfur isotope geochemistry. Mineralium Deposita, 54, 237–262. |  | DEU | Saxony
| Freiberg mining district | kb veins, eb veins, fba veins | Magmatic hydrothermal | Intrusion-related | hydrothermal vein-style silver mineralization | Ag | Zn, Pb, In, Ge, Ga | Ag, Zn, Pb, In, Ge, Ga | Bauer et al., 2019 |  | fba18_dSp-16 | fba18_dSp-16 | underground mine |  |  |  |  | ore material | grab | grab | mineral separate | [5 empty] | mineralisation |  |  |  | sphalerite | [6 empty] | galena, pyrite, arsenopyrite, quartz, fluorite, carbonate | polished sections | LA-ICPMS, EMPA | JEOL JXA-8530F equipped with a field emission gun (FEG) and five wavelength-dispersive spectrometers (WDS); 193-nm New Wave Research Excimer laser and an Agilent 7500i quadrupole ICP-MS | Helmholtz Institute Freiberg for Resource Technology (HIF); Friedrich-Alexander-Universität Erlangen-Nürnberg | EPMA: accelerating voltage of 20 kV and a beam current of 30 nA, and a defocused beam of 15 μm diameter. LA-ICP-MS: plasma power of 1320 W, He (0.65 L/min) and Ar (1.09 L/min) as carrier gases, Ar as plasma (14.9 L/min) and auxiliary gas (0.9 L/min), oxide rates of <0.4% ThO+/Th+, repetition rate of 20 Hz, beam spot size of 25 μm, irradiance of 0.74 GW/cm2, fluence of 3.7 J/cm2, 20 s background measurement and 20 s sample ablation, 60-s retention time | MASS-1 (Wilson et al. 2002); NIST SRM 610 and 612 (Pearce et al. 1997); MASS-1 as external Ge standard (57.8±2.6 μg/g Ge); NBS-127, IAEA-S-1, IAEA-S-2, IAEA-S-3, and an in-house Ag2S reference material (sulfur isotopes) |  |  |  |  | 3610.0084 | [15 empty] | 0.0029 | [5 empty] | 0.686 | [15 empty] | 1.7313 | [9 empty] | 4.7422 | [33 empty] | 20889.573 | [15 empty] | 32.0681 |  | 69.0876 |  |  |  | 1.0153 | [19 empty] | 4245.86 | [13 empty] | 61.2424 |  |  |  |  | 2019 | Bauer, M.E., Burisch, M., Ostendorf, J., Krause, J., Frenzel, M., Seifert, T., and Gutzmer, J. (2019). Trace element geochemistry of sphalerite in contrasting hydrothermal fluid systems of the Freiberg district, Germany: insights from LA-ICP-MS analysis, near-infrared light microthermometry of sphalerite-hosted fluid inclusions, and sulfur isotope geochemistry. Mineralium Deposita, 54, 237–262. |  | DEU | Saxony
| Freiberg mining district | kb veins, eb veins, fba veins | Magmatic hydrothermal | Intrusion-related | hydrothermal vein-style silver mineralization | Ag | Zn, Pb, In, Ge, Ga | Ag, Zn, Pb, In, Ge, Ga | Bauer et al., 2019 |  | fba18_dSp-17 | fba18_dSp-17 | underground mine |  |  |  |  | ore material | grab | grab | mineral separate | [5 empty] | mineralisation |  |  |  | sphalerite | [6 empty] | galena, pyrite, arsenopyrite, quartz, fluorite, carbonate | polished sections | LA-ICPMS, EMPA | JEOL JXA-8530F equipped with a field emission gun (FEG) and five wavelength-dispersive spectrometers (WDS); 193-nm New Wave Research Excimer laser and an Agilent 7500i quadrupole ICP-MS | Helmholtz Institute Freiberg for Resource Technology (HIF); Friedrich-Alexander-Universität Erlangen-Nürnberg | EPMA: accelerating voltage of 20 kV and a beam current of 30 nA, and a defocused beam of 15 μm diameter. LA-ICP-MS: plasma power of 1320 W, He (0.65 L/min) and Ar (1.09 L/min) as carrier gases, Ar as plasma (14.9 L/min) and auxiliary gas (0.9 L/min), oxide rates of <0.4% ThO+/Th+, repetition rate of 20 Hz, beam spot size of 25 μm, irradiance of 0.74 GW/cm2, fluence of 3.7 J/cm2, 20 s background measurement and 20 s sample ablation, 60-s retention time | MASS-1 (Wilson et al. 2002); NIST SRM 610 and 612 (Pearce et al. 1997); MASS-1 as external Ge standard (57.8±2.6 μg/g Ge); NBS-127, IAEA-S-1, IAEA-S-2, IAEA-S-3, and an in-house Ag2S reference material (sulfur isotopes) |  |  |  |  | 3642.1866 | [15 empty] | 0.0109 | [5 empty] | 0.82256 | [15 empty] | 2.3653 | [9 empty] | 5.6893 | [33 empty] | 15350.8851 | [15 empty] | 32.4939 |  | 17.736 | [23 empty] | 4776.9095 | [13 empty] | 61.7461 |  |  |  |  | 2019 | Bauer, M.E., Burisch, M., Ostendorf, J., Krause, J., Frenzel, M., Seifert, T., and Gutzmer, J. (2019). Trace element geochemistry of sphalerite in contrasting hydrothermal fluid systems of the Freiberg district, Germany: insights from LA-ICP-MS analysis, near-infrared light microthermometry of sphalerite-hosted fluid inclusions, and sulfur isotope geochemistry. Mineralium Deposita, 54, 237–262. |  | DEU | Saxony
| Freiberg mining district | kb veins, eb veins, fba veins | Magmatic hydrothermal | Intrusion-related | hydrothermal vein-style silver mineralization | Ag | Zn, Pb, In, Ge, Ga | Ag, Zn, Pb, In, Ge, Ga | Bauer et al., 2019 |  | fba17_dSp-1 | fba17_dSp-1 | underground mine |  |  |  |  | ore material | grab | grab | mineral separate | [5 empty] | mineralisation |  |  |  | sphalerite | [6 empty] | galena, pyrite, arsenopyrite, quartz, fluorite, carbonate | polished sections | LA-ICPMS, EMPA | JEOL JXA-8530F equipped with a field emission gun (FEG) and five wavelength-dispersive spectrometers (WDS); 193-nm New Wave Research Excimer laser and an Agilent 7500i quadrupole ICP-MS | Helmholtz Institute Freiberg for Resource Technology (HIF); Friedrich-Alexander-Universität Erlangen-Nürnberg | EPMA: accelerating voltage of 20 kV and a beam current of 30 nA, and a defocused beam of 15 μm diameter. LA-ICP-MS: plasma power of 1320 W, He (0.65 L/min) and Ar (1.09 L/min) as carrier gases, Ar as plasma (14.9 L/min) and auxiliary gas (0.9 L/min), oxide rates of <0.4% ThO+/Th+, repetition rate of 20 Hz, beam spot size of 25 μm, irradiance of 0.74 GW/cm2, fluence of 3.7 J/cm2, 20 s background measurement and 20 s sample ablation, 60-s retention time | MASS-1 (Wilson et al. 2002); NIST SRM 610 and 612 (Pearce et al. 1997); MASS-1 as external Ge standard (57.8±2.6 μg/g Ge); NBS-127, IAEA-S-1, IAEA-S-2, IAEA-S-3, and an in-house Ag2S reference material (sulfur isotopes) |  |  |  |  | 130.1686 | [15 empty] | 0.0134 | [5 empty] | 0.076144 | [15 empty] | 1.3771 | [9 empty] | 9.3208 | [33 empty] | 13467.8128 | [15 empty] | 32.6042 |  | 8989.1348 | [23 empty] | 1481.3536 | [13 empty] | 63.5818 |  |  |  |  | 2019 | Bauer, M.E., Burisch, M., Ostendorf, J., Krause, J., Frenzel, M., Seifert, T., and Gutzmer, J. (2019). Trace element geochemistry of sphalerite in contrasting hydrothermal fluid systems of the Freiberg district, Germany: insights from LA-ICP-MS analysis, near-infrared light microthermometry of sphalerite-hosted fluid inclusions, and sulfur isotope geochemistry. Mineralium Deposita, 54, 237–262. |  | DEU | Saxony
| Freiberg mining district | kb veins, eb veins, fba veins | Magmatic hydrothermal | Intrusion-related | hydrothermal vein-style silver mineralization | Ag | Zn, Pb, In, Ge, Ga | Ag, Zn, Pb, In, Ge, Ga | Bauer et al., 2019 |  | fba17_dSp-2 | fba17_dSp-2 | underground mine |  |  |  |  | ore material | grab | grab | mineral separate | [5 empty] | mineralisation |  |  |  | sphalerite | [6 empty] | galena, pyrite, arsenopyrite, quartz, fluorite, carbonate | polished sections | LA-ICPMS, EMPA | JEOL JXA-8530F equipped with a field emission gun (FEG) and five wavelength-dispersive spectrometers (WDS); 193-nm New Wave Research Excimer laser and an Agilent 7500i quadrupole ICP-MS | Helmholtz Institute Freiberg for Resource Technology (HIF); Friedrich-Alexander-Universität Erlangen-Nürnberg | EPMA: accelerating voltage of 20 kV and a beam current of 30 nA, and a defocused beam of 15 μm diameter. LA-ICP-MS: plasma power of 1320 W, He (0.65 L/min) and Ar (1.09 L/min) as carrier gases, Ar as plasma (14.9 L/min) and auxiliary gas (0.9 L/min), oxide rates of <0.4% ThO+/Th+, repetition rate of 20 Hz, beam spot size of 25 μm, irradiance of 0.74 GW/cm2, fluence of 3.7 J/cm2, 20 s background measurement and 20 s sample ablation, 60-s retention time | MASS-1 (Wilson et al. 2002); NIST SRM 610 and 612 (Pearce et al. 1997); MASS-1 as external Ge standard (57.8±2.6 μg/g Ge); NBS-127, IAEA-S-1, IAEA-S-2, IAEA-S-3, and an in-house Ag2S reference material (sulfur isotopes) |  |  |  |  | 102.7502 | [15 empty] | 0.5429 | [21 empty] | 0.9721 | [9 empty] | 47.6318 | [33 empty] | 15119.6671 | [15 empty] | 32.2903 |  | 11616.5948 | [23 empty] | 1838.8365 | [13 empty] | 63.4449 |  |  |  |  | 2019 | Bauer, M.E., Burisch, M., Ostendorf, J., Krause, J., Frenzel, M., Seifert, T., and Gutzmer, J. (2019). Trace element geochemistry of sphalerite in contrasting hydrothermal fluid systems of the Freiberg district, Germany: insights from LA-ICP-MS analysis, near-infrared light microthermometry of sphalerite-hosted fluid inclusions, and sulfur isotope geochemistry. Mineralium Deposita, 54, 237–262. |  | DEU | Saxony
| Freiberg mining district | kb veins, eb veins, fba veins | Magmatic hydrothermal | Intrusion-related | hydrothermal vein-style silver mineralization | Ag | Zn, Pb, In, Ge, Ga | Ag, Zn, Pb, In, Ge, Ga | Bauer et al., 2019 |  | fba17_dSp-3 | fba17_dSp-3 | underground mine |  |  |  |  | ore material | grab | grab | mineral separate | [5 empty] | mineralisation |  |  |  | sphalerite | [6 empty] | galena, pyrite, arsenopyrite, quartz, fluorite, carbonate | polished sections | LA-ICPMS, EMPA | JEOL JXA-8530F equipped with a field emission gun (FEG) and five wavelength-dispersive spectrometers (WDS); 193-nm New Wave Research Excimer laser and an Agilent 7500i quadrupole ICP-MS | Helmholtz Institute Freiberg for Resource Technology (HIF); Friedrich-Alexander-Universität Erlangen-Nürnberg | EPMA: accelerating voltage of 20 kV and a beam current of 30 nA, and a defocused beam of 15 μm diameter. LA-ICP-MS: plasma power of 1320 W, He (0.65 L/min) and Ar (1.09 L/min) as carrier gases, Ar as plasma (14.9 L/min) and auxiliary gas (0.9 L/min), oxide rates of <0.4% ThO+/Th+, repetition rate of 20 Hz, beam spot size of 25 μm, irradiance of 0.74 GW/cm2, fluence of 3.7 J/cm2, 20 s background measurement and 20 s sample ablation, 60-s retention time | MASS-1 (Wilson et al. 2002); NIST SRM 610 and 612 (Pearce et al. 1997); MASS-1 as external Ge standard (57.8±2.6 μg/g Ge); NBS-127, IAEA-S-1, IAEA-S-2, IAEA-S-3, and an in-house Ag2S reference material (sulfur isotopes) |  |  |  |  | 168.3924 | [15 empty] | 1.4479 | [5 empty] | 0.069257 | [15 empty] | 1.1924 | [9 empty] | 483.1785 | [33 empty] | 20462.5658 | [15 empty] | 32.014 |  | 15882.1404 | [23 empty] | 2360.262 | [13 empty] | 60.8692 |  |  |  |  | 2019 | Bauer, M.E., Burisch, M., Ostendorf, J., Krause, J., Frenzel, M., Seifert, T., and Gutzmer, J. (2019). Trace element geochemistry of sphalerite in contrasting hydrothermal fluid systems of the Freiberg district, Germany: insights from LA-ICP-MS analysis, near-infrared light microthermometry of sphalerite-hosted fluid inclusions, and sulfur isotope geochemistry. Mineralium Deposita, 54, 237–262. |  | DEU | Saxony
| Freiberg mining district | kb veins, eb veins, fba veins | Magmatic hydrothermal | Intrusion-related | hydrothermal vein-style silver mineralization | Ag | Zn, Pb, In, Ge, Ga | Ag, Zn, Pb, In, Ge, Ga | Bauer et al., 2019 |  | fba17_dSp-4 | fba17_dSp-4 | underground mine |  |  |  |  | ore material | grab | grab | mineral separate | [5 empty] | mineralisation |  |  |  | sphalerite | [6 empty] | galena, pyrite, arsenopyrite, quartz, fluorite, carbonate | polished sections | LA-ICPMS, EMPA | JEOL JXA-8530F equipped with a field emission gun (FEG) and five wavelength-dispersive spectrometers (WDS); 193-nm New Wave Research Excimer laser and an Agilent 7500i quadrupole ICP-MS | Helmholtz Institute Freiberg for Resource Technology (HIF); Friedrich-Alexander-Universität Erlangen-Nürnberg | EPMA: accelerating voltage of 20 kV and a beam current of 30 nA, and a defocused beam of 15 μm diameter. LA-ICP-MS: plasma power of 1320 W, He (0.65 L/min) and Ar (1.09 L/min) as carrier gases, Ar as plasma (14.9 L/min) and auxiliary gas (0.9 L/min), oxide rates of <0.4% ThO+/Th+, repetition rate of 20 Hz, beam spot size of 25 μm, irradiance of 0.74 GW/cm2, fluence of 3.7 J/cm2, 20 s background measurement and 20 s sample ablation, 60-s retention time | MASS-1 (Wilson et al. 2002); NIST SRM 610 and 612 (Pearce et al. 1997); MASS-1 as external Ge standard (57.8±2.6 μg/g Ge); NBS-127, IAEA-S-1, IAEA-S-2, IAEA-S-3, and an in-house Ag2S reference material (sulfur isotopes) |  |  |  |  | 103.1595 | [15 empty] | 0.6871 | [5 empty] | 0.041142 | [15 empty] | 1.1428 | [9 empty] | 134.1251 | [33 empty] | 14561.5079 | [15 empty] | 32.2404 |  | 10909.6009 | [23 empty] | 1602.3184 | [13 empty] | 62.448 |  |  |  |  | 2019 | Bauer, M.E., Burisch, M., Ostendorf, J., Krause, J., Frenzel, M., Seifert, T., and Gutzmer, J. (2019). Trace element geochemistry of sphalerite in contrasting hydrothermal fluid systems of the Freiberg district, Germany: insights from LA-ICP-MS analysis, near-infrared light microthermometry of sphalerite-hosted fluid inclusions, and sulfur isotope geochemistry. Mineralium Deposita, 54, 237–262. |  | DEU | Saxony
| Freiberg mining district | kb veins, eb veins, fba veins | Magmatic hydrothermal | Intrusion-related | hydrothermal vein-style silver mineralization | Ag | Zn, Pb, In, Ge, Ga | Ag, Zn, Pb, In, Ge, Ga | Bauer et al., 2019 |  | fba17_dSp-5 | fba17_dSp-5 | underground mine |  |  |  |  | ore material | grab | grab | mineral separate | [5 empty] | mineralisation |  |  |  | sphalerite | [6 empty] | galena, pyrite, arsenopyrite, quartz, fluorite, carbonate | polished sections | LA-ICPMS, EMPA | JEOL JXA-8530F equipped with a field emission gun (FEG) and five wavelength-dispersive spectrometers (WDS); 193-nm New Wave Research Excimer laser and an Agilent 7500i quadrupole ICP-MS | Helmholtz Institute Freiberg for Resource Technology (HIF); Friedrich-Alexander-Universität Erlangen-Nürnberg | EPMA: accelerating voltage of 20 kV and a beam current of 30 nA, and a defocused beam of 15 μm diameter. LA-ICP-MS: plasma power of 1320 W, He (0.65 L/min) and Ar (1.09 L/min) as carrier gases, Ar as plasma (14.9 L/min) and auxiliary gas (0.9 L/min), oxide rates of <0.4% ThO+/Th+, repetition rate of 20 Hz, beam spot size of 25 μm, irradiance of 0.74 GW/cm2, fluence of 3.7 J/cm2, 20 s background measurement and 20 s sample ablation, 60-s retention time | MASS-1 (Wilson et al. 2002); NIST SRM 610 and 612 (Pearce et al. 1997); MASS-1 as external Ge standard (57.8±2.6 μg/g Ge); NBS-127, IAEA-S-1, IAEA-S-2, IAEA-S-3, and an in-house Ag2S reference material (sulfur isotopes) |  |  |  |  | 135.0783 | [15 empty] | 1.1434 | [21 empty] | 1.4081 | [9 empty] | 926.2487 | [33 empty] | 15490.3246 | [15 empty] | 32.2388 |  | 13334.8008 | [23 empty] | 1978.6786 | [13 empty] | 61.5457 |  |  |  |  | 2019 | Bauer, M.E., Burisch, M., Ostendorf, J., Krause, J., Frenzel, M., Seifert, T., and Gutzmer, J. (2019). Trace element geochemistry of sphalerite in contrasting hydrothermal fluid systems of the Freiberg district, Germany: insights from LA-ICP-MS analysis, near-infrared light microthermometry of sphalerite-hosted fluid inclusions, and sulfur isotope geochemistry. Mineralium Deposita, 54, 237–262. |  | DEU | Saxony
| Freiberg mining district | kb veins, eb veins, fba veins | Magmatic hydrothermal | Intrusion-related | hydrothermal vein-style silver mineralization | Ag | Zn, Pb, In, Ge, Ga | Ag, Zn, Pb, In, Ge, Ga | Bauer et al., 2019 |  | fba17_dSp-6 | fba17_dSp-6 | underground mine |  |  |  |  | ore material | grab | grab | mineral separate | [5 empty] | mineralisation |  |  |  | sphalerite | [6 empty] | galena, pyrite, arsenopyrite, quartz, fluorite, carbonate | polished sections | LA-ICPMS, EMPA | JEOL JXA-8530F equipped with a field emission gun (FEG) and five wavelength-dispersive spectrometers (WDS); 193-nm New Wave Research Excimer laser and an Agilent 7500i quadrupole ICP-MS | Helmholtz Institute Freiberg for Resource Technology (HIF); Friedrich-Alexander-Universität Erlangen-Nürnberg | EPMA: accelerating voltage of 20 kV and a beam current of 30 nA, and a defocused beam of 15 μm diameter. LA-ICP-MS: plasma power of 1320 W, He (0.65 L/min) and Ar (1.09 L/min) as carrier gases, Ar as plasma (14.9 L/min) and auxiliary gas (0.9 L/min), oxide rates of <0.4% ThO+/Th+, repetition rate of 20 Hz, beam spot size of 25 μm, irradiance of 0.74 GW/cm2, fluence of 3.7 J/cm2, 20 s background measurement and 20 s sample ablation, 60-s retention time | MASS-1 (Wilson et al. 2002); NIST SRM 610 and 612 (Pearce et al. 1997); MASS-1 as external Ge standard (57.8±2.6 μg/g Ge); NBS-127, IAEA-S-1, IAEA-S-2, IAEA-S-3, and an in-house Ag2S reference material (sulfur isotopes) |  |  |  |  | 159.9434 | [15 empty] | 1.2895 | [21 empty] | 1.0167 | [9 empty] | 621.9688 | [33 empty] | 20505.7651 | [15 empty] | 32.1425 |  | 15672.8687 | [23 empty] | 2330.646 | [13 empty] | 60.8687 |  |  |  |  | 2019 | Bauer, M.E., Burisch, M., Ostendorf, J., Krause, J., Frenzel, M., Seifert, T., and Gutzmer, J. (2019). Trace element geochemistry of sphalerite in contrasting hydrothermal fluid systems of the Freiberg district, Germany: insights from LA-ICP-MS analysis, near-infrared light microthermometry of sphalerite-hosted fluid inclusions, and sulfur isotope geochemistry. Mineralium Deposita, 54, 237–262. |  | DEU | Saxony
| Freiberg mining district | kb veins, eb veins, fba veins | Magmatic hydrothermal | Intrusion-related | hydrothermal vein-style silver mineralization | Ag | Zn, Pb, In, Ge, Ga | Ag, Zn, Pb, In, Ge, Ga | Bauer et al., 2019 |  | fba17_dSp-7 | fba17_dSp-7 | underground mine |  |  |  |  | ore material | grab | grab | mineral separate | [5 empty] | mineralisation |  |  |  | sphalerite | [6 empty] | galena, pyrite, arsenopyrite, quartz, fluorite, carbonate | polished sections | LA-ICPMS, EMPA | JEOL JXA-8530F equipped with a field emission gun (FEG) and five wavelength-dispersive spectrometers (WDS); 193-nm New Wave Research Excimer laser and an Agilent 7500i quadrupole ICP-MS | Helmholtz Institute Freiberg for Resource Technology (HIF); Friedrich-Alexander-Universität Erlangen-Nürnberg | EPMA: accelerating voltage of 20 kV and a beam current of 30 nA, and a defocused beam of 15 μm diameter. LA-ICP-MS: plasma power of 1320 W, He (0.65 L/min) and Ar (1.09 L/min) as carrier gases, Ar as plasma (14.9 L/min) and auxiliary gas (0.9 L/min), oxide rates of <0.4% ThO+/Th+, repetition rate of 20 Hz, beam spot size of 25 μm, irradiance of 0.74 GW/cm2, fluence of 3.7 J/cm2, 20 s background measurement and 20 s sample ablation, 60-s retention time | MASS-1 (Wilson et al. 2002); NIST SRM 610 and 612 (Pearce et al. 1997); MASS-1 as external Ge standard (57.8±2.6 μg/g Ge); NBS-127, IAEA-S-1, IAEA-S-2, IAEA-S-3, and an in-house Ag2S reference material (sulfur isotopes) |  |  |  |  | 112.8966 | [15 empty] | 0.663 | [5 empty] | 0.037642 | [15 empty] | 1.3059 | [9 empty] | 90.7997 | [33 empty] | 15745.6314 | [15 empty] | 32.3496 |  | 11990.1566 |  |  |  | 1.5892 | [19 empty] | 1847.8804 | [13 empty] | 62.7155 |  |  |  |  | 2019 | Bauer, M.E., Burisch, M., Ostendorf, J., Krause, J., Frenzel, M., Seifert, T., and Gutzmer, J. (2019). Trace element geochemistry of sphalerite in contrasting hydrothermal fluid systems of the Freiberg district, Germany: insights from LA-ICP-MS analysis, near-infrared light microthermometry of sphalerite-hosted fluid inclusions, and sulfur isotope geochemistry. Mineralium Deposita, 54, 237–262. |  | DEU | Saxony
| Freiberg mining district | kb veins, eb veins, fba veins | Magmatic hydrothermal | Intrusion-related | hydrothermal vein-style silver mineralization | Ag | Zn, Pb, In, Ge, Ga | Ag, Zn, Pb, In, Ge, Ga | Bauer et al., 2019 |  | fba17_dSp-8 | fba17_dSp-8 | underground mine |  |  |  |  | ore material | grab | grab | mineral separate | [5 empty] | mineralisation |  |  |  | sphalerite | [6 empty] | galena, pyrite, arsenopyrite, quartz, fluorite, carbonate | polished sections | LA-ICPMS, EMPA | JEOL JXA-8530F equipped with a field emission gun (FEG) and five wavelength-dispersive spectrometers (WDS); 193-nm New Wave Research Excimer laser and an Agilent 7500i quadrupole ICP-MS | Helmholtz Institute Freiberg for Resource Technology (HIF); Friedrich-Alexander-Universität Erlangen-Nürnberg | EPMA: accelerating voltage of 20 kV and a beam current of 30 nA, and a defocused beam of 15 μm diameter. LA-ICP-MS: plasma power of 1320 W, He (0.65 L/min) and Ar (1.09 L/min) as carrier gases, Ar as plasma (14.9 L/min) and auxiliary gas (0.9 L/min), oxide rates of <0.4% ThO+/Th+, repetition rate of 20 Hz, beam spot size of 25 μm, irradiance of 0.74 GW/cm2, fluence of 3.7 J/cm2, 20 s background measurement and 20 s sample ablation, 60-s retention time | MASS-1 (Wilson et al. 2002); NIST SRM 610 and 612 (Pearce et al. 1997); MASS-1 as external Ge standard (57.8±2.6 μg/g Ge); NBS-127, IAEA-S-1, IAEA-S-2, IAEA-S-3, and an in-house Ag2S reference material (sulfur isotopes) |  |  |  |  | 94.3184 | [15 empty] | 0.0416 | [5 empty] | 0.0681 | [15 empty] | 1.7348 | [9 empty] | 4.9134 | [33 empty] | 13419.6069 | [15 empty] | 32.5615 |  | 8252.8317 | [23 empty] | 1335.4516 | [13 empty] | 63.0648 |  |  |  |  | 2019 | Bauer, M.E., Burisch, M., Ostendorf, J., Krause, J., Frenzel, M., Seifert, T., and Gutzmer, J. (2019). Trace element geochemistry of sphalerite in contrasting hydrothermal fluid systems of the Freiberg district, Germany: insights from LA-ICP-MS analysis, near-infrared light microthermometry of sphalerite-hosted fluid inclusions, and sulfur isotope geochemistry. Mineralium Deposita, 54, 237–262. |  | DEU | Saxony
| Freiberg mining district | kb veins, eb veins, fba veins | Magmatic hydrothermal | Intrusion-related | hydrothermal vein-style silver mineralization | Ag | Zn, Pb, In, Ge, Ga | Ag, Zn, Pb, In, Ge, Ga | Bauer et al., 2019 |  | fba17_dSp-9 | fba17_dSp-9 | underground mine |  |  |  |  | ore material | grab | grab | mineral separate | [5 empty] | mineralisation |  |  |  | sphalerite | [6 empty] | galena, pyrite, arsenopyrite, quartz, fluorite, carbonate | polished sections | LA-ICPMS, EMPA | JEOL JXA-8530F equipped with a field emission gun (FEG) and five wavelength-dispersive spectrometers (WDS); 193-nm New Wave Research Excimer laser and an Agilent 7500i quadrupole ICP-MS | Helmholtz Institute Freiberg for Resource Technology (HIF); Friedrich-Alexander-Universität Erlangen-Nürnberg | EPMA: accelerating voltage of 20 kV and a beam current of 30 nA, and a defocused beam of 15 μm diameter. LA-ICP-MS: plasma power of 1320 W, He (0.65 L/min) and Ar (1.09 L/min) as carrier gases, Ar as plasma (14.9 L/min) and auxiliary gas (0.9 L/min), oxide rates of <0.4% ThO+/Th+, repetition rate of 20 Hz, beam spot size of 25 μm, irradiance of 0.74 GW/cm2, fluence of 3.7 J/cm2, 20 s background measurement and 20 s sample ablation, 60-s retention time | MASS-1 (Wilson et al. 2002); NIST SRM 610 and 612 (Pearce et al. 1997); MASS-1 as external Ge standard (57.8±2.6 μg/g Ge); NBS-127, IAEA-S-1, IAEA-S-2, IAEA-S-3, and an in-house Ag2S reference material (sulfur isotopes) |  |  |  |  | 72.1477 | [15 empty] | 0.1313 | [5 empty] | 0.039359 | [15 empty] | 1.0116 | [9 empty] | 22.5097 | [33 empty] | 9542.0587 | [15 empty] | 32.6261 |  | 7090.5473 | [23 empty] | 1031.8375 | [13 empty] | 63.8929 |  |  |  |  | 2019 | Bauer, M.E., Burisch, M., Ostendorf, J., Krause, J., Frenzel, M., Seifert, T., and Gutzmer, J. (2019). Trace element geochemistry of sphalerite in contrasting hydrothermal fluid systems of the Freiberg district, Germany: insights from LA-ICP-MS analysis, near-infrared light microthermometry of sphalerite-hosted fluid inclusions, and sulfur isotope geochemistry. Mineralium Deposita, 54, 237–262. |  | DEU | Saxony
| Freiberg mining district | kb veins, eb veins, fba veins | Magmatic hydrothermal | Intrusion-related | hydrothermal vein-style silver mineralization | Ag | Zn, Pb, In, Ge, Ga | Ag, Zn, Pb, In, Ge, Ga | Bauer et al., 2019 |  | fba17_dSp-10 | fba17_dSp-10 | underground mine |  |  |  |  | ore material | grab | grab | mineral separate | [5 empty] | mineralisation |  |  |  | sphalerite | [6 empty] | galena, pyrite, arsenopyrite, quartz, fluorite, carbonate | polished sections | LA-ICPMS, EMPA | JEOL JXA-8530F equipped with a field emission gun (FEG) and five wavelength-dispersive spectrometers (WDS); 193-nm New Wave Research Excimer laser and an Agilent 7500i quadrupole ICP-MS | Helmholtz Institute Freiberg for Resource Technology (HIF); Friedrich-Alexander-Universität Erlangen-Nürnberg | EPMA: accelerating voltage of 20 kV and a beam current of 30 nA, and a defocused beam of 15 μm diameter. LA-ICP-MS: plasma power of 1320 W, He (0.65 L/min) and Ar (1.09 L/min) as carrier gases, Ar as plasma (14.9 L/min) and auxiliary gas (0.9 L/min), oxide rates of <0.4% ThO+/Th+, repetition rate of 20 Hz, beam spot size of 25 μm, irradiance of 0.74 GW/cm2, fluence of 3.7 J/cm2, 20 s background measurement and 20 s sample ablation, 60-s retention time | MASS-1 (Wilson et al. 2002); NIST SRM 610 and 612 (Pearce et al. 1997); MASS-1 as external Ge standard (57.8±2.6 μg/g Ge); NBS-127, IAEA-S-1, IAEA-S-2, IAEA-S-3, and an in-house Ag2S reference material (sulfur isotopes) |  |  |  |  | 157.0653 | [15 empty] | 0.037 | [5 empty] | 0.036815 | [15 empty] | 1.5396 | [9 empty] | 4.0189 | [33 empty] | 14838.5927 | [15 empty] | 32.4855 |  | 9729.0965 |  |  |  | 1.6709 | [19 empty] | 1724.2701 | [13 empty] | 63.1135 |  |  |  |  | 2019 | Bauer, M.E., Burisch, M., Ostendorf, J., Krause, J., Frenzel, M., Seifert, T., and Gutzmer, J. (2019). Trace element geochemistry of sphalerite in contrasting hydrothermal fluid systems of the Freiberg district, Germany: insights from LA-ICP-MS analysis, near-infrared light microthermometry of sphalerite-hosted fluid inclusions, and sulfur isotope geochemistry. Mineralium Deposita, 54, 237–262. |  | DEU | Saxony
| Freiberg mining district | kb veins, eb veins, fba veins | Magmatic hydrothermal | Intrusion-related | hydrothermal vein-style silver mineralization | Ag | Zn, Pb, In, Ge, Ga | Ag, Zn, Pb, In, Ge, Ga | Bauer et al., 2019 |  | fba17_dSp-11 | fba17_dSp-11 | underground mine |  |  |  |  | ore material | grab | grab | mineral separate | [5 empty] | mineralisation |  |  |  | sphalerite | [6 empty] | galena, pyrite, arsenopyrite, quartz, fluorite, carbonate | polished sections | LA-ICPMS, EMPA | JEOL JXA-8530F equipped with a field emission gun (FEG) and five wavelength-dispersive spectrometers (WDS); 193-nm New Wave Research Excimer laser and an Agilent 7500i quadrupole ICP-MS | Helmholtz Institute Freiberg for Resource Technology (HIF); Friedrich-Alexander-Universität Erlangen-Nürnberg | EPMA: accelerating voltage of 20 kV and a beam current of 30 nA, and a defocused beam of 15 μm diameter. LA-ICP-MS: plasma power of 1320 W, He (0.65 L/min) and Ar (1.09 L/min) as carrier gases, Ar as plasma (14.9 L/min) and auxiliary gas (0.9 L/min), oxide rates of <0.4% ThO+/Th+, repetition rate of 20 Hz, beam spot size of 25 μm, irradiance of 0.74 GW/cm2, fluence of 3.7 J/cm2, 20 s background measurement and 20 s sample ablation, 60-s retention time | MASS-1 (Wilson et al. 2002); NIST SRM 610 and 612 (Pearce et al. 1997); MASS-1 as external Ge standard (57.8±2.6 μg/g Ge); NBS-127, IAEA-S-1, IAEA-S-2, IAEA-S-3, and an in-house Ag2S reference material (sulfur isotopes) |  |  |  |  | 162.9353 | [15 empty] | 0.2098 | [21 empty] | 1.1209 | [9 empty] | 19.6917 | [33 empty] | 20345.3118 | [15 empty] | 32.1633 |  | 15214.5883 | [23 empty] | 2446.7003 | [13 empty] | 62.9252 |  |  |  |  | 2019 | Bauer, M.E., Burisch, M., Ostendorf, J., Krause, J., Frenzel, M., Seifert, T., and Gutzmer, J. (2019). Trace element geochemistry of sphalerite in contrasting hydrothermal fluid systems of the Freiberg district, Germany: insights from LA-ICP-MS analysis, near-infrared light microthermometry of sphalerite-hosted fluid inclusions, and sulfur isotope geochemistry. Mineralium Deposita, 54, 237–262. |  | DEU | Saxony
| Freiberg mining district | kb veins, eb veins, fba veins | Magmatic hydrothermal | Intrusion-related | hydrothermal vein-style silver mineralization | Ag | Zn, Pb, In, Ge, Ga | Ag, Zn, Pb, In, Ge, Ga | Bauer et al., 2019 |  | fba17_dSp-12 | fba17_dSp-12 | underground mine |  |  |  |  | ore material | grab | grab | mineral separate | [5 empty] | mineralisation |  |  |  | sphalerite | [6 empty] | galena, pyrite, arsenopyrite, quartz, fluorite, carbonate | polished sections | LA-ICPMS, EMPA | JEOL JXA-8530F equipped with a field emission gun (FEG) and five wavelength-dispersive spectrometers (WDS); 193-nm New Wave Research Excimer laser and an Agilent 7500i quadrupole ICP-MS | Helmholtz Institute Freiberg for Resource Technology (HIF); Friedrich-Alexander-Universität Erlangen-Nürnberg | EPMA: accelerating voltage of 20 kV and a beam current of 30 nA, and a defocused beam of 15 μm diameter. LA-ICP-MS: plasma power of 1320 W, He (0.65 L/min) and Ar (1.09 L/min) as carrier gases, Ar as plasma (14.9 L/min) and auxiliary gas (0.9 L/min), oxide rates of <0.4% ThO+/Th+, repetition rate of 20 Hz, beam spot size of 25 μm, irradiance of 0.74 GW/cm2, fluence of 3.7 J/cm2, 20 s background measurement and 20 s sample ablation, 60-s retention time | MASS-1 (Wilson et al. 2002); NIST SRM 610 and 612 (Pearce et al. 1997); MASS-1 as external Ge standard (57.8±2.6 μg/g Ge); NBS-127, IAEA-S-1, IAEA-S-2, IAEA-S-3, and an in-house Ag2S reference material (sulfur isotopes) |  |  |  |  | 134.4184 | [15 empty] | 0.3665 | [21 empty] | 1.0651 | [9 empty] | 52.3639 | [33 empty] | 18901.7311 | [15 empty] | 32.3794 |  | 13337.47 | [23 empty] | 2016.5337 | [13 empty] | 62.5639 |  |  |  |  | 2019 | Bauer, M.E., Burisch, M., Ostendorf, J., Krause, J., Frenzel, M., Seifert, T., and Gutzmer, J. (2019). Trace element geochemistry of sphalerite in contrasting hydrothermal fluid systems of the Freiberg district, Germany: insights from LA-ICP-MS analysis, near-infrared light microthermometry of sphalerite-hosted fluid inclusions, and sulfur isotope geochemistry. Mineralium Deposita, 54, 237–262. |  | DEU | Saxony
| Freiberg mining district | kb veins, eb veins, fba veins | Magmatic hydrothermal | Intrusion-related | hydrothermal vein-style silver mineralization | Ag | Zn, Pb, In, Ge, Ga | Ag, Zn, Pb, In, Ge, Ga | Bauer et al., 2019 |  | fba19_hSp-1 | fba19_hSp-1 | underground mine |  |  |  |  | ore material | grab | grab | mineral separate | [5 empty] | mineralisation |  |  |  | sphalerite | [6 empty] | galena, pyrite, arsenopyrite, quartz, fluorite, carbonate | polished sections | LA-ICPMS, EMPA | JEOL JXA-8530F equipped with a field emission gun (FEG) and five wavelength-dispersive spectrometers (WDS); 193-nm New Wave Research Excimer laser and an Agilent 7500i quadrupole ICP-MS | Helmholtz Institute Freiberg for Resource Technology (HIF); Friedrich-Alexander-Universität Erlangen-Nürnberg | EPMA: accelerating voltage of 20 kV and a beam current of 30 nA, and a defocused beam of 15 μm diameter. LA-ICP-MS: plasma power of 1320 W, He (0.65 L/min) and Ar (1.09 L/min) as carrier gases, Ar as plasma (14.9 L/min) and auxiliary gas (0.9 L/min), oxide rates of <0.4% ThO+/Th+, repetition rate of 20 Hz, beam spot size of 25 μm, irradiance of 0.74 GW/cm2, fluence of 3.7 J/cm2, 20 s background measurement and 20 s sample ablation, 60-s retention time | MASS-1 (Wilson et al. 2002); NIST SRM 610 and 612 (Pearce et al. 1997); MASS-1 as external Ge standard (57.8±2.6 μg/g Ge); NBS-127, IAEA-S-1, IAEA-S-2, IAEA-S-3, and an in-house Ag2S reference material (sulfur isotopes) |  |  |  |  | 2.8939 | [15 empty] | 0.4067 | [5 empty] | 0.40997 | [15 empty] | 0.8701 | [9 empty] | 33.099 | [33 empty] | 560.0177 | [15 empty] | 32.7598 |  | 193.2424 | [23 empty] | 37.2511 | [13 empty] | 64.9871 |  |  |  |  | 2019 | Bauer, M.E., Burisch, M., Ostendorf, J., Krause, J., Frenzel, M., Seifert, T., and Gutzmer, J. (2019). Trace element geochemistry of sphalerite in contrasting hydrothermal fluid systems of the Freiberg district, Germany: insights from LA-ICP-MS analysis, near-infrared light microthermometry of sphalerite-hosted fluid inclusions, and sulfur isotope geochemistry. Mineralium Deposita, 54, 237–262. |  | DEU | Saxony
| Freiberg mining district | kb veins, eb veins, fba veins | Magmatic hydrothermal | Intrusion-related | hydrothermal vein-style silver mineralization | Ag | Zn, Pb, In, Ge, Ga | Ag, Zn, Pb, In, Ge, Ga | Bauer et al., 2019 |  | fba19_hSp-2 | fba19_hSp-2 | underground mine |  |  |  |  | ore material | grab | grab | mineral separate | [5 empty] | mineralisation |  |  |  | sphalerite | [6 empty] | galena, pyrite, arsenopyrite, quartz, fluorite, carbonate | polished sections | LA-ICPMS, EMPA | JEOL JXA-8530F equipped with a field emission gun (FEG) and five wavelength-dispersive spectrometers (WDS); 193-nm New Wave Research Excimer laser and an Agilent 7500i quadrupole ICP-MS | Helmholtz Institute Freiberg for Resource Technology (HIF); Friedrich-Alexander-Universität Erlangen-Nürnberg | EPMA: accelerating voltage of 20 kV and a beam current of 30 nA, and a defocused beam of 15 μm diameter. LA-ICP-MS: plasma power of 1320 W, He (0.65 L/min) and Ar (1.09 L/min) as carrier gases, Ar as plasma (14.9 L/min) and auxiliary gas (0.9 L/min), oxide rates of <0.4% ThO+/Th+, repetition rate of 20 Hz, beam spot size of 25 μm, irradiance of 0.74 GW/cm2, fluence of 3.7 J/cm2, 20 s background measurement and 20 s sample ablation, 60-s retention time | MASS-1 (Wilson et al. 2002); NIST SRM 610 and 612 (Pearce et al. 1997); MASS-1 as external Ge standard (57.8±2.6 μg/g Ge); NBS-127, IAEA-S-1, IAEA-S-2, IAEA-S-3, and an in-house Ag2S reference material (sulfur isotopes) |  |  |  |  | 9.4285 | [15 empty] | 0.1014 | [5 empty] | 0.38874 | [15 empty] | 0.5603 | [9 empty] | 13.144 | [33 empty] | 777.8915 | [15 empty] | 32.4041 |  | 417.5166 | [23 empty] | 68.1346 | [13 empty] | 65.6097 |  |  |  |  | 2019 | Bauer, M.E., Burisch, M., Ostendorf, J., Krause, J., Frenzel, M., Seifert, T., and Gutzmer, J. (2019). Trace element geochemistry of sphalerite in contrasting hydrothermal fluid systems of the Freiberg district, Germany: insights from LA-ICP-MS analysis, near-infrared light microthermometry of sphalerite-hosted fluid inclusions, and sulfur isotope geochemistry. Mineralium Deposita, 54, 237–262. |  | DEU | Saxony
| Freiberg mining district | kb veins, eb veins, fba veins | Magmatic hydrothermal | Intrusion-related | hydrothermal vein-style silver mineralization | Ag | Zn, Pb, In, Ge, Ga | Ag, Zn, Pb, In, Ge, Ga | Bauer et al., 2019 |  | fba19_hSp-3 | fba19_hSp-3 | underground mine |  |  |  |  | ore material | grab | grab | mineral separate | [5 empty] | mineralisation |  |  |  | sphalerite | [6 empty] | galena, pyrite, arsenopyrite, quartz, fluorite, carbonate | polished sections | LA-ICPMS, EMPA | JEOL JXA-8530F equipped with a field emission gun (FEG) and five wavelength-dispersive spectrometers (WDS); 193-nm New Wave Research Excimer laser and an Agilent 7500i quadrupole ICP-MS | Helmholtz Institute Freiberg for Resource Technology (HIF); Friedrich-Alexander-Universität Erlangen-Nürnberg | EPMA: accelerating voltage of 20 kV and a beam current of 30 nA, and a defocused beam of 15 μm diameter. LA-ICP-MS: plasma power of 1320 W, He (0.65 L/min) and Ar (1.09 L/min) as carrier gases, Ar as plasma (14.9 L/min) and auxiliary gas (0.9 L/min), oxide rates of <0.4% ThO+/Th+, repetition rate of 20 Hz, beam spot size of 25 μm, irradiance of 0.74 GW/cm2, fluence of 3.7 J/cm2, 20 s background measurement and 20 s sample ablation, 60-s retention time | MASS-1 (Wilson et al. 2002); NIST SRM 610 and 612 (Pearce et al. 1997); MASS-1 as external Ge standard (57.8±2.6 μg/g Ge); NBS-127, IAEA-S-1, IAEA-S-2, IAEA-S-3, and an in-house Ag2S reference material (sulfur isotopes) |  |  |  |  | 19.1828 | [15 empty] | 0.1052 | [5 empty] | 0.37993 | [15 empty] | 0.8186 | [9 empty] | 12.4093 | [33 empty] | 1040.7772 | [15 empty] | 32.6034 |  | 658.7411 | [23 empty] | 94.0829 | [13 empty] | 64.887 |  |  |  |  | 2019 | Bauer, M.E., Burisch, M., Ostendorf, J., Krause, J., Frenzel, M., Seifert, T., and Gutzmer, J. (2019). Trace element geochemistry of sphalerite in contrasting hydrothermal fluid systems of the Freiberg district, Germany: insights from LA-ICP-MS analysis, near-infrared light microthermometry of sphalerite-hosted fluid inclusions, and sulfur isotope geochemistry. Mineralium Deposita, 54, 237–262. |  | DEU | Saxony
| Freiberg mining district | kb veins, eb veins, fba veins | Magmatic hydrothermal | Intrusion-related | hydrothermal vein-style silver mineralization | Ag | Zn, Pb, In, Ge, Ga | Ag, Zn, Pb, In, Ge, Ga | Bauer et al., 2019 |  | fba19_hSp-4 | fba19_hSp-4 | underground mine |  |  |  |  | ore material | grab | grab | mineral separate | [5 empty] | mineralisation |  |  |  | sphalerite | [6 empty] | galena, pyrite, arsenopyrite, quartz, fluorite, carbonate | polished sections | LA-ICPMS, EMPA | JEOL JXA-8530F equipped with a field emission gun (FEG) and five wavelength-dispersive spectrometers (WDS); 193-nm New Wave Research Excimer laser and an Agilent 7500i quadrupole ICP-MS | Helmholtz Institute Freiberg for Resource Technology (HIF); Friedrich-Alexander-Universität Erlangen-Nürnberg | EPMA: accelerating voltage of 20 kV and a beam current of 30 nA, and a defocused beam of 15 μm diameter. LA-ICP-MS: plasma power of 1320 W, He (0.65 L/min) and Ar (1.09 L/min) as carrier gases, Ar as plasma (14.9 L/min) and auxiliary gas (0.9 L/min), oxide rates of <0.4% ThO+/Th+, repetition rate of 20 Hz, beam spot size of 25 μm, irradiance of 0.74 GW/cm2, fluence of 3.7 J/cm2, 20 s background measurement and 20 s sample ablation, 60-s retention time | MASS-1 (Wilson et al. 2002); NIST SRM 610 and 612 (Pearce et al. 1997); MASS-1 as external Ge standard (57.8±2.6 μg/g Ge); NBS-127, IAEA-S-1, IAEA-S-2, IAEA-S-3, and an in-house Ag2S reference material (sulfur isotopes) |  |  |  |  | 8.6502 | [15 empty] | 0.2171 | [5 empty] | 0.41743 | [15 empty] | 0.5903 | [9 empty] | 15.162 | [33 empty] | 1836.6822 | [15 empty] | 32.6834 |  | 340.2042 | [23 empty] | 45.9349 | [13 empty] | 65.3903 |  |  |  |  | 2019 | Bauer, M.E., Burisch, M., Ostendorf, J., Krause, J., Frenzel, M., Seifert, T., and Gutzmer, J. (2019). Trace element geochemistry of sphalerite in contrasting hydrothermal fluid systems of the Freiberg district, Germany: insights from LA-ICP-MS analysis, near-infrared light microthermometry of sphalerite-hosted fluid inclusions, and sulfur isotope geochemistry. Mineralium Deposita, 54, 237–262. |  | DEU | Saxony
| Freiberg mining district | kb veins, eb veins, fba veins | Magmatic hydrothermal | Intrusion-related | hydrothermal vein-style silver mineralization | Ag | Zn, Pb, In, Ge, Ga | Ag, Zn, Pb, In, Ge, Ga | Bauer et al., 2019 |  | fba19_hSp-5 | fba19_hSp-5 | underground mine |  |  |  |  | ore material | grab | grab | mineral separate | [5 empty] | mineralisation |  |  |  | sphalerite | [6 empty] | galena, pyrite, arsenopyrite, quartz, fluorite, carbonate | polished sections | LA-ICPMS, EMPA | JEOL JXA-8530F equipped with a field emission gun (FEG) and five wavelength-dispersive spectrometers (WDS); 193-nm New Wave Research Excimer laser and an Agilent 7500i quadrupole ICP-MS | Helmholtz Institute Freiberg for Resource Technology (HIF); Friedrich-Alexander-Universität Erlangen-Nürnberg | EPMA: accelerating voltage of 20 kV and a beam current of 30 nA, and a defocused beam of 15 μm diameter. LA-ICP-MS: plasma power of 1320 W, He (0.65 L/min) and Ar (1.09 L/min) as carrier gases, Ar as plasma (14.9 L/min) and auxiliary gas (0.9 L/min), oxide rates of <0.4% ThO+/Th+, repetition rate of 20 Hz, beam spot size of 25 μm, irradiance of 0.74 GW/cm2, fluence of 3.7 J/cm2, 20 s background measurement and 20 s sample ablation, 60-s retention time | MASS-1 (Wilson et al. 2002); NIST SRM 610 and 612 (Pearce et al. 1997); MASS-1 as external Ge standard (57.8±2.6 μg/g Ge); NBS-127, IAEA-S-1, IAEA-S-2, IAEA-S-3, and an in-house Ag2S reference material (sulfur isotopes) |  |  |  |  | 14.9709 | [15 empty] | 0.1135 | [5 empty] | 0.46791 | [15 empty] | 0.8807 | [9 empty] | 20.5559 | [33 empty] | 912.0533 | [15 empty] | 32.6588 |  | 579.6194 | [23 empty] | 88.6983 | [13 empty] | 65.1864 |  |  |  |  | 2019 | Bauer, M.E., Burisch, M., Ostendorf, J., Krause, J., Frenzel, M., Seifert, T., and Gutzmer, J. (2019). Trace element geochemistry of sphalerite in contrasting hydrothermal fluid systems of the Freiberg district, Germany: insights from LA-ICP-MS analysis, near-infrared light microthermometry of sphalerite-hosted fluid inclusions, and sulfur isotope geochemistry. Mineralium Deposita, 54, 237–262. |  | DEU | Saxony
| Freiberg mining district | kb veins, eb veins, fba veins | Magmatic hydrothermal | Intrusion-related | hydrothermal vein-style silver mineralization | Ag | Zn, Pb, In, Ge, Ga | Ag, Zn, Pb, In, Ge, Ga | Bauer et al., 2019 |  | fba19_hSp-6 | fba19_hSp-6 | underground mine |  |  |  |  | ore material | grab | grab | mineral separate | [5 empty] | mineralisation |  |  |  | sphalerite | [6 empty] | galena, pyrite, arsenopyrite, quartz, fluorite, carbonate | polished sections | LA-ICPMS, EMPA | JEOL JXA-8530F equipped with a field emission gun (FEG) and five wavelength-dispersive spectrometers (WDS); 193-nm New Wave Research Excimer laser and an Agilent 7500i quadrupole ICP-MS | Helmholtz Institute Freiberg for Resource Technology (HIF); Friedrich-Alexander-Universität Erlangen-Nürnberg | EPMA: accelerating voltage of 20 kV and a beam current of 30 nA, and a defocused beam of 15 μm diameter. LA-ICP-MS: plasma power of 1320 W, He (0.65 L/min) and Ar (1.09 L/min) as carrier gases, Ar as plasma (14.9 L/min) and auxiliary gas (0.9 L/min), oxide rates of <0.4% ThO+/Th+, repetition rate of 20 Hz, beam spot size of 25 μm, irradiance of 0.74 GW/cm2, fluence of 3.7 J/cm2, 20 s background measurement and 20 s sample ablation, 60-s retention time | MASS-1 (Wilson et al. 2002); NIST SRM 610 and 612 (Pearce et al. 1997); MASS-1 as external Ge standard (57.8±2.6 μg/g Ge); NBS-127, IAEA-S-1, IAEA-S-2, IAEA-S-3, and an in-house Ag2S reference material (sulfur isotopes) |  |  |  |  | 7.8903 | [15 empty] | 0.3907 | [5 empty] | 0.29092 | [15 empty] | 0.4478 | [9 empty] | 18.4569 | [33 empty] | 2080.5215 | [15 empty] | 32.602 |  | 476.2899 | [23 empty] | 87.1484 | [13 empty] | 65.3069 |  |  |  |  | 2019 | Bauer, M.E., Burisch, M., Ostendorf, J., Krause, J., Frenzel, M., Seifert, T., and Gutzmer, J. (2019). Trace element geochemistry of sphalerite in contrasting hydrothermal fluid systems of the Freiberg district, Germany: insights from LA-ICP-MS analysis, near-infrared light microthermometry of sphalerite-hosted fluid inclusions, and sulfur isotope geochemistry. Mineralium Deposita, 54, 237–262. |  | DEU | Saxony
| Freiberg mining district | kb veins, eb veins, fba veins | Magmatic hydrothermal | Intrusion-related | hydrothermal vein-style silver mineralization | Ag | Zn, Pb, In, Ge, Ga | Ag, Zn, Pb, In, Ge, Ga | Bauer et al., 2019 |  | fba19_hSp-7 | fba19_hSp-7 | underground mine |  |  |  |  | ore material | grab | grab | mineral separate | [5 empty] | mineralisation |  |  |  | sphalerite | [6 empty] | galena, pyrite, arsenopyrite, quartz, fluorite, carbonate | polished sections | LA-ICPMS, EMPA | JEOL JXA-8530F equipped with a field emission gun (FEG) and five wavelength-dispersive spectrometers (WDS); 193-nm New Wave Research Excimer laser and an Agilent 7500i quadrupole ICP-MS | Helmholtz Institute Freiberg for Resource Technology (HIF); Friedrich-Alexander-Universität Erlangen-Nürnberg | EPMA: accelerating voltage of 20 kV and a beam current of 30 nA, and a defocused beam of 15 μm diameter. LA-ICP-MS: plasma power of 1320 W, He (0.65 L/min) and Ar (1.09 L/min) as carrier gases, Ar as plasma (14.9 L/min) and auxiliary gas (0.9 L/min), oxide rates of <0.4% ThO+/Th+, repetition rate of 20 Hz, beam spot size of 25 μm, irradiance of 0.74 GW/cm2, fluence of 3.7 J/cm2, 20 s background measurement and 20 s sample ablation, 60-s retention time | MASS-1 (Wilson et al. 2002); NIST SRM 610 and 612 (Pearce et al. 1997); MASS-1 as external Ge standard (57.8±2.6 μg/g Ge); NBS-127, IAEA-S-1, IAEA-S-2, IAEA-S-3, and an in-house Ag2S reference material (sulfur isotopes) |  |  |  |  | 16.0384 | [15 empty] | 0.2215 | [5 empty] | 0.3534 | [15 empty] | 0.5852 | [9 empty] | 37.0314 | [33 empty] | 1756.9769 | [15 empty] | 32.8376 |  | 512.3429 | [23 empty] | 84.0608 | [13 empty] | 65.5055 |  |  |  |  | 2019 | Bauer, M.E., Burisch, M., Ostendorf, J., Krause, J., Frenzel, M., Seifert, T., and Gutzmer, J. (2019). Trace element geochemistry of sphalerite in contrasting hydrothermal fluid systems of the Freiberg district, Germany: insights from LA-ICP-MS analysis, near-infrared light microthermometry of sphalerite-hosted fluid inclusions, and sulfur isotope geochemistry. Mineralium Deposita, 54, 237–262. |  | DEU | Saxony
| Freiberg mining district | kb veins, eb veins, fba veins | Magmatic hydrothermal | Intrusion-related | hydrothermal vein-style silver mineralization | Ag | Zn, Pb, In, Ge, Ga | Ag, Zn, Pb, In, Ge, Ga | Bauer et al., 2019 |  | fba19_hSp-8 | fba19_hSp-8 | underground mine |  |  |  |  | ore material | grab | grab | mineral separate | [5 empty] | mineralisation |  |  |  | sphalerite | [6 empty] | galena, pyrite, arsenopyrite, quartz, fluorite, carbonate | polished sections | LA-ICPMS, EMPA | JEOL JXA-8530F equipped with a field emission gun (FEG) and five wavelength-dispersive spectrometers (WDS); 193-nm New Wave Research Excimer laser and an Agilent 7500i quadrupole ICP-MS | Helmholtz Institute Freiberg for Resource Technology (HIF); Friedrich-Alexander-Universität Erlangen-Nürnberg | EPMA: accelerating voltage of 20 kV and a beam current of 30 nA, and a defocused beam of 15 μm diameter. LA-ICP-MS: plasma power of 1320 W, He (0.65 L/min) and Ar (1.09 L/min) as carrier gases, Ar as plasma (14.9 L/min) and auxiliary gas (0.9 L/min), oxide rates of <0.4% ThO+/Th+, repetition rate of 20 Hz, beam spot size of 25 μm, irradiance of 0.74 GW/cm2, fluence of 3.7 J/cm2, 20 s background measurement and 20 s sample ablation, 60-s retention time | MASS-1 (Wilson et al. 2002); NIST SRM 610 and 612 (Pearce et al. 1997); MASS-1 as external Ge standard (57.8±2.6 μg/g Ge); NBS-127, IAEA-S-1, IAEA-S-2, IAEA-S-3, and an in-house Ag2S reference material (sulfur isotopes) |  |  |  |  | 15.5359 | [15 empty] | 0.6036 | [5 empty] | 0.28112 | [15 empty] | 0.7785 | [9 empty] | 15.7588 | [33 empty] | 8846.0739 | [15 empty] | 32.119 |  | 884.9918 | [23 empty] | 105.7619 | [13 empty] | 63.7556 |  |  |  |  | 2019 | Bauer, M.E., Burisch, M., Ostendorf, J., Krause, J., Frenzel, M., Seifert, T., and Gutzmer, J. (2019). Trace element geochemistry of sphalerite in contrasting hydrothermal fluid systems of the Freiberg district, Germany: insights from LA-ICP-MS analysis, near-infrared light microthermometry of sphalerite-hosted fluid inclusions, and sulfur isotope geochemistry. Mineralium Deposita, 54, 237–262. |  | DEU | Saxony
| Freiberg mining district | kb veins, eb veins, fba veins | Magmatic hydrothermal | Intrusion-related | hydrothermal vein-style silver mineralization | Ag | Zn, Pb, In, Ge, Ga | Ag, Zn, Pb, In, Ge, Ga | Bauer et al., 2019 |  | fba19_hSp-9 | fba19_hSp-9 | underground mine |  |  |  |  | ore material | grab | grab | mineral separate | [5 empty] | mineralisation |  |  |  | sphalerite | [6 empty] | galena, pyrite, arsenopyrite, quartz, fluorite, carbonate | polished sections | LA-ICPMS, EMPA | JEOL JXA-8530F equipped with a field emission gun (FEG) and five wavelength-dispersive spectrometers (WDS); 193-nm New Wave Research Excimer laser and an Agilent 7500i quadrupole ICP-MS | Helmholtz Institute Freiberg for Resource Technology (HIF); Friedrich-Alexander-Universität Erlangen-Nürnberg | EPMA: accelerating voltage of 20 kV and a beam current of 30 nA, and a defocused beam of 15 μm diameter. LA-ICP-MS: plasma power of 1320 W, He (0.65 L/min) and Ar (1.09 L/min) as carrier gases, Ar as plasma (14.9 L/min) and auxiliary gas (0.9 L/min), oxide rates of <0.4% ThO+/Th+, repetition rate of 20 Hz, beam spot size of 25 μm, irradiance of 0.74 GW/cm2, fluence of 3.7 J/cm2, 20 s background measurement and 20 s sample ablation, 60-s retention time | MASS-1 (Wilson et al. 2002); NIST SRM 610 and 612 (Pearce et al. 1997); MASS-1 as external Ge standard (57.8±2.6 μg/g Ge); NBS-127, IAEA-S-1, IAEA-S-2, IAEA-S-3, and an in-house Ag2S reference material (sulfur isotopes) |  |  |  |  | 58.1338 | [15 empty] | 0.1225 | [5 empty] | 0.4176 | [15 empty] | 0.8968 | [9 empty] | 21.2048 | [33 empty] | 6219.7078 | [15 empty] | 32.2358 |  | 2842.6478 |  |  |  | 1.6715 | [19 empty] | 268.5226 | [13 empty] | 64.3077 |  |  |  |  | 2019 | Bauer, M.E., Burisch, M., Ostendorf, J., Krause, J., Frenzel, M., Seifert, T., and Gutzmer, J. (2019). Trace element geochemistry of sphalerite in contrasting hydrothermal fluid systems of the Freiberg district, Germany: insights from LA-ICP-MS analysis, near-infrared light microthermometry of sphalerite-hosted fluid inclusions, and sulfur isotope geochemistry. Mineralium Deposita, 54, 237–262. |  | DEU | Saxony
| Freiberg mining district | kb veins, eb veins, fba veins | Magmatic hydrothermal | Intrusion-related | hydrothermal vein-style silver mineralization | Ag | Zn, Pb, In, Ge, Ga | Ag, Zn, Pb, In, Ge, Ga | Bauer et al., 2019 |  | fba19_hSp-10 | fba19_hSp-10 | underground mine |  |  |  |  | ore material | grab | grab | mineral separate | [5 empty] | mineralisation |  |  |  | sphalerite | [6 empty] | galena, pyrite, arsenopyrite, quartz, fluorite, carbonate | polished sections | LA-ICPMS, EMPA | JEOL JXA-8530F equipped with a field emission gun (FEG) and five wavelength-dispersive spectrometers (WDS); 193-nm New Wave Research Excimer laser and an Agilent 7500i quadrupole ICP-MS | Helmholtz Institute Freiberg for Resource Technology (HIF); Friedrich-Alexander-Universität Erlangen-Nürnberg | EPMA: accelerating voltage of 20 kV and a beam current of 30 nA, and a defocused beam of 15 μm diameter. LA-ICP-MS: plasma power of 1320 W, He (0.65 L/min) and Ar (1.09 L/min) as carrier gases, Ar as plasma (14.9 L/min) and auxiliary gas (0.9 L/min), oxide rates of <0.4% ThO+/Th+, repetition rate of 20 Hz, beam spot size of 25 μm, irradiance of 0.74 GW/cm2, fluence of 3.7 J/cm2, 20 s background measurement and 20 s sample ablation, 60-s retention time | MASS-1 (Wilson et al. 2002); NIST SRM 610 and 612 (Pearce et al. 1997); MASS-1 as external Ge standard (57.8±2.6 μg/g Ge); NBS-127, IAEA-S-1, IAEA-S-2, IAEA-S-3, and an in-house Ag2S reference material (sulfur isotopes) |  |  |  |  | 53.3084 | [15 empty] | 0.2047 | [5 empty] | 0.43162 | [15 empty] | 1.0617 | [9 empty] | 20.8831 | [33 empty] | 4864.8354 | [15 empty] | 32.5875 |  | 2790.1327 | [23 empty] | 242.1699 | [13 empty] | 64.6421 |  |  |  |  | 2019 | Bauer, M.E., Burisch, M., Ostendorf, J., Krause, J., Frenzel, M., Seifert, T., and Gutzmer, J. (2019). Trace element geochemistry of sphalerite in contrasting hydrothermal fluid systems of the Freiberg district, Germany: insights from LA-ICP-MS analysis, near-infrared light microthermometry of sphalerite-hosted fluid inclusions, and sulfur isotope geochemistry. Mineralium Deposita, 54, 237–262. |  | DEU | Saxony
| Freiberg mining district | kb veins, eb veins, fba veins | Magmatic hydrothermal | Intrusion-related | hydrothermal vein-style silver mineralization | Ag | Zn, Pb, In, Ge, Ga | Ag, Zn, Pb, In, Ge, Ga | Bauer et al., 2019 |  | fba19_hSp-11 | fba19_hSp-11 | underground mine |  |  |  |  | ore material | grab | grab | mineral separate | [5 empty] | mineralisation |  |  |  | sphalerite | [6 empty] | galena, pyrite, arsenopyrite, quartz, fluorite, carbonate | polished sections | LA-ICPMS, EMPA | JEOL JXA-8530F equipped with a field emission gun (FEG) and five wavelength-dispersive spectrometers (WDS); 193-nm New Wave Research Excimer laser and an Agilent 7500i quadrupole ICP-MS | Helmholtz Institute Freiberg for Resource Technology (HIF); Friedrich-Alexander-Universität Erlangen-Nürnberg | EPMA: accelerating voltage of 20 kV and a beam current of 30 nA, and a defocused beam of 15 μm diameter. LA-ICP-MS: plasma power of 1320 W, He (0.65 L/min) and Ar (1.09 L/min) as carrier gases, Ar as plasma (14.9 L/min) and auxiliary gas (0.9 L/min), oxide rates of <0.4% ThO+/Th+, repetition rate of 20 Hz, beam spot size of 25 μm, irradiance of 0.74 GW/cm2, fluence of 3.7 J/cm2, 20 s background measurement and 20 s sample ablation, 60-s retention time | MASS-1 (Wilson et al. 2002); NIST SRM 610 and 612 (Pearce et al. 1997); MASS-1 as external Ge standard (57.8±2.6 μg/g Ge); NBS-127, IAEA-S-1, IAEA-S-2, IAEA-S-3, and an in-house Ag2S reference material (sulfur isotopes) |  |  |  |  | 12.2589 | [15 empty] | 0.2951 | [5 empty] | 0.36354 | [15 empty] | 0.4493 | [9 empty] | 9.2119 | [33 empty] | 12134.387 | [15 empty] | 32.3091 |  | 751.1271 | [23 empty] | 61.2296 | [13 empty] | 64.6999 |  |  |  |  | 2019 | Bauer, M.E., Burisch, M., Ostendorf, J., Krause, J., Frenzel, M., Seifert, T., and Gutzmer, J. (2019). Trace element geochemistry of sphalerite in contrasting hydrothermal fluid systems of the Freiberg district, Germany: insights from LA-ICP-MS analysis, near-infrared light microthermometry of sphalerite-hosted fluid inclusions, and sulfur isotope geochemistry. Mineralium Deposita, 54, 237–262. |  | DEU | Saxony
| Freiberg mining district | kb veins, eb veins, fba veins | Magmatic hydrothermal | Intrusion-related | hydrothermal vein-style silver mineralization | Ag | Zn, Pb, In, Ge, Ga | Ag, Zn, Pb, In, Ge, Ga | Bauer et al., 2019 |  | fba19_hSp-12 | fba19_hSp-12 | underground mine |  |  |  |  | ore material | grab | grab | mineral separate | [5 empty] | mineralisation |  |  |  | sphalerite | [6 empty] | galena, pyrite, arsenopyrite, quartz, fluorite, carbonate | polished sections | LA-ICPMS, EMPA | JEOL JXA-8530F equipped with a field emission gun (FEG) and five wavelength-dispersive spectrometers (WDS); 193-nm New Wave Research Excimer laser and an Agilent 7500i quadrupole ICP-MS | Helmholtz Institute Freiberg for Resource Technology (HIF); Friedrich-Alexander-Universität Erlangen-Nürnberg | EPMA: accelerating voltage of 20 kV and a beam current of 30 nA, and a defocused beam of 15 μm diameter. LA-ICP-MS: plasma power of 1320 W, He (0.65 L/min) and Ar (1.09 L/min) as carrier gases, Ar as plasma (14.9 L/min) and auxiliary gas (0.9 L/min), oxide rates of <0.4% ThO+/Th+, repetition rate of 20 Hz, beam spot size of 25 μm, irradiance of 0.74 GW/cm2, fluence of 3.7 J/cm2, 20 s background measurement and 20 s sample ablation, 60-s retention time | MASS-1 (Wilson et al. 2002); NIST SRM 610 and 612 (Pearce et al. 1997); MASS-1 as external Ge standard (57.8±2.6 μg/g Ge); NBS-127, IAEA-S-1, IAEA-S-2, IAEA-S-3, and an in-house Ag2S reference material (sulfur isotopes) |  |  |  |  | 45.2759 | [15 empty] | 0.2339 | [5 empty] | 0.40823 | [15 empty] | 1.1744 | [9 empty] | 18.6799 | [33 empty] | 5413.1945 | [15 empty] | 32.2734 |  | 2434.041 | [23 empty] | 228.3093 | [13 empty] | 63.8357 |  |  |  |  | 2019 | Bauer, M.E., Burisch, M., Ostendorf, J., Krause, J., Frenzel, M., Seifert, T., and Gutzmer, J. (2019). Trace element geochemistry of sphalerite in contrasting hydrothermal fluid systems of the Freiberg district, Germany: insights from LA-ICP-MS analysis, near-infrared light microthermometry of sphalerite-hosted fluid inclusions, and sulfur isotope geochemistry. Mineralium Deposita, 54, 237–262. |  | DEU | Saxony
| Freiberg mining district | kb veins, eb veins, fba veins | Magmatic hydrothermal | Intrusion-related | hydrothermal vein-style silver mineralization | Ag | Zn, Pb, In, Ge, Ga | Ag, Zn, Pb, In, Ge, Ga | Bauer et al., 2019 |  | fba19_hSp-13 | fba19_hSp-13 | underground mine |  |  |  |  | ore material | grab | grab | mineral separate | [5 empty] | mineralisation |  |  |  | sphalerite | [6 empty] | galena, pyrite, arsenopyrite, quartz, fluorite, carbonate | polished sections | LA-ICPMS, EMPA | JEOL JXA-8530F equipped with a field emission gun (FEG) and five wavelength-dispersive spectrometers (WDS); 193-nm New Wave Research Excimer laser and an Agilent 7500i quadrupole ICP-MS | Helmholtz Institute Freiberg for Resource Technology (HIF); Friedrich-Alexander-Universität Erlangen-Nürnberg | EPMA: accelerating voltage of 20 kV and a beam current of 30 nA, and a defocused beam of 15 μm diameter. LA-ICP-MS: plasma power of 1320 W, He (0.65 L/min) and Ar (1.09 L/min) as carrier gases, Ar as plasma (14.9 L/min) and auxiliary gas (0.9 L/min), oxide rates of <0.4% ThO+/Th+, repetition rate of 20 Hz, beam spot size of 25 μm, irradiance of 0.74 GW/cm2, fluence of 3.7 J/cm2, 20 s background measurement and 20 s sample ablation, 60-s retention time | MASS-1 (Wilson et al. 2002); NIST SRM 610 and 612 (Pearce et al. 1997); MASS-1 as external Ge standard (57.8±2.6 μg/g Ge); NBS-127, IAEA-S-1, IAEA-S-2, IAEA-S-3, and an in-house Ag2S reference material (sulfur isotopes) |  |  |  |  | 45.0521 | [15 empty] | 0.3476 | [5 empty] | 0.3434 | [15 empty] | 1.1992 | [9 empty] | 26.5615 | [33 empty] | 5826.7428 | [15 empty] | 32.4168 |  | 2626.5724 |  |  |  | 1.6273 | [19 empty] | 235.9158 | [13 empty] | 64.5097 |  |  |  |  | 2019 | Bauer, M.E., Burisch, M., Ostendorf, J., Krause, J., Frenzel, M., Seifert, T., and Gutzmer, J. (2019). Trace element geochemistry of sphalerite in contrasting hydrothermal fluid systems of the Freiberg district, Germany: insights from LA-ICP-MS analysis, near-infrared light microthermometry of sphalerite-hosted fluid inclusions, and sulfur isotope geochemistry. Mineralium Deposita, 54, 237–262. |  | DEU | Saxony
| Freiberg mining district | kb veins, eb veins, fba veins | Magmatic hydrothermal | Intrusion-related | hydrothermal vein-style silver mineralization | Ag | Zn, Pb, In, Ge, Ga | Ag, Zn, Pb, In, Ge, Ga | Bauer et al., 2019 |  | fba19_hSp-14 | fba19_hSp-14 | underground mine |  |  |  |  | ore material | grab | grab | mineral separate | [5 empty] | mineralisation |  |  |  | sphalerite | [6 empty] | galena, pyrite, arsenopyrite, quartz, fluorite, carbonate | polished sections | LA-ICPMS, EMPA | JEOL JXA-8530F equipped with a field emission gun (FEG) and five wavelength-dispersive spectrometers (WDS); 193-nm New Wave Research Excimer laser and an Agilent 7500i quadrupole ICP-MS | Helmholtz Institute Freiberg for Resource Technology (HIF); Friedrich-Alexander-Universität Erlangen-Nürnberg | EPMA: accelerating voltage of 20 kV and a beam current of 30 nA, and a defocused beam of 15 μm diameter. LA-ICP-MS: plasma power of 1320 W, He (0.65 L/min) and Ar (1.09 L/min) as carrier gases, Ar as plasma (14.9 L/min) and auxiliary gas (0.9 L/min), oxide rates of <0.4% ThO+/Th+, repetition rate of 20 Hz, beam spot size of 25 μm, irradiance of 0.74 GW/cm2, fluence of 3.7 J/cm2, 20 s background measurement and 20 s sample ablation, 60-s retention time | MASS-1 (Wilson et al. 2002); NIST SRM 610 and 612 (Pearce et al. 1997); MASS-1 as external Ge standard (57.8±2.6 μg/g Ge); NBS-127, IAEA-S-1, IAEA-S-2, IAEA-S-3, and an in-house Ag2S reference material (sulfur isotopes) |  |  |  |  | 33.0396 | [15 empty] | 0.2105 | [5 empty] | 0.29164 | [15 empty] | 0.784 | [9 empty] | 21.2567 | [33 empty] | 5305.6012 | [15 empty] | 32.4827 |  | 1237.5619 | [23 empty] | 178.7974 | [13 empty] | 64.8338 |  |  |  |  | 2019 | Bauer, M.E., Burisch, M., Ostendorf, J., Krause, J., Frenzel, M., Seifert, T., and Gutzmer, J. (2019). Trace element geochemistry of sphalerite in contrasting hydrothermal fluid systems of the Freiberg district, Germany: insights from LA-ICP-MS analysis, near-infrared light microthermometry of sphalerite-hosted fluid inclusions, and sulfur isotope geochemistry. Mineralium Deposita, 54, 237–262. |  | DEU | Saxony
| Freiberg mining district | kb veins, eb veins, fba veins | Magmatic hydrothermal | Intrusion-related | hydrothermal vein-style silver mineralization | Ag | Zn, Pb, In, Ge, Ga | Ag, Zn, Pb, In, Ge, Ga | Bauer et al., 2019 |  | fba19_hSp-15 | fba19_hSp-15 | underground mine |  |  |  |  | ore material | grab | grab | mineral separate | [5 empty] | mineralisation |  |  |  | sphalerite | [6 empty] | galena, pyrite, arsenopyrite, quartz, fluorite, carbonate | polished sections | LA-ICPMS, EMPA | JEOL JXA-8530F equipped with a field emission gun (FEG) and five wavelength-dispersive spectrometers (WDS); 193-nm New Wave Research Excimer laser and an Agilent 7500i quadrupole ICP-MS | Helmholtz Institute Freiberg for Resource Technology (HIF); Friedrich-Alexander-Universität Erlangen-Nürnberg | EPMA: accelerating voltage of 20 kV and a beam current of 30 nA, and a defocused beam of 15 μm diameter. LA-ICP-MS: plasma power of 1320 W, He (0.65 L/min) and Ar (1.09 L/min) as carrier gases, Ar as plasma (14.9 L/min) and auxiliary gas (0.9 L/min), oxide rates of <0.4% ThO+/Th+, repetition rate of 20 Hz, beam spot size of 25 μm, irradiance of 0.74 GW/cm2, fluence of 3.7 J/cm2, 20 s background measurement and 20 s sample ablation, 60-s retention time | MASS-1 (Wilson et al. 2002); NIST SRM 610 and 612 (Pearce et al. 1997); MASS-1 as external Ge standard (57.8±2.6 μg/g Ge); NBS-127, IAEA-S-1, IAEA-S-2, IAEA-S-3, and an in-house Ag2S reference material (sulfur isotopes) |  |  |  |  | 8.179 | [15 empty] | 0.4062 | [5 empty] | 0.39788 | [15 empty] | 0.6375 | [9 empty] | 13.8696 | [33 empty] | 3110.0651 | [15 empty] | 32.4064 |  | 518.8898 | [23 empty] | 73.8961 | [13 empty] | 64.6409 |  |  |  |  | 2019 | Bauer, M.E., Burisch, M., Ostendorf, J., Krause, J., Frenzel, M., Seifert, T., and Gutzmer, J. (2019). Trace element geochemistry of sphalerite in contrasting hydrothermal fluid systems of the Freiberg district, Germany: insights from LA-ICP-MS analysis, near-infrared light microthermometry of sphalerite-hosted fluid inclusions, and sulfur isotope geochemistry. Mineralium Deposita, 54, 237–262. |  | DEU | Saxony
| Freiberg mining district | kb veins, eb veins, fba veins | Magmatic hydrothermal | Intrusion-related | hydrothermal vein-style silver mineralization | Ag | Zn, Pb, In, Ge, Ga | Ag, Zn, Pb, In, Ge, Ga | Bauer et al., 2019 |  | fba19_dSp-1 | fba19_dSp-1 | underground mine |  |  |  |  | ore material | grab | grab | mineral separate | [5 empty] | mineralisation |  |  |  | sphalerite | [6 empty] | galena, pyrite, arsenopyrite, quartz, fluorite, carbonate | polished sections | LA-ICPMS, EMPA | JEOL JXA-8530F equipped with a field emission gun (FEG) and five wavelength-dispersive spectrometers (WDS); 193-nm New Wave Research Excimer laser and an Agilent 7500i quadrupole ICP-MS | Helmholtz Institute Freiberg for Resource Technology (HIF); Friedrich-Alexander-Universität Erlangen-Nürnberg | EPMA: accelerating voltage of 20 kV and a beam current of 30 nA, and a defocused beam of 15 μm diameter. LA-ICP-MS: plasma power of 1320 W, He (0.65 L/min) and Ar (1.09 L/min) as carrier gases, Ar as plasma (14.9 L/min) and auxiliary gas (0.9 L/min), oxide rates of <0.4% ThO+/Th+, repetition rate of 20 Hz, beam spot size of 25 μm, irradiance of 0.74 GW/cm2, fluence of 3.7 J/cm2, 20 s background measurement and 20 s sample ablation, 60-s retention time | MASS-1 (Wilson et al. 2002); NIST SRM 610 and 612 (Pearce et al. 1997); MASS-1 as external Ge standard (57.8±2.6 μg/g Ge); NBS-127, IAEA-S-1, IAEA-S-2, IAEA-S-3, and an in-house Ag2S reference material (sulfur isotopes) |  |  |  |  | 219.0621 | [15 empty] | 0.1858 | [5 empty] | 0.26448 | [15 empty] | 2.4421 | [9 empty] | 79.2433 | [33 empty] | 19937.284 | [15 empty] | 32.3797 |  | 12622.1372 | [23 empty] | 1837.2606 | [13 empty] | 61.5555 |  |  |  |  | 2019 | Bauer, M.E., Burisch, M., Ostendorf, J., Krause, J., Frenzel, M., Seifert, T., and Gutzmer, J. (2019). Trace element geochemistry of sphalerite in contrasting hydrothermal fluid systems of the Freiberg district, Germany: insights from LA-ICP-MS analysis, near-infrared light microthermometry of sphalerite-hosted fluid inclusions, and sulfur isotope geochemistry. Mineralium Deposita, 54, 237–262. |  | DEU | Saxony
| Freiberg mining district | kb veins, eb veins, fba veins | Magmatic hydrothermal | Intrusion-related | hydrothermal vein-style silver mineralization | Ag | Zn, Pb, In, Ge, Ga | Ag, Zn, Pb, In, Ge, Ga | Bauer et al., 2019 |  | fba19_dSp-2 | fba19_dSp-2 | underground mine |  |  |  |  | ore material | grab | grab | mineral separate | [5 empty] | mineralisation |  |  |  | sphalerite | [6 empty] | galena, pyrite, arsenopyrite, quartz, fluorite, carbonate | polished sections | LA-ICPMS, EMPA | JEOL JXA-8530F equipped with a field emission gun (FEG) and five wavelength-dispersive spectrometers (WDS); 193-nm New Wave Research Excimer laser and an Agilent 7500i quadrupole ICP-MS | Helmholtz Institute Freiberg for Resource Technology (HIF); Friedrich-Alexander-Universität Erlangen-Nürnberg | EPMA: accelerating voltage of 20 kV and a beam current of 30 nA, and a defocused beam of 15 μm diameter. LA-ICP-MS: plasma power of 1320 W, He (0.65 L/min) and Ar (1.09 L/min) as carrier gases, Ar as plasma (14.9 L/min) and auxiliary gas (0.9 L/min), oxide rates of <0.4% ThO+/Th+, repetition rate of 20 Hz, beam spot size of 25 μm, irradiance of 0.74 GW/cm2, fluence of 3.7 J/cm2, 20 s background measurement and 20 s sample ablation, 60-s retention time | MASS-1 (Wilson et al. 2002); NIST SRM 610 and 612 (Pearce et al. 1997); MASS-1 as external Ge standard (57.8±2.6 μg/g Ge); NBS-127, IAEA-S-1, IAEA-S-2, IAEA-S-3, and an in-house Ag2S reference material (sulfur isotopes) |  |  |  |  | 291.2114 | [15 empty] | 0.4651 | [5 empty] | 0.28303 | [15 empty] | 1.689 | [9 empty] | 350.7848 | [33 empty] | 18615.6427 | [15 empty] | 32.219 |  | 11999.4231 | [23 empty] | 686.737 | [13 empty] | 61.5126 |  |  |  |  | 2019 | Bauer, M.E., Burisch, M., Ostendorf, J., Krause, J., Frenzel, M., Seifert, T., and Gutzmer, J. (2019). Trace element geochemistry of sphalerite in contrasting hydrothermal fluid systems of the Freiberg district, Germany: insights from LA-ICP-MS analysis, near-infrared light microthermometry of sphalerite-hosted fluid inclusions, and sulfur isotope geochemistry. Mineralium Deposita, 54, 237–262. |  | DEU | Saxony
| Freiberg mining district | kb veins, eb veins, fba veins | Magmatic hydrothermal | Intrusion-related | hydrothermal vein-style silver mineralization | Ag | Zn, Pb, In, Ge, Ga | Ag, Zn, Pb, In, Ge, Ga | Bauer et al., 2019 |  | fba19_dSp-3 | fba19_dSp-3 | underground mine |  |  |  |  | ore material | grab | grab | mineral separate | [5 empty] | mineralisation |  |  |  | sphalerite | [6 empty] | galena, pyrite, arsenopyrite, quartz, fluorite, carbonate | polished sections | LA-ICPMS, EMPA | JEOL JXA-8530F equipped with a field emission gun (FEG) and five wavelength-dispersive spectrometers (WDS); 193-nm New Wave Research Excimer laser and an Agilent 7500i quadrupole ICP-MS | Helmholtz Institute Freiberg for Resource Technology (HIF); Friedrich-Alexander-Universität Erlangen-Nürnberg | EPMA: accelerating voltage of 20 kV and a beam current of 30 nA, and a defocused beam of 15 μm diameter. LA-ICP-MS: plasma power of 1320 W, He (0.65 L/min) and Ar (1.09 L/min) as carrier gases, Ar as plasma (14.9 L/min) and auxiliary gas (0.9 L/min), oxide rates of <0.4% ThO+/Th+, repetition rate of 20 Hz, beam spot size of 25 μm, irradiance of 0.74 GW/cm2, fluence of 3.7 J/cm2, 20 s background measurement and 20 s sample ablation, 60-s retention time | MASS-1 (Wilson et al. 2002); NIST SRM 610 and 612 (Pearce et al. 1997); MASS-1 as external Ge standard (57.8±2.6 μg/g Ge); NBS-127, IAEA-S-1, IAEA-S-2, IAEA-S-3, and an in-house Ag2S reference material (sulfur isotopes) |  |  |  |  | 231.5299 | [15 empty] | 0.3645 | [5 empty] | 0.27103 | [15 empty] | 1.8181 | [9 empty] | 186.5988 | [33 empty] | 14683.3736 | [15 empty] | 32.4855 |  | 10301.6932 |  |  |  | 1.8673 | [19 empty] | 1306.1661 | [13 empty] | 62.1502 |  |  |  |  | 2019 | Bauer, M.E., Burisch, M., Ostendorf, J., Krause, J., Frenzel, M., Seifert, T., and Gutzmer, J. (2019). Trace element geochemistry of sphalerite in contrasting hydrothermal fluid systems of the Freiberg district, Germany: insights from LA-ICP-MS analysis, near-infrared light microthermometry of sphalerite-hosted fluid inclusions, and sulfur isotope geochemistry. Mineralium Deposita, 54, 237–262. |  | DEU | Saxony
| Freiberg mining district | kb veins, eb veins, fba veins | Magmatic hydrothermal | Intrusion-related | hydrothermal vein-style silver mineralization | Ag | Zn, Pb, In, Ge, Ga | Ag, Zn, Pb, In, Ge, Ga | Bauer et al., 2019 |  | fba19_dSp-4 | fba19_dSp-4 | underground mine |  |  |  |  | ore material | grab | grab | mineral separate | [5 empty] | mineralisation |  |  |  | sphalerite | [6 empty] | galena, pyrite, arsenopyrite, quartz, fluorite, carbonate | polished sections | LA-ICPMS, EMPA | JEOL JXA-8530F equipped with a field emission gun (FEG) and five wavelength-dispersive spectrometers (WDS); 193-nm New Wave Research Excimer laser and an Agilent 7500i quadrupole ICP-MS | Helmholtz Institute Freiberg for Resource Technology (HIF); Friedrich-Alexander-Universität Erlangen-Nürnberg | EPMA: accelerating voltage of 20 kV and a beam current of 30 nA, and a defocused beam of 15 μm diameter. LA-ICP-MS: plasma power of 1320 W, He (0.65 L/min) and Ar (1.09 L/min) as carrier gases, Ar as plasma (14.9 L/min) and auxiliary gas (0.9 L/min), oxide rates of <0.4% ThO+/Th+, repetition rate of 20 Hz, beam spot size of 25 μm, irradiance of 0.74 GW/cm2, fluence of 3.7 J/cm2, 20 s background measurement and 20 s sample ablation, 60-s retention time | MASS-1 (Wilson et al. 2002); NIST SRM 610 and 612 (Pearce et al. 1997); MASS-1 as external Ge standard (57.8±2.6 μg/g Ge); NBS-127, IAEA-S-1, IAEA-S-2, IAEA-S-3, and an in-house Ag2S reference material (sulfur isotopes) |  |  |  |  | 218.0467 | [15 empty] | 0.3888 | [5 empty] | 0.28614 | [15 empty] | 1.9206 | [9 empty] | 135.7184 | [33 empty] | 14792.6424 | [15 empty] | 32.3151 |  | 10118.9102 | [23 empty] | 1194.3465 | [13 empty] | 62.1038 |  |  |  |  | 2019 | Bauer, M.E., Burisch, M., Ostendorf, J., Krause, J., Frenzel, M., Seifert, T., and Gutzmer, J. (2019). Trace element geochemistry of sphalerite in contrasting hydrothermal fluid systems of the Freiberg district, Germany: insights from LA-ICP-MS analysis, near-infrared light microthermometry of sphalerite-hosted fluid inclusions, and sulfur isotope geochemistry. Mineralium Deposita, 54, 237–262. |  | DEU | Saxony
| Freiberg mining district | kb veins, eb veins, fba veins | Magmatic hydrothermal | Intrusion-related | hydrothermal vein-style silver mineralization | Ag | Zn, Pb, In, Ge, Ga | Ag, Zn, Pb, In, Ge, Ga | Bauer et al., 2019 |  | fba19_dSp-5 | fba19_dSp-5 | underground mine |  |  |  |  | ore material | grab | grab | mineral separate | [5 empty] | mineralisation |  |  |  | sphalerite | [6 empty] | galena, pyrite, arsenopyrite, quartz, fluorite, carbonate | polished sections | LA-ICPMS, EMPA | JEOL JXA-8530F equipped with a field emission gun (FEG) and five wavelength-dispersive spectrometers (WDS); 193-nm New Wave Research Excimer laser and an Agilent 7500i quadrupole ICP-MS | Helmholtz Institute Freiberg for Resource Technology (HIF); Friedrich-Alexander-Universität Erlangen-Nürnberg | EPMA: accelerating voltage of 20 kV and a beam current of 30 nA, and a defocused beam of 15 μm diameter. LA-ICP-MS: plasma power of 1320 W, He (0.65 L/min) and Ar (1.09 L/min) as carrier gases, Ar as plasma (14.9 L/min) and auxiliary gas (0.9 L/min), oxide rates of <0.4% ThO+/Th+, repetition rate of 20 Hz, beam spot size of 25 μm, irradiance of 0.74 GW/cm2, fluence of 3.7 J/cm2, 20 s background measurement and 20 s sample ablation, 60-s retention time | MASS-1 (Wilson et al. 2002); NIST SRM 610 and 612 (Pearce et al. 1997); MASS-1 as external Ge standard (57.8±2.6 μg/g Ge); NBS-127, IAEA-S-1, IAEA-S-2, IAEA-S-3, and an in-house Ag2S reference material (sulfur isotopes) |  |  |  |  | 539.3179 | [15 empty] | 0.1092 | [5 empty] | 0.27944 | [15 empty] | 2.6575 | [9 empty] | 42.2155 | [33 empty] | 21069.3314 | [15 empty] | 32.2562 |  | 12543.3155 | [23 empty] | 2306.182 | [13 empty] | 61.0487 |  |  |  |  | 2019 | Bauer, M.E., Burisch, M., Ostendorf, J., Krause, J., Frenzel, M., Seifert, T., and Gutzmer, J. (2019). Trace element geochemistry of sphalerite in contrasting hydrothermal fluid systems of the Freiberg district, Germany: insights from LA-ICP-MS analysis, near-infrared light microthermometry of sphalerite-hosted fluid inclusions, and sulfur isotope geochemistry. Mineralium Deposita, 54, 237–262. |  | DEU | Saxony
| Freiberg mining district | kb veins, eb veins, fba veins | Magmatic hydrothermal | Intrusion-related | hydrothermal vein-style silver mineralization | Ag | Zn, Pb, In, Ge, Ga | Ag, Zn, Pb, In, Ge, Ga | Bauer et al., 2019 |  | fba19_dSp-6 | fba19_dSp-6 | underground mine |  |  |  |  | ore material | grab | grab | mineral separate | [5 empty] | mineralisation |  |  |  | sphalerite | [6 empty] | galena, pyrite, arsenopyrite, quartz, fluorite, carbonate | polished sections | LA-ICPMS, EMPA | JEOL JXA-8530F equipped with a field emission gun (FEG) and five wavelength-dispersive spectrometers (WDS); 193-nm New Wave Research Excimer laser and an Agilent 7500i quadrupole ICP-MS | Helmholtz Institute Freiberg for Resource Technology (HIF); Friedrich-Alexander-Universität Erlangen-Nürnberg | EPMA: accelerating voltage of 20 kV and a beam current of 30 nA, and a defocused beam of 15 μm diameter. LA-ICP-MS: plasma power of 1320 W, He (0.65 L/min) and Ar (1.09 L/min) as carrier gases, Ar as plasma (14.9 L/min) and auxiliary gas (0.9 L/min), oxide rates of <0.4% ThO+/Th+, repetition rate of 20 Hz, beam spot size of 25 μm, irradiance of 0.74 GW/cm2, fluence of 3.7 J/cm2, 20 s background measurement and 20 s sample ablation, 60-s retention time | MASS-1 (Wilson et al. 2002); NIST SRM 610 and 612 (Pearce et al. 1997); MASS-1 as external Ge standard (57.8±2.6 μg/g Ge); NBS-127, IAEA-S-1, IAEA-S-2, IAEA-S-3, and an in-house Ag2S reference material (sulfur isotopes) |  |  |  |  | 267.1658 | [15 empty] | 0.1416 | [5 empty] | 0.36128 | [15 empty] | 1.7696 | [9 empty] | 16.147 | [33 empty] | 12052.0748 | [15 empty] | 32.2174 |  | 6434.5234 |  |  |  | 1.6359 | [19 empty] | 1252.4812 | [13 empty] | 62.891 |  |  |  |  | 2019 | Bauer, M.E., Burisch, M., Ostendorf, J., Krause, J., Frenzel, M., Seifert, T., and Gutzmer, J. (2019). Trace element geochemistry of sphalerite in contrasting hydrothermal fluid systems of the Freiberg district, Germany: insights from LA-ICP-MS analysis, near-infrared light microthermometry of sphalerite-hosted fluid inclusions, and sulfur isotope geochemistry. Mineralium Deposita, 54, 237–262. |  | DEU | Saxony
| Freiberg mining district | kb veins, eb veins, fba veins | Magmatic hydrothermal | Intrusion-related | hydrothermal vein-style silver mineralization | Ag | Zn, Pb, In, Ge, Ga | Ag, Zn, Pb, In, Ge, Ga | Bauer et al., 2019 |  | fba19_dSp-7 | fba19_dSp-7 | underground mine |  |  |  |  | ore material | grab | grab | mineral separate | [5 empty] | mineralisation |  |  |  | sphalerite | [6 empty] | galena, pyrite, arsenopyrite, quartz, fluorite, carbonate | polished sections | LA-ICPMS, EMPA | JEOL JXA-8530F equipped with a field emission gun (FEG) and five wavelength-dispersive spectrometers (WDS); 193-nm New Wave Research Excimer laser and an Agilent 7500i quadrupole ICP-MS | Helmholtz Institute Freiberg for Resource Technology (HIF); Friedrich-Alexander-Universität Erlangen-Nürnberg | EPMA: accelerating voltage of 20 kV and a beam current of 30 nA, and a defocused beam of 15 μm diameter. LA-ICP-MS: plasma power of 1320 W, He (0.65 L/min) and Ar (1.09 L/min) as carrier gases, Ar as plasma (14.9 L/min) and auxiliary gas (0.9 L/min), oxide rates of <0.4% ThO+/Th+, repetition rate of 20 Hz, beam spot size of 25 μm, irradiance of 0.74 GW/cm2, fluence of 3.7 J/cm2, 20 s background measurement and 20 s sample ablation, 60-s retention time | MASS-1 (Wilson et al. 2002); NIST SRM 610 and 612 (Pearce et al. 1997); MASS-1 as external Ge standard (57.8±2.6 μg/g Ge); NBS-127, IAEA-S-1, IAEA-S-2, IAEA-S-3, and an in-house Ag2S reference material (sulfur isotopes) |  |  |  |  | 154.1246 | [15 empty] | 0.2527 | [5 empty] | 0.33068 | [15 empty] | 1.3217 | [9 empty] | 23.9649 | [33 empty] | 11599.9576 | [15 empty] | 32.1043 |  | 6333.1003 | [23 empty] | 1018.0033 | [13 empty] | 62.5687 |  |  |  |  | 2019 | Bauer, M.E., Burisch, M., Ostendorf, J., Krause, J., Frenzel, M., Seifert, T., and Gutzmer, J. (2019). Trace element geochemistry of sphalerite in contrasting hydrothermal fluid systems of the Freiberg district, Germany: insights from LA-ICP-MS analysis, near-infrared light microthermometry of sphalerite-hosted fluid inclusions, and sulfur isotope geochemistry. Mineralium Deposita, 54, 237–262. |  | DEU | Saxony
| Freiberg mining district | kb veins, eb veins, fba veins | Magmatic hydrothermal | Intrusion-related | hydrothermal vein-style silver mineralization | Ag | Zn, Pb, In, Ge, Ga | Ag, Zn, Pb, In, Ge, Ga | Bauer et al., 2019 |  | fba19_dSp-8 | fba19_dSp-8 | underground mine |  |  |  |  | ore material | grab | grab | mineral separate | [5 empty] | mineralisation |  |  |  | sphalerite | [6 empty] | galena, pyrite, arsenopyrite, quartz, fluorite, carbonate | polished sections | LA-ICPMS, EMPA | JEOL JXA-8530F equipped with a field emission gun (FEG) and five wavelength-dispersive spectrometers (WDS); 193-nm New Wave Research Excimer laser and an Agilent 7500i quadrupole ICP-MS | Helmholtz Institute Freiberg for Resource Technology (HIF); Friedrich-Alexander-Universität Erlangen-Nürnberg | EPMA: accelerating voltage of 20 kV and a beam current of 30 nA, and a defocused beam of 15 μm diameter. LA-ICP-MS: plasma power of 1320 W, He (0.65 L/min) and Ar (1.09 L/min) as carrier gases, Ar as plasma (14.9 L/min) and auxiliary gas (0.9 L/min), oxide rates of <0.4% ThO+/Th+, repetition rate of 20 Hz, beam spot size of 25 μm, irradiance of 0.74 GW/cm2, fluence of 3.7 J/cm2, 20 s background measurement and 20 s sample ablation, 60-s retention time | MASS-1 (Wilson et al. 2002); NIST SRM 610 and 612 (Pearce et al. 1997); MASS-1 as external Ge standard (57.8±2.6 μg/g Ge); NBS-127, IAEA-S-1, IAEA-S-2, IAEA-S-3, and an in-house Ag2S reference material (sulfur isotopes) |  |  |  |  | 220.9478 | [15 empty] | 0.1304 | [5 empty] | 0.30553 | [15 empty] | 2.8665 | [9 empty] | 57.2249 | [33 empty] | 19724.3072 | [15 empty] | 32.4427 |  | 12170.8812 | [23 empty] | 1839.4776 | [13 empty] | 61.2762 |  |  |  |  | 2019 | Bauer, M.E., Burisch, M., Ostendorf, J., Krause, J., Frenzel, M., Seifert, T., and Gutzmer, J. (2019). Trace element geochemistry of sphalerite in contrasting hydrothermal fluid systems of the Freiberg district, Germany: insights from LA-ICP-MS analysis, near-infrared light microthermometry of sphalerite-hosted fluid inclusions, and sulfur isotope geochemistry. Mineralium Deposita, 54, 237–262. |  | DEU | Saxony
| Freiberg mining district | kb veins, eb veins, fba veins | Magmatic hydrothermal | Intrusion-related | hydrothermal vein-style silver mineralization | Ag | Zn, Pb, In, Ge, Ga | Ag, Zn, Pb, In, Ge, Ga | Bauer et al., 2019 |  | fba19_dSp-9 | fba19_dSp-9 | underground mine |  |  |  |  | ore material | grab | grab | mineral separate | [5 empty] | mineralisation |  |  |  | sphalerite | [6 empty] | galena, pyrite, arsenopyrite, quartz, fluorite, carbonate | polished sections | LA-ICPMS, EMPA | JEOL JXA-8530F equipped with a field emission gun (FEG) and five wavelength-dispersive spectrometers (WDS); 193-nm New Wave Research Excimer laser and an Agilent 7500i quadrupole ICP-MS | Helmholtz Institute Freiberg for Resource Technology (HIF); Friedrich-Alexander-Universität Erlangen-Nürnberg | EPMA: accelerating voltage of 20 kV and a beam current of 30 nA, and a defocused beam of 15 μm diameter. LA-ICP-MS: plasma power of 1320 W, He (0.65 L/min) and Ar (1.09 L/min) as carrier gases, Ar as plasma (14.9 L/min) and auxiliary gas (0.9 L/min), oxide rates of <0.4% ThO+/Th+, repetition rate of 20 Hz, beam spot size of 25 μm, irradiance of 0.74 GW/cm2, fluence of 3.7 J/cm2, 20 s background measurement and 20 s sample ablation, 60-s retention time | MASS-1 (Wilson et al. 2002); NIST SRM 610 and 612 (Pearce et al. 1997); MASS-1 as external Ge standard (57.8±2.6 μg/g Ge); NBS-127, IAEA-S-1, IAEA-S-2, IAEA-S-3, and an in-house Ag2S reference material (sulfur isotopes) |  |  |  |  | 210.6824 | [15 empty] | 0.1486 | [5 empty] | 0.29184 | [15 empty] | 3.0141 | [9 empty] | 67.9723 | [33 empty] | 19203.8814 | [15 empty] | 32.5152 |  | 11752.9029 |  |  |  | 1.685 | [19 empty] | 1774.4163 | [13 empty] | 60.8002 |  |  |  |  | 2019 | Bauer, M.E., Burisch, M., Ostendorf, J., Krause, J., Frenzel, M., Seifert, T., and Gutzmer, J. (2019). Trace element geochemistry of sphalerite in contrasting hydrothermal fluid systems of the Freiberg district, Germany: insights from LA-ICP-MS analysis, near-infrared light microthermometry of sphalerite-hosted fluid inclusions, and sulfur isotope geochemistry. Mineralium Deposita, 54, 237–262. |  | DEU | Saxony
| Freiberg mining district | kb veins, eb veins, fba veins | Magmatic hydrothermal | Intrusion-related | hydrothermal vein-style silver mineralization | Ag | Zn, Pb, In, Ge, Ga | Ag, Zn, Pb, In, Ge, Ga | Bauer et al., 2019 |  | fba19_dSp-10 | fba19_dSp-10 | underground mine |  |  |  |  | ore material | grab | grab | mineral separate | [5 empty] | mineralisation |  |  |  | sphalerite | [6 empty] | galena, pyrite, arsenopyrite, quartz, fluorite, carbonate | polished sections | LA-ICPMS, EMPA | JEOL JXA-8530F equipped with a field emission gun (FEG) and five wavelength-dispersive spectrometers (WDS); 193-nm New Wave Research Excimer laser and an Agilent 7500i quadrupole ICP-MS | Helmholtz Institute Freiberg for Resource Technology (HIF); Friedrich-Alexander-Universität Erlangen-Nürnberg | EPMA: accelerating voltage of 20 kV and a beam current of 30 nA, and a defocused beam of 15 μm diameter. LA-ICP-MS: plasma power of 1320 W, He (0.65 L/min) and Ar (1.09 L/min) as carrier gases, Ar as plasma (14.9 L/min) and auxiliary gas (0.9 L/min), oxide rates of <0.4% ThO+/Th+, repetition rate of 20 Hz, beam spot size of 25 μm, irradiance of 0.74 GW/cm2, fluence of 3.7 J/cm2, 20 s background measurement and 20 s sample ablation, 60-s retention time | MASS-1 (Wilson et al. 2002); NIST SRM 610 and 612 (Pearce et al. 1997); MASS-1 as external Ge standard (57.8±2.6 μg/g Ge); NBS-127, IAEA-S-1, IAEA-S-2, IAEA-S-3, and an in-house Ag2S reference material (sulfur isotopes) |  |  |  |  | 229.9839 | [15 empty] | 0.1973 | [5 empty] | 0.25286 | [15 empty] | 2.5941 | [9 empty] | 76.4177 | [33 empty] | 17601.2614 | [15 empty] | 32.3925 |  | 10823.811 | [23 empty] | 1682.1159 | [13 empty] | 61.059 |  |  |  |  | 2019 | Bauer, M.E., Burisch, M., Ostendorf, J., Krause, J., Frenzel, M., Seifert, T., and Gutzmer, J. (2019). Trace element geochemistry of sphalerite in contrasting hydrothermal fluid systems of the Freiberg district, Germany: insights from LA-ICP-MS analysis, near-infrared light microthermometry of sphalerite-hosted fluid inclusions, and sulfur isotope geochemistry. Mineralium Deposita, 54, 237–262. |  | DEU | Saxony
| Freiberg mining district | kb veins, eb veins, fba veins | Magmatic hydrothermal | Intrusion-related | hydrothermal vein-style silver mineralization | Ag | Zn, Pb, In, Ge, Ga | Ag, Zn, Pb, In, Ge, Ga | Bauer et al., 2019 |  | fba19_dSp-11 | fba19_dSp-11 | underground mine |  |  |  |  | ore material | grab | grab | mineral separate | [5 empty] | mineralisation |  |  |  | sphalerite | [6 empty] | galena, pyrite, arsenopyrite, quartz, fluorite, carbonate | polished sections | LA-ICPMS, EMPA | JEOL JXA-8530F equipped with a field emission gun (FEG) and five wavelength-dispersive spectrometers (WDS); 193-nm New Wave Research Excimer laser and an Agilent 7500i quadrupole ICP-MS | Helmholtz Institute Freiberg for Resource Technology (HIF); Friedrich-Alexander-Universität Erlangen-Nürnberg | EPMA: accelerating voltage of 20 kV and a beam current of 30 nA, and a defocused beam of 15 μm diameter. LA-ICP-MS: plasma power of 1320 W, He (0.65 L/min) and Ar (1.09 L/min) as carrier gases, Ar as plasma (14.9 L/min) and auxiliary gas (0.9 L/min), oxide rates of <0.4% ThO+/Th+, repetition rate of 20 Hz, beam spot size of 25 μm, irradiance of 0.74 GW/cm2, fluence of 3.7 J/cm2, 20 s background measurement and 20 s sample ablation, 60-s retention time | MASS-1 (Wilson et al. 2002); NIST SRM 610 and 612 (Pearce et al. 1997); MASS-1 as external Ge standard (57.8±2.6 μg/g Ge); NBS-127, IAEA-S-1, IAEA-S-2, IAEA-S-3, and an in-house Ag2S reference material (sulfur isotopes) |  |  |  |  | 528.4523 | [15 empty] | 0.1832 | [5 empty] | 0.80327 | [15 empty] | 1.2781 | [9 empty] | 22.4371 | [33 empty] | 16003.6839 | [15 empty] | 32.1108 |  | 4605.6737 | [23 empty] | 1205.5237 | [13 empty] | 63.0499 |  |  |  |  | 2019 | Bauer, M.E., Burisch, M., Ostendorf, J., Krause, J., Frenzel, M., Seifert, T., and Gutzmer, J. (2019). Trace element geochemistry of sphalerite in contrasting hydrothermal fluid systems of the Freiberg district, Germany: insights from LA-ICP-MS analysis, near-infrared light microthermometry of sphalerite-hosted fluid inclusions, and sulfur isotope geochemistry. Mineralium Deposita, 54, 237–262. |  | DEU | Saxony
| Freiberg mining district | kb veins, eb veins, fba veins | Magmatic hydrothermal | Intrusion-related | hydrothermal vein-style silver mineralization | Ag | Zn, Pb, In, Ge, Ga | Ag, Zn, Pb, In, Ge, Ga | Bauer et al., 2019 |  | fba19_dSp-12 | fba19_dSp-12 | underground mine |  |  |  |  | ore material | grab | grab | mineral separate | [5 empty] | mineralisation |  |  |  | sphalerite | [6 empty] | galena, pyrite, arsenopyrite, quartz, fluorite, carbonate | polished sections | LA-ICPMS, EMPA | JEOL JXA-8530F equipped with a field emission gun (FEG) and five wavelength-dispersive spectrometers (WDS); 193-nm New Wave Research Excimer laser and an Agilent 7500i quadrupole ICP-MS | Helmholtz Institute Freiberg for Resource Technology (HIF); Friedrich-Alexander-Universität Erlangen-Nürnberg | EPMA: accelerating voltage of 20 kV and a beam current of 30 nA, and a defocused beam of 15 μm diameter. LA-ICP-MS: plasma power of 1320 W, He (0.65 L/min) and Ar (1.09 L/min) as carrier gases, Ar as plasma (14.9 L/min) and auxiliary gas (0.9 L/min), oxide rates of <0.4% ThO+/Th+, repetition rate of 20 Hz, beam spot size of 25 μm, irradiance of 0.74 GW/cm2, fluence of 3.7 J/cm2, 20 s background measurement and 20 s sample ablation, 60-s retention time | MASS-1 (Wilson et al. 2002); NIST SRM 610 and 612 (Pearce et al. 1997); MASS-1 as external Ge standard (57.8±2.6 μg/g Ge); NBS-127, IAEA-S-1, IAEA-S-2, IAEA-S-3, and an in-house Ag2S reference material (sulfur isotopes) |  |  |  |  | 1354.9222 | [15 empty] | 0.1413 | [5 empty] | 1.0746 | [15 empty] | 2.2961 | [9 empty] | 56.0803 | [33 empty] | 21278.5568 | [15 empty] | 31.9006 |  | 5096.0397 |  |  |  | 2.7953 | [19 empty] | 2016.1302 | [13 empty] | 60.9172 |  |  |  |  | 2019 | Bauer, M.E., Burisch, M., Ostendorf, J., Krause, J., Frenzel, M., Seifert, T., and Gutzmer, J. (2019). Trace element geochemistry of sphalerite in contrasting hydrothermal fluid systems of the Freiberg district, Germany: insights from LA-ICP-MS analysis, near-infrared light microthermometry of sphalerite-hosted fluid inclusions, and sulfur isotope geochemistry. Mineralium Deposita, 54, 237–262. |  | DEU | Saxony
| Freiberg mining district | kb veins, eb veins, fba veins | Magmatic hydrothermal | Intrusion-related | hydrothermal vein-style silver mineralization | Ag | Zn, Pb, In, Ge, Ga | Ag, Zn, Pb, In, Ge, Ga | Bauer et al., 2019 |  | fba19_dSp-13 | fba19_dSp-13 | underground mine |  |  |  |  | ore material | grab | grab | mineral separate | [5 empty] | mineralisation |  |  |  | sphalerite | [6 empty] | galena, pyrite, arsenopyrite, quartz, fluorite, carbonate | polished sections | LA-ICPMS, EMPA | JEOL JXA-8530F equipped with a field emission gun (FEG) and five wavelength-dispersive spectrometers (WDS); 193-nm New Wave Research Excimer laser and an Agilent 7500i quadrupole ICP-MS | Helmholtz Institute Freiberg for Resource Technology (HIF); Friedrich-Alexander-Universität Erlangen-Nürnberg | EPMA: accelerating voltage of 20 kV and a beam current of 30 nA, and a defocused beam of 15 μm diameter. LA-ICP-MS: plasma power of 1320 W, He (0.65 L/min) and Ar (1.09 L/min) as carrier gases, Ar as plasma (14.9 L/min) and auxiliary gas (0.9 L/min), oxide rates of <0.4% ThO+/Th+, repetition rate of 20 Hz, beam spot size of 25 μm, irradiance of 0.74 GW/cm2, fluence of 3.7 J/cm2, 20 s background measurement and 20 s sample ablation, 60-s retention time | MASS-1 (Wilson et al. 2002); NIST SRM 610 and 612 (Pearce et al. 1997); MASS-1 as external Ge standard (57.8±2.6 μg/g Ge); NBS-127, IAEA-S-1, IAEA-S-2, IAEA-S-3, and an in-house Ag2S reference material (sulfur isotopes) |  |  |  |  | 168.6015 | [15 empty] | 0.3717 | [5 empty] | 0.70859 | [15 empty] | 1.1949 | [9 empty] | 23.7192 | [33 empty] | 14647.3633 | [15 empty] | 31.9673 |  | 6630.0443 | [23 empty] | 536.9933 | [13 empty] | 62.9824 |  |  |  |  | 2019 | Bauer, M.E., Burisch, M., Ostendorf, J., Krause, J., Frenzel, M., Seifert, T., and Gutzmer, J. (2019). Trace element geochemistry of sphalerite in contrasting hydrothermal fluid systems of the Freiberg district, Germany: insights from LA-ICP-MS analysis, near-infrared light microthermometry of sphalerite-hosted fluid inclusions, and sulfur isotope geochemistry. Mineralium Deposita, 54, 237–262. |  | DEU | Saxony
| Freiberg mining district | kb veins, eb veins, fba veins | Magmatic hydrothermal | Intrusion-related | hydrothermal vein-style silver mineralization | Ag | Zn, Pb, In, Ge, Ga | Ag, Zn, Pb, In, Ge, Ga | Bauer et al., 2019 |  | fba19_dSp-14 | fba19_dSp-14 | underground mine |  |  |  |  | ore material | grab | grab | mineral separate | [5 empty] | mineralisation |  |  |  | sphalerite | [6 empty] | galena, pyrite, arsenopyrite, quartz, fluorite, carbonate | polished sections | LA-ICPMS, EMPA | JEOL JXA-8530F equipped with a field emission gun (FEG) and five wavelength-dispersive spectrometers (WDS); 193-nm New Wave Research Excimer laser and an Agilent 7500i quadrupole ICP-MS | Helmholtz Institute Freiberg for Resource Technology (HIF); Friedrich-Alexander-Universität Erlangen-Nürnberg | EPMA: accelerating voltage of 20 kV and a beam current of 30 nA, and a defocused beam of 15 μm diameter. LA-ICP-MS: plasma power of 1320 W, He (0.65 L/min) and Ar (1.09 L/min) as carrier gases, Ar as plasma (14.9 L/min) and auxiliary gas (0.9 L/min), oxide rates of <0.4% ThO+/Th+, repetition rate of 20 Hz, beam spot size of 25 μm, irradiance of 0.74 GW/cm2, fluence of 3.7 J/cm2, 20 s background measurement and 20 s sample ablation, 60-s retention time | MASS-1 (Wilson et al. 2002); NIST SRM 610 and 612 (Pearce et al. 1997); MASS-1 as external Ge standard (57.8±2.6 μg/g Ge); NBS-127, IAEA-S-1, IAEA-S-2, IAEA-S-3, and an in-house Ag2S reference material (sulfur isotopes) |  |  |  |  | 182.0469 | [15 empty] | 0.453 | [5 empty] | 0.24707 | [15 empty] | 1.9169 | [9 empty] | 234.7869 | [33 empty] | 17389.6279 | [15 empty] | 32.4215 |  | 11416.8016 | [23 empty] | 1192.1785 | [13 empty] | 61.4173 |  |  |  |  | 2019 | Bauer, M.E., Burisch, M., Ostendorf, J., Krause, J., Frenzel, M., Seifert, T., and Gutzmer, J. (2019). Trace element geochemistry of sphalerite in contrasting hydrothermal fluid systems of the Freiberg district, Germany: insights from LA-ICP-MS analysis, near-infrared light microthermometry of sphalerite-hosted fluid inclusions, and sulfur isotope geochemistry. Mineralium Deposita, 54, 237–262. |  | DEU | Saxony
| Freiberg mining district | kb veins, eb veins, fba veins | Magmatic hydrothermal | Intrusion-related | hydrothermal vein-style silver mineralization | Ag | Zn, Pb, In, Ge, Ga | Ag, Zn, Pb, In, Ge, Ga | Bauer et al., 2019 |  | fba22_dSp-1 | fba22_dSp-1 | underground mine |  |  |  |  | ore material | grab | grab | mineral separate | [5 empty] | mineralisation |  |  |  | sphalerite | [6 empty] | galena, pyrite, arsenopyrite, quartz, fluorite, carbonate | polished sections | LA-ICPMS, EMPA | JEOL JXA-8530F equipped with a field emission gun (FEG) and five wavelength-dispersive spectrometers (WDS); 193-nm New Wave Research Excimer laser and an Agilent 7500i quadrupole ICP-MS | Helmholtz Institute Freiberg for Resource Technology (HIF); Friedrich-Alexander-Universität Erlangen-Nürnberg | EPMA: accelerating voltage of 20 kV and a beam current of 30 nA, and a defocused beam of 15 μm diameter. LA-ICP-MS: plasma power of 1320 W, He (0.65 L/min) and Ar (1.09 L/min) as carrier gases, Ar as plasma (14.9 L/min) and auxiliary gas (0.9 L/min), oxide rates of <0.4% ThO+/Th+, repetition rate of 20 Hz, beam spot size of 25 μm, irradiance of 0.74 GW/cm2, fluence of 3.7 J/cm2, 20 s background measurement and 20 s sample ablation, 60-s retention time | MASS-1 (Wilson et al. 2002); NIST SRM 610 and 612 (Pearce et al. 1997); MASS-1 as external Ge standard (57.8±2.6 μg/g Ge); NBS-127, IAEA-S-1, IAEA-S-2, IAEA-S-3, and an in-house Ag2S reference material (sulfur isotopes) |  |  |  |  | 34.6368 | [15 empty] | 0.05 | [5 empty] | 0.041114 | [15 empty] | 1.4789 | [9 empty] | 209.0395 | [33 empty] | 4836.5713 | [15 empty] | 32.5004 |  | 4403.5871 |  |  |  | 1.8193 | [19 empty] | 330.4516 | [13 empty] | 63.7629 |  |  |  |  | 2019 | Bauer, M.E., Burisch, M., Ostendorf, J., Krause, J., Frenzel, M., Seifert, T., and Gutzmer, J. (2019). Trace element geochemistry of sphalerite in contrasting hydrothermal fluid systems of the Freiberg district, Germany: insights from LA-ICP-MS analysis, near-infrared light microthermometry of sphalerite-hosted fluid inclusions, and sulfur isotope geochemistry. Mineralium Deposita, 54, 237–262. |  | DEU | Saxony
| Freiberg mining district | kb veins, eb veins, fba veins | Magmatic hydrothermal | Intrusion-related | hydrothermal vein-style silver mineralization | Ag | Zn, Pb, In, Ge, Ga | Ag, Zn, Pb, In, Ge, Ga | Bauer et al., 2019 |  | fba22_dSp-2 | fba22_dSp-2 | underground mine |  |  |  |  | ore material | grab | grab | mineral separate | [5 empty] | mineralisation |  |  |  | sphalerite | [6 empty] | galena, pyrite, arsenopyrite, quartz, fluorite, carbonate | polished sections | LA-ICPMS, EMPA | JEOL JXA-8530F equipped with a field emission gun (FEG) and five wavelength-dispersive spectrometers (WDS); 193-nm New Wave Research Excimer laser and an Agilent 7500i quadrupole ICP-MS | Helmholtz Institute Freiberg for Resource Technology (HIF); Friedrich-Alexander-Universität Erlangen-Nürnberg | EPMA: accelerating voltage of 20 kV and a beam current of 30 nA, and a defocused beam of 15 μm diameter. LA-ICP-MS: plasma power of 1320 W, He (0.65 L/min) and Ar (1.09 L/min) as carrier gases, Ar as plasma (14.9 L/min) and auxiliary gas (0.9 L/min), oxide rates of <0.4% ThO+/Th+, repetition rate of 20 Hz, beam spot size of 25 μm, irradiance of 0.74 GW/cm2, fluence of 3.7 J/cm2, 20 s background measurement and 20 s sample ablation, 60-s retention time | MASS-1 (Wilson et al. 2002); NIST SRM 610 and 612 (Pearce et al. 1997); MASS-1 as external Ge standard (57.8±2.6 μg/g Ge); NBS-127, IAEA-S-1, IAEA-S-2, IAEA-S-3, and an in-house Ag2S reference material (sulfur isotopes) |  |  |  |  | 95.3897 | [15 empty] | 0.0048 | [5 empty] | 0.041221 | [15 empty] | 1.0766 | [9 empty] | 3.6315 | [33 empty] | 10901.0125 | [15 empty] | 32.5212 |  | 8226.3812 |  |  |  | 1.8319 | [19 empty] | 1476.5189 | [13 empty] | 64.1989 |  |  |  |  | 2019 | Bauer, M.E., Burisch, M., Ostendorf, J., Krause, J., Frenzel, M., Seifert, T., and Gutzmer, J. (2019). Trace element geochemistry of sphalerite in contrasting hydrothermal fluid systems of the Freiberg district, Germany: insights from LA-ICP-MS analysis, near-infrared light microthermometry of sphalerite-hosted fluid inclusions, and sulfur isotope geochemistry. Mineralium Deposita, 54, 237–262. |  | DEU | Saxony
| Freiberg mining district | kb veins, eb veins, fba veins | Magmatic hydrothermal | Intrusion-related | hydrothermal vein-style silver mineralization | Ag | Zn, Pb, In, Ge, Ga | Ag, Zn, Pb, In, Ge, Ga | Bauer et al., 2019 |  | fba22_dSp-3 | fba22_dSp-3 | underground mine |  |  |  |  | ore material | grab | grab | mineral separate | [5 empty] | mineralisation |  |  |  | sphalerite | [6 empty] | galena, pyrite, arsenopyrite, quartz, fluorite, carbonate | polished sections | LA-ICPMS, EMPA | JEOL JXA-8530F equipped with a field emission gun (FEG) and five wavelength-dispersive spectrometers (WDS); 193-nm New Wave Research Excimer laser and an Agilent 7500i quadrupole ICP-MS | Helmholtz Institute Freiberg for Resource Technology (HIF); Friedrich-Alexander-Universität Erlangen-Nürnberg | EPMA: accelerating voltage of 20 kV and a beam current of 30 nA, and a defocused beam of 15 μm diameter. LA-ICP-MS: plasma power of 1320 W, He (0.65 L/min) and Ar (1.09 L/min) as carrier gases, Ar as plasma (14.9 L/min) and auxiliary gas (0.9 L/min), oxide rates of <0.4% ThO+/Th+, repetition rate of 20 Hz, beam spot size of 25 μm, irradiance of 0.74 GW/cm2, fluence of 3.7 J/cm2, 20 s background measurement and 20 s sample ablation, 60-s retention time | MASS-1 (Wilson et al. 2002); NIST SRM 610 and 612 (Pearce et al. 1997); MASS-1 as external Ge standard (57.8±2.6 μg/g Ge); NBS-127, IAEA-S-1, IAEA-S-2, IAEA-S-3, and an in-house Ag2S reference material (sulfur isotopes) |  |  |  |  | 79.539 | [15 empty] | 0.0625 | [21 empty] | 1.0446 | [9 empty] | 6.3312 | [33 empty] | 12035.7896 | [15 empty] | 32.5897 |  | 7707.1749 | [23 empty] | 1372.1871 | [13 empty] | 63.8408 |  |  |  |  | 2019 | Bauer, M.E., Burisch, M., Ostendorf, J., Krause, J., Frenzel, M., Seifert, T., and Gutzmer, J. (2019). Trace element geochemistry of sphalerite in contrasting hydrothermal fluid systems of the Freiberg district, Germany: insights from LA-ICP-MS analysis, near-infrared light microthermometry of sphalerite-hosted fluid inclusions, and sulfur isotope geochemistry. Mineralium Deposita, 54, 237–262. |  | DEU | Saxony
| Freiberg mining district | kb veins, eb veins, fba veins | Magmatic hydrothermal | Intrusion-related | hydrothermal vein-style silver mineralization | Ag | Zn, Pb, In, Ge, Ga | Ag, Zn, Pb, In, Ge, Ga | Bauer et al., 2019 |  | fba22_dSp-4 | fba22_dSp-4 | underground mine |  |  |  |  | ore material | grab | grab | mineral separate | [5 empty] | mineralisation |  |  |  | sphalerite | [6 empty] | galena, pyrite, arsenopyrite, quartz, fluorite, carbonate | polished sections | LA-ICPMS, EMPA | JEOL JXA-8530F equipped with a field emission gun (FEG) and five wavelength-dispersive spectrometers (WDS); 193-nm New Wave Research Excimer laser and an Agilent 7500i quadrupole ICP-MS | Helmholtz Institute Freiberg for Resource Technology (HIF); Friedrich-Alexander-Universität Erlangen-Nürnberg | EPMA: accelerating voltage of 20 kV and a beam current of 30 nA, and a defocused beam of 15 μm diameter. LA-ICP-MS: plasma power of 1320 W, He (0.65 L/min) and Ar (1.09 L/min) as carrier gases, Ar as plasma (14.9 L/min) and auxiliary gas (0.9 L/min), oxide rates of <0.4% ThO+/Th+, repetition rate of 20 Hz, beam spot size of 25 μm, irradiance of 0.74 GW/cm2, fluence of 3.7 J/cm2, 20 s background measurement and 20 s sample ablation, 60-s retention time | MASS-1 (Wilson et al. 2002); NIST SRM 610 and 612 (Pearce et al. 1997); MASS-1 as external Ge standard (57.8±2.6 μg/g Ge); NBS-127, IAEA-S-1, IAEA-S-2, IAEA-S-3, and an in-house Ag2S reference material (sulfur isotopes) |  |  |  |  | 81.1921 | [15 empty] | 0.0719 | [21 empty] | 1.7745 | [9 empty] | 6.0768 | [33 empty] | 10536.4077 | [15 empty] | 32.5606 |  | 7840.1349 | [23 empty] | 787.9801 | [13 empty] | 63.2661 |  |  |  |  | 2019 | Bauer, M.E., Burisch, M., Ostendorf, J., Krause, J., Frenzel, M., Seifert, T., and Gutzmer, J. (2019). Trace element geochemistry of sphalerite in contrasting hydrothermal fluid systems of the Freiberg district, Germany: insights from LA-ICP-MS analysis, near-infrared light microthermometry of sphalerite-hosted fluid inclusions, and sulfur isotope geochemistry. Mineralium Deposita, 54, 237–262. |  | DEU | Saxony
| Freiberg mining district | kb veins, eb veins, fba veins | Magmatic hydrothermal | Intrusion-related | hydrothermal vein-style silver mineralization | Ag | Zn, Pb, In, Ge, Ga | Ag, Zn, Pb, In, Ge, Ga | Bauer et al., 2019 |  | fba22_dSp-5 | fba22_dSp-5 | underground mine |  |  |  |  | ore material | grab | grab | mineral separate | [5 empty] | mineralisation |  |  |  | sphalerite | [6 empty] | galena, pyrite, arsenopyrite, quartz, fluorite, carbonate | polished sections | LA-ICPMS, EMPA | JEOL JXA-8530F equipped with a field emission gun (FEG) and five wavelength-dispersive spectrometers (WDS); 193-nm New Wave Research Excimer laser and an Agilent 7500i quadrupole ICP-MS | Helmholtz Institute Freiberg for Resource Technology (HIF); Friedrich-Alexander-Universität Erlangen-Nürnberg | EPMA: accelerating voltage of 20 kV and a beam current of 30 nA, and a defocused beam of 15 μm diameter. LA-ICP-MS: plasma power of 1320 W, He (0.65 L/min) and Ar (1.09 L/min) as carrier gases, Ar as plasma (14.9 L/min) and auxiliary gas (0.9 L/min), oxide rates of <0.4% ThO+/Th+, repetition rate of 20 Hz, beam spot size of 25 μm, irradiance of 0.74 GW/cm2, fluence of 3.7 J/cm2, 20 s background measurement and 20 s sample ablation, 60-s retention time | MASS-1 (Wilson et al. 2002); NIST SRM 610 and 612 (Pearce et al. 1997); MASS-1 as external Ge standard (57.8±2.6 μg/g Ge); NBS-127, IAEA-S-1, IAEA-S-2, IAEA-S-3, and an in-house Ag2S reference material (sulfur isotopes) |  |  |  |  | 86.7591 | [15 empty] | 0.0819 | [5 empty] | 0.051473 | [15 empty] | 1.6345 | [9 empty] | 6.3851 | [33 empty] | 10784.5482 | [15 empty] | 32.4863 |  | 7830.5919 | [23 empty] | 1464.1295 | [13 empty] | 62.9039 |  |  |  |  | 2019 | Bauer, M.E., Burisch, M., Ostendorf, J., Krause, J., Frenzel, M., Seifert, T., and Gutzmer, J. (2019). Trace element geochemistry of sphalerite in contrasting hydrothermal fluid systems of the Freiberg district, Germany: insights from LA-ICP-MS analysis, near-infrared light microthermometry of sphalerite-hosted fluid inclusions, and sulfur isotope geochemistry. Mineralium Deposita, 54, 237–262. |  | DEU | Saxony
| Freiberg mining district | kb veins, eb veins, fba veins | Magmatic hydrothermal | Intrusion-related | hydrothermal vein-style silver mineralization | Ag | Zn, Pb, In, Ge, Ga | Ag, Zn, Pb, In, Ge, Ga | Bauer et al., 2019 |  | fba22_dSp-6 | fba22_dSp-6 | underground mine |  |  |  |  | ore material | grab | grab | mineral separate | [5 empty] | mineralisation |  |  |  | sphalerite | [6 empty] | galena, pyrite, arsenopyrite, quartz, fluorite, carbonate | polished sections | LA-ICPMS, EMPA | JEOL JXA-8530F equipped with a field emission gun (FEG) and five wavelength-dispersive spectrometers (WDS); 193-nm New Wave Research Excimer laser and an Agilent 7500i quadrupole ICP-MS | Helmholtz Institute Freiberg for Resource Technology (HIF); Friedrich-Alexander-Universität Erlangen-Nürnberg | EPMA: accelerating voltage of 20 kV and a beam current of 30 nA, and a defocused beam of 15 μm diameter. LA-ICP-MS: plasma power of 1320 W, He (0.65 L/min) and Ar (1.09 L/min) as carrier gases, Ar as plasma (14.9 L/min) and auxiliary gas (0.9 L/min), oxide rates of <0.4% ThO+/Th+, repetition rate of 20 Hz, beam spot size of 25 μm, irradiance of 0.74 GW/cm2, fluence of 3.7 J/cm2, 20 s background measurement and 20 s sample ablation, 60-s retention time | MASS-1 (Wilson et al. 2002); NIST SRM 610 and 612 (Pearce et al. 1997); MASS-1 as external Ge standard (57.8±2.6 μg/g Ge); NBS-127, IAEA-S-1, IAEA-S-2, IAEA-S-3, and an in-house Ag2S reference material (sulfur isotopes) |  |  |  |  | 71.4834 | [15 empty] | 0.3597 | [5 empty] | 0.075466 | [15 empty] | 1.3658 | [9 empty] | 49.8117 | [33 empty] | 9409.0156 | [15 empty] | 32.4378 |  | 8282.1571 |  |  |  | 1.6288 | [19 empty] | 1279.7229 | [13 empty] | 63.1286 |  |  |  |  | 2019 | Bauer, M.E., Burisch, M., Ostendorf, J., Krause, J., Frenzel, M., Seifert, T., and Gutzmer, J. (2019). Trace element geochemistry of sphalerite in contrasting hydrothermal fluid systems of the Freiberg district, Germany: insights from LA-ICP-MS analysis, near-infrared light microthermometry of sphalerite-hosted fluid inclusions, and sulfur isotope geochemistry. Mineralium Deposita, 54, 237–262. |  | DEU | Saxony
| Freiberg mining district | kb veins, eb veins, fba veins | Magmatic hydrothermal | Intrusion-related | hydrothermal vein-style silver mineralization | Ag | Zn, Pb, In, Ge, Ga | Ag, Zn, Pb, In, Ge, Ga | Bauer et al., 2019 |  | fba22_dSp-7 | fba22_dSp-7 | underground mine |  |  |  |  | ore material | grab | grab | mineral separate | [5 empty] | mineralisation |  |  |  | sphalerite | [6 empty] | galena, pyrite, arsenopyrite, quartz, fluorite, carbonate | polished sections | LA-ICPMS, EMPA | JEOL JXA-8530F equipped with a field emission gun (FEG) and five wavelength-dispersive spectrometers (WDS); 193-nm New Wave Research Excimer laser and an Agilent 7500i quadrupole ICP-MS | Helmholtz Institute Freiberg for Resource Technology (HIF); Friedrich-Alexander-Universität Erlangen-Nürnberg | EPMA: accelerating voltage of 20 kV and a beam current of 30 nA, and a defocused beam of 15 μm diameter. LA-ICP-MS: plasma power of 1320 W, He (0.65 L/min) and Ar (1.09 L/min) as carrier gases, Ar as plasma (14.9 L/min) and auxiliary gas (0.9 L/min), oxide rates of <0.4% ThO+/Th+, repetition rate of 20 Hz, beam spot size of 25 μm, irradiance of 0.74 GW/cm2, fluence of 3.7 J/cm2, 20 s background measurement and 20 s sample ablation, 60-s retention time | MASS-1 (Wilson et al. 2002); NIST SRM 610 and 612 (Pearce et al. 1997); MASS-1 as external Ge standard (57.8±2.6 μg/g Ge); NBS-127, IAEA-S-1, IAEA-S-2, IAEA-S-3, and an in-house Ag2S reference material (sulfur isotopes) |  |  |  |  | 49.6608 | [15 empty] | 0.1492 | [5 empty] | 0.072287 | [15 empty] | 1.2381 | [9 empty] | 26.0305 | [33 empty] | 6938.5436 | [15 empty] | 32.6016 |  | 6064.9062 | [23 empty] | 544.9154 | [13 empty] | 63.9486 |  |  |  |  | 2019 | Bauer, M.E., Burisch, M., Ostendorf, J., Krause, J., Frenzel, M., Seifert, T., and Gutzmer, J. (2019). Trace element geochemistry of sphalerite in contrasting hydrothermal fluid systems of the Freiberg district, Germany: insights from LA-ICP-MS analysis, near-infrared light microthermometry of sphalerite-hosted fluid inclusions, and sulfur isotope geochemistry. Mineralium Deposita, 54, 237–262. |  | DEU | Saxony
| Freiberg mining district | kb veins, eb veins, fba veins | Magmatic hydrothermal | Intrusion-related | hydrothermal vein-style silver mineralization | Ag | Zn, Pb, In, Ge, Ga | Ag, Zn, Pb, In, Ge, Ga | Bauer et al., 2019 |  | fba22_dSp-8 | fba22_dSp-8 | underground mine |  |  |  |  | ore material | grab | grab | mineral separate | [5 empty] | mineralisation |  |  |  | sphalerite | [6 empty] | galena, pyrite, arsenopyrite, quartz, fluorite, carbonate | polished sections | LA-ICPMS, EMPA | JEOL JXA-8530F equipped with a field emission gun (FEG) and five wavelength-dispersive spectrometers (WDS); 193-nm New Wave Research Excimer laser and an Agilent 7500i quadrupole ICP-MS | Helmholtz Institute Freiberg for Resource Technology (HIF); Friedrich-Alexander-Universität Erlangen-Nürnberg | EPMA: accelerating voltage of 20 kV and a beam current of 30 nA, and a defocused beam of 15 μm diameter. LA-ICP-MS: plasma power of 1320 W, He (0.65 L/min) and Ar (1.09 L/min) as carrier gases, Ar as plasma (14.9 L/min) and auxiliary gas (0.9 L/min), oxide rates of <0.4% ThO+/Th+, repetition rate of 20 Hz, beam spot size of 25 μm, irradiance of 0.74 GW/cm2, fluence of 3.7 J/cm2, 20 s background measurement and 20 s sample ablation, 60-s retention time | MASS-1 (Wilson et al. 2002); NIST SRM 610 and 612 (Pearce et al. 1997); MASS-1 as external Ge standard (57.8±2.6 μg/g Ge); NBS-127, IAEA-S-1, IAEA-S-2, IAEA-S-3, and an in-house Ag2S reference material (sulfur isotopes) |  |  |  |  | 115.8929 | [15 empty] | 0.0095 | [5 empty] | 0.087502 | [15 empty] | 1.2674 | [9 empty] | 3.7625 | [33 empty] | 12553.5258 | [15 empty] | 32.5362 |  | 7956.3184 | [23 empty] | 1467.1895 | [13 empty] | 64.2211 |  |  |  |  | 2019 | Bauer, M.E., Burisch, M., Ostendorf, J., Krause, J., Frenzel, M., Seifert, T., and Gutzmer, J. (2019). Trace element geochemistry of sphalerite in contrasting hydrothermal fluid systems of the Freiberg district, Germany: insights from LA-ICP-MS analysis, near-infrared light microthermometry of sphalerite-hosted fluid inclusions, and sulfur isotope geochemistry. Mineralium Deposita, 54, 237–262. |  | DEU | Saxony
| Freiberg mining district | kb veins, eb veins, fba veins | Magmatic hydrothermal | Intrusion-related | hydrothermal vein-style silver mineralization | Ag | Zn, Pb, In, Ge, Ga | Ag, Zn, Pb, In, Ge, Ga | Bauer et al., 2019 |  | fba22_dSp-9 | fba22_dSp-9 | underground mine |  |  |  |  | ore material | grab | grab | mineral separate | [5 empty] | mineralisation |  |  |  | sphalerite | [6 empty] | galena, pyrite, arsenopyrite, quartz, fluorite, carbonate | polished sections | LA-ICPMS, EMPA | JEOL JXA-8530F equipped with a field emission gun (FEG) and five wavelength-dispersive spectrometers (WDS); 193-nm New Wave Research Excimer laser and an Agilent 7500i quadrupole ICP-MS | Helmholtz Institute Freiberg for Resource Technology (HIF); Friedrich-Alexander-Universität Erlangen-Nürnberg | EPMA: accelerating voltage of 20 kV and a beam current of 30 nA, and a defocused beam of 15 μm diameter. LA-ICP-MS: plasma power of 1320 W, He (0.65 L/min) and Ar (1.09 L/min) as carrier gases, Ar as plasma (14.9 L/min) and auxiliary gas (0.9 L/min), oxide rates of <0.4% ThO+/Th+, repetition rate of 20 Hz, beam spot size of 25 μm, irradiance of 0.74 GW/cm2, fluence of 3.7 J/cm2, 20 s background measurement and 20 s sample ablation, 60-s retention time | MASS-1 (Wilson et al. 2002); NIST SRM 610 and 612 (Pearce et al. 1997); MASS-1 as external Ge standard (57.8±2.6 μg/g Ge); NBS-127, IAEA-S-1, IAEA-S-2, IAEA-S-3, and an in-house Ag2S reference material (sulfur isotopes) |  |  |  |  | 97.2489 | [21 empty] | 0.082085 | [15 empty] | 2.0086 | [9 empty] | 4.1078 | [33 empty] | 10437.5648 | [15 empty] | 32.472 |  | 7776.8401 |  |  |  | 1.7882 | [19 empty] | 1385.0802 | [13 empty] | 63.0552 |  |  |  |  | 2019 | Bauer, M.E., Burisch, M., Ostendorf, J., Krause, J., Frenzel, M., Seifert, T., and Gutzmer, J. (2019). Trace element geochemistry of sphalerite in contrasting hydrothermal fluid systems of the Freiberg district, Germany: insights from LA-ICP-MS analysis, near-infrared light microthermometry of sphalerite-hosted fluid inclusions, and sulfur isotope geochemistry. Mineralium Deposita, 54, 237–262. |  | DEU | Saxony
| Freiberg mining district | kb veins, eb veins, fba veins | Magmatic hydrothermal | Intrusion-related | hydrothermal vein-style silver mineralization | Ag | Zn, Pb, In, Ge, Ga | Ag, Zn, Pb, In, Ge, Ga | Bauer et al., 2019 |  | fba22_hSp-1 | fba22_hSp-1 | underground mine |  |  |  |  | ore material | grab | grab | mineral separate | [5 empty] | mineralisation |  |  |  | sphalerite | [6 empty] | galena, pyrite, arsenopyrite, quartz, fluorite, carbonate | polished sections | LA-ICPMS, EMPA | JEOL JXA-8530F equipped with a field emission gun (FEG) and five wavelength-dispersive spectrometers (WDS); 193-nm New Wave Research Excimer laser and an Agilent 7500i quadrupole ICP-MS | Helmholtz Institute Freiberg for Resource Technology (HIF); Friedrich-Alexander-Universität Erlangen-Nürnberg | EPMA: accelerating voltage of 20 kV and a beam current of 30 nA, and a defocused beam of 15 μm diameter. LA-ICP-MS: plasma power of 1320 W, He (0.65 L/min) and Ar (1.09 L/min) as carrier gases, Ar as plasma (14.9 L/min) and auxiliary gas (0.9 L/min), oxide rates of <0.4% ThO+/Th+, repetition rate of 20 Hz, beam spot size of 25 μm, irradiance of 0.74 GW/cm2, fluence of 3.7 J/cm2, 20 s background measurement and 20 s sample ablation, 60-s retention time | MASS-1 (Wilson et al. 2002); NIST SRM 610 and 612 (Pearce et al. 1997); MASS-1 as external Ge standard (57.8±2.6 μg/g Ge); NBS-127, IAEA-S-1, IAEA-S-2, IAEA-S-3, and an in-house Ag2S reference material (sulfur isotopes) |  |  |  |  | 73.6749 | [15 empty] | 0.4682 | [5 empty] | 0.040646 | [15 empty] | 1.9944 | [9 empty] | 69.0751 | [33 empty] | 10016.1361 | [15 empty] | 32.4449 |  | 8591.8658 |  |  |  | 1.3046 | [19 empty] | 1385.6319 | [13 empty] | 62.6715 |  |  |  |  | 2019 | Bauer, M.E., Burisch, M., Ostendorf, J., Krause, J., Frenzel, M., Seifert, T., and Gutzmer, J. (2019). Trace element geochemistry of sphalerite in contrasting hydrothermal fluid systems of the Freiberg district, Germany: insights from LA-ICP-MS analysis, near-infrared light microthermometry of sphalerite-hosted fluid inclusions, and sulfur isotope geochemistry. Mineralium Deposita, 54, 237–262. |  | DEU | Saxony
| Freiberg mining district | kb veins, eb veins, fba veins | Magmatic hydrothermal | Intrusion-related | hydrothermal vein-style silver mineralization | Ag | Zn, Pb, In, Ge, Ga | Ag, Zn, Pb, In, Ge, Ga | Bauer et al., 2019 |  | fba22_hSp-2 | fba22_hSp-2 | underground mine |  |  |  |  | ore material | grab | grab | mineral separate | [5 empty] | mineralisation |  |  |  | sphalerite | [6 empty] | galena, pyrite, arsenopyrite, quartz, fluorite, carbonate | polished sections | LA-ICPMS, EMPA | JEOL JXA-8530F equipped with a field emission gun (FEG) and five wavelength-dispersive spectrometers (WDS); 193-nm New Wave Research Excimer laser and an Agilent 7500i quadrupole ICP-MS | Helmholtz Institute Freiberg for Resource Technology (HIF); Friedrich-Alexander-Universität Erlangen-Nürnberg | EPMA: accelerating voltage of 20 kV and a beam current of 30 nA, and a defocused beam of 15 μm diameter. LA-ICP-MS: plasma power of 1320 W, He (0.65 L/min) and Ar (1.09 L/min) as carrier gases, Ar as plasma (14.9 L/min) and auxiliary gas (0.9 L/min), oxide rates of <0.4% ThO+/Th+, repetition rate of 20 Hz, beam spot size of 25 μm, irradiance of 0.74 GW/cm2, fluence of 3.7 J/cm2, 20 s background measurement and 20 s sample ablation, 60-s retention time | MASS-1 (Wilson et al. 2002); NIST SRM 610 and 612 (Pearce et al. 1997); MASS-1 as external Ge standard (57.8±2.6 μg/g Ge); NBS-127, IAEA-S-1, IAEA-S-2, IAEA-S-3, and an in-house Ag2S reference material (sulfur isotopes) |  |  |  |  | 90.9653 | [15 empty] | 0.0093 | [5 empty] | 0.075631 | [15 empty] | 1.9252 | [9 empty] | 4.6161 | [33 empty] | 9499.7383 | [15 empty] | 32.7111 |  | 8057.6403 | [23 empty] | 1385.2506 | [13 empty] | 63.0154 |  |  |  |  | 2019 | Bauer, M.E., Burisch, M., Ostendorf, J., Krause, J., Frenzel, M., Seifert, T., and Gutzmer, J. (2019). Trace element geochemistry of sphalerite in contrasting hydrothermal fluid systems of the Freiberg district, Germany: insights from LA-ICP-MS analysis, near-infrared light microthermometry of sphalerite-hosted fluid inclusions, and sulfur isotope geochemistry. Mineralium Deposita, 54, 237–262. |  | DEU | Saxony
| Freiberg mining district | kb veins, eb veins, fba veins | Magmatic hydrothermal | Intrusion-related | hydrothermal vein-style silver mineralization | Ag | Zn, Pb, In, Ge, Ga | Ag, Zn, Pb, In, Ge, Ga | Bauer et al., 2019 |  | fba22_hSp-3 | fba22_hSp-3 | underground mine |  |  |  |  | ore material | grab | grab | mineral separate | [5 empty] | mineralisation |  |  |  | sphalerite | [6 empty] | galena, pyrite, arsenopyrite, quartz, fluorite, carbonate | polished sections | LA-ICPMS, EMPA | JEOL JXA-8530F equipped with a field emission gun (FEG) and five wavelength-dispersive spectrometers (WDS); 193-nm New Wave Research Excimer laser and an Agilent 7500i quadrupole ICP-MS | Helmholtz Institute Freiberg for Resource Technology (HIF); Friedrich-Alexander-Universität Erlangen-Nürnberg | EPMA: accelerating voltage of 20 kV and a beam current of 30 nA, and a defocused beam of 15 μm diameter. LA-ICP-MS: plasma power of 1320 W, He (0.65 L/min) and Ar (1.09 L/min) as carrier gases, Ar as plasma (14.9 L/min) and auxiliary gas (0.9 L/min), oxide rates of <0.4% ThO+/Th+, repetition rate of 20 Hz, beam spot size of 25 μm, irradiance of 0.74 GW/cm2, fluence of 3.7 J/cm2, 20 s background measurement and 20 s sample ablation, 60-s retention time | MASS-1 (Wilson et al. 2002); NIST SRM 610 and 612 (Pearce et al. 1997); MASS-1 as external Ge standard (57.8±2.6 μg/g Ge); NBS-127, IAEA-S-1, IAEA-S-2, IAEA-S-3, and an in-house Ag2S reference material (sulfur isotopes) |  |  |  |  | 46.1049 | [15 empty] | 0.1885 | [21 empty] | 1.3998 | [9 empty] | 12.1378 | [33 empty] | 6501.3335 | [15 empty] | 32.6482 |  | 5830.9279 |  |  |  | 1.3262 | [19 empty] | 502.5765 | [13 empty] | 63.7818 |  |  |  |  | 2019 | Bauer, M.E., Burisch, M., Ostendorf, J., Krause, J., Frenzel, M., Seifert, T., and Gutzmer, J. (2019). Trace element geochemistry of sphalerite in contrasting hydrothermal fluid systems of the Freiberg district, Germany: insights from LA-ICP-MS analysis, near-infrared light microthermometry of sphalerite-hosted fluid inclusions, and sulfur isotope geochemistry. Mineralium Deposita, 54, 237–262. |  | DEU | Saxony
| Freiberg mining district | kb veins, eb veins, fba veins | Magmatic hydrothermal | Intrusion-related | hydrothermal vein-style silver mineralization | Ag | Zn, Pb, In, Ge, Ga | Ag, Zn, Pb, In, Ge, Ga | Bauer et al., 2019 |  | fba22_hSp-4 | fba22_hSp-4 | underground mine |  |  |  |  | ore material | grab | grab | mineral separate | [5 empty] | mineralisation |  |  |  | sphalerite | [6 empty] | galena, pyrite, arsenopyrite, quartz, fluorite, carbonate | polished sections | LA-ICPMS, EMPA | JEOL JXA-8530F equipped with a field emission gun (FEG) and five wavelength-dispersive spectrometers (WDS); 193-nm New Wave Research Excimer laser and an Agilent 7500i quadrupole ICP-MS | Helmholtz Institute Freiberg for Resource Technology (HIF); Friedrich-Alexander-Universität Erlangen-Nürnberg | EPMA: accelerating voltage of 20 kV and a beam current of 30 nA, and a defocused beam of 15 μm diameter. LA-ICP-MS: plasma power of 1320 W, He (0.65 L/min) and Ar (1.09 L/min) as carrier gases, Ar as plasma (14.9 L/min) and auxiliary gas (0.9 L/min), oxide rates of <0.4% ThO+/Th+, repetition rate of 20 Hz, beam spot size of 25 μm, irradiance of 0.74 GW/cm2, fluence of 3.7 J/cm2, 20 s background measurement and 20 s sample ablation, 60-s retention time | MASS-1 (Wilson et al. 2002); NIST SRM 610 and 612 (Pearce et al. 1997); MASS-1 as external Ge standard (57.8±2.6 μg/g Ge); NBS-127, IAEA-S-1, IAEA-S-2, IAEA-S-3, and an in-house Ag2S reference material (sulfur isotopes) |  |  |  |  | 65.8908 | [15 empty] | 0.3461 | [5 empty] | 0.047059 | [15 empty] | 1.5495 | [9 empty] | 4.8979 | [33 empty] | 6778.8145 | [15 empty] | 32.7073 |  | 6708.091 |  |  |  | 1.8096 | [19 empty] | 1101.7497 | [13 empty] | 64.0757 |  |  |  |  | 2019 | Bauer, M.E., Burisch, M., Ostendorf, J., Krause, J., Frenzel, M., Seifert, T., and Gutzmer, J. (2019). Trace element geochemistry of sphalerite in contrasting hydrothermal fluid systems of the Freiberg district, Germany: insights from LA-ICP-MS analysis, near-infrared light microthermometry of sphalerite-hosted fluid inclusions, and sulfur isotope geochemistry. Mineralium Deposita, 54, 237–262. |  | DEU | Saxony
| Freiberg mining district | kb veins, eb veins, fba veins | Magmatic hydrothermal | Intrusion-related | hydrothermal vein-style silver mineralization | Ag | Zn, Pb, In, Ge, Ga | Ag, Zn, Pb, In, Ge, Ga | Bauer et al., 2019 |  | fba22_hSp-5 | fba22_hSp-5 | underground mine |  |  |  |  | ore material | grab | grab | mineral separate | [5 empty] | mineralisation |  |  |  | sphalerite | [6 empty] | galena, pyrite, arsenopyrite, quartz, fluorite, carbonate | polished sections | LA-ICPMS, EMPA | JEOL JXA-8530F equipped with a field emission gun (FEG) and five wavelength-dispersive spectrometers (WDS); 193-nm New Wave Research Excimer laser and an Agilent 7500i quadrupole ICP-MS | Helmholtz Institute Freiberg for Resource Technology (HIF); Friedrich-Alexander-Universität Erlangen-Nürnberg | EPMA: accelerating voltage of 20 kV and a beam current of 30 nA, and a defocused beam of 15 μm diameter. LA-ICP-MS: plasma power of 1320 W, He (0.65 L/min) and Ar (1.09 L/min) as carrier gases, Ar as plasma (14.9 L/min) and auxiliary gas (0.9 L/min), oxide rates of <0.4% ThO+/Th+, repetition rate of 20 Hz, beam spot size of 25 μm, irradiance of 0.74 GW/cm2, fluence of 3.7 J/cm2, 20 s background measurement and 20 s sample ablation, 60-s retention time | MASS-1 (Wilson et al. 2002); NIST SRM 610 and 612 (Pearce et al. 1997); MASS-1 as external Ge standard (57.8±2.6 μg/g Ge); NBS-127, IAEA-S-1, IAEA-S-2, IAEA-S-3, and an in-house Ag2S reference material (sulfur isotopes) |  |  |  |  | 70.0215 | [15 empty] | 0.6708 | [5 empty] | 0.044696 | [15 empty] | 1.2884 | [9 empty] | 143.3947 | [33 empty] | 10966.6397 | [15 empty] | 32.5894 |  | 8186.1347 | [23 empty] | 1278.7764 | [13 empty] | 63.3288 |  |  |  |  | 2019 | Bauer, M.E., Burisch, M., Ostendorf, J., Krause, J., Frenzel, M., Seifert, T., and Gutzmer, J. (2019). Trace element geochemistry of sphalerite in contrasting hydrothermal fluid systems of the Freiberg district, Germany: insights from LA-ICP-MS analysis, near-infrared light microthermometry of sphalerite-hosted fluid inclusions, and sulfur isotope geochemistry. Mineralium Deposita, 54, 237–262. |  | DEU | Saxony
| Freiberg mining district | kb veins, eb veins, fba veins | Magmatic hydrothermal | Intrusion-related | hydrothermal vein-style silver mineralization | Ag | Zn, Pb, In, Ge, Ga | Ag, Zn, Pb, In, Ge, Ga | Bauer et al., 2019 |  | fba22_hSp-6 | fba22_hSp-6 | underground mine |  |  |  |  | ore material | grab | grab | mineral separate | [5 empty] | mineralisation |  |  |  | sphalerite | [6 empty] | galena, pyrite, arsenopyrite, quartz, fluorite, carbonate | polished sections | LA-ICPMS, EMPA | JEOL JXA-8530F equipped with a field emission gun (FEG) and five wavelength-dispersive spectrometers (WDS); 193-nm New Wave Research Excimer laser and an Agilent 7500i quadrupole ICP-MS | Helmholtz Institute Freiberg for Resource Technology (HIF); Friedrich-Alexander-Universität Erlangen-Nürnberg | EPMA: accelerating voltage of 20 kV and a beam current of 30 nA, and a defocused beam of 15 μm diameter. LA-ICP-MS: plasma power of 1320 W, He (0.65 L/min) and Ar (1.09 L/min) as carrier gases, Ar as plasma (14.9 L/min) and auxiliary gas (0.9 L/min), oxide rates of <0.4% ThO+/Th+, repetition rate of 20 Hz, beam spot size of 25 μm, irradiance of 0.74 GW/cm2, fluence of 3.7 J/cm2, 20 s background measurement and 20 s sample ablation, 60-s retention time | MASS-1 (Wilson et al. 2002); NIST SRM 610 and 612 (Pearce et al. 1997); MASS-1 as external Ge standard (57.8±2.6 μg/g Ge); NBS-127, IAEA-S-1, IAEA-S-2, IAEA-S-3, and an in-house Ag2S reference material (sulfur isotopes) |  |  |  |  | 43.749 | [15 empty] | 0.1481 | [21 empty] | 1.0362 | [9 empty] | 12.0921 | [33 empty] | 6066.9451 | [15 empty] | 32.7841 |  | 5901.6678 | [23 empty] | 905.1515 | [13 empty] | 64.3642 |  |  |  |  | 2019 | Bauer, M.E., Burisch, M., Ostendorf, J., Krause, J., Frenzel, M., Seifert, T., and Gutzmer, J. (2019). Trace element geochemistry of sphalerite in contrasting hydrothermal fluid systems of the Freiberg district, Germany: insights from LA-ICP-MS analysis, near-infrared light microthermometry of sphalerite-hosted fluid inclusions, and sulfur isotope geochemistry. Mineralium Deposita, 54, 237–262. |  | DEU | Saxony
| Freiberg mining district | kb veins, eb veins, fba veins | Magmatic hydrothermal | Intrusion-related | hydrothermal vein-style silver mineralization | Ag | Zn, Pb, In, Ge, Ga | Ag, Zn, Pb, In, Ge, Ga | Bauer et al., 2019 |  | fba22_hSp-7 | fba22_hSp-7 | underground mine |  |  |  |  | ore material | grab | grab | mineral separate | [5 empty] | mineralisation |  |  |  | sphalerite | [6 empty] | galena, pyrite, arsenopyrite, quartz, fluorite, carbonate | polished sections | LA-ICPMS, EMPA | JEOL JXA-8530F equipped with a field emission gun (FEG) and five wavelength-dispersive spectrometers (WDS); 193-nm New Wave Research Excimer laser and an Agilent 7500i quadrupole ICP-MS | Helmholtz Institute Freiberg for Resource Technology (HIF); Friedrich-Alexander-Universität Erlangen-Nürnberg | EPMA: accelerating voltage of 20 kV and a beam current of 30 nA, and a defocused beam of 15 μm diameter. LA-ICP-MS: plasma power of 1320 W, He (0.65 L/min) and Ar (1.09 L/min) as carrier gases, Ar as plasma (14.9 L/min) and auxiliary gas (0.9 L/min), oxide rates of <0.4% ThO+/Th+, repetition rate of 20 Hz, beam spot size of 25 μm, irradiance of 0.74 GW/cm2, fluence of 3.7 J/cm2, 20 s background measurement and 20 s sample ablation, 60-s retention time | MASS-1 (Wilson et al. 2002); NIST SRM 610 and 612 (Pearce et al. 1997); MASS-1 as external Ge standard (57.8±2.6 μg/g Ge); NBS-127, IAEA-S-1, IAEA-S-2, IAEA-S-3, and an in-house Ag2S reference material (sulfur isotopes) |  |  |  |  | 33.5549 | [15 empty] | 0.2346 | [5 empty] | 0.04485 | [15 empty] | 1.2147 | [9 empty] | 132.4766 | [33 empty] | 6501.8827 | [15 empty] | 32.5402 |  | 4428.3937 | [23 empty] | 363.1746 | [13 empty] | 64.251 |  |  |  |  | 2019 | Bauer, M.E., Burisch, M., Ostendorf, J., Krause, J., Frenzel, M., Seifert, T., and Gutzmer, J. (2019). Trace element geochemistry of sphalerite in contrasting hydrothermal fluid systems of the Freiberg district, Germany: insights from LA-ICP-MS analysis, near-infrared light microthermometry of sphalerite-hosted fluid inclusions, and sulfur isotope geochemistry. Mineralium Deposita, 54, 237–262. |  | DEU | Saxony
| Freiberg mining district | kb veins, eb veins, fba veins | Magmatic hydrothermal | Intrusion-related | hydrothermal vein-style silver mineralization | Ag | Zn, Pb, In, Ge, Ga | Ag, Zn, Pb, In, Ge, Ga | Bauer et al., 2019 |  | fba22_hSp-8 | fba22_hSp-8 | underground mine |  |  |  |  | ore material | grab | grab | mineral separate | [5 empty] | mineralisation |  |  |  | sphalerite | [6 empty] | galena, pyrite, arsenopyrite, quartz, fluorite, carbonate | polished sections | LA-ICPMS, EMPA | JEOL JXA-8530F equipped with a field emission gun (FEG) and five wavelength-dispersive spectrometers (WDS); 193-nm New Wave Research Excimer laser and an Agilent 7500i quadrupole ICP-MS | Helmholtz Institute Freiberg for Resource Technology (HIF); Friedrich-Alexander-Universität Erlangen-Nürnberg | EPMA: accelerating voltage of 20 kV and a beam current of 30 nA, and a defocused beam of 15 μm diameter. LA-ICP-MS: plasma power of 1320 W, He (0.65 L/min) and Ar (1.09 L/min) as carrier gases, Ar as plasma (14.9 L/min) and auxiliary gas (0.9 L/min), oxide rates of <0.4% ThO+/Th+, repetition rate of 20 Hz, beam spot size of 25 μm, irradiance of 0.74 GW/cm2, fluence of 3.7 J/cm2, 20 s background measurement and 20 s sample ablation, 60-s retention time | MASS-1 (Wilson et al. 2002); NIST SRM 610 and 612 (Pearce et al. 1997); MASS-1 as external Ge standard (57.8±2.6 μg/g Ge); NBS-127, IAEA-S-1, IAEA-S-2, IAEA-S-3, and an in-house Ag2S reference material (sulfur isotopes) |  |  |  |  | 46.2317 | [15 empty] | 0.7201 | [21 empty] | 1.114 | [9 empty] | 122.2732 | [33 empty] | 7174.0518 | [15 empty] | 32.5836 |  | 5983.576 | [23 empty] | 818.7227 | [13 empty] | 63.5407 |  |  |  |  | 2019 | Bauer, M.E., Burisch, M., Ostendorf, J., Krause, J., Frenzel, M., Seifert, T., and Gutzmer, J. (2019). Trace element geochemistry of sphalerite in contrasting hydrothermal fluid systems of the Freiberg district, Germany: insights from LA-ICP-MS analysis, near-infrared light microthermometry of sphalerite-hosted fluid inclusions, and sulfur isotope geochemistry. Mineralium Deposita, 54, 237–262. |  | DEU | Saxony
| Freiberg mining district | kb veins, eb veins, fba veins | Magmatic hydrothermal | Intrusion-related | hydrothermal vein-style silver mineralization | Ag | Zn, Pb, In, Ge, Ga | Ag, Zn, Pb, In, Ge, Ga | Bauer et al., 2019 |  | fba22_hSp-9 | fba22_hSp-9 | underground mine |  |  |  |  | ore material | grab | grab | mineral separate | [5 empty] | mineralisation |  |  |  | sphalerite | [6 empty] | galena, pyrite, arsenopyrite, quartz, fluorite, carbonate | polished sections | LA-ICPMS, EMPA | JEOL JXA-8530F equipped with a field emission gun (FEG) and five wavelength-dispersive spectrometers (WDS); 193-nm New Wave Research Excimer laser and an Agilent 7500i quadrupole ICP-MS | Helmholtz Institute Freiberg for Resource Technology (HIF); Friedrich-Alexander-Universität Erlangen-Nürnberg | EPMA: accelerating voltage of 20 kV and a beam current of 30 nA, and a defocused beam of 15 μm diameter. LA-ICP-MS: plasma power of 1320 W, He (0.65 L/min) and Ar (1.09 L/min) as carrier gases, Ar as plasma (14.9 L/min) and auxiliary gas (0.9 L/min), oxide rates of <0.4% ThO+/Th+, repetition rate of 20 Hz, beam spot size of 25 μm, irradiance of 0.74 GW/cm2, fluence of 3.7 J/cm2, 20 s background measurement and 20 s sample ablation, 60-s retention time | MASS-1 (Wilson et al. 2002); NIST SRM 610 and 612 (Pearce et al. 1997); MASS-1 as external Ge standard (57.8±2.6 μg/g Ge); NBS-127, IAEA-S-1, IAEA-S-2, IAEA-S-3, and an in-house Ag2S reference material (sulfur isotopes) |  |  |  |  | 67.8373 | [15 empty] | 0.5936 | [21 empty] | 1.4076 | [9 empty] | 51.1019 | [33 empty] | 9920.7257 | [15 empty] | 32.5017 |  | 7697.7575 |  |  |  | 1.2725 | [19 empty] | 1157.1156 | [13 empty] | 63.5347 |  |  |  |  | 2019 | Bauer, M.E., Burisch, M., Ostendorf, J., Krause, J., Frenzel, M., Seifert, T., and Gutzmer, J. (2019). Trace element geochemistry of sphalerite in contrasting hydrothermal fluid systems of the Freiberg district, Germany: insights from LA-ICP-MS analysis, near-infrared light microthermometry of sphalerite-hosted fluid inclusions, and sulfur isotope geochemistry. Mineralium Deposita, 54, 237–262. |  | DEU | Saxony
| Freiberg mining district | kb veins, eb veins, fba veins | Magmatic hydrothermal | Intrusion-related | hydrothermal vein-style silver mineralization | Ag | Zn, Pb, In, Ge, Ga | Ag, Zn, Pb, In, Ge, Ga | Bauer et al., 2019 |  | fba20_dSp-1 | fba20_dSp-1 | underground mine |  |  |  |  | ore material | grab | grab | mineral separate | [5 empty] | mineralisation |  |  |  | sphalerite | [6 empty] | galena, pyrite, arsenopyrite, quartz, fluorite, carbonate | polished sections | LA-ICPMS, EMPA | JEOL JXA-8530F equipped with a field emission gun (FEG) and five wavelength-dispersive spectrometers (WDS); 193-nm New Wave Research Excimer laser and an Agilent 7500i quadrupole ICP-MS | Helmholtz Institute Freiberg for Resource Technology (HIF); Friedrich-Alexander-Universität Erlangen-Nürnberg | EPMA: accelerating voltage of 20 kV and a beam current of 30 nA, and a defocused beam of 15 μm diameter. LA-ICP-MS: plasma power of 1320 W, He (0.65 L/min) and Ar (1.09 L/min) as carrier gases, Ar as plasma (14.9 L/min) and auxiliary gas (0.9 L/min), oxide rates of <0.4% ThO+/Th+, repetition rate of 20 Hz, beam spot size of 25 μm, irradiance of 0.74 GW/cm2, fluence of 3.7 J/cm2, 20 s background measurement and 20 s sample ablation, 60-s retention time | MASS-1 (Wilson et al. 2002); NIST SRM 610 and 612 (Pearce et al. 1997); MASS-1 as external Ge standard (57.8±2.6 μg/g Ge); NBS-127, IAEA-S-1, IAEA-S-2, IAEA-S-3, and an in-house Ag2S reference material (sulfur isotopes) |  |  |  |  | 110.6191 | [15 empty] | 0.0033 | [5 empty] | 0.040171 | [15 empty] | 2.1804 | [9 empty] | 3.7601 | [33 empty] | 9904.5817 | [15 empty] | 32.6437 |  | 6425.772 | [23 empty] | 1165.3815 | [13 empty] | 62.9814 |  |  |  |  | 2019 | Bauer, M.E., Burisch, M., Ostendorf, J., Krause, J., Frenzel, M., Seifert, T., and Gutzmer, J. (2019). Trace element geochemistry of sphalerite in contrasting hydrothermal fluid systems of the Freiberg district, Germany: insights from LA-ICP-MS analysis, near-infrared light microthermometry of sphalerite-hosted fluid inclusions, and sulfur isotope geochemistry. Mineralium Deposita, 54, 237–262. |  | DEU | Saxony
| Freiberg mining district | kb veins, eb veins, fba veins | Magmatic hydrothermal | Intrusion-related | hydrothermal vein-style silver mineralization | Ag | Zn, Pb, In, Ge, Ga | Ag, Zn, Pb, In, Ge, Ga | Bauer et al., 2019 |  | fba20_dSp-2 | fba20_dSp-2 | underground mine |  |  |  |  | ore material | grab | grab | mineral separate | [5 empty] | mineralisation |  |  |  | sphalerite | [6 empty] | galena, pyrite, arsenopyrite, quartz, fluorite, carbonate | polished sections | LA-ICPMS, EMPA | JEOL JXA-8530F equipped with a field emission gun (FEG) and five wavelength-dispersive spectrometers (WDS); 193-nm New Wave Research Excimer laser and an Agilent 7500i quadrupole ICP-MS | Helmholtz Institute Freiberg for Resource Technology (HIF); Friedrich-Alexander-Universität Erlangen-Nürnberg | EPMA: accelerating voltage of 20 kV and a beam current of 30 nA, and a defocused beam of 15 μm diameter. LA-ICP-MS: plasma power of 1320 W, He (0.65 L/min) and Ar (1.09 L/min) as carrier gases, Ar as plasma (14.9 L/min) and auxiliary gas (0.9 L/min), oxide rates of <0.4% ThO+/Th+, repetition rate of 20 Hz, beam spot size of 25 μm, irradiance of 0.74 GW/cm2, fluence of 3.7 J/cm2, 20 s background measurement and 20 s sample ablation, 60-s retention time | MASS-1 (Wilson et al. 2002); NIST SRM 610 and 612 (Pearce et al. 1997); MASS-1 as external Ge standard (57.8±2.6 μg/g Ge); NBS-127, IAEA-S-1, IAEA-S-2, IAEA-S-3, and an in-house Ag2S reference material (sulfur isotopes) |  |  |  |  | 70.9883 | [15 empty] | 0.0605 | [5 empty] | 0.039768 | [15 empty] | 1.3117 | [9 empty] | 3.3671 | [33 empty] | 10692.7728 | [15 empty] | 32.5218 |  | 7641.5981 |  |  |  | 1.7959 | [19 empty] | 1318.5523 | [13 empty] | 63.7975 |  |  |  |  | 2019 | Bauer, M.E., Burisch, M., Ostendorf, J., Krause, J., Frenzel, M., Seifert, T., and Gutzmer, J. (2019). Trace element geochemistry of sphalerite in contrasting hydrothermal fluid systems of the Freiberg district, Germany: insights from LA-ICP-MS analysis, near-infrared light microthermometry of sphalerite-hosted fluid inclusions, and sulfur isotope geochemistry. Mineralium Deposita, 54, 237–262. |  | DEU | Saxony
| Freiberg mining district | kb veins, eb veins, fba veins | Magmatic hydrothermal | Intrusion-related | hydrothermal vein-style silver mineralization | Ag | Zn, Pb, In, Ge, Ga | Ag, Zn, Pb, In, Ge, Ga | Bauer et al., 2019 |  | fba20_dSp-3 | fba20_dSp-3 | underground mine |  |  |  |  | ore material | grab | grab | mineral separate | [5 empty] | mineralisation |  |  |  | sphalerite | [6 empty] | galena, pyrite, arsenopyrite, quartz, fluorite, carbonate | polished sections | LA-ICPMS, EMPA | JEOL JXA-8530F equipped with a field emission gun (FEG) and five wavelength-dispersive spectrometers (WDS); 193-nm New Wave Research Excimer laser and an Agilent 7500i quadrupole ICP-MS | Helmholtz Institute Freiberg for Resource Technology (HIF); Friedrich-Alexander-Universität Erlangen-Nürnberg | EPMA: accelerating voltage of 20 kV and a beam current of 30 nA, and a defocused beam of 15 μm diameter. LA-ICP-MS: plasma power of 1320 W, He (0.65 L/min) and Ar (1.09 L/min) as carrier gases, Ar as plasma (14.9 L/min) and auxiliary gas (0.9 L/min), oxide rates of <0.4% ThO+/Th+, repetition rate of 20 Hz, beam spot size of 25 μm, irradiance of 0.74 GW/cm2, fluence of 3.7 J/cm2, 20 s background measurement and 20 s sample ablation, 60-s retention time | MASS-1 (Wilson et al. 2002); NIST SRM 610 and 612 (Pearce et al. 1997); MASS-1 as external Ge standard (57.8±2.6 μg/g Ge); NBS-127, IAEA-S-1, IAEA-S-2, IAEA-S-3, and an in-house Ag2S reference material (sulfur isotopes) |  |  |  |  | 67.8588 | [15 empty] | 0.0773 | [5 empty] | 0.08061 | [15 empty] | 1.0852 | [9 empty] | 4.2251 | [33 empty] | 9435.9699 | [15 empty] | 32.6382 |  | 7299.3211 |  |  |  | 1.7986 | [19 empty] | 1096.1219 | [13 empty] | 64.1562 |  |  |  |  | 2019 | Bauer, M.E., Burisch, M., Ostendorf, J., Krause, J., Frenzel, M., Seifert, T., and Gutzmer, J. (2019). Trace element geochemistry of sphalerite in contrasting hydrothermal fluid systems of the Freiberg district, Germany: insights from LA-ICP-MS analysis, near-infrared light microthermometry of sphalerite-hosted fluid inclusions, and sulfur isotope geochemistry. Mineralium Deposita, 54, 237–262. |  | DEU | Saxony
| Freiberg mining district | kb veins, eb veins, fba veins | Magmatic hydrothermal | Intrusion-related | hydrothermal vein-style silver mineralization | Ag | Zn, Pb, In, Ge, Ga | Ag, Zn, Pb, In, Ge, Ga | Bauer et al., 2019 |  | fba20_dSp-4 | fba20_dSp-4 | underground mine |  |  |  |  | ore material | grab | grab | mineral separate | [5 empty] | mineralisation |  |  |  | sphalerite | [6 empty] | galena, pyrite, arsenopyrite, quartz, fluorite, carbonate | polished sections | LA-ICPMS, EMPA | JEOL JXA-8530F equipped with a field emission gun (FEG) and five wavelength-dispersive spectrometers (WDS); 193-nm New Wave Research Excimer laser and an Agilent 7500i quadrupole ICP-MS | Helmholtz Institute Freiberg for Resource Technology (HIF); Friedrich-Alexander-Universität Erlangen-Nürnberg | EPMA: accelerating voltage of 20 kV and a beam current of 30 nA, and a defocused beam of 15 μm diameter. LA-ICP-MS: plasma power of 1320 W, He (0.65 L/min) and Ar (1.09 L/min) as carrier gases, Ar as plasma (14.9 L/min) and auxiliary gas (0.9 L/min), oxide rates of <0.4% ThO+/Th+, repetition rate of 20 Hz, beam spot size of 25 μm, irradiance of 0.74 GW/cm2, fluence of 3.7 J/cm2, 20 s background measurement and 20 s sample ablation, 60-s retention time | MASS-1 (Wilson et al. 2002); NIST SRM 610 and 612 (Pearce et al. 1997); MASS-1 as external Ge standard (57.8±2.6 μg/g Ge); NBS-127, IAEA-S-1, IAEA-S-2, IAEA-S-3, and an in-house Ag2S reference material (sulfur isotopes) |  |  |  |  | 65.9256 | [15 empty] | 0.2975 | [21 empty] | 1.6064 | [9 empty] | 42.8535 | [33 empty] | 9580.9291 | [15 empty] | 32.6581 |  | 7543.5549 | [23 empty] | 1250.8081 | [13 empty] | 63.1408 |  |  |  |  | 2019 | Bauer, M.E., Burisch, M., Ostendorf, J., Krause, J., Frenzel, M., Seifert, T., and Gutzmer, J. (2019). Trace element geochemistry of sphalerite in contrasting hydrothermal fluid systems of the Freiberg district, Germany: insights from LA-ICP-MS analysis, near-infrared light microthermometry of sphalerite-hosted fluid inclusions, and sulfur isotope geochemistry. Mineralium Deposita, 54, 237–262. |  | DEU | Saxony
| Freiberg mining district | kb veins, eb veins, fba veins | Magmatic hydrothermal | Intrusion-related | hydrothermal vein-style silver mineralization | Ag | Zn, Pb, In, Ge, Ga | Ag, Zn, Pb, In, Ge, Ga | Bauer et al., 2019 |  | fba20_dSp-5 | fba20_dSp-5 | underground mine |  |  |  |  | ore material | grab | grab | mineral separate | [5 empty] | mineralisation |  |  |  | sphalerite | [6 empty] | galena, pyrite, arsenopyrite, quartz, fluorite, carbonate | polished sections | LA-ICPMS, EMPA | JEOL JXA-8530F equipped with a field emission gun (FEG) and five wavelength-dispersive spectrometers (WDS); 193-nm New Wave Research Excimer laser and an Agilent 7500i quadrupole ICP-MS | Helmholtz Institute Freiberg for Resource Technology (HIF); Friedrich-Alexander-Universität Erlangen-Nürnberg | EPMA: accelerating voltage of 20 kV and a beam current of 30 nA, and a defocused beam of 15 μm diameter. LA-ICP-MS: plasma power of 1320 W, He (0.65 L/min) and Ar (1.09 L/min) as carrier gases, Ar as plasma (14.9 L/min) and auxiliary gas (0.9 L/min), oxide rates of <0.4% ThO+/Th+, repetition rate of 20 Hz, beam spot size of 25 μm, irradiance of 0.74 GW/cm2, fluence of 3.7 J/cm2, 20 s background measurement and 20 s sample ablation, 60-s retention time | MASS-1 (Wilson et al. 2002); NIST SRM 610 and 612 (Pearce et al. 1997); MASS-1 as external Ge standard (57.8±2.6 μg/g Ge); NBS-127, IAEA-S-1, IAEA-S-2, IAEA-S-3, and an in-house Ag2S reference material (sulfur isotopes) |  |  |  |  | 49.2701 | [15 empty] | 0.0663 | [21 empty] | 1.5214 | [9 empty] | 3.9792 | [33 empty] | 7041.2876 | [15 empty] | 32.7208 |  | 5608.9988 | [23 empty] | 522.4976 | [13 empty] | 63.7745 |  |  |  |  | 2019 | Bauer, M.E., Burisch, M., Ostendorf, J., Krause, J., Frenzel, M., Seifert, T., and Gutzmer, J. (2019). Trace element geochemistry of sphalerite in contrasting hydrothermal fluid systems of the Freiberg district, Germany: insights from LA-ICP-MS analysis, near-infrared light microthermometry of sphalerite-hosted fluid inclusions, and sulfur isotope geochemistry. Mineralium Deposita, 54, 237–262. |  | DEU | Saxony
| Freiberg mining district | kb veins, eb veins, fba veins | Magmatic hydrothermal | Intrusion-related | hydrothermal vein-style silver mineralization | Ag | Zn, Pb, In, Ge, Ga | Ag, Zn, Pb, In, Ge, Ga | Bauer et al., 2019 |  | fba20_dSp-6 | fba20_dSp-6 | underground mine |  |  |  |  | ore material | grab | grab | mineral separate | [5 empty] | mineralisation |  |  |  | sphalerite | [6 empty] | galena, pyrite, arsenopyrite, quartz, fluorite, carbonate | polished sections | LA-ICPMS, EMPA | JEOL JXA-8530F equipped with a field emission gun (FEG) and five wavelength-dispersive spectrometers (WDS); 193-nm New Wave Research Excimer laser and an Agilent 7500i quadrupole ICP-MS | Helmholtz Institute Freiberg for Resource Technology (HIF); Friedrich-Alexander-Universität Erlangen-Nürnberg | EPMA: accelerating voltage of 20 kV and a beam current of 30 nA, and a defocused beam of 15 μm diameter. LA-ICP-MS: plasma power of 1320 W, He (0.65 L/min) and Ar (1.09 L/min) as carrier gases, Ar as plasma (14.9 L/min) and auxiliary gas (0.9 L/min), oxide rates of <0.4% ThO+/Th+, repetition rate of 20 Hz, beam spot size of 25 μm, irradiance of 0.74 GW/cm2, fluence of 3.7 J/cm2, 20 s background measurement and 20 s sample ablation, 60-s retention time | MASS-1 (Wilson et al. 2002); NIST SRM 610 and 612 (Pearce et al. 1997); MASS-1 as external Ge standard (57.8±2.6 μg/g Ge); NBS-127, IAEA-S-1, IAEA-S-2, IAEA-S-3, and an in-house Ag2S reference material (sulfur isotopes) |  |  |  |  | 71.7712 | [15 empty] | 0.0811 | [21 empty] | 1.2657 | [9 empty] | 2.9374 | [33 empty] | 9396.7026 | [15 empty] | 32.6199 |  | 7396.5621 |  |  |  | 1.7495 | [19 empty] | 1191.2954 | [13 empty] | 63.8758 |  |  |  |  | 2019 | Bauer, M.E., Burisch, M., Ostendorf, J., Krause, J., Frenzel, M., Seifert, T., and Gutzmer, J. (2019). Trace element geochemistry of sphalerite in contrasting hydrothermal fluid systems of the Freiberg district, Germany: insights from LA-ICP-MS analysis, near-infrared light microthermometry of sphalerite-hosted fluid inclusions, and sulfur isotope geochemistry. Mineralium Deposita, 54, 237–262. |  | DEU | Saxony
| Freiberg mining district | kb veins, eb veins, fba veins | Magmatic hydrothermal | Intrusion-related | hydrothermal vein-style silver mineralization | Ag | Zn, Pb, In, Ge, Ga | Ag, Zn, Pb, In, Ge, Ga | Bauer et al., 2019 |  | fba20_dSp-7 | fba20_dSp-7 | underground mine |  |  |  |  | ore material | grab | grab | mineral separate | [5 empty] | mineralisation |  |  |  | sphalerite | [6 empty] | galena, pyrite, arsenopyrite, quartz, fluorite, carbonate | polished sections | LA-ICPMS, EMPA | JEOL JXA-8530F equipped with a field emission gun (FEG) and five wavelength-dispersive spectrometers (WDS); 193-nm New Wave Research Excimer laser and an Agilent 7500i quadrupole ICP-MS | Helmholtz Institute Freiberg for Resource Technology (HIF); Friedrich-Alexander-Universität Erlangen-Nürnberg | EPMA: accelerating voltage of 20 kV and a beam current of 30 nA, and a defocused beam of 15 μm diameter. LA-ICP-MS: plasma power of 1320 W, He (0.65 L/min) and Ar (1.09 L/min) as carrier gases, Ar as plasma (14.9 L/min) and auxiliary gas (0.9 L/min), oxide rates of <0.4% ThO+/Th+, repetition rate of 20 Hz, beam spot size of 25 μm, irradiance of 0.74 GW/cm2, fluence of 3.7 J/cm2, 20 s background measurement and 20 s sample ablation, 60-s retention time | MASS-1 (Wilson et al. 2002); NIST SRM 610 and 612 (Pearce et al. 1997); MASS-1 as external Ge standard (57.8±2.6 μg/g Ge); NBS-127, IAEA-S-1, IAEA-S-2, IAEA-S-3, and an in-house Ag2S reference material (sulfur isotopes) |  |  |  |  | 39.2542 | [15 empty] | 0.0954 | [21 empty] | 1.3086 | [9 empty] | 4.0982 | [33 empty] | 6717.2881 | [15 empty] | 32.6684 |  | 5137.3949 | [23 empty] | 425.3151 | [13 empty] | 64.5668 |  |  |  |  | 2019 | Bauer, M.E., Burisch, M., Ostendorf, J., Krause, J., Frenzel, M., Seifert, T., and Gutzmer, J. (2019). Trace element geochemistry of sphalerite in contrasting hydrothermal fluid systems of the Freiberg district, Germany: insights from LA-ICP-MS analysis, near-infrared light microthermometry of sphalerite-hosted fluid inclusions, and sulfur isotope geochemistry. Mineralium Deposita, 54, 237–262. |  | DEU | Saxony
| Freiberg mining district | kb veins, eb veins, fba veins | Magmatic hydrothermal | Intrusion-related | hydrothermal vein-style silver mineralization | Ag | Zn, Pb, In, Ge, Ga | Ag, Zn, Pb, In, Ge, Ga | Bauer et al., 2019 |  | fba20_dSp-8 | fba20_dSp-8 | underground mine |  |  |  |  | ore material | grab | grab | mineral separate | [5 empty] | mineralisation |  |  |  | sphalerite | [6 empty] | galena, pyrite, arsenopyrite, quartz, fluorite, carbonate | polished sections | LA-ICPMS, EMPA | JEOL JXA-8530F equipped with a field emission gun (FEG) and five wavelength-dispersive spectrometers (WDS); 193-nm New Wave Research Excimer laser and an Agilent 7500i quadrupole ICP-MS | Helmholtz Institute Freiberg for Resource Technology (HIF); Friedrich-Alexander-Universität Erlangen-Nürnberg | EPMA: accelerating voltage of 20 kV and a beam current of 30 nA, and a defocused beam of 15 μm diameter. LA-ICP-MS: plasma power of 1320 W, He (0.65 L/min) and Ar (1.09 L/min) as carrier gases, Ar as plasma (14.9 L/min) and auxiliary gas (0.9 L/min), oxide rates of <0.4% ThO+/Th+, repetition rate of 20 Hz, beam spot size of 25 μm, irradiance of 0.74 GW/cm2, fluence of 3.7 J/cm2, 20 s background measurement and 20 s sample ablation, 60-s retention time | MASS-1 (Wilson et al. 2002); NIST SRM 610 and 612 (Pearce et al. 1997); MASS-1 as external Ge standard (57.8±2.6 μg/g Ge); NBS-127, IAEA-S-1, IAEA-S-2, IAEA-S-3, and an in-house Ag2S reference material (sulfur isotopes) |  |  |  |  | 67.3268 | [15 empty] | 0.0453 | [5 empty] | 0.043362 | [15 empty] | 1.2281 | [9 empty] | 3.0296 | [33 empty] | 9664.2372 | [15 empty] | 32.6693 |  | 7141.595 | [23 empty] | 574.9108 | [13 empty] | 64.0127 |  |  |  |  | 2019 | Bauer, M.E., Burisch, M., Ostendorf, J., Krause, J., Frenzel, M., Seifert, T., and Gutzmer, J. (2019). Trace element geochemistry of sphalerite in contrasting hydrothermal fluid systems of the Freiberg district, Germany: insights from LA-ICP-MS analysis, near-infrared light microthermometry of sphalerite-hosted fluid inclusions, and sulfur isotope geochemistry. Mineralium Deposita, 54, 237–262. |  | DEU | Saxony
| Freiberg mining district | kb veins, eb veins, fba veins | Magmatic hydrothermal | Intrusion-related | hydrothermal vein-style silver mineralization | Ag | Zn, Pb, In, Ge, Ga | Ag, Zn, Pb, In, Ge, Ga | Bauer et al., 2019 |  | fba20_dSp-9 | fba20_dSp-9 | underground mine |  |  |  |  | ore material | grab | grab | mineral separate | [5 empty] | mineralisation |  |  |  | sphalerite | [6 empty] | galena, pyrite, arsenopyrite, quartz, fluorite, carbonate | polished sections | LA-ICPMS, EMPA | JEOL JXA-8530F equipped with a field emission gun (FEG) and five wavelength-dispersive spectrometers (WDS); 193-nm New Wave Research Excimer laser and an Agilent 7500i quadrupole ICP-MS | Helmholtz Institute Freiberg for Resource Technology (HIF); Friedrich-Alexander-Universität Erlangen-Nürnberg | EPMA: accelerating voltage of 20 kV and a beam current of 30 nA, and a defocused beam of 15 μm diameter. LA-ICP-MS: plasma power of 1320 W, He (0.65 L/min) and Ar (1.09 L/min) as carrier gases, Ar as plasma (14.9 L/min) and auxiliary gas (0.9 L/min), oxide rates of <0.4% ThO+/Th+, repetition rate of 20 Hz, beam spot size of 25 μm, irradiance of 0.74 GW/cm2, fluence of 3.7 J/cm2, 20 s background measurement and 20 s sample ablation, 60-s retention time | MASS-1 (Wilson et al. 2002); NIST SRM 610 and 612 (Pearce et al. 1997); MASS-1 as external Ge standard (57.8±2.6 μg/g Ge); NBS-127, IAEA-S-1, IAEA-S-2, IAEA-S-3, and an in-house Ag2S reference material (sulfur isotopes) |  |  |  |  | 26.7871 | [15 empty] | 0.5021 | [21 empty] | 1.4099 | [9 empty] | 25.9977 | [33 empty] | 4539.0729 | [15 empty] | 32.7322 |  | 3627.8956 | [23 empty] | 279.7453 | [13 empty] | 64.3575 |  |  |  |  | 2019 | Bauer, M.E., Burisch, M., Ostendorf, J., Krause, J., Frenzel, M., Seifert, T., and Gutzmer, J. (2019). Trace element geochemistry of sphalerite in contrasting hydrothermal fluid systems of the Freiberg district, Germany: insights from LA-ICP-MS analysis, near-infrared light microthermometry of sphalerite-hosted fluid inclusions, and sulfur isotope geochemistry. Mineralium Deposita, 54, 237–262. |  | DEU | Saxony
| Freiberg mining district | kb veins, eb veins, fba veins | Magmatic hydrothermal | Intrusion-related | hydrothermal vein-style silver mineralization | Ag | Zn, Pb, In, Ge, Ga | Ag, Zn, Pb, In, Ge, Ga | Bauer et al., 2019 |  | fba03-1 | fba03-1 | underground mine |  |  |  |  | ore material | grab | grab | mineral separate | [5 empty] | mineralisation |  |  |  | sphalerite | [6 empty] | galena, pyrite, arsenopyrite, quartz, fluorite, carbonate | polished sections | LA-ICPMS, EMPA | JEOL JXA-8530F equipped with a field emission gun (FEG) and five wavelength-dispersive spectrometers (WDS); 193-nm New Wave Research Excimer laser and an Agilent 7500i quadrupole ICP-MS | Helmholtz Institute Freiberg for Resource Technology (HIF); Friedrich-Alexander-Universität Erlangen-Nürnberg | EPMA: accelerating voltage of 20 kV and a beam current of 30 nA, and a defocused beam of 15 μm diameter. LA-ICP-MS: plasma power of 1320 W, He (0.65 L/min) and Ar (1.09 L/min) as carrier gases, Ar as plasma (14.9 L/min) and auxiliary gas (0.9 L/min), oxide rates of <0.4% ThO+/Th+, repetition rate of 20 Hz, beam spot size of 25 μm, irradiance of 0.74 GW/cm2, fluence of 3.7 J/cm2, 20 s background measurement and 20 s sample ablation, 60-s retention time | MASS-1 (Wilson et al. 2002); NIST SRM 610 and 612 (Pearce et al. 1997); MASS-1 as external Ge standard (57.8±2.6 μg/g Ge); NBS-127, IAEA-S-1, IAEA-S-2, IAEA-S-3, and an in-house Ag2S reference material (sulfur isotopes) |  |  |  |  | 3.0341 | [15 empty] | 0.2172 | [5 empty] | 4.1458 | [15 empty] | 0.0755 | [9 empty] | 47.2155 | [33 empty] | 9.1667 | [15 empty] | 32.7597 |  | 79.6047 | [37 empty] | 66.1965 |  |  |  |  | 2019 | Bauer, M.E., Burisch, M., Ostendorf, J., Krause, J., Frenzel, M., Seifert, T., and Gutzmer, J. (2019). Trace element geochemistry of sphalerite in contrasting hydrothermal fluid systems of the Freiberg district, Germany: insights from LA-ICP-MS analysis, near-infrared light microthermometry of sphalerite-hosted fluid inclusions, and sulfur isotope geochemistry. Mineralium Deposita, 54, 237–262. |  | DEU | Saxony
| Freiberg mining district | kb veins, eb veins, fba veins | Magmatic hydrothermal | Intrusion-related | hydrothermal vein-style silver mineralization | Ag | Zn, Pb, In, Ge, Ga | Ag, Zn, Pb, In, Ge, Ga | Bauer et al., 2019 |  | fba03-2 | fba03-2 | underground mine |  |  |  |  | ore material | grab | grab | mineral separate | [5 empty] | mineralisation |  |  |  | sphalerite | [6 empty] | galena, pyrite, arsenopyrite, quartz, fluorite, carbonate | polished sections | LA-ICPMS, EMPA | JEOL JXA-8530F equipped with a field emission gun (FEG) and five wavelength-dispersive spectrometers (WDS); 193-nm New Wave Research Excimer laser and an Agilent 7500i quadrupole ICP-MS | Helmholtz Institute Freiberg for Resource Technology (HIF); Friedrich-Alexander-Universität Erlangen-Nürnberg | EPMA: accelerating voltage of 20 kV and a beam current of 30 nA, and a defocused beam of 15 μm diameter. LA-ICP-MS: plasma power of 1320 W, He (0.65 L/min) and Ar (1.09 L/min) as carrier gases, Ar as plasma (14.9 L/min) and auxiliary gas (0.9 L/min), oxide rates of <0.4% ThO+/Th+, repetition rate of 20 Hz, beam spot size of 25 μm, irradiance of 0.74 GW/cm2, fluence of 3.7 J/cm2, 20 s background measurement and 20 s sample ablation, 60-s retention time | MASS-1 (Wilson et al. 2002); NIST SRM 610 and 612 (Pearce et al. 1997); MASS-1 as external Ge standard (57.8±2.6 μg/g Ge); NBS-127, IAEA-S-1, IAEA-S-2, IAEA-S-3, and an in-house Ag2S reference material (sulfur isotopes) |  |  |  |  | 0.26083 | [15 empty] | 0.2178 | [5 empty] | 3.5589 | [15 empty] | 0.1267 | [9 empty] | 57.9955 | [33 empty] | 0.88097 | [15 empty] | 32.8638 |  | 2.6046 | [37 empty] | 66.4462 |  |  |  |  | 2019 | Bauer, M.E., Burisch, M., Ostendorf, J., Krause, J., Frenzel, M., Seifert, T., and Gutzmer, J. (2019). Trace element geochemistry of sphalerite in contrasting hydrothermal fluid systems of the Freiberg district, Germany: insights from LA-ICP-MS analysis, near-infrared light microthermometry of sphalerite-hosted fluid inclusions, and sulfur isotope geochemistry. Mineralium Deposita, 54, 237–262. |  | DEU | Saxony
| Freiberg mining district | kb veins, eb veins, fba veins | Magmatic hydrothermal | Intrusion-related | hydrothermal vein-style silver mineralization | Ag | Zn, Pb, In, Ge, Ga | Ag, Zn, Pb, In, Ge, Ga | Bauer et al., 2019 |  | fba03-3 | fba03-3 | underground mine |  |  |  |  | ore material | grab | grab | mineral separate | [5 empty] | mineralisation |  |  |  | sphalerite | [6 empty] | galena, pyrite, arsenopyrite, quartz, fluorite, carbonate | polished sections | LA-ICPMS, EMPA | JEOL JXA-8530F equipped with a field emission gun (FEG) and five wavelength-dispersive spectrometers (WDS); 193-nm New Wave Research Excimer laser and an Agilent 7500i quadrupole ICP-MS | Helmholtz Institute Freiberg for Resource Technology (HIF); Friedrich-Alexander-Universität Erlangen-Nürnberg | EPMA: accelerating voltage of 20 kV and a beam current of 30 nA, and a defocused beam of 15 μm diameter. LA-ICP-MS: plasma power of 1320 W, He (0.65 L/min) and Ar (1.09 L/min) as carrier gases, Ar as plasma (14.9 L/min) and auxiliary gas (0.9 L/min), oxide rates of <0.4% ThO+/Th+, repetition rate of 20 Hz, beam spot size of 25 μm, irradiance of 0.74 GW/cm2, fluence of 3.7 J/cm2, 20 s background measurement and 20 s sample ablation, 60-s retention time | MASS-1 (Wilson et al. 2002); NIST SRM 610 and 612 (Pearce et al. 1997); MASS-1 as external Ge standard (57.8±2.6 μg/g Ge); NBS-127, IAEA-S-1, IAEA-S-2, IAEA-S-3, and an in-house Ag2S reference material (sulfur isotopes) |  |  |  |  | 0.2911 | [15 empty] | 0.9439 | [5 empty] | 2.9729 | [15 empty] | 0.1353 | [9 empty] | 90.1314 | [33 empty] | 1.0165 | [15 empty] | 32.8655 |  | 1.0611 | [37 empty] | 65.7232 |  |  |  |  | 2019 | Bauer, M.E., Burisch, M., Ostendorf, J., Krause, J., Frenzel, M., Seifert, T., and Gutzmer, J. (2019). Trace element geochemistry of sphalerite in contrasting hydrothermal fluid systems of the Freiberg district, Germany: insights from LA-ICP-MS analysis, near-infrared light microthermometry of sphalerite-hosted fluid inclusions, and sulfur isotope geochemistry. Mineralium Deposita, 54, 237–262. |  | DEU | Saxony
| Freiberg mining district | kb veins, eb veins, fba veins | Magmatic hydrothermal | Intrusion-related | hydrothermal vein-style silver mineralization | Ag | Zn, Pb, In, Ge, Ga | Ag, Zn, Pb, In, Ge, Ga | Bauer et al., 2019 |  | fba03-4 | fba03-4 | underground mine |  |  |  |  | ore material | grab | grab | mineral separate | [5 empty] | mineralisation |  |  |  | sphalerite | [6 empty] | galena, pyrite, arsenopyrite, quartz, fluorite, carbonate | polished sections | LA-ICPMS, EMPA | JEOL JXA-8530F equipped with a field emission gun (FEG) and five wavelength-dispersive spectrometers (WDS); 193-nm New Wave Research Excimer laser and an Agilent 7500i quadrupole ICP-MS | Helmholtz Institute Freiberg for Resource Technology (HIF); Friedrich-Alexander-Universität Erlangen-Nürnberg | EPMA: accelerating voltage of 20 kV and a beam current of 30 nA, and a defocused beam of 15 μm diameter. LA-ICP-MS: plasma power of 1320 W, He (0.65 L/min) and Ar (1.09 L/min) as carrier gases, Ar as plasma (14.9 L/min) and auxiliary gas (0.9 L/min), oxide rates of <0.4% ThO+/Th+, repetition rate of 20 Hz, beam spot size of 25 μm, irradiance of 0.74 GW/cm2, fluence of 3.7 J/cm2, 20 s background measurement and 20 s sample ablation, 60-s retention time | MASS-1 (Wilson et al. 2002); NIST SRM 610 and 612 (Pearce et al. 1997); MASS-1 as external Ge standard (57.8±2.6 μg/g Ge); NBS-127, IAEA-S-1, IAEA-S-2, IAEA-S-3, and an in-house Ag2S reference material (sulfur isotopes) |  |  |  |  | 0.59831 | [15 empty] | 0.156 | [5 empty] | 0.81878 | [15 empty] | 0.1669 | [9 empty] | 50.0808 | [33 empty] | 0.61284 | [15 empty] | 33.0375 |  | 0.9747 | [37 empty] | 66.5651 |  |  |  |  | 2019 | Bauer, M.E., Burisch, M., Ostendorf, J., Krause, J., Frenzel, M., Seifert, T., and Gutzmer, J. (2019). Trace element geochemistry of sphalerite in contrasting hydrothermal fluid systems of the Freiberg district, Germany: insights from LA-ICP-MS analysis, near-infrared light microthermometry of sphalerite-hosted fluid inclusions, and sulfur isotope geochemistry. Mineralium Deposita, 54, 237–262. |  | DEU | Saxony
| Freiberg mining district | kb veins, eb veins, fba veins | Magmatic hydrothermal | Intrusion-related | hydrothermal vein-style silver mineralization | Ag | Zn, Pb, In, Ge, Ga | Ag, Zn, Pb, In, Ge, Ga | Bauer et al., 2019 |  | fba03-5 | fba03-5 | underground mine |  |  |  |  | ore material | grab | grab | mineral separate | [5 empty] | mineralisation |  |  |  | sphalerite | [6 empty] | galena, pyrite, arsenopyrite, quartz, fluorite, carbonate | polished sections | LA-ICPMS, EMPA | JEOL JXA-8530F equipped with a field emission gun (FEG) and five wavelength-dispersive spectrometers (WDS); 193-nm New Wave Research Excimer laser and an Agilent 7500i quadrupole ICP-MS | Helmholtz Institute Freiberg for Resource Technology (HIF); Friedrich-Alexander-Universität Erlangen-Nürnberg | EPMA: accelerating voltage of 20 kV and a beam current of 30 nA, and a defocused beam of 15 μm diameter. LA-ICP-MS: plasma power of 1320 W, He (0.65 L/min) and Ar (1.09 L/min) as carrier gases, Ar as plasma (14.9 L/min) and auxiliary gas (0.9 L/min), oxide rates of <0.4% ThO+/Th+, repetition rate of 20 Hz, beam spot size of 25 μm, irradiance of 0.74 GW/cm2, fluence of 3.7 J/cm2, 20 s background measurement and 20 s sample ablation, 60-s retention time | MASS-1 (Wilson et al. 2002); NIST SRM 610 and 612 (Pearce et al. 1997); MASS-1 as external Ge standard (57.8±2.6 μg/g Ge); NBS-127, IAEA-S-1, IAEA-S-2, IAEA-S-3, and an in-house Ag2S reference material (sulfur isotopes) |  |  |  |  | 2.8406 | [15 empty] | 0.4212 | [5 empty] | 4.4449 | [15 empty] | 0.0775 | [9 empty] | 64.8048 | [33 empty] | 10.9272 | [15 empty] | 32.7438 |  | 93.3177 | [23 empty] | 0.036137 | [13 empty] | 66.2436 |  |  |  |  | 2019 | Bauer, M.E., Burisch, M., Ostendorf, J., Krause, J., Frenzel, M., Seifert, T., and Gutzmer, J. (2019). Trace element geochemistry of sphalerite in contrasting hydrothermal fluid systems of the Freiberg district, Germany: insights from LA-ICP-MS analysis, near-infrared light microthermometry of sphalerite-hosted fluid inclusions, and sulfur isotope geochemistry. Mineralium Deposita, 54, 237–262. |  | DEU | Saxony
| Freiberg mining district | kb veins, eb veins, fba veins | Magmatic hydrothermal | Intrusion-related | hydrothermal vein-style silver mineralization | Ag | Zn, Pb, In, Ge, Ga | Ag, Zn, Pb, In, Ge, Ga | Bauer et al., 2019 |  | fba03-6 | fba03-6 | underground mine |  |  |  |  | ore material | grab | grab | mineral separate | [5 empty] | mineralisation |  |  |  | sphalerite | [6 empty] | galena, pyrite, arsenopyrite, quartz, fluorite, carbonate | polished sections | LA-ICPMS, EMPA | JEOL JXA-8530F equipped with a field emission gun (FEG) and five wavelength-dispersive spectrometers (WDS); 193-nm New Wave Research Excimer laser and an Agilent 7500i quadrupole ICP-MS | Helmholtz Institute Freiberg for Resource Technology (HIF); Friedrich-Alexander-Universität Erlangen-Nürnberg | EPMA: accelerating voltage of 20 kV and a beam current of 30 nA, and a defocused beam of 15 μm diameter. LA-ICP-MS: plasma power of 1320 W, He (0.65 L/min) and Ar (1.09 L/min) as carrier gases, Ar as plasma (14.9 L/min) and auxiliary gas (0.9 L/min), oxide rates of <0.4% ThO+/Th+, repetition rate of 20 Hz, beam spot size of 25 μm, irradiance of 0.74 GW/cm2, fluence of 3.7 J/cm2, 20 s background measurement and 20 s sample ablation, 60-s retention time | MASS-1 (Wilson et al. 2002); NIST SRM 610 and 612 (Pearce et al. 1997); MASS-1 as external Ge standard (57.8±2.6 μg/g Ge); NBS-127, IAEA-S-1, IAEA-S-2, IAEA-S-3, and an in-house Ag2S reference material (sulfur isotopes) |  |  |  |  | 2.095 | [15 empty] | 0.1839 | [5 empty] | 0.23365 | [15 empty] | 0.2075 | [9 empty] | 46.4796 | [33 empty] | 0.94238 | [15 empty] | 33.1114 |  | 18.5389 |  |  |  | 1.7009 | [33 empty] | 65.9834 |  |  |  |  | 2019 | Bauer, M.E., Burisch, M., Ostendorf, J., Krause, J., Frenzel, M., Seifert, T., and Gutzmer, J. (2019). Trace element geochemistry of sphalerite in contrasting hydrothermal fluid systems of the Freiberg district, Germany: insights from LA-ICP-MS analysis, near-infrared light microthermometry of sphalerite-hosted fluid inclusions, and sulfur isotope geochemistry. Mineralium Deposita, 54, 237–262. |  | DEU | Saxony
| Freiberg mining district | kb veins, eb veins, fba veins | Magmatic hydrothermal | Intrusion-related | hydrothermal vein-style silver mineralization | Ag | Zn, Pb, In, Ge, Ga | Ag, Zn, Pb, In, Ge, Ga | Bauer et al., 2019 |  | fba03-7 | fba03-7 | underground mine |  |  |  |  | ore material | grab | grab | mineral separate | [5 empty] | mineralisation |  |  |  | sphalerite | [6 empty] | galena, pyrite, arsenopyrite, quartz, fluorite, carbonate | polished sections | LA-ICPMS, EMPA | JEOL JXA-8530F equipped with a field emission gun (FEG) and five wavelength-dispersive spectrometers (WDS); 193-nm New Wave Research Excimer laser and an Agilent 7500i quadrupole ICP-MS | Helmholtz Institute Freiberg for Resource Technology (HIF); Friedrich-Alexander-Universität Erlangen-Nürnberg | EPMA: accelerating voltage of 20 kV and a beam current of 30 nA, and a defocused beam of 15 μm diameter. LA-ICP-MS: plasma power of 1320 W, He (0.65 L/min) and Ar (1.09 L/min) as carrier gases, Ar as plasma (14.9 L/min) and auxiliary gas (0.9 L/min), oxide rates of <0.4% ThO+/Th+, repetition rate of 20 Hz, beam spot size of 25 μm, irradiance of 0.74 GW/cm2, fluence of 3.7 J/cm2, 20 s background measurement and 20 s sample ablation, 60-s retention time | MASS-1 (Wilson et al. 2002); NIST SRM 610 and 612 (Pearce et al. 1997); MASS-1 as external Ge standard (57.8±2.6 μg/g Ge); NBS-127, IAEA-S-1, IAEA-S-2, IAEA-S-3, and an in-house Ag2S reference material (sulfur isotopes) |  |  |  |  | 0.48429 | [15 empty] | 0.2255 | [5 empty] | 4.3949 | [15 empty] | 0.0615 | [9 empty] | 90.3329 | [33 empty] | 2.1034 | [15 empty] | 32.8891 |  | 9.3565 | [37 empty] | 66.5648 |  |  |  |  | 2019 | Bauer, M.E., Burisch, M., Ostendorf, J., Krause, J., Frenzel, M., Seifert, T., and Gutzmer, J. (2019). Trace element geochemistry of sphalerite in contrasting hydrothermal fluid systems of the Freiberg district, Germany: insights from LA-ICP-MS analysis, near-infrared light microthermometry of sphalerite-hosted fluid inclusions, and sulfur isotope geochemistry. Mineralium Deposita, 54, 237–262. |  | DEU | Saxony
| Freiberg mining district | kb veins, eb veins, fba veins | Magmatic hydrothermal | Intrusion-related | hydrothermal vein-style silver mineralization | Ag | Zn, Pb, In, Ge, Ga | Ag, Zn, Pb, In, Ge, Ga | Bauer et al., 2019 |  | fba03-8 | fba03-8 | underground mine |  |  |  |  | ore material | grab | grab | mineral separate | [5 empty] | mineralisation |  |  |  | sphalerite | [6 empty] | galena, pyrite, arsenopyrite, quartz, fluorite, carbonate | polished sections | LA-ICPMS, EMPA | JEOL JXA-8530F equipped with a field emission gun (FEG) and five wavelength-dispersive spectrometers (WDS); 193-nm New Wave Research Excimer laser and an Agilent 7500i quadrupole ICP-MS | Helmholtz Institute Freiberg for Resource Technology (HIF); Friedrich-Alexander-Universität Erlangen-Nürnberg | EPMA: accelerating voltage of 20 kV and a beam current of 30 nA, and a defocused beam of 15 μm diameter. LA-ICP-MS: plasma power of 1320 W, He (0.65 L/min) and Ar (1.09 L/min) as carrier gases, Ar as plasma (14.9 L/min) and auxiliary gas (0.9 L/min), oxide rates of <0.4% ThO+/Th+, repetition rate of 20 Hz, beam spot size of 25 μm, irradiance of 0.74 GW/cm2, fluence of 3.7 J/cm2, 20 s background measurement and 20 s sample ablation, 60-s retention time | MASS-1 (Wilson et al. 2002); NIST SRM 610 and 612 (Pearce et al. 1997); MASS-1 as external Ge standard (57.8±2.6 μg/g Ge); NBS-127, IAEA-S-1, IAEA-S-2, IAEA-S-3, and an in-house Ag2S reference material (sulfur isotopes) |  |  |  |  | 2.9298 | [15 empty] | 0.2561 | [5 empty] | 2.2988 | [15 empty] | 0.0988 | [9 empty] | 80.8883 | [33 empty] | 31.6946 | [15 empty] | 32.7882 |  | 206.9136 | [23 empty] | 0.41859 | [13 empty] | 66.1213 |  |  |  |  | 2019 | Bauer, M.E., Burisch, M., Ostendorf, J., Krause, J., Frenzel, M., Seifert, T., and Gutzmer, J. (2019). Trace element geochemistry of sphalerite in contrasting hydrothermal fluid systems of the Freiberg district, Germany: insights from LA-ICP-MS analysis, near-infrared light microthermometry of sphalerite-hosted fluid inclusions, and sulfur isotope geochemistry. Mineralium Deposita, 54, 237–262. |  | DEU | Saxony
| Freiberg mining district | kb veins, eb veins, fba veins | Magmatic hydrothermal | Intrusion-related | hydrothermal vein-style silver mineralization | Ag | Zn, Pb, In, Ge, Ga | Ag, Zn, Pb, In, Ge, Ga | Bauer et al., 2019 |  | fba03-9 | fba03-9 | underground mine |  |  |  |  | ore material | grab | grab | mineral separate | [5 empty] | mineralisation |  |  |  | sphalerite | [6 empty] | galena, pyrite, arsenopyrite, quartz, fluorite, carbonate | polished sections | LA-ICPMS, EMPA | JEOL JXA-8530F equipped with a field emission gun (FEG) and five wavelength-dispersive spectrometers (WDS); 193-nm New Wave Research Excimer laser and an Agilent 7500i quadrupole ICP-MS | Helmholtz Institute Freiberg for Resource Technology (HIF); Friedrich-Alexander-Universität Erlangen-Nürnberg | EPMA: accelerating voltage of 20 kV and a beam current of 30 nA, and a defocused beam of 15 μm diameter. LA-ICP-MS: plasma power of 1320 W, He (0.65 L/min) and Ar (1.09 L/min) as carrier gases, Ar as plasma (14.9 L/min) and auxiliary gas (0.9 L/min), oxide rates of <0.4% ThO+/Th+, repetition rate of 20 Hz, beam spot size of 25 μm, irradiance of 0.74 GW/cm2, fluence of 3.7 J/cm2, 20 s background measurement and 20 s sample ablation, 60-s retention time | MASS-1 (Wilson et al. 2002); NIST SRM 610 and 612 (Pearce et al. 1997); MASS-1 as external Ge standard (57.8±2.6 μg/g Ge); NBS-127, IAEA-S-1, IAEA-S-2, IAEA-S-3, and an in-house Ag2S reference material (sulfur isotopes) |  |  |  |  | 0.28118 | [15 empty] | 0.2694 | [5 empty] | 0.63552 | [15 empty] | 0.1948 | [9 empty] | 56.2528 | [33 empty] | 0.56729 | [15 empty] | 32.8248 |  | 0.72563 |  |  |  | 1.7884 | [19 empty] | 0.038262 | [13 empty] | 66.191 |  |  |  |  | 2019 | Bauer, M.E., Burisch, M., Ostendorf, J., Krause, J., Frenzel, M., Seifert, T., and Gutzmer, J. (2019). Trace element geochemistry of sphalerite in contrasting hydrothermal fluid systems of the Freiberg district, Germany: insights from LA-ICP-MS analysis, near-infrared light microthermometry of sphalerite-hosted fluid inclusions, and sulfur isotope geochemistry. Mineralium Deposita, 54, 237–262. |  | DEU | Saxony
| Freiberg mining district | kb veins, eb veins, fba veins | Magmatic hydrothermal | Intrusion-related | hydrothermal vein-style silver mineralization | Ag | Zn, Pb, In, Ge, Ga | Ag, Zn, Pb, In, Ge, Ga | Bauer et al., 2019 |  | fba03-10 | fba03-10 | underground mine |  |  |  |  | ore material | grab | grab | mineral separate | [5 empty] | mineralisation |  |  |  | sphalerite | [6 empty] | galena, pyrite, arsenopyrite, quartz, fluorite, carbonate | polished sections | LA-ICPMS, EMPA | JEOL JXA-8530F equipped with a field emission gun (FEG) and five wavelength-dispersive spectrometers (WDS); 193-nm New Wave Research Excimer laser and an Agilent 7500i quadrupole ICP-MS | Helmholtz Institute Freiberg for Resource Technology (HIF); Friedrich-Alexander-Universität Erlangen-Nürnberg | EPMA: accelerating voltage of 20 kV and a beam current of 30 nA, and a defocused beam of 15 μm diameter. LA-ICP-MS: plasma power of 1320 W, He (0.65 L/min) and Ar (1.09 L/min) as carrier gases, Ar as plasma (14.9 L/min) and auxiliary gas (0.9 L/min), oxide rates of <0.4% ThO+/Th+, repetition rate of 20 Hz, beam spot size of 25 μm, irradiance of 0.74 GW/cm2, fluence of 3.7 J/cm2, 20 s background measurement and 20 s sample ablation, 60-s retention time | MASS-1 (Wilson et al. 2002); NIST SRM 610 and 612 (Pearce et al. 1997); MASS-1 as external Ge standard (57.8±2.6 μg/g Ge); NBS-127, IAEA-S-1, IAEA-S-2, IAEA-S-3, and an in-house Ag2S reference material (sulfur isotopes) |  |  |  |  | 0.26809 | [15 empty] | 0.1826 | [5 empty] | 0.33276 | [15 empty] | 0.1691 | [9 empty] | 41.4645 | [33 empty] | 0.85877 | [15 empty] | 32.8624 |  | 2.0006 |  |  |  | 1.7405 | [33 empty] | 66.2915 |  |  |  |  | 2019 | Bauer, M.E., Burisch, M., Ostendorf, J., Krause, J., Frenzel, M., Seifert, T., and Gutzmer, J. (2019). Trace element geochemistry of sphalerite in contrasting hydrothermal fluid systems of the Freiberg district, Germany: insights from LA-ICP-MS analysis, near-infrared light microthermometry of sphalerite-hosted fluid inclusions, and sulfur isotope geochemistry. Mineralium Deposita, 54, 237–262. |  | DEU | Saxony
| Freiberg mining district | kb veins, eb veins, fba veins | Magmatic hydrothermal | Intrusion-related | hydrothermal vein-style silver mineralization | Ag | Zn, Pb, In, Ge, Ga | Ag, Zn, Pb, In, Ge, Ga | Bauer et al., 2019 |  | fba04-1 | fba04-1 | underground mine |  |  |  |  | ore material | grab | grab | mineral separate | [5 empty] | mineralisation |  |  |  | sphalerite | [6 empty] | galena, pyrite, arsenopyrite, quartz, fluorite, carbonate | polished sections | LA-ICPMS, EMPA | JEOL JXA-8530F equipped with a field emission gun (FEG) and five wavelength-dispersive spectrometers (WDS); 193-nm New Wave Research Excimer laser and an Agilent 7500i quadrupole ICP-MS | Helmholtz Institute Freiberg for Resource Technology (HIF); Friedrich-Alexander-Universität Erlangen-Nürnberg | EPMA: accelerating voltage of 20 kV and a beam current of 30 nA, and a defocused beam of 15 μm diameter. LA-ICP-MS: plasma power of 1320 W, He (0.65 L/min) and Ar (1.09 L/min) as carrier gases, Ar as plasma (14.9 L/min) and auxiliary gas (0.9 L/min), oxide rates of <0.4% ThO+/Th+, repetition rate of 20 Hz, beam spot size of 25 μm, irradiance of 0.74 GW/cm2, fluence of 3.7 J/cm2, 20 s background measurement and 20 s sample ablation, 60-s retention time | MASS-1 (Wilson et al. 2002); NIST SRM 610 and 612 (Pearce et al. 1997); MASS-1 as external Ge standard (57.8±2.6 μg/g Ge); NBS-127, IAEA-S-1, IAEA-S-2, IAEA-S-3, and an in-house Ag2S reference material (sulfur isotopes) | [20 empty] | 0.1626 | [5 empty] | 0.12764 | [15 empty] | 0.168 | [9 empty] | 35.5277 | [33 empty] | 0.72133 | [15 empty] | 32.8568 |  | 0.75333 | [37 empty] | 66.2383 |  |  |  |  | 2019 | Bauer, M.E., Burisch, M., Ostendorf, J., Krause, J., Frenzel, M., Seifert, T., and Gutzmer, J. (2019). Trace element geochemistry of sphalerite in contrasting hydrothermal fluid systems of the Freiberg district, Germany: insights from LA-ICP-MS analysis, near-infrared light microthermometry of sphalerite-hosted fluid inclusions, and sulfur isotope geochemistry. Mineralium Deposita, 54, 237–262. |  | DEU | Saxony
| Freiberg mining district | kb veins, eb veins, fba veins | Magmatic hydrothermal | Intrusion-related | hydrothermal vein-style silver mineralization | Ag | Zn, Pb, In, Ge, Ga | Ag, Zn, Pb, In, Ge, Ga | Bauer et al., 2019 |  | fba04-2 | fba04-2 | underground mine |  |  |  |  | ore material | grab | grab | mineral separate | [5 empty] | mineralisation |  |  |  | sphalerite | [6 empty] | galena, pyrite, arsenopyrite, quartz, fluorite, carbonate | polished sections | LA-ICPMS, EMPA | JEOL JXA-8530F equipped with a field emission gun (FEG) and five wavelength-dispersive spectrometers (WDS); 193-nm New Wave Research Excimer laser and an Agilent 7500i quadrupole ICP-MS | Helmholtz Institute Freiberg for Resource Technology (HIF); Friedrich-Alexander-Universität Erlangen-Nürnberg | EPMA: accelerating voltage of 20 kV and a beam current of 30 nA, and a defocused beam of 15 μm diameter. LA-ICP-MS: plasma power of 1320 W, He (0.65 L/min) and Ar (1.09 L/min) as carrier gases, Ar as plasma (14.9 L/min) and auxiliary gas (0.9 L/min), oxide rates of <0.4% ThO+/Th+, repetition rate of 20 Hz, beam spot size of 25 μm, irradiance of 0.74 GW/cm2, fluence of 3.7 J/cm2, 20 s background measurement and 20 s sample ablation, 60-s retention time | MASS-1 (Wilson et al. 2002); NIST SRM 610 and 612 (Pearce et al. 1997); MASS-1 as external Ge standard (57.8±2.6 μg/g Ge); NBS-127, IAEA-S-1, IAEA-S-2, IAEA-S-3, and an in-house Ag2S reference material (sulfur isotopes) |  |  |  |  | 1.7382 | [15 empty] | 0.2326 | [5 empty] | 4.1083 | [15 empty] | 0.1206 | [9 empty] | 30.1769 | [33 empty] | 6.9385 | [15 empty] | 32.7302 |  | 91.1815 | [23 empty] | 0.042718 | [13 empty] | 66.4918 |  |  |  |  | 2019 | Bauer, M.E., Burisch, M., Ostendorf, J., Krause, J., Frenzel, M., Seifert, T., and Gutzmer, J. (2019). Trace element geochemistry of sphalerite in contrasting hydrothermal fluid systems of the Freiberg district, Germany: insights from LA-ICP-MS analysis, near-infrared light microthermometry of sphalerite-hosted fluid inclusions, and sulfur isotope geochemistry. Mineralium Deposita, 54, 237–262. |  | DEU | Saxony
| Freiberg mining district | kb veins, eb veins, fba veins | Magmatic hydrothermal | Intrusion-related | hydrothermal vein-style silver mineralization | Ag | Zn, Pb, In, Ge, Ga | Ag, Zn, Pb, In, Ge, Ga | Bauer et al., 2019 |  | fba04-3 | fba04-3 | underground mine |  |  |  |  | ore material | grab | grab | mineral separate | [5 empty] | mineralisation |  |  |  | sphalerite | [6 empty] | galena, pyrite, arsenopyrite, quartz, fluorite, carbonate | polished sections | LA-ICPMS, EMPA | JEOL JXA-8530F equipped with a field emission gun (FEG) and five wavelength-dispersive spectrometers (WDS); 193-nm New Wave Research Excimer laser and an Agilent 7500i quadrupole ICP-MS | Helmholtz Institute Freiberg for Resource Technology (HIF); Friedrich-Alexander-Universität Erlangen-Nürnberg | EPMA: accelerating voltage of 20 kV and a beam current of 30 nA, and a defocused beam of 15 μm diameter. LA-ICP-MS: plasma power of 1320 W, He (0.65 L/min) and Ar (1.09 L/min) as carrier gases, Ar as plasma (14.9 L/min) and auxiliary gas (0.9 L/min), oxide rates of <0.4% ThO+/Th+, repetition rate of 20 Hz, beam spot size of 25 μm, irradiance of 0.74 GW/cm2, fluence of 3.7 J/cm2, 20 s background measurement and 20 s sample ablation, 60-s retention time | MASS-1 (Wilson et al. 2002); NIST SRM 610 and 612 (Pearce et al. 1997); MASS-1 as external Ge standard (57.8±2.6 μg/g Ge); NBS-127, IAEA-S-1, IAEA-S-2, IAEA-S-3, and an in-house Ag2S reference material (sulfur isotopes) |  |  |  |  | 0.72784 | [15 empty] | 0.0657 | [5 empty] | 4.3764 | [15 empty] | 0.0707 | [9 empty] | 25.7942 | [33 empty] | 6.1524 | [15 empty] | 32.7655 |  | 24.9144 |  |  |  | 1.6778 | [19 empty] | 0.039549 | [13 empty] | 66.224 |  |  |  |  | 2019 | Bauer, M.E., Burisch, M., Ostendorf, J., Krause, J., Frenzel, M., Seifert, T., and Gutzmer, J. (2019). Trace element geochemistry of sphalerite in contrasting hydrothermal fluid systems of the Freiberg district, Germany: insights from LA-ICP-MS analysis, near-infrared light microthermometry of sphalerite-hosted fluid inclusions, and sulfur isotope geochemistry. Mineralium Deposita, 54, 237–262. |  | DEU | Saxony
| Freiberg mining district | kb veins, eb veins, fba veins | Magmatic hydrothermal | Intrusion-related | hydrothermal vein-style silver mineralization | Ag | Zn, Pb, In, Ge, Ga | Ag, Zn, Pb, In, Ge, Ga | Bauer et al., 2019 |  | fba04-4 | fba04-4 | underground mine |  |  |  |  | ore material | grab | grab | mineral separate | [5 empty] | mineralisation |  |  |  | sphalerite | [6 empty] | galena, pyrite, arsenopyrite, quartz, fluorite, carbonate | polished sections | LA-ICPMS, EMPA | JEOL JXA-8530F equipped with a field emission gun (FEG) and five wavelength-dispersive spectrometers (WDS); 193-nm New Wave Research Excimer laser and an Agilent 7500i quadrupole ICP-MS | Helmholtz Institute Freiberg for Resource Technology (HIF); Friedrich-Alexander-Universität Erlangen-Nürnberg | EPMA: accelerating voltage of 20 kV and a beam current of 30 nA, and a defocused beam of 15 μm diameter. LA-ICP-MS: plasma power of 1320 W, He (0.65 L/min) and Ar (1.09 L/min) as carrier gases, Ar as plasma (14.9 L/min) and auxiliary gas (0.9 L/min), oxide rates of <0.4% ThO+/Th+, repetition rate of 20 Hz, beam spot size of 25 μm, irradiance of 0.74 GW/cm2, fluence of 3.7 J/cm2, 20 s background measurement and 20 s sample ablation, 60-s retention time | MASS-1 (Wilson et al. 2002); NIST SRM 610 and 612 (Pearce et al. 1997); MASS-1 as external Ge standard (57.8±2.6 μg/g Ge); NBS-127, IAEA-S-1, IAEA-S-2, IAEA-S-3, and an in-house Ag2S reference material (sulfur isotopes) |  |  |  |  | 0.27965 | [15 empty] | 0.1781 | [5 empty] | 0.32978 | [15 empty] | 0.1726 | [9 empty] | 49.7001 | [33 empty] | 2.0899 | [15 empty] | 32.7238 |  | 3.5467 | [23 empty] | 0.17139 | [13 empty] | 66.2495 |  |  |  |  | 2019 | Bauer, M.E., Burisch, M., Ostendorf, J., Krause, J., Frenzel, M., Seifert, T., and Gutzmer, J. (2019). Trace element geochemistry of sphalerite in contrasting hydrothermal fluid systems of the Freiberg district, Germany: insights from LA-ICP-MS analysis, near-infrared light microthermometry of sphalerite-hosted fluid inclusions, and sulfur isotope geochemistry. Mineralium Deposita, 54, 237–262. |  | DEU | Saxony
| Freiberg mining district | kb veins, eb veins, fba veins | Magmatic hydrothermal | Intrusion-related | hydrothermal vein-style silver mineralization | Ag | Zn, Pb, In, Ge, Ga | Ag, Zn, Pb, In, Ge, Ga | Bauer et al., 2019 |  | fba04-5 | fba04-5 | underground mine |  |  |  |  | ore material | grab | grab | mineral separate | [5 empty] | mineralisation |  |  |  | sphalerite | [6 empty] | galena, pyrite, arsenopyrite, quartz, fluorite, carbonate | polished sections | LA-ICPMS, EMPA | JEOL JXA-8530F equipped with a field emission gun (FEG) and five wavelength-dispersive spectrometers (WDS); 193-nm New Wave Research Excimer laser and an Agilent 7500i quadrupole ICP-MS | Helmholtz Institute Freiberg for Resource Technology (HIF); Friedrich-Alexander-Universität Erlangen-Nürnberg | EPMA: accelerating voltage of 20 kV and a beam current of 30 nA, and a defocused beam of 15 μm diameter. LA-ICP-MS: plasma power of 1320 W, He (0.65 L/min) and Ar (1.09 L/min) as carrier gases, Ar as plasma (14.9 L/min) and auxiliary gas (0.9 L/min), oxide rates of <0.4% ThO+/Th+, repetition rate of 20 Hz, beam spot size of 25 μm, irradiance of 0.74 GW/cm2, fluence of 3.7 J/cm2, 20 s background measurement and 20 s sample ablation, 60-s retention time | MASS-1 (Wilson et al. 2002); NIST SRM 610 and 612 (Pearce et al. 1997); MASS-1 as external Ge standard (57.8±2.6 μg/g Ge); NBS-127, IAEA-S-1, IAEA-S-2, IAEA-S-3, and an in-house Ag2S reference material (sulfur isotopes) |  |  |  |  | 0.88985 | [15 empty] | 0.2166 | [5 empty] | 1.4955 | [15 empty] | 0.1408 | [9 empty] | 38.3717 | [33 empty] | 2.5243 | [15 empty] | 32.8343 |  | 13.8863 |  |  |  | 1.3689 | [19 empty] | 0.035792 | [13 empty] | 66.1962 |  |  |  |  | 2019 | Bauer, M.E., Burisch, M., Ostendorf, J., Krause, J., Frenzel, M., Seifert, T., and Gutzmer, J. (2019). Trace element geochemistry of sphalerite in contrasting hydrothermal fluid systems of the Freiberg district, Germany: insights from LA-ICP-MS analysis, near-infrared light microthermometry of sphalerite-hosted fluid inclusions, and sulfur isotope geochemistry. Mineralium Deposita, 54, 237–262. |  | DEU | Saxony
| Freiberg mining district | kb veins, eb veins, fba veins | Magmatic hydrothermal | Intrusion-related | hydrothermal vein-style silver mineralization | Ag | Zn, Pb, In, Ge, Ga | Ag, Zn, Pb, In, Ge, Ga | Bauer et al., 2019 |  | fba04-6 | fba04-6 | underground mine |  |  |  |  | ore material | grab | grab | mineral separate | [5 empty] | mineralisation |  |  |  | sphalerite | [6 empty] | galena, pyrite, arsenopyrite, quartz, fluorite, carbonate | polished sections | LA-ICPMS, EMPA | JEOL JXA-8530F equipped with a field emission gun (FEG) and five wavelength-dispersive spectrometers (WDS); 193-nm New Wave Research Excimer laser and an Agilent 7500i quadrupole ICP-MS | Helmholtz Institute Freiberg for Resource Technology (HIF); Friedrich-Alexander-Universität Erlangen-Nürnberg | EPMA: accelerating voltage of 20 kV and a beam current of 30 nA, and a defocused beam of 15 μm diameter. LA-ICP-MS: plasma power of 1320 W, He (0.65 L/min) and Ar (1.09 L/min) as carrier gases, Ar as plasma (14.9 L/min) and auxiliary gas (0.9 L/min), oxide rates of <0.4% ThO+/Th+, repetition rate of 20 Hz, beam spot size of 25 μm, irradiance of 0.74 GW/cm2, fluence of 3.7 J/cm2, 20 s background measurement and 20 s sample ablation, 60-s retention time | MASS-1 (Wilson et al. 2002); NIST SRM 610 and 612 (Pearce et al. 1997); MASS-1 as external Ge standard (57.8±2.6 μg/g Ge); NBS-127, IAEA-S-1, IAEA-S-2, IAEA-S-3, and an in-house Ag2S reference material (sulfur isotopes) |  |  |  |  | 6.5935 | [15 empty] | 0.1865 | [5 empty] | 1.2714 | [15 empty] | 0.128 | [9 empty] | 56.3807 | [33 empty] | 3.1029 | [15 empty] | 32.8253 |  | 136.0921 | [37 empty] | 66.2744 |  |  |  |  | 2019 | Bauer, M.E., Burisch, M., Ostendorf, J., Krause, J., Frenzel, M., Seifert, T., and Gutzmer, J. (2019). Trace element geochemistry of sphalerite in contrasting hydrothermal fluid systems of the Freiberg district, Germany: insights from LA-ICP-MS analysis, near-infrared light microthermometry of sphalerite-hosted fluid inclusions, and sulfur isotope geochemistry. Mineralium Deposita, 54, 237–262. |  | DEU | Saxony
| Freiberg mining district | kb veins, eb veins, fba veins | Magmatic hydrothermal | Intrusion-related | hydrothermal vein-style silver mineralization | Ag | Zn, Pb, In, Ge, Ga | Ag, Zn, Pb, In, Ge, Ga | Bauer et al., 2019 |  | fba04-7 | fba04-7 | underground mine |  |  |  |  | ore material | grab | grab | mineral separate | [5 empty] | mineralisation |  |  |  | sphalerite | [6 empty] | galena, pyrite, arsenopyrite, quartz, fluorite, carbonate | polished sections | LA-ICPMS, EMPA | JEOL JXA-8530F equipped with a field emission gun (FEG) and five wavelength-dispersive spectrometers (WDS); 193-nm New Wave Research Excimer laser and an Agilent 7500i quadrupole ICP-MS | Helmholtz Institute Freiberg for Resource Technology (HIF); Friedrich-Alexander-Universität Erlangen-Nürnberg | EPMA: accelerating voltage of 20 kV and a beam current of 30 nA, and a defocused beam of 15 μm diameter. LA-ICP-MS: plasma power of 1320 W, He (0.65 L/min) and Ar (1.09 L/min) as carrier gases, Ar as plasma (14.9 L/min) and auxiliary gas (0.9 L/min), oxide rates of <0.4% ThO+/Th+, repetition rate of 20 Hz, beam spot size of 25 μm, irradiance of 0.74 GW/cm2, fluence of 3.7 J/cm2, 20 s background measurement and 20 s sample ablation, 60-s retention time | MASS-1 (Wilson et al. 2002); NIST SRM 610 and 612 (Pearce et al. 1997); MASS-1 as external Ge standard (57.8±2.6 μg/g Ge); NBS-127, IAEA-S-1, IAEA-S-2, IAEA-S-3, and an in-house Ag2S reference material (sulfur isotopes) |  |  |  |  | 20.2436 | [15 empty] | 0.1976 | [5 empty] | 0.17877 | [15 empty] | 0.1485 | [9 empty] | 31.7842 | [33 empty] | 5.8593 | [15 empty] | 32.8956 |  | 219.6241 |  |  |  | 1.798 | [19 empty] | 0.03594 | [13 empty] | 66.4321 |  |  |  |  | 2019 | Bauer, M.E., Burisch, M., Ostendorf, J., Krause, J., Frenzel, M., Seifert, T., and Gutzmer, J. (2019). Trace element geochemistry of sphalerite in contrasting hydrothermal fluid systems of the Freiberg district, Germany: insights from LA-ICP-MS analysis, near-infrared light microthermometry of sphalerite-hosted fluid inclusions, and sulfur isotope geochemistry. Mineralium Deposita, 54, 237–262. |  | DEU | Saxony
| Freiberg mining district | kb veins, eb veins, fba veins | Magmatic hydrothermal | Intrusion-related | hydrothermal vein-style silver mineralization | Ag | Zn, Pb, In, Ge, Ga | Ag, Zn, Pb, In, Ge, Ga | Bauer et al., 2019 |  | fba04-8 | fba04-8 | underground mine |  |  |  |  | ore material | grab | grab | mineral separate | [5 empty] | mineralisation |  |  |  | sphalerite | [6 empty] | galena, pyrite, arsenopyrite, quartz, fluorite, carbonate | polished sections | LA-ICPMS, EMPA | JEOL JXA-8530F equipped with a field emission gun (FEG) and five wavelength-dispersive spectrometers (WDS); 193-nm New Wave Research Excimer laser and an Agilent 7500i quadrupole ICP-MS | Helmholtz Institute Freiberg for Resource Technology (HIF); Friedrich-Alexander-Universität Erlangen-Nürnberg | EPMA: accelerating voltage of 20 kV and a beam current of 30 nA, and a defocused beam of 15 μm diameter. LA-ICP-MS: plasma power of 1320 W, He (0.65 L/min) and Ar (1.09 L/min) as carrier gases, Ar as plasma (14.9 L/min) and auxiliary gas (0.9 L/min), oxide rates of <0.4% ThO+/Th+, repetition rate of 20 Hz, beam spot size of 25 μm, irradiance of 0.74 GW/cm2, fluence of 3.7 J/cm2, 20 s background measurement and 20 s sample ablation, 60-s retention time | MASS-1 (Wilson et al. 2002); NIST SRM 610 and 612 (Pearce et al. 1997); MASS-1 as external Ge standard (57.8±2.6 μg/g Ge); NBS-127, IAEA-S-1, IAEA-S-2, IAEA-S-3, and an in-house Ag2S reference material (sulfur isotopes) |  |  |  |  | 14.9286 | [15 empty] | 0.1451 | [5 empty] | 0.17893 | [15 empty] | 0.1753 | [9 empty] | 29.875 | [33 empty] | 2.4841 | [15 empty] | 32.3429 |  | 124.5936 | [37 empty] | 66.4151 |  |  |  |  | 2019 | Bauer, M.E., Burisch, M., Ostendorf, J., Krause, J., Frenzel, M., Seifert, T., and Gutzmer, J. (2019). Trace element geochemistry of sphalerite in contrasting hydrothermal fluid systems of the Freiberg district, Germany: insights from LA-ICP-MS analysis, near-infrared light microthermometry of sphalerite-hosted fluid inclusions, and sulfur isotope geochemistry. Mineralium Deposita, 54, 237–262. |  | DEU | Saxony
| Freiberg mining district | kb veins, eb veins, fba veins | Magmatic hydrothermal | Intrusion-related | hydrothermal vein-style silver mineralization | Ag | Zn, Pb, In, Ge, Ga | Ag, Zn, Pb, In, Ge, Ga | Bauer et al., 2019 |  | fba04-9 | fba04-9 | underground mine |  |  |  |  | ore material | grab | grab | mineral separate | [5 empty] | mineralisation |  |  |  | sphalerite | [6 empty] | galena, pyrite, arsenopyrite, quartz, fluorite, carbonate | polished sections | LA-ICPMS, EMPA | JEOL JXA-8530F equipped with a field emission gun (FEG) and five wavelength-dispersive spectrometers (WDS); 193-nm New Wave Research Excimer laser and an Agilent 7500i quadrupole ICP-MS | Helmholtz Institute Freiberg for Resource Technology (HIF); Friedrich-Alexander-Universität Erlangen-Nürnberg | EPMA: accelerating voltage of 20 kV and a beam current of 30 nA, and a defocused beam of 15 μm diameter. LA-ICP-MS: plasma power of 1320 W, He (0.65 L/min) and Ar (1.09 L/min) as carrier gases, Ar as plasma (14.9 L/min) and auxiliary gas (0.9 L/min), oxide rates of <0.4% ThO+/Th+, repetition rate of 20 Hz, beam spot size of 25 μm, irradiance of 0.74 GW/cm2, fluence of 3.7 J/cm2, 20 s background measurement and 20 s sample ablation, 60-s retention time | MASS-1 (Wilson et al. 2002); NIST SRM 610 and 612 (Pearce et al. 1997); MASS-1 as external Ge standard (57.8±2.6 μg/g Ge); NBS-127, IAEA-S-1, IAEA-S-2, IAEA-S-3, and an in-house Ag2S reference material (sulfur isotopes) |  |  |  |  | 1.1228 | [15 empty] | 0.0555 | [5 empty] | 3.7804 | [15 empty] | 1.0394 | [9 empty] | 30.1062 | [33 empty] | 6.4434 | [15 empty] | 32.8537 |  | 29.1309 | [23 empty] | 0.077326 | [13 empty] | 64.9666 |  |  |  |  | 2019 | Bauer, M.E., Burisch, M., Ostendorf, J., Krause, J., Frenzel, M., Seifert, T., and Gutzmer, J. (2019). Trace element geochemistry of sphalerite in contrasting hydrothermal fluid systems of the Freiberg district, Germany: insights from LA-ICP-MS analysis, near-infrared light microthermometry of sphalerite-hosted fluid inclusions, and sulfur isotope geochemistry. Mineralium Deposita, 54, 237–262. |  | DEU | Saxony
| Freiberg mining district | kb veins, eb veins, fba veins | Magmatic hydrothermal | Intrusion-related | hydrothermal vein-style silver mineralization | Ag | Zn, Pb, In, Ge, Ga | Ag, Zn, Pb, In, Ge, Ga | Bauer et al., 2019 |  | fba04-10 | fba04-10 | underground mine |  |  |  |  | ore material | grab | grab | mineral separate | [5 empty] | mineralisation |  |  |  | sphalerite | [6 empty] | galena, pyrite, arsenopyrite, quartz, fluorite, carbonate | polished sections | LA-ICPMS, EMPA | JEOL JXA-8530F equipped with a field emission gun (FEG) and five wavelength-dispersive spectrometers (WDS); 193-nm New Wave Research Excimer laser and an Agilent 7500i quadrupole ICP-MS | Helmholtz Institute Freiberg for Resource Technology (HIF); Friedrich-Alexander-Universität Erlangen-Nürnberg | EPMA: accelerating voltage of 20 kV and a beam current of 30 nA, and a defocused beam of 15 μm diameter. LA-ICP-MS: plasma power of 1320 W, He (0.65 L/min) and Ar (1.09 L/min) as carrier gases, Ar as plasma (14.9 L/min) and auxiliary gas (0.9 L/min), oxide rates of <0.4% ThO+/Th+, repetition rate of 20 Hz, beam spot size of 25 μm, irradiance of 0.74 GW/cm2, fluence of 3.7 J/cm2, 20 s background measurement and 20 s sample ablation, 60-s retention time | MASS-1 (Wilson et al. 2002); NIST SRM 610 and 612 (Pearce et al. 1997); MASS-1 as external Ge standard (57.8±2.6 μg/g Ge); NBS-127, IAEA-S-1, IAEA-S-2, IAEA-S-3, and an in-house Ag2S reference material (sulfur isotopes) |  |  |  |  | 2.0829 | [15 empty] | 0.1706 | [5 empty] | 0.49164 | [15 empty] | 0.1277 | [9 empty] | 44.0982 | [33 empty] | 4.6582 | [15 empty] | 32.7664 |  | 18.8334 | [23 empty] | 0.080988 | [13 empty] | 66.4789 |  |  |  |  | 2019 | Bauer, M.E., Burisch, M., Ostendorf, J., Krause, J., Frenzel, M., Seifert, T., and Gutzmer, J. (2019). Trace element geochemistry of sphalerite in contrasting hydrothermal fluid systems of the Freiberg district, Germany: insights from LA-ICP-MS analysis, near-infrared light microthermometry of sphalerite-hosted fluid inclusions, and sulfur isotope geochemistry. Mineralium Deposita, 54, 237–262. |  | DEU | Saxony
| Freiberg mining district | kb veins, eb veins, fba veins | Magmatic hydrothermal | Intrusion-related | hydrothermal vein-style silver mineralization | Ag | Zn, Pb, In, Ge, Ga | Ag, Zn, Pb, In, Ge, Ga | Bauer et al., 2019 |  | fba04-11 | fba04-11 | underground mine |  |  |  |  | ore material | grab | grab | mineral separate | [5 empty] | mineralisation |  |  |  | sphalerite | [6 empty] | galena, pyrite, arsenopyrite, quartz, fluorite, carbonate | polished sections | LA-ICPMS, EMPA | JEOL JXA-8530F equipped with a field emission gun (FEG) and five wavelength-dispersive spectrometers (WDS); 193-nm New Wave Research Excimer laser and an Agilent 7500i quadrupole ICP-MS | Helmholtz Institute Freiberg for Resource Technology (HIF); Friedrich-Alexander-Universität Erlangen-Nürnberg | EPMA: accelerating voltage of 20 kV and a beam current of 30 nA, and a defocused beam of 15 μm diameter. LA-ICP-MS: plasma power of 1320 W, He (0.65 L/min) and Ar (1.09 L/min) as carrier gases, Ar as plasma (14.9 L/min) and auxiliary gas (0.9 L/min), oxide rates of <0.4% ThO+/Th+, repetition rate of 20 Hz, beam spot size of 25 μm, irradiance of 0.74 GW/cm2, fluence of 3.7 J/cm2, 20 s background measurement and 20 s sample ablation, 60-s retention time | MASS-1 (Wilson et al. 2002); NIST SRM 610 and 612 (Pearce et al. 1997); MASS-1 as external Ge standard (57.8±2.6 μg/g Ge); NBS-127, IAEA-S-1, IAEA-S-2, IAEA-S-3, and an in-house Ag2S reference material (sulfur isotopes) |  |  |  |  | 1.5271 | [15 empty] | 0.2093 | [5 empty] | 3.1006 | [15 empty] | 0.1085 | [9 empty] | 31.6481 | [33 empty] | 9.6334 | [15 empty] | 32.952 |  | 75.4998 | [37 empty] | 66.5423 |  |  |  |  | 2019 | Bauer, M.E., Burisch, M., Ostendorf, J., Krause, J., Frenzel, M., Seifert, T., and Gutzmer, J. (2019). Trace element geochemistry of sphalerite in contrasting hydrothermal fluid systems of the Freiberg district, Germany: insights from LA-ICP-MS analysis, near-infrared light microthermometry of sphalerite-hosted fluid inclusions, and sulfur isotope geochemistry. Mineralium Deposita, 54, 237–262. |  | DEU | Saxony
| Freiberg mining district | kb veins, eb veins, fba veins | Magmatic hydrothermal | Intrusion-related | hydrothermal vein-style silver mineralization | Ag | Zn, Pb, In, Ge, Ga | Ag, Zn, Pb, In, Ge, Ga | Bauer et al., 2019 |  | fba04-12 | fba04-12 | underground mine |  |  |  |  | ore material | grab | grab | mineral separate | [5 empty] | mineralisation |  |  |  | sphalerite | [6 empty] | galena, pyrite, arsenopyrite, quartz, fluorite, carbonate | polished sections | LA-ICPMS, EMPA | JEOL JXA-8530F equipped with a field emission gun (FEG) and five wavelength-dispersive spectrometers (WDS); 193-nm New Wave Research Excimer laser and an Agilent 7500i quadrupole ICP-MS | Helmholtz Institute Freiberg for Resource Technology (HIF); Friedrich-Alexander-Universität Erlangen-Nürnberg | EPMA: accelerating voltage of 20 kV and a beam current of 30 nA, and a defocused beam of 15 μm diameter. LA-ICP-MS: plasma power of 1320 W, He (0.65 L/min) and Ar (1.09 L/min) as carrier gases, Ar as plasma (14.9 L/min) and auxiliary gas (0.9 L/min), oxide rates of <0.4% ThO+/Th+, repetition rate of 20 Hz, beam spot size of 25 μm, irradiance of 0.74 GW/cm2, fluence of 3.7 J/cm2, 20 s background measurement and 20 s sample ablation, 60-s retention time | MASS-1 (Wilson et al. 2002); NIST SRM 610 and 612 (Pearce et al. 1997); MASS-1 as external Ge standard (57.8±2.6 μg/g Ge); NBS-127, IAEA-S-1, IAEA-S-2, IAEA-S-3, and an in-house Ag2S reference material (sulfur isotopes) | [20 empty] | 0.1468 | [5 empty] | 0.15338 | [15 empty] | 0.1861 | [9 empty] | 41.161 | [33 empty] | 0.64982 | [15 empty] | 32.7432 |  | 1.2587 | [37 empty] | 66.1962 |  |  |  |  | 2019 | Bauer, M.E., Burisch, M., Ostendorf, J., Krause, J., Frenzel, M., Seifert, T., and Gutzmer, J. (2019). Trace element geochemistry of sphalerite in contrasting hydrothermal fluid systems of the Freiberg district, Germany: insights from LA-ICP-MS analysis, near-infrared light microthermometry of sphalerite-hosted fluid inclusions, and sulfur isotope geochemistry. Mineralium Deposita, 54, 237–262. |  | DEU | Saxony
| Freiberg mining district | kb veins, eb veins, fba veins | Magmatic hydrothermal | Intrusion-related | hydrothermal vein-style silver mineralization | Ag | Zn, Pb, In, Ge, Ga | Ag, Zn, Pb, In, Ge, Ga | Bauer et al., 2019 |  | fba04-13 | fba04-13 | underground mine |  |  |  |  | ore material | grab | grab | mineral separate | [5 empty] | mineralisation |  |  |  | sphalerite | [6 empty] | galena, pyrite, arsenopyrite, quartz, fluorite, carbonate | polished sections | LA-ICPMS, EMPA | JEOL JXA-8530F equipped with a field emission gun (FEG) and five wavelength-dispersive spectrometers (WDS); 193-nm New Wave Research Excimer laser and an Agilent 7500i quadrupole ICP-MS | Helmholtz Institute Freiberg for Resource Technology (HIF); Friedrich-Alexander-Universität Erlangen-Nürnberg | EPMA: accelerating voltage of 20 kV and a beam current of 30 nA, and a defocused beam of 15 μm diameter. LA-ICP-MS: plasma power of 1320 W, He (0.65 L/min) and Ar (1.09 L/min) as carrier gases, Ar as plasma (14.9 L/min) and auxiliary gas (0.9 L/min), oxide rates of <0.4% ThO+/Th+, repetition rate of 20 Hz, beam spot size of 25 μm, irradiance of 0.74 GW/cm2, fluence of 3.7 J/cm2, 20 s background measurement and 20 s sample ablation, 60-s retention time | MASS-1 (Wilson et al. 2002); NIST SRM 610 and 612 (Pearce et al. 1997); MASS-1 as external Ge standard (57.8±2.6 μg/g Ge); NBS-127, IAEA-S-1, IAEA-S-2, IAEA-S-3, and an in-house Ag2S reference material (sulfur isotopes) |  |  |  |  | 2.3305 | [15 empty] | 0.346 | [5 empty] | 1.0771 | [15 empty] | 0.1285 | [9 empty] | 49.7375 | [33 empty] | 9.6665 | [15 empty] | 32.8397 |  | 28.202 | [23 empty] | 0.049656 | [13 empty] | 66.1847 |  |  |  |  | 2019 | Bauer, M.E., Burisch, M., Ostendorf, J., Krause, J., Frenzel, M., Seifert, T., and Gutzmer, J. (2019). Trace element geochemistry of sphalerite in contrasting hydrothermal fluid systems of the Freiberg district, Germany: insights from LA-ICP-MS analysis, near-infrared light microthermometry of sphalerite-hosted fluid inclusions, and sulfur isotope geochemistry. Mineralium Deposita, 54, 237–262. |  | DEU | Saxony
| Freiberg mining district | kb veins, eb veins, fba veins | Magmatic hydrothermal | Intrusion-related | hydrothermal vein-style silver mineralization | Ag | Zn, Pb, In, Ge, Ga | Ag, Zn, Pb, In, Ge, Ga | Bauer et al., 2019 |  | fba04-14 | fba04-14 | underground mine |  |  |  |  | ore material | grab | grab | mineral separate | [5 empty] | mineralisation |  |  |  | sphalerite | [6 empty] | galena, pyrite, arsenopyrite, quartz, fluorite, carbonate | polished sections | LA-ICPMS, EMPA | JEOL JXA-8530F equipped with a field emission gun (FEG) and five wavelength-dispersive spectrometers (WDS); 193-nm New Wave Research Excimer laser and an Agilent 7500i quadrupole ICP-MS | Helmholtz Institute Freiberg for Resource Technology (HIF); Friedrich-Alexander-Universität Erlangen-Nürnberg | EPMA: accelerating voltage of 20 kV and a beam current of 30 nA, and a defocused beam of 15 μm diameter. LA-ICP-MS: plasma power of 1320 W, He (0.65 L/min) and Ar (1.09 L/min) as carrier gases, Ar as plasma (14.9 L/min) and auxiliary gas (0.9 L/min), oxide rates of <0.4% ThO+/Th+, repetition rate of 20 Hz, beam spot size of 25 μm, irradiance of 0.74 GW/cm2, fluence of 3.7 J/cm2, 20 s background measurement and 20 s sample ablation, 60-s retention time | MASS-1 (Wilson et al. 2002); NIST SRM 610 and 612 (Pearce et al. 1997); MASS-1 as external Ge standard (57.8±2.6 μg/g Ge); NBS-127, IAEA-S-1, IAEA-S-2, IAEA-S-3, and an in-house Ag2S reference material (sulfur isotopes) |  |  |  |  | 1.9264 | [15 empty] | 0.1764 | [5 empty] | 1.5054 | [15 empty] | 0.1358 | [9 empty] | 33.1243 | [33 empty] | 4.8345 | [15 empty] | 32.6894 |  | 16.5738 | [23 empty] | 0.044442 | [13 empty] | 66.3233 |  |  |  |  | 2019 | Bauer, M.E., Burisch, M., Ostendorf, J., Krause, J., Frenzel, M., Seifert, T., and Gutzmer, J. (2019). Trace element geochemistry of sphalerite in contrasting hydrothermal fluid systems of the Freiberg district, Germany: insights from LA-ICP-MS analysis, near-infrared light microthermometry of sphalerite-hosted fluid inclusions, and sulfur isotope geochemistry. Mineralium Deposita, 54, 237–262. |  | DEU | Saxony
| Freiberg mining district | kb veins, eb veins, fba veins | Magmatic hydrothermal | Intrusion-related | hydrothermal vein-style silver mineralization | Ag | Zn, Pb, In, Ge, Ga | Ag, Zn, Pb, In, Ge, Ga | Bauer et al., 2019 |  | fba12-1 | fba12-1 | underground mine |  |  |  |  | ore material | grab | grab | mineral separate | [5 empty] | mineralisation |  |  |  | sphalerite | [6 empty] | galena, pyrite, arsenopyrite, quartz, fluorite, carbonate | polished sections | LA-ICPMS, EMPA | JEOL JXA-8530F equipped with a field emission gun (FEG) and five wavelength-dispersive spectrometers (WDS); 193-nm New Wave Research Excimer laser and an Agilent 7500i quadrupole ICP-MS | Helmholtz Institute Freiberg for Resource Technology (HIF); Friedrich-Alexander-Universität Erlangen-Nürnberg | EPMA: accelerating voltage of 20 kV and a beam current of 30 nA, and a defocused beam of 15 μm diameter. LA-ICP-MS: plasma power of 1320 W, He (0.65 L/min) and Ar (1.09 L/min) as carrier gases, Ar as plasma (14.9 L/min) and auxiliary gas (0.9 L/min), oxide rates of <0.4% ThO+/Th+, repetition rate of 20 Hz, beam spot size of 25 μm, irradiance of 0.74 GW/cm2, fluence of 3.7 J/cm2, 20 s background measurement and 20 s sample ablation, 60-s retention time | MASS-1 (Wilson et al. 2002); NIST SRM 610 and 612 (Pearce et al. 1997); MASS-1 as external Ge standard (57.8±2.6 μg/g Ge); NBS-127, IAEA-S-1, IAEA-S-2, IAEA-S-3, and an in-house Ag2S reference material (sulfur isotopes) |  |  |  |  | 0.91675 | [15 empty] | 0.318 | [5 empty] | 10.2318 | [15 empty] | 0.0917 | [9 empty] | 10.5905 | [33 empty] | 10.0395 | [15 empty] | 32.7312 |  | 41.5995 | [23 empty] | 0.050927 | [13 empty] | 66.3823 |  |  |  |  | 2019 | Bauer, M.E., Burisch, M., Ostendorf, J., Krause, J., Frenzel, M., Seifert, T., and Gutzmer, J. (2019). Trace element geochemistry of sphalerite in contrasting hydrothermal fluid systems of the Freiberg district, Germany: insights from LA-ICP-MS analysis, near-infrared light microthermometry of sphalerite-hosted fluid inclusions, and sulfur isotope geochemistry. Mineralium Deposita, 54, 237–262. |  | DEU | Saxony
| Freiberg mining district | kb veins, eb veins, fba veins | Magmatic hydrothermal | Intrusion-related | hydrothermal vein-style silver mineralization | Ag | Zn, Pb, In, Ge, Ga | Ag, Zn, Pb, In, Ge, Ga | Bauer et al., 2019 |  | fba12-2 | fba12-2 | underground mine |  |  |  |  | ore material | grab | grab | mineral separate | [5 empty] | mineralisation |  |  |  | sphalerite | [6 empty] | galena, pyrite, arsenopyrite, quartz, fluorite, carbonate | polished sections | LA-ICPMS, EMPA | JEOL JXA-8530F equipped with a field emission gun (FEG) and five wavelength-dispersive spectrometers (WDS); 193-nm New Wave Research Excimer laser and an Agilent 7500i quadrupole ICP-MS | Helmholtz Institute Freiberg for Resource Technology (HIF); Friedrich-Alexander-Universität Erlangen-Nürnberg | EPMA: accelerating voltage of 20 kV and a beam current of 30 nA, and a defocused beam of 15 μm diameter. LA-ICP-MS: plasma power of 1320 W, He (0.65 L/min) and Ar (1.09 L/min) as carrier gases, Ar as plasma (14.9 L/min) and auxiliary gas (0.9 L/min), oxide rates of <0.4% ThO+/Th+, repetition rate of 20 Hz, beam spot size of 25 μm, irradiance of 0.74 GW/cm2, fluence of 3.7 J/cm2, 20 s background measurement and 20 s sample ablation, 60-s retention time | MASS-1 (Wilson et al. 2002); NIST SRM 610 and 612 (Pearce et al. 1997); MASS-1 as external Ge standard (57.8±2.6 μg/g Ge); NBS-127, IAEA-S-1, IAEA-S-2, IAEA-S-3, and an in-house Ag2S reference material (sulfur isotopes) |  |  |  |  | 1.4271 | [15 empty] | 1.3313 | [5 empty] | 10.5617 | [15 empty] | 0.1268 | [9 empty] | 14.2257 | [33 empty] | 21.1583 | [15 empty] | 32.9344 |  | 45.4949 |  |  |  | 2.2581 | [19 empty] | 0.095874 | [13 empty] | 65.2019 |  |  |  |  | 2019 | Bauer, M.E., Burisch, M., Ostendorf, J., Krause, J., Frenzel, M., Seifert, T., and Gutzmer, J. (2019). Trace element geochemistry of sphalerite in contrasting hydrothermal fluid systems of the Freiberg district, Germany: insights from LA-ICP-MS analysis, near-infrared light microthermometry of sphalerite-hosted fluid inclusions, and sulfur isotope geochemistry. Mineralium Deposita, 54, 237–262. |  | DEU | Saxony
| Freiberg mining district | kb veins, eb veins, fba veins | Magmatic hydrothermal | Intrusion-related | hydrothermal vein-style silver mineralization | Ag | Zn, Pb, In, Ge, Ga | Ag, Zn, Pb, In, Ge, Ga | Bauer et al., 2019 |  | fba12-3 | fba12-3 | underground mine |  |  |  |  | ore material | grab | grab | mineral separate | [5 empty] | mineralisation |  |  |  | sphalerite | [6 empty] | galena, pyrite, arsenopyrite, quartz, fluorite, carbonate | polished sections | LA-ICPMS, EMPA | JEOL JXA-8530F equipped with a field emission gun (FEG) and five wavelength-dispersive spectrometers (WDS); 193-nm New Wave Research Excimer laser and an Agilent 7500i quadrupole ICP-MS | Helmholtz Institute Freiberg for Resource Technology (HIF); Friedrich-Alexander-Universität Erlangen-Nürnberg | EPMA: accelerating voltage of 20 kV and a beam current of 30 nA, and a defocused beam of 15 μm diameter. LA-ICP-MS: plasma power of 1320 W, He (0.65 L/min) and Ar (1.09 L/min) as carrier gases, Ar as plasma (14.9 L/min) and auxiliary gas (0.9 L/min), oxide rates of <0.4% ThO+/Th+, repetition rate of 20 Hz, beam spot size of 25 μm, irradiance of 0.74 GW/cm2, fluence of 3.7 J/cm2, 20 s background measurement and 20 s sample ablation, 60-s retention time | MASS-1 (Wilson et al. 2002); NIST SRM 610 and 612 (Pearce et al. 1997); MASS-1 as external Ge standard (57.8±2.6 μg/g Ge); NBS-127, IAEA-S-1, IAEA-S-2, IAEA-S-3, and an in-house Ag2S reference material (sulfur isotopes) |  |  |  |  | 3.2312 | [15 empty] | 0.6075 | [5 empty] | 8.8728 | [15 empty] | 0.0803 | [9 empty] | 10.4941 | [33 empty] | 38.4253 | [15 empty] | 32.7707 |  | 160.2801 | [23 empty] | 0.18811 | [13 empty] | 65.7891 |  |  |  |  | 2019 | Bauer, M.E., Burisch, M., Ostendorf, J., Krause, J., Frenzel, M., Seifert, T., and Gutzmer, J. (2019). Trace element geochemistry of sphalerite in contrasting hydrothermal fluid systems of the Freiberg district, Germany: insights from LA-ICP-MS analysis, near-infrared light microthermometry of sphalerite-hosted fluid inclusions, and sulfur isotope geochemistry. Mineralium Deposita, 54, 237–262. |  | DEU | Saxony
| Freiberg mining district | kb veins, eb veins, fba veins | Magmatic hydrothermal | Intrusion-related | hydrothermal vein-style silver mineralization | Ag | Zn, Pb, In, Ge, Ga | Ag, Zn, Pb, In, Ge, Ga | Bauer et al., 2019 |  | fba12-4 | fba12-4 | underground mine |  |  |  |  | ore material | grab | grab | mineral separate | [5 empty] | mineralisation |  |  |  | sphalerite | [6 empty] | galena, pyrite, arsenopyrite, quartz, fluorite, carbonate | polished sections | LA-ICPMS, EMPA | JEOL JXA-8530F equipped with a field emission gun (FEG) and five wavelength-dispersive spectrometers (WDS); 193-nm New Wave Research Excimer laser and an Agilent 7500i quadrupole ICP-MS | Helmholtz Institute Freiberg for Resource Technology (HIF); Friedrich-Alexander-Universität Erlangen-Nürnberg | EPMA: accelerating voltage of 20 kV and a beam current of 30 nA, and a defocused beam of 15 μm diameter. LA-ICP-MS: plasma power of 1320 W, He (0.65 L/min) and Ar (1.09 L/min) as carrier gases, Ar as plasma (14.9 L/min) and auxiliary gas (0.9 L/min), oxide rates of <0.4% ThO+/Th+, repetition rate of 20 Hz, beam spot size of 25 μm, irradiance of 0.74 GW/cm2, fluence of 3.7 J/cm2, 20 s background measurement and 20 s sample ablation, 60-s retention time | MASS-1 (Wilson et al. 2002); NIST SRM 610 and 612 (Pearce et al. 1997); MASS-1 as external Ge standard (57.8±2.6 μg/g Ge); NBS-127, IAEA-S-1, IAEA-S-2, IAEA-S-3, and an in-house Ag2S reference material (sulfur isotopes) |  |  |  |  | 4.3352 | [15 empty] | 0.3279 | [5 empty] | 7.9227 | [15 empty] | 0.0639 | [9 empty] | 9.1725 | [33 empty] | 44.6852 | [15 empty] | 32.8683 |  | 252.7314 |  |  |  | 2.1047 | [19 empty] | 0.39782 | [13 empty] | 65.7775 |  |  |  |  | 2019 | Bauer, M.E., Burisch, M., Ostendorf, J., Krause, J., Frenzel, M., Seifert, T., and Gutzmer, J. (2019). Trace element geochemistry of sphalerite in contrasting hydrothermal fluid systems of the Freiberg district, Germany: insights from LA-ICP-MS analysis, near-infrared light microthermometry of sphalerite-hosted fluid inclusions, and sulfur isotope geochemistry. Mineralium Deposita, 54, 237–262. |  | DEU | Saxony
| Freiberg mining district | kb veins, eb veins, fba veins | Magmatic hydrothermal | Intrusion-related | hydrothermal vein-style silver mineralization | Ag | Zn, Pb, In, Ge, Ga | Ag, Zn, Pb, In, Ge, Ga | Bauer et al., 2019 |  | fba12-5 | fba12-5 | underground mine |  |  |  |  | ore material | grab | grab | mineral separate | [5 empty] | mineralisation |  |  |  | sphalerite | [6 empty] | galena, pyrite, arsenopyrite, quartz, fluorite, carbonate | polished sections | LA-ICPMS, EMPA | JEOL JXA-8530F equipped with a field emission gun (FEG) and five wavelength-dispersive spectrometers (WDS); 193-nm New Wave Research Excimer laser and an Agilent 7500i quadrupole ICP-MS | Helmholtz Institute Freiberg for Resource Technology (HIF); Friedrich-Alexander-Universität Erlangen-Nürnberg | EPMA: accelerating voltage of 20 kV and a beam current of 30 nA, and a defocused beam of 15 μm diameter. LA-ICP-MS: plasma power of 1320 W, He (0.65 L/min) and Ar (1.09 L/min) as carrier gases, Ar as plasma (14.9 L/min) and auxiliary gas (0.9 L/min), oxide rates of <0.4% ThO+/Th+, repetition rate of 20 Hz, beam spot size of 25 μm, irradiance of 0.74 GW/cm2, fluence of 3.7 J/cm2, 20 s background measurement and 20 s sample ablation, 60-s retention time | MASS-1 (Wilson et al. 2002); NIST SRM 610 and 612 (Pearce et al. 1997); MASS-1 as external Ge standard (57.8±2.6 μg/g Ge); NBS-127, IAEA-S-1, IAEA-S-2, IAEA-S-3, and an in-house Ag2S reference material (sulfur isotopes) |  |  |  |  | 34.4888 | [15 empty] | 0.4827 | [5 empty] | 6.8302 | [15 empty] | 0.088 | [9 empty] | 6.9951 | [33 empty] | 509.0502 | [15 empty] | 32.7556 |  | 2805.0823 |  |  |  | 1.9932 | [19 empty] | 1.465 | [13 empty] | 65.4146 |  |  |  |  | 2019 | Bauer, M.E., Burisch, M., Ostendorf, J., Krause, J., Frenzel, M., Seifert, T., and Gutzmer, J. (2019). Trace element geochemistry of sphalerite in contrasting hydrothermal fluid systems of the Freiberg district, Germany: insights from LA-ICP-MS analysis, near-infrared light microthermometry of sphalerite-hosted fluid inclusions, and sulfur isotope geochemistry. Mineralium Deposita, 54, 237–262. |  | DEU | Saxony
| Freiberg mining district | kb veins, eb veins, fba veins | Magmatic hydrothermal | Intrusion-related | hydrothermal vein-style silver mineralization | Ag | Zn, Pb, In, Ge, Ga | Ag, Zn, Pb, In, Ge, Ga | Bauer et al., 2019 |  | fba12-6 | fba12-6 | underground mine |  |  |  |  | ore material | grab | grab | mineral separate | [5 empty] | mineralisation |  |  |  | sphalerite | [6 empty] | galena, pyrite, arsenopyrite, quartz, fluorite, carbonate | polished sections | LA-ICPMS, EMPA | JEOL JXA-8530F equipped with a field emission gun (FEG) and five wavelength-dispersive spectrometers (WDS); 193-nm New Wave Research Excimer laser and an Agilent 7500i quadrupole ICP-MS | Helmholtz Institute Freiberg for Resource Technology (HIF); Friedrich-Alexander-Universität Erlangen-Nürnberg | EPMA: accelerating voltage of 20 kV and a beam current of 30 nA, and a defocused beam of 15 μm diameter. LA-ICP-MS: plasma power of 1320 W, He (0.65 L/min) and Ar (1.09 L/min) as carrier gases, Ar as plasma (14.9 L/min) and auxiliary gas (0.9 L/min), oxide rates of <0.4% ThO+/Th+, repetition rate of 20 Hz, beam spot size of 25 μm, irradiance of 0.74 GW/cm2, fluence of 3.7 J/cm2, 20 s background measurement and 20 s sample ablation, 60-s retention time | MASS-1 (Wilson et al. 2002); NIST SRM 610 and 612 (Pearce et al. 1997); MASS-1 as external Ge standard (57.8±2.6 μg/g Ge); NBS-127, IAEA-S-1, IAEA-S-2, IAEA-S-3, and an in-house Ag2S reference material (sulfur isotopes) |  |  |  |  | 21.7263 | [15 empty] | 1.0376 | [5 empty] | 13.0867 | [15 empty] | 0.106 | [9 empty] | 9.5004 | [33 empty] | 251.8728 | [15 empty] | 32.9582 |  | 1079.5058 |  |  |  | 2.0062 | [19 empty] | 0.84274 | [13 empty] | 65.865 |  |  |  |  | 2019 | Bauer, M.E., Burisch, M., Ostendorf, J., Krause, J., Frenzel, M., Seifert, T., and Gutzmer, J. (2019). Trace element geochemistry of sphalerite in contrasting hydrothermal fluid systems of the Freiberg district, Germany: insights from LA-ICP-MS analysis, near-infrared light microthermometry of sphalerite-hosted fluid inclusions, and sulfur isotope geochemistry. Mineralium Deposita, 54, 237–262. |  | DEU | Saxony
| Freiberg mining district | kb veins, eb veins, fba veins | Magmatic hydrothermal | Intrusion-related | hydrothermal vein-style silver mineralization | Ag | Zn, Pb, In, Ge, Ga | Ag, Zn, Pb, In, Ge, Ga | Bauer et al., 2019 |  | fba12-7 | fba12-7 | underground mine |  |  |  |  | ore material | grab | grab | mineral separate | [5 empty] | mineralisation |  |  |  | sphalerite | [6 empty] | galena, pyrite, arsenopyrite, quartz, fluorite, carbonate | polished sections | LA-ICPMS, EMPA | JEOL JXA-8530F equipped with a field emission gun (FEG) and five wavelength-dispersive spectrometers (WDS); 193-nm New Wave Research Excimer laser and an Agilent 7500i quadrupole ICP-MS | Helmholtz Institute Freiberg for Resource Technology (HIF); Friedrich-Alexander-Universität Erlangen-Nürnberg | EPMA: accelerating voltage of 20 kV and a beam current of 30 nA, and a defocused beam of 15 μm diameter. LA-ICP-MS: plasma power of 1320 W, He (0.65 L/min) and Ar (1.09 L/min) as carrier gases, Ar as plasma (14.9 L/min) and auxiliary gas (0.9 L/min), oxide rates of <0.4% ThO+/Th+, repetition rate of 20 Hz, beam spot size of 25 μm, irradiance of 0.74 GW/cm2, fluence of 3.7 J/cm2, 20 s background measurement and 20 s sample ablation, 60-s retention time | MASS-1 (Wilson et al. 2002); NIST SRM 610 and 612 (Pearce et al. 1997); MASS-1 as external Ge standard (57.8±2.6 μg/g Ge); NBS-127, IAEA-S-1, IAEA-S-2, IAEA-S-3, and an in-house Ag2S reference material (sulfur isotopes) |  |  |  |  | 5.7072 | [15 empty] | 1.3297 | [5 empty] | 10.1443 | [15 empty] | 0.2166 | [9 empty] | 14.1516 | [33 empty] | 92.0222 | [15 empty] | 32.5582 |  | 269.653 | [23 empty] | 0.34625 | [13 empty] | 64.9729 |  |  |  |  | 2019 | Bauer, M.E., Burisch, M., Ostendorf, J., Krause, J., Frenzel, M., Seifert, T., and Gutzmer, J. (2019). Trace element geochemistry of sphalerite in contrasting hydrothermal fluid systems of the Freiberg district, Germany: insights from LA-ICP-MS analysis, near-infrared light microthermometry of sphalerite-hosted fluid inclusions, and sulfur isotope geochemistry. Mineralium Deposita, 54, 237–262. |  | DEU | Saxony
| Freiberg mining district | kb veins, eb veins, fba veins | Magmatic hydrothermal | Intrusion-related | hydrothermal vein-style silver mineralization | Ag | Zn, Pb, In, Ge, Ga | Ag, Zn, Pb, In, Ge, Ga | Bauer et al., 2019 |  | fba12-8 | fba12-8 | underground mine |  |  |  |  | ore material | grab | grab | mineral separate | [5 empty] | mineralisation |  |  |  | sphalerite | [6 empty] | galena, pyrite, arsenopyrite, quartz, fluorite, carbonate | polished sections | LA-ICPMS, EMPA | JEOL JXA-8530F equipped with a field emission gun (FEG) and five wavelength-dispersive spectrometers (WDS); 193-nm New Wave Research Excimer laser and an Agilent 7500i quadrupole ICP-MS | Helmholtz Institute Freiberg for Resource Technology (HIF); Friedrich-Alexander-Universität Erlangen-Nürnberg | EPMA: accelerating voltage of 20 kV and a beam current of 30 nA, and a defocused beam of 15 μm diameter. LA-ICP-MS: plasma power of 1320 W, He (0.65 L/min) and Ar (1.09 L/min) as carrier gases, Ar as plasma (14.9 L/min) and auxiliary gas (0.9 L/min), oxide rates of <0.4% ThO+/Th+, repetition rate of 20 Hz, beam spot size of 25 μm, irradiance of 0.74 GW/cm2, fluence of 3.7 J/cm2, 20 s background measurement and 20 s sample ablation, 60-s retention time | MASS-1 (Wilson et al. 2002); NIST SRM 610 and 612 (Pearce et al. 1997); MASS-1 as external Ge standard (57.8±2.6 μg/g Ge); NBS-127, IAEA-S-1, IAEA-S-2, IAEA-S-3, and an in-house Ag2S reference material (sulfur isotopes) | [20 empty] | 0.2572 | [5 empty] | 11.7602 | [15 empty] | 0.0841 | [9 empty] | 17.5786 | [33 empty] | 37.557 | [15 empty] | 32.9054 |  | 112.4223 | [37 empty] | 65.9822 |  |  |  |  | 2019 | Bauer, M.E., Burisch, M., Ostendorf, J., Krause, J., Frenzel, M., Seifert, T., and Gutzmer, J. (2019). Trace element geochemistry of sphalerite in contrasting hydrothermal fluid systems of the Freiberg district, Germany: insights from LA-ICP-MS analysis, near-infrared light microthermometry of sphalerite-hosted fluid inclusions, and sulfur isotope geochemistry. Mineralium Deposita, 54, 237–262. |  | DEU | Saxony
| Freiberg mining district | kb veins, eb veins, fba veins | Magmatic hydrothermal | Intrusion-related | hydrothermal vein-style silver mineralization | Ag | Zn, Pb, In, Ge, Ga | Ag, Zn, Pb, In, Ge, Ga | Bauer et al., 2019 |  | fba12-9 | fba12-9 | underground mine |  |  |  |  | ore material | grab | grab | mineral separate | [5 empty] | mineralisation |  |  |  | sphalerite | [6 empty] | galena, pyrite, arsenopyrite, quartz, fluorite, carbonate | polished sections | LA-ICPMS, EMPA | JEOL JXA-8530F equipped with a field emission gun (FEG) and five wavelength-dispersive spectrometers (WDS); 193-nm New Wave Research Excimer laser and an Agilent 7500i quadrupole ICP-MS | Helmholtz Institute Freiberg for Resource Technology (HIF); Friedrich-Alexander-Universität Erlangen-Nürnberg | EPMA: accelerating voltage of 20 kV and a beam current of 30 nA, and a defocused beam of 15 μm diameter. LA-ICP-MS: plasma power of 1320 W, He (0.65 L/min) and Ar (1.09 L/min) as carrier gases, Ar as plasma (14.9 L/min) and auxiliary gas (0.9 L/min), oxide rates of <0.4% ThO+/Th+, repetition rate of 20 Hz, beam spot size of 25 μm, irradiance of 0.74 GW/cm2, fluence of 3.7 J/cm2, 20 s background measurement and 20 s sample ablation, 60-s retention time | MASS-1 (Wilson et al. 2002); NIST SRM 610 and 612 (Pearce et al. 1997); MASS-1 as external Ge standard (57.8±2.6 μg/g Ge); NBS-127, IAEA-S-1, IAEA-S-2, IAEA-S-3, and an in-house Ag2S reference material (sulfur isotopes) |  |  |  |  | 44.8552 | [15 empty] | 0.331 | [5 empty] | 6.8882 | [15 empty] | 0.0669 | [9 empty] | 8.5335 | [33 empty] | 519.6578 | [15 empty] | 32.7942 |  | 3125.2709 | [23 empty] | 1.8804 | [13 empty] | 65.4299 |  |  |  |  | 2019 | Bauer, M.E., Burisch, M., Ostendorf, J., Krause, J., Frenzel, M., Seifert, T., and Gutzmer, J. (2019). Trace element geochemistry of sphalerite in contrasting hydrothermal fluid systems of the Freiberg district, Germany: insights from LA-ICP-MS analysis, near-infrared light microthermometry of sphalerite-hosted fluid inclusions, and sulfur isotope geochemistry. Mineralium Deposita, 54, 237–262. |  | DEU | Saxony
| Freiberg mining district | kb veins, eb veins, fba veins | Magmatic hydrothermal | Intrusion-related | hydrothermal vein-style silver mineralization | Ag | Zn, Pb, In, Ge, Ga | Ag, Zn, Pb, In, Ge, Ga | Bauer et al., 2019 |  | fba12-10 | fba12-10 | underground mine |  |  |  |  | ore material | grab | grab | mineral separate | [5 empty] | mineralisation |  |  |  | sphalerite | [6 empty] | galena, pyrite, arsenopyrite, quartz, fluorite, carbonate | polished sections | LA-ICPMS, EMPA | JEOL JXA-8530F equipped with a field emission gun (FEG) and five wavelength-dispersive spectrometers (WDS); 193-nm New Wave Research Excimer laser and an Agilent 7500i quadrupole ICP-MS | Helmholtz Institute Freiberg for Resource Technology (HIF); Friedrich-Alexander-Universität Erlangen-Nürnberg | EPMA: accelerating voltage of 20 kV and a beam current of 30 nA, and a defocused beam of 15 μm diameter. LA-ICP-MS: plasma power of 1320 W, He (0.65 L/min) and Ar (1.09 L/min) as carrier gases, Ar as plasma (14.9 L/min) and auxiliary gas (0.9 L/min), oxide rates of <0.4% ThO+/Th+, repetition rate of 20 Hz, beam spot size of 25 μm, irradiance of 0.74 GW/cm2, fluence of 3.7 J/cm2, 20 s background measurement and 20 s sample ablation, 60-s retention time | MASS-1 (Wilson et al. 2002); NIST SRM 610 and 612 (Pearce et al. 1997); MASS-1 as external Ge standard (57.8±2.6 μg/g Ge); NBS-127, IAEA-S-1, IAEA-S-2, IAEA-S-3, and an in-house Ag2S reference material (sulfur isotopes) |  |  |  |  | 5.0277 | [15 empty] | 0.4121 | [5 empty] | 13.3273 | [15 empty] | 0.1418 | [9 empty] | 13.8413 | [33 empty] | 66.089 | [15 empty] | 32.8486 |  | 263.708 |  |  |  | 2.4102 | [19 empty] | 0.3773 | [13 empty] | 66.0345 |  |  |  |  | 2019 | Bauer, M.E., Burisch, M., Ostendorf, J., Krause, J., Frenzel, M., Seifert, T., and Gutzmer, J. (2019). Trace element geochemistry of sphalerite in contrasting hydrothermal fluid systems of the Freiberg district, Germany: insights from LA-ICP-MS analysis, near-infrared light microthermometry of sphalerite-hosted fluid inclusions, and sulfur isotope geochemistry. Mineralium Deposita, 54, 237–262. |  | DEU | Saxony
| Freiberg mining district | kb veins, eb veins, fba veins | Magmatic hydrothermal | Intrusion-related | hydrothermal vein-style silver mineralization | Ag | Zn, Pb, In, Ge, Ga | Ag, Zn, Pb, In, Ge, Ga | Bauer et al., 2019 |  | fba13_hSp-1 | fba13_hSp-1 | underground mine |  |  |  |  | ore material | grab | grab | mineral separate | [5 empty] | mineralisation |  |  |  | sphalerite | [6 empty] | galena, pyrite, arsenopyrite, quartz, fluorite, carbonate | polished sections | LA-ICPMS, EMPA | JEOL JXA-8530F equipped with a field emission gun (FEG) and five wavelength-dispersive spectrometers (WDS); 193-nm New Wave Research Excimer laser and an Agilent 7500i quadrupole ICP-MS | Helmholtz Institute Freiberg for Resource Technology (HIF); Friedrich-Alexander-Universität Erlangen-Nürnberg | EPMA: accelerating voltage of 20 kV and a beam current of 30 nA, and a defocused beam of 15 μm diameter. LA-ICP-MS: plasma power of 1320 W, He (0.65 L/min) and Ar (1.09 L/min) as carrier gases, Ar as plasma (14.9 L/min) and auxiliary gas (0.9 L/min), oxide rates of <0.4% ThO+/Th+, repetition rate of 20 Hz, beam spot size of 25 μm, irradiance of 0.74 GW/cm2, fluence of 3.7 J/cm2, 20 s background measurement and 20 s sample ablation, 60-s retention time | MASS-1 (Wilson et al. 2002); NIST SRM 610 and 612 (Pearce et al. 1997); MASS-1 as external Ge standard (57.8±2.6 μg/g Ge); NBS-127, IAEA-S-1, IAEA-S-2, IAEA-S-3, and an in-house Ag2S reference material (sulfur isotopes) |  |  |  |  | 3.0128 | [15 empty] | 0.3786 | [5 empty] | 5.8795 | [15 empty] | 0.063 | [9 empty] | 9.2582 | [33 empty] | 31.6861 | [15 empty] | 32.909 |  | 134.6763 | [23 empty] | 0.28117 | [13 empty] | 65.8179 |  |  |  |  | 2019 | Bauer, M.E., Burisch, M., Ostendorf, J., Krause, J., Frenzel, M., Seifert, T., and Gutzmer, J. (2019). Trace element geochemistry of sphalerite in contrasting hydrothermal fluid systems of the Freiberg district, Germany: insights from LA-ICP-MS analysis, near-infrared light microthermometry of sphalerite-hosted fluid inclusions, and sulfur isotope geochemistry. Mineralium Deposita, 54, 237–262. |  | DEU | Saxony
| Freiberg mining district | kb veins, eb veins, fba veins | Magmatic hydrothermal | Intrusion-related | hydrothermal vein-style silver mineralization | Ag | Zn, Pb, In, Ge, Ga | Ag, Zn, Pb, In, Ge, Ga | Bauer et al., 2019 |  | fba13_hSp-2 | fba13_hSp-2 | underground mine |  |  |  |  | ore material | grab | grab | mineral separate | [5 empty] | mineralisation |  |  |  | sphalerite | [6 empty] | galena, pyrite, arsenopyrite, quartz, fluorite, carbonate | polished sections | LA-ICPMS, EMPA | JEOL JXA-8530F equipped with a field emission gun (FEG) and five wavelength-dispersive spectrometers (WDS); 193-nm New Wave Research Excimer laser and an Agilent 7500i quadrupole ICP-MS | Helmholtz Institute Freiberg for Resource Technology (HIF); Friedrich-Alexander-Universität Erlangen-Nürnberg | EPMA: accelerating voltage of 20 kV and a beam current of 30 nA, and a defocused beam of 15 μm diameter. LA-ICP-MS: plasma power of 1320 W, He (0.65 L/min) and Ar (1.09 L/min) as carrier gases, Ar as plasma (14.9 L/min) and auxiliary gas (0.9 L/min), oxide rates of <0.4% ThO+/Th+, repetition rate of 20 Hz, beam spot size of 25 μm, irradiance of 0.74 GW/cm2, fluence of 3.7 J/cm2, 20 s background measurement and 20 s sample ablation, 60-s retention time | MASS-1 (Wilson et al. 2002); NIST SRM 610 and 612 (Pearce et al. 1997); MASS-1 as external Ge standard (57.8±2.6 μg/g Ge); NBS-127, IAEA-S-1, IAEA-S-2, IAEA-S-3, and an in-house Ag2S reference material (sulfur isotopes) |  |  |  |  | 2.7185 | [15 empty] | 0.3379 | [5 empty] | 8.4924 | [15 empty] | 0.0656 | [9 empty] | 8.6034 | [33 empty] | 36.888 | [15 empty] | 32.806 |  | 119.5444 | [23 empty] | 0.11556 | [13 empty] | 65.8815 |  |  |  |  | 2019 | Bauer, M.E., Burisch, M., Ostendorf, J., Krause, J., Frenzel, M., Seifert, T., and Gutzmer, J. (2019). Trace element geochemistry of sphalerite in contrasting hydrothermal fluid systems of the Freiberg district, Germany: insights from LA-ICP-MS analysis, near-infrared light microthermometry of sphalerite-hosted fluid inclusions, and sulfur isotope geochemistry. Mineralium Deposita, 54, 237–262. |  | DEU | Saxony
| Freiberg mining district | kb veins, eb veins, fba veins | Magmatic hydrothermal | Intrusion-related | hydrothermal vein-style silver mineralization | Ag | Zn, Pb, In, Ge, Ga | Ag, Zn, Pb, In, Ge, Ga | Bauer et al., 2019 |  | fba13_hSp-3 | fba13_hSp-3 | underground mine |  |  |  |  | ore material | grab | grab | mineral separate | [5 empty] | mineralisation |  |  |  | sphalerite | [6 empty] | galena, pyrite, arsenopyrite, quartz, fluorite, carbonate | polished sections | LA-ICPMS, EMPA | JEOL JXA-8530F equipped with a field emission gun (FEG) and five wavelength-dispersive spectrometers (WDS); 193-nm New Wave Research Excimer laser and an Agilent 7500i quadrupole ICP-MS | Helmholtz Institute Freiberg for Resource Technology (HIF); Friedrich-Alexander-Universität Erlangen-Nürnberg | EPMA: accelerating voltage of 20 kV and a beam current of 30 nA, and a defocused beam of 15 μm diameter. LA-ICP-MS: plasma power of 1320 W, He (0.65 L/min) and Ar (1.09 L/min) as carrier gases, Ar as plasma (14.9 L/min) and auxiliary gas (0.9 L/min), oxide rates of <0.4% ThO+/Th+, repetition rate of 20 Hz, beam spot size of 25 μm, irradiance of 0.74 GW/cm2, fluence of 3.7 J/cm2, 20 s background measurement and 20 s sample ablation, 60-s retention time | MASS-1 (Wilson et al. 2002); NIST SRM 610 and 612 (Pearce et al. 1997); MASS-1 as external Ge standard (57.8±2.6 μg/g Ge); NBS-127, IAEA-S-1, IAEA-S-2, IAEA-S-3, and an in-house Ag2S reference material (sulfur isotopes) |  |  |  |  | 9.4123 | [15 empty] | 0.2636 | [5 empty] | 10.9613 | [15 empty] | 0.0792 | [9 empty] | 7.3652 | [33 empty] | 105.4093 | [15 empty] | 32.8488 |  | 401.5319 |  |  |  | 2.2919 | [19 empty] | 0.64077 | [13 empty] | 65.9015 |  |  |  |  | 2019 | Bauer, M.E., Burisch, M., Ostendorf, J., Krause, J., Frenzel, M., Seifert, T., and Gutzmer, J. (2019). Trace element geochemistry of sphalerite in contrasting hydrothermal fluid systems of the Freiberg district, Germany: insights from LA-ICP-MS analysis, near-infrared light microthermometry of sphalerite-hosted fluid inclusions, and sulfur isotope geochemistry. Mineralium Deposita, 54, 237–262. |  | DEU | Saxony
| Freiberg mining district | kb veins, eb veins, fba veins | Magmatic hydrothermal | Intrusion-related | hydrothermal vein-style silver mineralization | Ag | Zn, Pb, In, Ge, Ga | Ag, Zn, Pb, In, Ge, Ga | Bauer et al., 2019 |  | fba13_hSp-4 | fba13_hSp-4 | underground mine |  |  |  |  | ore material | grab | grab | mineral separate | [5 empty] | mineralisation |  |  |  | sphalerite | [6 empty] | galena, pyrite, arsenopyrite, quartz, fluorite, carbonate | polished sections | LA-ICPMS, EMPA | JEOL JXA-8530F equipped with a field emission gun (FEG) and five wavelength-dispersive spectrometers (WDS); 193-nm New Wave Research Excimer laser and an Agilent 7500i quadrupole ICP-MS | Helmholtz Institute Freiberg for Resource Technology (HIF); Friedrich-Alexander-Universität Erlangen-Nürnberg | EPMA: accelerating voltage of 20 kV and a beam current of 30 nA, and a defocused beam of 15 μm diameter. LA-ICP-MS: plasma power of 1320 W, He (0.65 L/min) and Ar (1.09 L/min) as carrier gases, Ar as plasma (14.9 L/min) and auxiliary gas (0.9 L/min), oxide rates of <0.4% ThO+/Th+, repetition rate of 20 Hz, beam spot size of 25 μm, irradiance of 0.74 GW/cm2, fluence of 3.7 J/cm2, 20 s background measurement and 20 s sample ablation, 60-s retention time | MASS-1 (Wilson et al. 2002); NIST SRM 610 and 612 (Pearce et al. 1997); MASS-1 as external Ge standard (57.8±2.6 μg/g Ge); NBS-127, IAEA-S-1, IAEA-S-2, IAEA-S-3, and an in-house Ag2S reference material (sulfur isotopes) |  |  |  |  | 47.7912 | [15 empty] | 0.3444 | [5 empty] | 11.4098 | [15 empty] | 0.0778 | [9 empty] | 6.4388 | [33 empty] | 646.2138 | [15 empty] | 32.8697 |  | 3444.8406 | [23 empty] | 2.5573 | [13 empty] | 65.3517 |  |  |  |  | 2019 | Bauer, M.E., Burisch, M., Ostendorf, J., Krause, J., Frenzel, M., Seifert, T., and Gutzmer, J. (2019). Trace element geochemistry of sphalerite in contrasting hydrothermal fluid systems of the Freiberg district, Germany: insights from LA-ICP-MS analysis, near-infrared light microthermometry of sphalerite-hosted fluid inclusions, and sulfur isotope geochemistry. Mineralium Deposita, 54, 237–262. |  | DEU | Saxony
| Freiberg mining district | kb veins, eb veins, fba veins | Magmatic hydrothermal | Intrusion-related | hydrothermal vein-style silver mineralization | Ag | Zn, Pb, In, Ge, Ga | Ag, Zn, Pb, In, Ge, Ga | Bauer et al., 2019 |  | fba13_hSp-5 | fba13_hSp-5 | underground mine |  |  |  |  | ore material | grab | grab | mineral separate | [5 empty] | mineralisation |  |  |  | sphalerite | [6 empty] | galena, pyrite, arsenopyrite, quartz, fluorite, carbonate | polished sections | LA-ICPMS, EMPA | JEOL JXA-8530F equipped with a field emission gun (FEG) and five wavelength-dispersive spectrometers (WDS); 193-nm New Wave Research Excimer laser and an Agilent 7500i quadrupole ICP-MS | Helmholtz Institute Freiberg for Resource Technology (HIF); Friedrich-Alexander-Universität Erlangen-Nürnberg | EPMA: accelerating voltage of 20 kV and a beam current of 30 nA, and a defocused beam of 15 μm diameter. LA-ICP-MS: plasma power of 1320 W, He (0.65 L/min) and Ar (1.09 L/min) as carrier gases, Ar as plasma (14.9 L/min) and auxiliary gas (0.9 L/min), oxide rates of <0.4% ThO+/Th+, repetition rate of 20 Hz, beam spot size of 25 μm, irradiance of 0.74 GW/cm2, fluence of 3.7 J/cm2, 20 s background measurement and 20 s sample ablation, 60-s retention time | MASS-1 (Wilson et al. 2002); NIST SRM 610 and 612 (Pearce et al. 1997); MASS-1 as external Ge standard (57.8±2.6 μg/g Ge); NBS-127, IAEA-S-1, IAEA-S-2, IAEA-S-3, and an in-house Ag2S reference material (sulfur isotopes) |  |  |  |  | 2.6526 | [15 empty] | 0.2731 | [5 empty] | 6.0295 | [15 empty] | 0.0616 | [9 empty] | 6.8693 | [33 empty] | 50.2594 | [15 empty] | 32.8145 |  | 122.0114 |  |  |  | 2.6183 | [19 empty] | 0.33302 | [13 empty] | 65.9266 |  |  |  |  | 2019 | Bauer, M.E., Burisch, M., Ostendorf, J., Krause, J., Frenzel, M., Seifert, T., and Gutzmer, J. (2019). Trace element geochemistry of sphalerite in contrasting hydrothermal fluid systems of the Freiberg district, Germany: insights from LA-ICP-MS analysis, near-infrared light microthermometry of sphalerite-hosted fluid inclusions, and sulfur isotope geochemistry. Mineralium Deposita, 54, 237–262. |  | DEU | Saxony
| Freiberg mining district | kb veins, eb veins, fba veins | Magmatic hydrothermal | Intrusion-related | hydrothermal vein-style silver mineralization | Ag | Zn, Pb, In, Ge, Ga | Ag, Zn, Pb, In, Ge, Ga | Bauer et al., 2019 |  | fba13_hSp-6 | fba13_hSp-6 | underground mine |  |  |  |  | ore material | grab | grab | mineral separate | [5 empty] | mineralisation |  |  |  | sphalerite | [6 empty] | galena, pyrite, arsenopyrite, quartz, fluorite, carbonate | polished sections | LA-ICPMS, EMPA | JEOL JXA-8530F equipped with a field emission gun (FEG) and five wavelength-dispersive spectrometers (WDS); 193-nm New Wave Research Excimer laser and an Agilent 7500i quadrupole ICP-MS | Helmholtz Institute Freiberg for Resource Technology (HIF); Friedrich-Alexander-Universität Erlangen-Nürnberg | EPMA: accelerating voltage of 20 kV and a beam current of 30 nA, and a defocused beam of 15 μm diameter. LA-ICP-MS: plasma power of 1320 W, He (0.65 L/min) and Ar (1.09 L/min) as carrier gases, Ar as plasma (14.9 L/min) and auxiliary gas (0.9 L/min), oxide rates of <0.4% ThO+/Th+, repetition rate of 20 Hz, beam spot size of 25 μm, irradiance of 0.74 GW/cm2, fluence of 3.7 J/cm2, 20 s background measurement and 20 s sample ablation, 60-s retention time | MASS-1 (Wilson et al. 2002); NIST SRM 610 and 612 (Pearce et al. 1997); MASS-1 as external Ge standard (57.8±2.6 μg/g Ge); NBS-127, IAEA-S-1, IAEA-S-2, IAEA-S-3, and an in-house Ag2S reference material (sulfur isotopes) |  |  |  |  | 12.0552 | [15 empty] | 1.4554 | [5 empty] | 6.2378 | [15 empty] | 0.1486 | [9 empty] | 8.2819 | [33 empty] | 328.1189 | [15 empty] | 32.5907 |  | 727.0382 |  |  |  | 1.9067 | [19 empty] | 0.56058 | [13 empty] | 64.4201 |  |  |  |  | 2019 | Bauer, M.E., Burisch, M., Ostendorf, J., Krause, J., Frenzel, M., Seifert, T., and Gutzmer, J. (2019). Trace element geochemistry of sphalerite in contrasting hydrothermal fluid systems of the Freiberg district, Germany: insights from LA-ICP-MS analysis, near-infrared light microthermometry of sphalerite-hosted fluid inclusions, and sulfur isotope geochemistry. Mineralium Deposita, 54, 237–262. |  | DEU | Saxony
| Freiberg mining district | kb veins, eb veins, fba veins | Magmatic hydrothermal | Intrusion-related | hydrothermal vein-style silver mineralization | Ag | Zn, Pb, In, Ge, Ga | Ag, Zn, Pb, In, Ge, Ga | Bauer et al., 2019 |  | fba13_hSp-7 | fba13_hSp-7 | underground mine |  |  |  |  | ore material | grab | grab | mineral separate | [5 empty] | mineralisation |  |  |  | sphalerite | [6 empty] | galena, pyrite, arsenopyrite, quartz, fluorite, carbonate | polished sections | LA-ICPMS, EMPA | JEOL JXA-8530F equipped with a field emission gun (FEG) and five wavelength-dispersive spectrometers (WDS); 193-nm New Wave Research Excimer laser and an Agilent 7500i quadrupole ICP-MS | Helmholtz Institute Freiberg for Resource Technology (HIF); Friedrich-Alexander-Universität Erlangen-Nürnberg | EPMA: accelerating voltage of 20 kV and a beam current of 30 nA, and a defocused beam of 15 μm diameter. LA-ICP-MS: plasma power of 1320 W, He (0.65 L/min) and Ar (1.09 L/min) as carrier gases, Ar as plasma (14.9 L/min) and auxiliary gas (0.9 L/min), oxide rates of <0.4% ThO+/Th+, repetition rate of 20 Hz, beam spot size of 25 μm, irradiance of 0.74 GW/cm2, fluence of 3.7 J/cm2, 20 s background measurement and 20 s sample ablation, 60-s retention time | MASS-1 (Wilson et al. 2002); NIST SRM 610 and 612 (Pearce et al. 1997); MASS-1 as external Ge standard (57.8±2.6 μg/g Ge); NBS-127, IAEA-S-1, IAEA-S-2, IAEA-S-3, and an in-house Ag2S reference material (sulfur isotopes) |  |  |  |  | 5.1958 | [15 empty] | 0.8779 | [5 empty] | 7.7579 | [15 empty] | 0.1035 | [9 empty] | 6.9549 | [33 empty] | 228.2288 | [15 empty] | 33.1394 |  | 391.6833 |  |  |  | 1.8358 | [19 empty] | 0.35133 | [13 empty] | 65.5288 |  |  |  |  | 2019 | Bauer, M.E., Burisch, M., Ostendorf, J., Krause, J., Frenzel, M., Seifert, T., and Gutzmer, J. (2019). Trace element geochemistry of sphalerite in contrasting hydrothermal fluid systems of the Freiberg district, Germany: insights from LA-ICP-MS analysis, near-infrared light microthermometry of sphalerite-hosted fluid inclusions, and sulfur isotope geochemistry. Mineralium Deposita, 54, 237–262. |  | DEU | Saxony
| Freiberg mining district | kb veins, eb veins, fba veins | Magmatic hydrothermal | Intrusion-related | hydrothermal vein-style silver mineralization | Ag | Zn, Pb, In, Ge, Ga | Ag, Zn, Pb, In, Ge, Ga | Bauer et al., 2019 |  | fba13_hSp-8 | fba13_hSp-8 | underground mine |  |  |  |  | ore material | grab | grab | mineral separate | [5 empty] | mineralisation |  |  |  | sphalerite | [6 empty] | galena, pyrite, arsenopyrite, quartz, fluorite, carbonate | polished sections | LA-ICPMS, EMPA | JEOL JXA-8530F equipped with a field emission gun (FEG) and five wavelength-dispersive spectrometers (WDS); 193-nm New Wave Research Excimer laser and an Agilent 7500i quadrupole ICP-MS | Helmholtz Institute Freiberg for Resource Technology (HIF); Friedrich-Alexander-Universität Erlangen-Nürnberg | EPMA: accelerating voltage of 20 kV and a beam current of 30 nA, and a defocused beam of 15 μm diameter. LA-ICP-MS: plasma power of 1320 W, He (0.65 L/min) and Ar (1.09 L/min) as carrier gases, Ar as plasma (14.9 L/min) and auxiliary gas (0.9 L/min), oxide rates of <0.4% ThO+/Th+, repetition rate of 20 Hz, beam spot size of 25 μm, irradiance of 0.74 GW/cm2, fluence of 3.7 J/cm2, 20 s background measurement and 20 s sample ablation, 60-s retention time | MASS-1 (Wilson et al. 2002); NIST SRM 610 and 612 (Pearce et al. 1997); MASS-1 as external Ge standard (57.8±2.6 μg/g Ge); NBS-127, IAEA-S-1, IAEA-S-2, IAEA-S-3, and an in-house Ag2S reference material (sulfur isotopes) |  |  |  |  | 0.65493 | [15 empty] | 0.355 | [5 empty] | 10.9702 | [15 empty] | 0.0814 | [9 empty] | 6.2629 | [33 empty] | 3.9045 | [15 empty] | 32.8055 |  | 16.1634 |  |  |  | 2.1114 | [33 empty] | 65.9679 |  |  |  |  | 2019 | Bauer, M.E., Burisch, M., Ostendorf, J., Krause, J., Frenzel, M., Seifert, T., and Gutzmer, J. (2019). Trace element geochemistry of sphalerite in contrasting hydrothermal fluid systems of the Freiberg district, Germany: insights from LA-ICP-MS analysis, near-infrared light microthermometry of sphalerite-hosted fluid inclusions, and sulfur isotope geochemistry. Mineralium Deposita, 54, 237–262. |  | DEU | Saxony
| Freiberg mining district | kb veins, eb veins, fba veins | Magmatic hydrothermal | Intrusion-related | hydrothermal vein-style silver mineralization | Ag | Zn, Pb, In, Ge, Ga | Ag, Zn, Pb, In, Ge, Ga | Bauer et al., 2019 |  | fba13_hSp-9 | fba13_hSp-9 | underground mine |  |  |  |  | ore material | grab | grab | mineral separate | [5 empty] | mineralisation |  |  |  | sphalerite | [6 empty] | galena, pyrite, arsenopyrite, quartz, fluorite, carbonate | polished sections | LA-ICPMS, EMPA | JEOL JXA-8530F equipped with a field emission gun (FEG) and five wavelength-dispersive spectrometers (WDS); 193-nm New Wave Research Excimer laser and an Agilent 7500i quadrupole ICP-MS | Helmholtz Institute Freiberg for Resource Technology (HIF); Friedrich-Alexander-Universität Erlangen-Nürnberg | EPMA: accelerating voltage of 20 kV and a beam current of 30 nA, and a defocused beam of 15 μm diameter. LA-ICP-MS: plasma power of 1320 W, He (0.65 L/min) and Ar (1.09 L/min) as carrier gases, Ar as plasma (14.9 L/min) and auxiliary gas (0.9 L/min), oxide rates of <0.4% ThO+/Th+, repetition rate of 20 Hz, beam spot size of 25 μm, irradiance of 0.74 GW/cm2, fluence of 3.7 J/cm2, 20 s background measurement and 20 s sample ablation, 60-s retention time | MASS-1 (Wilson et al. 2002); NIST SRM 610 and 612 (Pearce et al. 1997); MASS-1 as external Ge standard (57.8±2.6 μg/g Ge); NBS-127, IAEA-S-1, IAEA-S-2, IAEA-S-3, and an in-house Ag2S reference material (sulfur isotopes) |  |  |  |  | 19.6514 | [15 empty] | 1.6275 | [5 empty] | 7.6559 | [15 empty] | 0.1631 | [9 empty] | 10.9048 | [33 empty] | 544.6855 | [15 empty] | 32.8644 |  | 1340.5195 |  |  |  | 1.6874 | [19 empty] | 1.7097 | [13 empty] | 64.9293 |  |  |  |  | 2019 | Bauer, M.E., Burisch, M., Ostendorf, J., Krause, J., Frenzel, M., Seifert, T., and Gutzmer, J. (2019). Trace element geochemistry of sphalerite in contrasting hydrothermal fluid systems of the Freiberg district, Germany: insights from LA-ICP-MS analysis, near-infrared light microthermometry of sphalerite-hosted fluid inclusions, and sulfur isotope geochemistry. Mineralium Deposita, 54, 237–262. |  | DEU | Saxony
| Freiberg mining district | kb veins, eb veins, fba veins | Magmatic hydrothermal | Intrusion-related | hydrothermal vein-style silver mineralization | Ag | Zn, Pb, In, Ge, Ga | Ag, Zn, Pb, In, Ge, Ga | Bauer et al., 2019 |  | fba13_hSp-10 | fba13_hSp-10 | underground mine |  |  |  |  | ore material | grab | grab | mineral separate | [5 empty] | mineralisation |  |  |  | sphalerite | [6 empty] | galena, pyrite, arsenopyrite, quartz, fluorite, carbonate | polished sections | LA-ICPMS, EMPA | JEOL JXA-8530F equipped with a field emission gun (FEG) and five wavelength-dispersive spectrometers (WDS); 193-nm New Wave Research Excimer laser and an Agilent 7500i quadrupole ICP-MS | Helmholtz Institute Freiberg for Resource Technology (HIF); Friedrich-Alexander-Universität Erlangen-Nürnberg | EPMA: accelerating voltage of 20 kV and a beam current of 30 nA, and a defocused beam of 15 μm diameter. LA-ICP-MS: plasma power of 1320 W, He (0.65 L/min) and Ar (1.09 L/min) as carrier gases, Ar as plasma (14.9 L/min) and auxiliary gas (0.9 L/min), oxide rates of <0.4% ThO+/Th+, repetition rate of 20 Hz, beam spot size of 25 μm, irradiance of 0.74 GW/cm2, fluence of 3.7 J/cm2, 20 s background measurement and 20 s sample ablation, 60-s retention time | MASS-1 (Wilson et al. 2002); NIST SRM 610 and 612 (Pearce et al. 1997); MASS-1 as external Ge standard (57.8±2.6 μg/g Ge); NBS-127, IAEA-S-1, IAEA-S-2, IAEA-S-3, and an in-house Ag2S reference material (sulfur isotopes) |  |  |  |  | 7.1542 | [15 empty] | 0.2776 | [5 empty] | 7.6314 | [15 empty] | 0.066 | [9 empty] | 4.7314 | [33 empty] | 85.2622 | [15 empty] | 33.028 |  | 332.3375 |  |  |  | 2.0144 | [19 empty] | 0.43817 | [13 empty] | 66.343 |  |  |  |  | 2019 | Bauer, M.E., Burisch, M., Ostendorf, J., Krause, J., Frenzel, M., Seifert, T., and Gutzmer, J. (2019). Trace element geochemistry of sphalerite in contrasting hydrothermal fluid systems of the Freiberg district, Germany: insights from LA-ICP-MS analysis, near-infrared light microthermometry of sphalerite-hosted fluid inclusions, and sulfur isotope geochemistry. Mineralium Deposita, 54, 237–262. |  | DEU | Saxony
| Freiberg mining district | kb veins, eb veins, fba veins | Magmatic hydrothermal | Intrusion-related | hydrothermal vein-style silver mineralization | Ag | Zn, Pb, In, Ge, Ga | Ag, Zn, Pb, In, Ge, Ga | Bauer et al., 2019 |  | fba13_hSp-11 | fba13_hSp-11 | underground mine |  |  |  |  | ore material | grab | grab | mineral separate | [5 empty] | mineralisation |  |  |  | sphalerite | [6 empty] | galena, pyrite, arsenopyrite, quartz, fluorite, carbonate | polished sections | LA-ICPMS, EMPA | JEOL JXA-8530F equipped with a field emission gun (FEG) and five wavelength-dispersive spectrometers (WDS); 193-nm New Wave Research Excimer laser and an Agilent 7500i quadrupole ICP-MS | Helmholtz Institute Freiberg for Resource Technology (HIF); Friedrich-Alexander-Universität Erlangen-Nürnberg | EPMA: accelerating voltage of 20 kV and a beam current of 30 nA, and a defocused beam of 15 μm diameter. LA-ICP-MS: plasma power of 1320 W, He (0.65 L/min) and Ar (1.09 L/min) as carrier gases, Ar as plasma (14.9 L/min) and auxiliary gas (0.9 L/min), oxide rates of <0.4% ThO+/Th+, repetition rate of 20 Hz, beam spot size of 25 μm, irradiance of 0.74 GW/cm2, fluence of 3.7 J/cm2, 20 s background measurement and 20 s sample ablation, 60-s retention time | MASS-1 (Wilson et al. 2002); NIST SRM 610 and 612 (Pearce et al. 1997); MASS-1 as external Ge standard (57.8±2.6 μg/g Ge); NBS-127, IAEA-S-1, IAEA-S-2, IAEA-S-3, and an in-house Ag2S reference material (sulfur isotopes) |  |  |  |  | 3.83 | [15 empty] | 0.3242 | [5 empty] | 6.4677 | [15 empty] | 0.0502 | [9 empty] | 4.495 | [33 empty] | 27.039 | [15 empty] | 32.8769 |  | 157.8463 |  |  |  | 2.9861 | [19 empty] | 0.31216 | [13 empty] | 65.7207 |  |  |  |  | 2019 | Bauer, M.E., Burisch, M., Ostendorf, J., Krause, J., Frenzel, M., Seifert, T., and Gutzmer, J. (2019). Trace element geochemistry of sphalerite in contrasting hydrothermal fluid systems of the Freiberg district, Germany: insights from LA-ICP-MS analysis, near-infrared light microthermometry of sphalerite-hosted fluid inclusions, and sulfur isotope geochemistry. Mineralium Deposita, 54, 237–262. |  | DEU | Saxony
| Freiberg mining district | kb veins, eb veins, fba veins | Magmatic hydrothermal | Intrusion-related | hydrothermal vein-style silver mineralization | Ag | Zn, Pb, In, Ge, Ga | Ag, Zn, Pb, In, Ge, Ga | Bauer et al., 2019 |  | fba13_hSp-12 | fba13_hSp-12 | underground mine |  |  |  |  | ore material | grab | grab | mineral separate | [5 empty] | mineralisation |  |  |  | sphalerite | [6 empty] | galena, pyrite, arsenopyrite, quartz, fluorite, carbonate | polished sections | LA-ICPMS, EMPA | JEOL JXA-8530F equipped with a field emission gun (FEG) and five wavelength-dispersive spectrometers (WDS); 193-nm New Wave Research Excimer laser and an Agilent 7500i quadrupole ICP-MS | Helmholtz Institute Freiberg for Resource Technology (HIF); Friedrich-Alexander-Universität Erlangen-Nürnberg | EPMA: accelerating voltage of 20 kV and a beam current of 30 nA, and a defocused beam of 15 μm diameter. LA-ICP-MS: plasma power of 1320 W, He (0.65 L/min) and Ar (1.09 L/min) as carrier gases, Ar as plasma (14.9 L/min) and auxiliary gas (0.9 L/min), oxide rates of <0.4% ThO+/Th+, repetition rate of 20 Hz, beam spot size of 25 μm, irradiance of 0.74 GW/cm2, fluence of 3.7 J/cm2, 20 s background measurement and 20 s sample ablation, 60-s retention time | MASS-1 (Wilson et al. 2002); NIST SRM 610 and 612 (Pearce et al. 1997); MASS-1 as external Ge standard (57.8±2.6 μg/g Ge); NBS-127, IAEA-S-1, IAEA-S-2, IAEA-S-3, and an in-house Ag2S reference material (sulfur isotopes) |  |  |  |  | 4.2319 | [15 empty] | 0.265 | [5 empty] | 9.5506 | [15 empty] | 0.0856 | [9 empty] | 5.5087 | [33 empty] | 77.9232 | [15 empty] | 32.9195 |  | 239.8877 | [23 empty] | 0.2586 | [13 empty] | 66.5149 |  |  |  |  | 2019 | Bauer, M.E., Burisch, M., Ostendorf, J., Krause, J., Frenzel, M., Seifert, T., and Gutzmer, J. (2019). Trace element geochemistry of sphalerite in contrasting hydrothermal fluid systems of the Freiberg district, Germany: insights from LA-ICP-MS analysis, near-infrared light microthermometry of sphalerite-hosted fluid inclusions, and sulfur isotope geochemistry. Mineralium Deposita, 54, 237–262. |  | DEU | Saxony
| Freiberg mining district | kb veins, eb veins, fba veins | Magmatic hydrothermal | Intrusion-related | hydrothermal vein-style silver mineralization | Ag | Zn, Pb, In, Ge, Ga | Ag, Zn, Pb, In, Ge, Ga | Bauer et al., 2019 |  | fba13_hSp-13 | fba13_hSp-13 | underground mine |  |  |  |  | ore material | grab | grab | mineral separate | [5 empty] | mineralisation |  |  |  | sphalerite | [6 empty] | galena, pyrite, arsenopyrite, quartz, fluorite, carbonate | polished sections | LA-ICPMS, EMPA | JEOL JXA-8530F equipped with a field emission gun (FEG) and five wavelength-dispersive spectrometers (WDS); 193-nm New Wave Research Excimer laser and an Agilent 7500i quadrupole ICP-MS | Helmholtz Institute Freiberg for Resource Technology (HIF); Friedrich-Alexander-Universität Erlangen-Nürnberg | EPMA: accelerating voltage of 20 kV and a beam current of 30 nA, and a defocused beam of 15 μm diameter. LA-ICP-MS: plasma power of 1320 W, He (0.65 L/min) and Ar (1.09 L/min) as carrier gases, Ar as plasma (14.9 L/min) and auxiliary gas (0.9 L/min), oxide rates of <0.4% ThO+/Th+, repetition rate of 20 Hz, beam spot size of 25 μm, irradiance of 0.74 GW/cm2, fluence of 3.7 J/cm2, 20 s background measurement and 20 s sample ablation, 60-s retention time | MASS-1 (Wilson et al. 2002); NIST SRM 610 and 612 (Pearce et al. 1997); MASS-1 as external Ge standard (57.8±2.6 μg/g Ge); NBS-127, IAEA-S-1, IAEA-S-2, IAEA-S-3, and an in-house Ag2S reference material (sulfur isotopes) |  |  |  |  | 17.6276 | [15 empty] | 1.576 | [5 empty] | 7.5234 | [15 empty] | 0.1306 | [9 empty] | 12.6879 | [33 empty] | 356.1938 | [15 empty] | 32.7741 |  | 995.7616 |  |  |  | 2.1568 | [19 empty] | 1.1157 | [13 empty] | 65.0016 |  |  |  |  | 2019 | Bauer, M.E., Burisch, M., Ostendorf, J., Krause, J., Frenzel, M., Seifert, T., and Gutzmer, J. (2019). Trace element geochemistry of sphalerite in contrasting hydrothermal fluid systems of the Freiberg district, Germany: insights from LA-ICP-MS analysis, near-infrared light microthermometry of sphalerite-hosted fluid inclusions, and sulfur isotope geochemistry. Mineralium Deposita, 54, 237–262. |  | DEU | Saxony
| Freiberg mining district | kb veins, eb veins, fba veins | Magmatic hydrothermal | Intrusion-related | hydrothermal vein-style silver mineralization | Ag | Zn, Pb, In, Ge, Ga | Ag, Zn, Pb, In, Ge, Ga | Bauer et al., 2019 |  | fba13_hSp-14 | fba13_hSp-14 | underground mine |  |  |  |  | ore material | grab | grab | mineral separate | [5 empty] | mineralisation |  |  |  | sphalerite | [6 empty] | galena, pyrite, arsenopyrite, quartz, fluorite, carbonate | polished sections | LA-ICPMS, EMPA | JEOL JXA-8530F equipped with a field emission gun (FEG) and five wavelength-dispersive spectrometers (WDS); 193-nm New Wave Research Excimer laser and an Agilent 7500i quadrupole ICP-MS | Helmholtz Institute Freiberg for Resource Technology (HIF); Friedrich-Alexander-Universität Erlangen-Nürnberg | EPMA: accelerating voltage of 20 kV and a beam current of 30 nA, and a defocused beam of 15 μm diameter. LA-ICP-MS: plasma power of 1320 W, He (0.65 L/min) and Ar (1.09 L/min) as carrier gases, Ar as plasma (14.9 L/min) and auxiliary gas (0.9 L/min), oxide rates of <0.4% ThO+/Th+, repetition rate of 20 Hz, beam spot size of 25 μm, irradiance of 0.74 GW/cm2, fluence of 3.7 J/cm2, 20 s background measurement and 20 s sample ablation, 60-s retention time | MASS-1 (Wilson et al. 2002); NIST SRM 610 and 612 (Pearce et al. 1997); MASS-1 as external Ge standard (57.8±2.6 μg/g Ge); NBS-127, IAEA-S-1, IAEA-S-2, IAEA-S-3, and an in-house Ag2S reference material (sulfur isotopes) |  |  |  |  | 14.0492 | [15 empty] | 0.3215 | [5 empty] | 11.1488 | [15 empty] | 0.0778 | [9 empty] | 8.6462 | [33 empty] | 169.792 | [15 empty] | 32.8698 |  | 680.706 | [23 empty] | 0.70939 | [13 empty] | 66.061 |  |  |  |  | 2019 | Bauer, M.E., Burisch, M., Ostendorf, J., Krause, J., Frenzel, M., Seifert, T., and Gutzmer, J. (2019). Trace element geochemistry of sphalerite in contrasting hydrothermal fluid systems of the Freiberg district, Germany: insights from LA-ICP-MS analysis, near-infrared light microthermometry of sphalerite-hosted fluid inclusions, and sulfur isotope geochemistry. Mineralium Deposita, 54, 237–262. |  | DEU | Saxony
| Freiberg mining district | kb veins, eb veins, fba veins | Magmatic hydrothermal | Intrusion-related | hydrothermal vein-style silver mineralization | Ag | Zn, Pb, In, Ge, Ga | Ag, Zn, Pb, In, Ge, Ga | Bauer et al., 2019 |  | fba13_hSp-15 | fba13_hSp-15 | underground mine |  |  |  |  | ore material | grab | grab | mineral separate | [5 empty] | mineralisation |  |  |  | sphalerite | [6 empty] | galena, pyrite, arsenopyrite, quartz, fluorite, carbonate | polished sections | LA-ICPMS, EMPA | JEOL JXA-8530F equipped with a field emission gun (FEG) and five wavelength-dispersive spectrometers (WDS); 193-nm New Wave Research Excimer laser and an Agilent 7500i quadrupole ICP-MS | Helmholtz Institute Freiberg for Resource Technology (HIF); Friedrich-Alexander-Universität Erlangen-Nürnberg | EPMA: accelerating voltage of 20 kV and a beam current of 30 nA, and a defocused beam of 15 μm diameter. LA-ICP-MS: plasma power of 1320 W, He (0.65 L/min) and Ar (1.09 L/min) as carrier gases, Ar as plasma (14.9 L/min) and auxiliary gas (0.9 L/min), oxide rates of <0.4% ThO+/Th+, repetition rate of 20 Hz, beam spot size of 25 μm, irradiance of 0.74 GW/cm2, fluence of 3.7 J/cm2, 20 s background measurement and 20 s sample ablation, 60-s retention time | MASS-1 (Wilson et al. 2002); NIST SRM 610 and 612 (Pearce et al. 1997); MASS-1 as external Ge standard (57.8±2.6 μg/g Ge); NBS-127, IAEA-S-1, IAEA-S-2, IAEA-S-3, and an in-house Ag2S reference material (sulfur isotopes) |  |  |  |  | 15.0157 | [15 empty] | 1.3163 | [5 empty] | 10.5273 | [15 empty] | 0.1242 | [9 empty] | 9.2684 | [33 empty] | 170.6928 | [15 empty] | 32.6198 |  | 697.887 |  |  |  | 1.9152 | [19 empty] | 0.95676 | [13 empty] | 65.3047 |  |  |  |  | 2019 | Bauer, M.E., Burisch, M., Ostendorf, J., Krause, J., Frenzel, M., Seifert, T., and Gutzmer, J. (2019). Trace element geochemistry of sphalerite in contrasting hydrothermal fluid systems of the Freiberg district, Germany: insights from LA-ICP-MS analysis, near-infrared light microthermometry of sphalerite-hosted fluid inclusions, and sulfur isotope geochemistry. Mineralium Deposita, 54, 237–262. |  | DEU | Saxony
| Freiberg mining district | kb veins, eb veins, fba veins | Magmatic hydrothermal | Intrusion-related | hydrothermal vein-style silver mineralization | Ag | Zn, Pb, In, Ge, Ga | Ag, Zn, Pb, In, Ge, Ga | Bauer et al., 2019 |  | fba13_dSp-1 | fba13_dSp-1 | underground mine |  |  |  |  | ore material | grab | grab | mineral separate | [5 empty] | mineralisation |  |  |  | sphalerite | [6 empty] | galena, pyrite, arsenopyrite, quartz, fluorite, carbonate | polished sections | LA-ICPMS, EMPA | JEOL JXA-8530F equipped with a field emission gun (FEG) and five wavelength-dispersive spectrometers (WDS); 193-nm New Wave Research Excimer laser and an Agilent 7500i quadrupole ICP-MS | Helmholtz Institute Freiberg for Resource Technology (HIF); Friedrich-Alexander-Universität Erlangen-Nürnberg | EPMA: accelerating voltage of 20 kV and a beam current of 30 nA, and a defocused beam of 15 μm diameter. LA-ICP-MS: plasma power of 1320 W, He (0.65 L/min) and Ar (1.09 L/min) as carrier gases, Ar as plasma (14.9 L/min) and auxiliary gas (0.9 L/min), oxide rates of <0.4% ThO+/Th+, repetition rate of 20 Hz, beam spot size of 25 μm, irradiance of 0.74 GW/cm2, fluence of 3.7 J/cm2, 20 s background measurement and 20 s sample ablation, 60-s retention time | MASS-1 (Wilson et al. 2002); NIST SRM 610 and 612 (Pearce et al. 1997); MASS-1 as external Ge standard (57.8±2.6 μg/g Ge); NBS-127, IAEA-S-1, IAEA-S-2, IAEA-S-3, and an in-house Ag2S reference material (sulfur isotopes) |  |  |  |  | 23.0405 | [15 empty] | 0.2847 | [5 empty] | 20.0724 | [15 empty] | 0.1806 | [9 empty] | 7.5103 | [33 empty] | 213.83 | [15 empty] | 32.8708 |  | 852.9035 |  |  |  | 1.8945 | [19 empty] | 0.71508 | [13 empty] | 65.6577 |  |  |  |  | 2019 | Bauer, M.E., Burisch, M., Ostendorf, J., Krause, J., Frenzel, M., Seifert, T., and Gutzmer, J. (2019). Trace element geochemistry of sphalerite in contrasting hydrothermal fluid systems of the Freiberg district, Germany: insights from LA-ICP-MS analysis, near-infrared light microthermometry of sphalerite-hosted fluid inclusions, and sulfur isotope geochemistry. Mineralium Deposita, 54, 237–262. |  | DEU | Saxony
| Freiberg mining district | kb veins, eb veins, fba veins | Magmatic hydrothermal | Intrusion-related | hydrothermal vein-style silver mineralization | Ag | Zn, Pb, In, Ge, Ga | Ag, Zn, Pb, In, Ge, Ga | Bauer et al., 2019 |  | fba13_dSp-2 | fba13_dSp-2 | underground mine |  |  |  |  | ore material | grab | grab | mineral separate | [5 empty] | mineralisation |  |  |  | sphalerite | [6 empty] | galena, pyrite, arsenopyrite, quartz, fluorite, carbonate | polished sections | LA-ICPMS, EMPA | JEOL JXA-8530F equipped with a field emission gun (FEG) and five wavelength-dispersive spectrometers (WDS); 193-nm New Wave Research Excimer laser and an Agilent 7500i quadrupole ICP-MS | Helmholtz Institute Freiberg for Resource Technology (HIF); Friedrich-Alexander-Universität Erlangen-Nürnberg | EPMA: accelerating voltage of 20 kV and a beam current of 30 nA, and a defocused beam of 15 μm diameter. LA-ICP-MS: plasma power of 1320 W, He (0.65 L/min) and Ar (1.09 L/min) as carrier gases, Ar as plasma (14.9 L/min) and auxiliary gas (0.9 L/min), oxide rates of <0.4% ThO+/Th+, repetition rate of 20 Hz, beam spot size of 25 μm, irradiance of 0.74 GW/cm2, fluence of 3.7 J/cm2, 20 s background measurement and 20 s sample ablation, 60-s retention time | MASS-1 (Wilson et al. 2002); NIST SRM 610 and 612 (Pearce et al. 1997); MASS-1 as external Ge standard (57.8±2.6 μg/g Ge); NBS-127, IAEA-S-1, IAEA-S-2, IAEA-S-3, and an in-house Ag2S reference material (sulfur isotopes) |  |  |  |  | 48.2132 | [15 empty] | 0.4252 | [5 empty] | 22.8364 | [15 empty] | 0.1888 | [9 empty] | 10.3757 | [33 empty] | 447.6565 | [15 empty] | 32.6724 |  | 1792.9616 |  |  |  | 3.0462 | [19 empty] | 1.6288 | [13 empty] | 65.3889 |  |  |  |  | 2019 | Bauer, M.E., Burisch, M., Ostendorf, J., Krause, J., Frenzel, M., Seifert, T., and Gutzmer, J. (2019). Trace element geochemistry of sphalerite in contrasting hydrothermal fluid systems of the Freiberg district, Germany: insights from LA-ICP-MS analysis, near-infrared light microthermometry of sphalerite-hosted fluid inclusions, and sulfur isotope geochemistry. Mineralium Deposita, 54, 237–262. |  | DEU | Saxony
| Freiberg mining district | kb veins, eb veins, fba veins | Magmatic hydrothermal | Intrusion-related | hydrothermal vein-style silver mineralization | Ag | Zn, Pb, In, Ge, Ga | Ag, Zn, Pb, In, Ge, Ga | Bauer et al., 2019 |  | fba13_dSp-3 | fba13_dSp-3 | underground mine |  |  |  |  | ore material | grab | grab | mineral separate | [5 empty] | mineralisation |  |  |  | sphalerite | [6 empty] | galena, pyrite, arsenopyrite, quartz, fluorite, carbonate | polished sections | LA-ICPMS, EMPA | JEOL JXA-8530F equipped with a field emission gun (FEG) and five wavelength-dispersive spectrometers (WDS); 193-nm New Wave Research Excimer laser and an Agilent 7500i quadrupole ICP-MS | Helmholtz Institute Freiberg for Resource Technology (HIF); Friedrich-Alexander-Universität Erlangen-Nürnberg | EPMA: accelerating voltage of 20 kV and a beam current of 30 nA, and a defocused beam of 15 μm diameter. LA-ICP-MS: plasma power of 1320 W, He (0.65 L/min) and Ar (1.09 L/min) as carrier gases, Ar as plasma (14.9 L/min) and auxiliary gas (0.9 L/min), oxide rates of <0.4% ThO+/Th+, repetition rate of 20 Hz, beam spot size of 25 μm, irradiance of 0.74 GW/cm2, fluence of 3.7 J/cm2, 20 s background measurement and 20 s sample ablation, 60-s retention time | MASS-1 (Wilson et al. 2002); NIST SRM 610 and 612 (Pearce et al. 1997); MASS-1 as external Ge standard (57.8±2.6 μg/g Ge); NBS-127, IAEA-S-1, IAEA-S-2, IAEA-S-3, and an in-house Ag2S reference material (sulfur isotopes) |  |  |  |  | 9.8277 | [15 empty] | 0.2705 | [5 empty] | 23.2258 | [15 empty] | 0.1361 | [9 empty] | 9.9639 | [33 empty] | 56.342 | [15 empty] | 32.8574 |  | 337.8938 | [23 empty] | 0.37635 | [13 empty] | 65.7115 |  |  |  |  | 2019 | Bauer, M.E., Burisch, M., Ostendorf, J., Krause, J., Frenzel, M., Seifert, T., and Gutzmer, J. (2019). Trace element geochemistry of sphalerite in contrasting hydrothermal fluid systems of the Freiberg district, Germany: insights from LA-ICP-MS analysis, near-infrared light microthermometry of sphalerite-hosted fluid inclusions, and sulfur isotope geochemistry. Mineralium Deposita, 54, 237–262. |  | DEU | Saxony
| Freiberg mining district | kb veins, eb veins, fba veins | Magmatic hydrothermal | Intrusion-related | hydrothermal vein-style silver mineralization | Ag | Zn, Pb, In, Ge, Ga | Ag, Zn, Pb, In, Ge, Ga | Bauer et al., 2019 |  | fba13_dSp-4 | fba13_dSp-4 | underground mine |  |  |  |  | ore material | grab | grab | mineral separate | [5 empty] | mineralisation |  |  |  | sphalerite | [6 empty] | galena, pyrite, arsenopyrite, quartz, fluorite, carbonate | polished sections | LA-ICPMS, EMPA | JEOL JXA-8530F equipped with a field emission gun (FEG) and five wavelength-dispersive spectrometers (WDS); 193-nm New Wave Research Excimer laser and an Agilent 7500i quadrupole ICP-MS | Helmholtz Institute Freiberg for Resource Technology (HIF); Friedrich-Alexander-Universität Erlangen-Nürnberg | EPMA: accelerating voltage of 20 kV and a beam current of 30 nA, and a defocused beam of 15 μm diameter. LA-ICP-MS: plasma power of 1320 W, He (0.65 L/min) and Ar (1.09 L/min) as carrier gases, Ar as plasma (14.9 L/min) and auxiliary gas (0.9 L/min), oxide rates of <0.4% ThO+/Th+, repetition rate of 20 Hz, beam spot size of 25 μm, irradiance of 0.74 GW/cm2, fluence of 3.7 J/cm2, 20 s background measurement and 20 s sample ablation, 60-s retention time | MASS-1 (Wilson et al. 2002); NIST SRM 610 and 612 (Pearce et al. 1997); MASS-1 as external Ge standard (57.8±2.6 μg/g Ge); NBS-127, IAEA-S-1, IAEA-S-2, IAEA-S-3, and an in-house Ag2S reference material (sulfur isotopes) |  |  |  |  | 21.2975 | [15 empty] | 0.2767 | [5 empty] | 19.7734 | [15 empty] | 0.1436 | [9 empty] | 6.0772 | [33 empty] | 131.3092 | [15 empty] | 32.8816 |  | 825.0142 |  |  |  | 2.5562 | [19 empty] | 0.9143 | [13 empty] | 65.7475 |  |  |  |  | 2019 | Bauer, M.E., Burisch, M., Ostendorf, J., Krause, J., Frenzel, M., Seifert, T., and Gutzmer, J. (2019). Trace element geochemistry of sphalerite in contrasting hydrothermal fluid systems of the Freiberg district, Germany: insights from LA-ICP-MS analysis, near-infrared light microthermometry of sphalerite-hosted fluid inclusions, and sulfur isotope geochemistry. Mineralium Deposita, 54, 237–262. |  | DEU | Saxony
| Freiberg mining district | kb veins, eb veins, fba veins | Magmatic hydrothermal | Intrusion-related | hydrothermal vein-style silver mineralization | Ag | Zn, Pb, In, Ge, Ga | Ag, Zn, Pb, In, Ge, Ga | Bauer et al., 2019 |  | fba13_dSp-5 | fba13_dSp-5 | underground mine |  |  |  |  | ore material | grab | grab | mineral separate | [5 empty] | mineralisation |  |  |  | sphalerite | [6 empty] | galena, pyrite, arsenopyrite, quartz, fluorite, carbonate | polished sections | LA-ICPMS, EMPA | JEOL JXA-8530F equipped with a field emission gun (FEG) and five wavelength-dispersive spectrometers (WDS); 193-nm New Wave Research Excimer laser and an Agilent 7500i quadrupole ICP-MS | Helmholtz Institute Freiberg for Resource Technology (HIF); Friedrich-Alexander-Universität Erlangen-Nürnberg | EPMA: accelerating voltage of 20 kV and a beam current of 30 nA, and a defocused beam of 15 μm diameter. LA-ICP-MS: plasma power of 1320 W, He (0.65 L/min) and Ar (1.09 L/min) as carrier gases, Ar as plasma (14.9 L/min) and auxiliary gas (0.9 L/min), oxide rates of <0.4% ThO+/Th+, repetition rate of 20 Hz, beam spot size of 25 μm, irradiance of 0.74 GW/cm2, fluence of 3.7 J/cm2, 20 s background measurement and 20 s sample ablation, 60-s retention time | MASS-1 (Wilson et al. 2002); NIST SRM 610 and 612 (Pearce et al. 1997); MASS-1 as external Ge standard (57.8±2.6 μg/g Ge); NBS-127, IAEA-S-1, IAEA-S-2, IAEA-S-3, and an in-house Ag2S reference material (sulfur isotopes) |  |  |  |  | 17.436 | [15 empty] | 0.8772 | [5 empty] | 9.6224 | [15 empty] | 0.2887 | [9 empty] | 18.0666 | [33 empty] | 393.2223 | [15 empty] | 32.7235 |  | 1161.9231 |  |  |  | 8.694 | [19 empty] | 0.4337 | [13 empty] | 65.2286 |  |  |  |  | 2019 | Bauer, M.E., Burisch, M., Ostendorf, J., Krause, J., Frenzel, M., Seifert, T., and Gutzmer, J. (2019). Trace element geochemistry of sphalerite in contrasting hydrothermal fluid systems of the Freiberg district, Germany: insights from LA-ICP-MS analysis, near-infrared light microthermometry of sphalerite-hosted fluid inclusions, and sulfur isotope geochemistry. Mineralium Deposita, 54, 237–262. |  | DEU | Saxony
| Freiberg mining district | kb veins, eb veins, fba veins | Magmatic hydrothermal | Intrusion-related | hydrothermal vein-style silver mineralization | Ag | Zn, Pb, In, Ge, Ga | Ag, Zn, Pb, In, Ge, Ga | Bauer et al., 2019 |  | fba13_dSp-6 | fba13_dSp-6 | underground mine |  |  |  |  | ore material | grab | grab | mineral separate | [5 empty] | mineralisation |  |  |  | sphalerite | [6 empty] | galena, pyrite, arsenopyrite, quartz, fluorite, carbonate | polished sections | LA-ICPMS, EMPA | JEOL JXA-8530F equipped with a field emission gun (FEG) and five wavelength-dispersive spectrometers (WDS); 193-nm New Wave Research Excimer laser and an Agilent 7500i quadrupole ICP-MS | Helmholtz Institute Freiberg for Resource Technology (HIF); Friedrich-Alexander-Universität Erlangen-Nürnberg | EPMA: accelerating voltage of 20 kV and a beam current of 30 nA, and a defocused beam of 15 μm diameter. LA-ICP-MS: plasma power of 1320 W, He (0.65 L/min) and Ar (1.09 L/min) as carrier gases, Ar as plasma (14.9 L/min) and auxiliary gas (0.9 L/min), oxide rates of <0.4% ThO+/Th+, repetition rate of 20 Hz, beam spot size of 25 μm, irradiance of 0.74 GW/cm2, fluence of 3.7 J/cm2, 20 s background measurement and 20 s sample ablation, 60-s retention time | MASS-1 (Wilson et al. 2002); NIST SRM 610 and 612 (Pearce et al. 1997); MASS-1 as external Ge standard (57.8±2.6 μg/g Ge); NBS-127, IAEA-S-1, IAEA-S-2, IAEA-S-3, and an in-house Ag2S reference material (sulfur isotopes) |  |  |  |  | 14.6308 | [15 empty] | 1.7531 | [5 empty] | 7.5833 | [15 empty] | 0.3035 | [9 empty] | 13.8755 | [33 empty] | 678.3107 | [15 empty] | 33.3981 |  | 1170.0208 |  |  |  | 9.3823 | [19 empty] | 1.0648 | [13 empty] | 64.2995 |  |  |  |  | 2019 | Bauer, M.E., Burisch, M., Ostendorf, J., Krause, J., Frenzel, M., Seifert, T., and Gutzmer, J. (2019). Trace element geochemistry of sphalerite in contrasting hydrothermal fluid systems of the Freiberg district, Germany: insights from LA-ICP-MS analysis, near-infrared light microthermometry of sphalerite-hosted fluid inclusions, and sulfur isotope geochemistry. Mineralium Deposita, 54, 237–262. |  | DEU | Saxony
| Freiberg mining district | kb veins, eb veins, fba veins | Magmatic hydrothermal | Intrusion-related | hydrothermal vein-style silver mineralization | Ag | Zn, Pb, In, Ge, Ga | Ag, Zn, Pb, In, Ge, Ga | Bauer et al., 2019 |  | fba13_dSp-7 | fba13_dSp-7 | underground mine |  |  |  |  | ore material | grab | grab | mineral separate | [5 empty] | mineralisation |  |  |  | sphalerite | [6 empty] | galena, pyrite, arsenopyrite, quartz, fluorite, carbonate | polished sections | LA-ICPMS, EMPA | JEOL JXA-8530F equipped with a field emission gun (FEG) and five wavelength-dispersive spectrometers (WDS); 193-nm New Wave Research Excimer laser and an Agilent 7500i quadrupole ICP-MS | Helmholtz Institute Freiberg for Resource Technology (HIF); Friedrich-Alexander-Universität Erlangen-Nürnberg | EPMA: accelerating voltage of 20 kV and a beam current of 30 nA, and a defocused beam of 15 μm diameter. LA-ICP-MS: plasma power of 1320 W, He (0.65 L/min) and Ar (1.09 L/min) as carrier gases, Ar as plasma (14.9 L/min) and auxiliary gas (0.9 L/min), oxide rates of <0.4% ThO+/Th+, repetition rate of 20 Hz, beam spot size of 25 μm, irradiance of 0.74 GW/cm2, fluence of 3.7 J/cm2, 20 s background measurement and 20 s sample ablation, 60-s retention time | MASS-1 (Wilson et al. 2002); NIST SRM 610 and 612 (Pearce et al. 1997); MASS-1 as external Ge standard (57.8±2.6 μg/g Ge); NBS-127, IAEA-S-1, IAEA-S-2, IAEA-S-3, and an in-house Ag2S reference material (sulfur isotopes) |  |  |  |  | 63.44 | [15 empty] | 1.2951 | [5 empty] | 6.8511 | [15 empty] | 0.0884 | [9 empty] | 21.267 | [33 empty] | 471.1366 | [15 empty] | 32.6633 |  | 2821.5363 | [23 empty] | 1.7134 | [13 empty] | 64.7534 |  |  |  |  | 2019 | Bauer, M.E., Burisch, M., Ostendorf, J., Krause, J., Frenzel, M., Seifert, T., and Gutzmer, J. (2019). Trace element geochemistry of sphalerite in contrasting hydrothermal fluid systems of the Freiberg district, Germany: insights from LA-ICP-MS analysis, near-infrared light microthermometry of sphalerite-hosted fluid inclusions, and sulfur isotope geochemistry. Mineralium Deposita, 54, 237–262. |  | DEU | Saxony
| Freiberg mining district | kb veins, eb veins, fba veins | Magmatic hydrothermal | Intrusion-related | hydrothermal vein-style silver mineralization | Ag | Zn, Pb, In, Ge, Ga | Ag, Zn, Pb, In, Ge, Ga | Bauer et al., 2019 |  | fba13_dSp-8 | fba13_dSp-8 | underground mine |  |  |  |  | ore material | grab | grab | mineral separate | [5 empty] | mineralisation |  |  |  | sphalerite | [6 empty] | galena, pyrite, arsenopyrite, quartz, fluorite, carbonate | polished sections | LA-ICPMS, EMPA | JEOL JXA-8530F equipped with a field emission gun (FEG) and five wavelength-dispersive spectrometers (WDS); 193-nm New Wave Research Excimer laser and an Agilent 7500i quadrupole ICP-MS | Helmholtz Institute Freiberg for Resource Technology (HIF); Friedrich-Alexander-Universität Erlangen-Nürnberg | EPMA: accelerating voltage of 20 kV and a beam current of 30 nA, and a defocused beam of 15 μm diameter. LA-ICP-MS: plasma power of 1320 W, He (0.65 L/min) and Ar (1.09 L/min) as carrier gases, Ar as plasma (14.9 L/min) and auxiliary gas (0.9 L/min), oxide rates of <0.4% ThO+/Th+, repetition rate of 20 Hz, beam spot size of 25 μm, irradiance of 0.74 GW/cm2, fluence of 3.7 J/cm2, 20 s background measurement and 20 s sample ablation, 60-s retention time | MASS-1 (Wilson et al. 2002); NIST SRM 610 and 612 (Pearce et al. 1997); MASS-1 as external Ge standard (57.8±2.6 μg/g Ge); NBS-127, IAEA-S-1, IAEA-S-2, IAEA-S-3, and an in-house Ag2S reference material (sulfur isotopes) | [20 empty] | 1.4033 | [5 empty] | 12.0012 | [15 empty] | 0.1722 | [9 empty] | 15.5033 | [33 empty] | 0.96837 | [15 empty] | 32.6533 |  | 1.247 |  |  |  | 1.6675 | [33 empty] | 65.1989 |  |  |  |  | 2019 | Bauer, M.E., Burisch, M., Ostendorf, J., Krause, J., Frenzel, M., Seifert, T., and Gutzmer, J. (2019). Trace element geochemistry of sphalerite in contrasting hydrothermal fluid systems of the Freiberg district, Germany: insights from LA-ICP-MS analysis, near-infrared light microthermometry of sphalerite-hosted fluid inclusions, and sulfur isotope geochemistry. Mineralium Deposita, 54, 237–262. |  | DEU | Saxony
| Freiberg mining district | kb veins, eb veins, fba veins | Magmatic hydrothermal | Intrusion-related | hydrothermal vein-style silver mineralization | Ag | Zn, Pb, In, Ge, Ga | Ag, Zn, Pb, In, Ge, Ga | Bauer et al., 2019 |  | fba13_dSp-9 | fba13_dSp-9 | underground mine |  |  |  |  | ore material | grab | grab | mineral separate | [5 empty] | mineralisation |  |  |  | sphalerite | [6 empty] | galena, pyrite, arsenopyrite, quartz, fluorite, carbonate | polished sections | LA-ICPMS, EMPA | JEOL JXA-8530F equipped with a field emission gun (FEG) and five wavelength-dispersive spectrometers (WDS); 193-nm New Wave Research Excimer laser and an Agilent 7500i quadrupole ICP-MS | Helmholtz Institute Freiberg for Resource Technology (HIF); Friedrich-Alexander-Universität Erlangen-Nürnberg | EPMA: accelerating voltage of 20 kV and a beam current of 30 nA, and a defocused beam of 15 μm diameter. LA-ICP-MS: plasma power of 1320 W, He (0.65 L/min) and Ar (1.09 L/min) as carrier gases, Ar as plasma (14.9 L/min) and auxiliary gas (0.9 L/min), oxide rates of <0.4% ThO+/Th+, repetition rate of 20 Hz, beam spot size of 25 μm, irradiance of 0.74 GW/cm2, fluence of 3.7 J/cm2, 20 s background measurement and 20 s sample ablation, 60-s retention time | MASS-1 (Wilson et al. 2002); NIST SRM 610 and 612 (Pearce et al. 1997); MASS-1 as external Ge standard (57.8±2.6 μg/g Ge); NBS-127, IAEA-S-1, IAEA-S-2, IAEA-S-3, and an in-house Ag2S reference material (sulfur isotopes) |  |  |  |  | 12.2233 | [15 empty] | 0.359 | [5 empty] | 13.4546 | [15 empty] | 0.1218 | [9 empty] | 8.8085 | [33 empty] | 179.9093 | [15 empty] | 32.7798 |  | 593.5607 |  |  |  | 1.9893 | [19 empty] | 0.78214 | [13 empty] | 66.0017 |  |  |  |  | 2019 | Bauer, M.E., Burisch, M., Ostendorf, J., Krause, J., Frenzel, M., Seifert, T., and Gutzmer, J. (2019). Trace element geochemistry of sphalerite in contrasting hydrothermal fluid systems of the Freiberg district, Germany: insights from LA-ICP-MS analysis, near-infrared light microthermometry of sphalerite-hosted fluid inclusions, and sulfur isotope geochemistry. Mineralium Deposita, 54, 237–262. |  | DEU | Saxony
| Freiberg mining district | kb veins, eb veins, fba veins | Magmatic hydrothermal | Intrusion-related | hydrothermal vein-style silver mineralization | Ag | Zn, Pb, In, Ge, Ga | Ag, Zn, Pb, In, Ge, Ga | Bauer et al., 2019 |  | fba13_dSp-10 | fba13_dSp-10 | underground mine |  |  |  |  | ore material | grab | grab | mineral separate | [5 empty] | mineralisation |  |  |  | sphalerite | [6 empty] | galena, pyrite, arsenopyrite, quartz, fluorite, carbonate | polished sections | LA-ICPMS, EMPA | JEOL JXA-8530F equipped with a field emission gun (FEG) and five wavelength-dispersive spectrometers (WDS); 193-nm New Wave Research Excimer laser and an Agilent 7500i quadrupole ICP-MS | Helmholtz Institute Freiberg for Resource Technology (HIF); Friedrich-Alexander-Universität Erlangen-Nürnberg | EPMA: accelerating voltage of 20 kV and a beam current of 30 nA, and a defocused beam of 15 μm diameter. LA-ICP-MS: plasma power of 1320 W, He (0.65 L/min) and Ar (1.09 L/min) as carrier gases, Ar as plasma (14.9 L/min) and auxiliary gas (0.9 L/min), oxide rates of <0.4% ThO+/Th+, repetition rate of 20 Hz, beam spot size of 25 μm, irradiance of 0.74 GW/cm2, fluence of 3.7 J/cm2, 20 s background measurement and 20 s sample ablation, 60-s retention time | MASS-1 (Wilson et al. 2002); NIST SRM 610 and 612 (Pearce et al. 1997); MASS-1 as external Ge standard (57.8±2.6 μg/g Ge); NBS-127, IAEA-S-1, IAEA-S-2, IAEA-S-3, and an in-house Ag2S reference material (sulfur isotopes) |  |  |  |  | 26.3288 | [15 empty] | 1.7868 | [5 empty] | 7.9039 | [15 empty] | 0.1092 | [9 empty] | 6.4664 | [33 empty] | 1622.1406 | [15 empty] | 32.5427 |  | 2555.3013 |  |  |  | 4.4424 | [19 empty] | 1.4874 | [13 empty] | 63.9968 |  |  |  |  | 2019 | Bauer, M.E., Burisch, M., Ostendorf, J., Krause, J., Frenzel, M., Seifert, T., and Gutzmer, J. (2019). Trace element geochemistry of sphalerite in contrasting hydrothermal fluid systems of the Freiberg district, Germany: insights from LA-ICP-MS analysis, near-infrared light microthermometry of sphalerite-hosted fluid inclusions, and sulfur isotope geochemistry. Mineralium Deposita, 54, 237–262. |  | DEU | Saxony
| Freiberg mining district | kb veins, eb veins, fba veins | Magmatic hydrothermal | Intrusion-related | hydrothermal vein-style silver mineralization | Ag | Zn, Pb, In, Ge, Ga | Ag, Zn, Pb, In, Ge, Ga | Bauer et al., 2019 |  | fba13_dSp-11 | fba13_dSp-11 | underground mine |  |  |  |  | ore material | grab | grab | mineral separate | [5 empty] | mineralisation |  |  |  | sphalerite | [6 empty] | galena, pyrite, arsenopyrite, quartz, fluorite, carbonate | polished sections | LA-ICPMS, EMPA | JEOL JXA-8530F equipped with a field emission gun (FEG) and five wavelength-dispersive spectrometers (WDS); 193-nm New Wave Research Excimer laser and an Agilent 7500i quadrupole ICP-MS | Helmholtz Institute Freiberg for Resource Technology (HIF); Friedrich-Alexander-Universität Erlangen-Nürnberg | EPMA: accelerating voltage of 20 kV and a beam current of 30 nA, and a defocused beam of 15 μm diameter. LA-ICP-MS: plasma power of 1320 W, He (0.65 L/min) and Ar (1.09 L/min) as carrier gases, Ar as plasma (14.9 L/min) and auxiliary gas (0.9 L/min), oxide rates of <0.4% ThO+/Th+, repetition rate of 20 Hz, beam spot size of 25 μm, irradiance of 0.74 GW/cm2, fluence of 3.7 J/cm2, 20 s background measurement and 20 s sample ablation, 60-s retention time | MASS-1 (Wilson et al. 2002); NIST SRM 610 and 612 (Pearce et al. 1997); MASS-1 as external Ge standard (57.8±2.6 μg/g Ge); NBS-127, IAEA-S-1, IAEA-S-2, IAEA-S-3, and an in-house Ag2S reference material (sulfur isotopes) |  |  |  |  | 9.8016 | [15 empty] | 0.4131 | [5 empty] | 6.8822 | [15 empty] | 0.0935 | [9 empty] | 6.5797 | [33 empty] | 252.707 | [15 empty] | 32.6782 |  | 589.3306 | [23 empty] | 0.32299 | [13 empty] | 65.2863 |  |  |  |  | 2019 | Bauer, M.E., Burisch, M., Ostendorf, J., Krause, J., Frenzel, M., Seifert, T., and Gutzmer, J. (2019). Trace element geochemistry of sphalerite in contrasting hydrothermal fluid systems of the Freiberg district, Germany: insights from LA-ICP-MS analysis, near-infrared light microthermometry of sphalerite-hosted fluid inclusions, and sulfur isotope geochemistry. Mineralium Deposita, 54, 237–262. |  | DEU | Saxony
| Freiberg mining district | kb veins, eb veins, fba veins | Magmatic hydrothermal | Intrusion-related | hydrothermal vein-style silver mineralization | Ag | Zn, Pb, In, Ge, Ga | Ag, Zn, Pb, In, Ge, Ga | Bauer et al., 2019 |  | fba13_dSp-12 | fba13_dSp-12 | underground mine |  |  |  |  | ore material | grab | grab | mineral separate | [5 empty] | mineralisation |  |  |  | sphalerite | [6 empty] | galena, pyrite, arsenopyrite, quartz, fluorite, carbonate | polished sections | LA-ICPMS, EMPA | JEOL JXA-8530F equipped with a field emission gun (FEG) and five wavelength-dispersive spectrometers (WDS); 193-nm New Wave Research Excimer laser and an Agilent 7500i quadrupole ICP-MS | Helmholtz Institute Freiberg for Resource Technology (HIF); Friedrich-Alexander-Universität Erlangen-Nürnberg | EPMA: accelerating voltage of 20 kV and a beam current of 30 nA, and a defocused beam of 15 μm diameter. LA-ICP-MS: plasma power of 1320 W, He (0.65 L/min) and Ar (1.09 L/min) as carrier gases, Ar as plasma (14.9 L/min) and auxiliary gas (0.9 L/min), oxide rates of <0.4% ThO+/Th+, repetition rate of 20 Hz, beam spot size of 25 μm, irradiance of 0.74 GW/cm2, fluence of 3.7 J/cm2, 20 s background measurement and 20 s sample ablation, 60-s retention time | MASS-1 (Wilson et al. 2002); NIST SRM 610 and 612 (Pearce et al. 1997); MASS-1 as external Ge standard (57.8±2.6 μg/g Ge); NBS-127, IAEA-S-1, IAEA-S-2, IAEA-S-3, and an in-house Ag2S reference material (sulfur isotopes) |  |  |  |  | 2.4143 | [15 empty] | 1.6012 | [5 empty] | 19.928 | [15 empty] | 0.3931 | [9 empty] | 11.4669 | [33 empty] | 16.5695 | [15 empty] | 32.8402 |  | 93.4321 |  |  |  | 2.1454 | [19 empty] | 0.077563 | [13 empty] | 64.6916 |  |  |  |  | 2019 | Bauer, M.E., Burisch, M., Ostendorf, J., Krause, J., Frenzel, M., Seifert, T., and Gutzmer, J. (2019). Trace element geochemistry of sphalerite in contrasting hydrothermal fluid systems of the Freiberg district, Germany: insights from LA-ICP-MS analysis, near-infrared light microthermometry of sphalerite-hosted fluid inclusions, and sulfur isotope geochemistry. Mineralium Deposita, 54, 237–262. |  | DEU | Saxony
| Freiberg mining district | kb veins, eb veins, fba veins | Magmatic hydrothermal | Intrusion-related | hydrothermal vein-style silver mineralization | Ag | Zn, Pb, In, Ge, Ga | Ag, Zn, Pb, In, Ge, Ga | Bauer et al., 2019 |  | fba13_dSp-13 | fba13_dSp-13 | underground mine |  |  |  |  | ore material | grab | grab | mineral separate | [5 empty] | mineralisation |  |  |  | sphalerite | [6 empty] | galena, pyrite, arsenopyrite, quartz, fluorite, carbonate | polished sections | LA-ICPMS, EMPA | JEOL JXA-8530F equipped with a field emission gun (FEG) and five wavelength-dispersive spectrometers (WDS); 193-nm New Wave Research Excimer laser and an Agilent 7500i quadrupole ICP-MS | Helmholtz Institute Freiberg for Resource Technology (HIF); Friedrich-Alexander-Universität Erlangen-Nürnberg | EPMA: accelerating voltage of 20 kV and a beam current of 30 nA, and a defocused beam of 15 μm diameter. LA-ICP-MS: plasma power of 1320 W, He (0.65 L/min) and Ar (1.09 L/min) as carrier gases, Ar as plasma (14.9 L/min) and auxiliary gas (0.9 L/min), oxide rates of <0.4% ThO+/Th+, repetition rate of 20 Hz, beam spot size of 25 μm, irradiance of 0.74 GW/cm2, fluence of 3.7 J/cm2, 20 s background measurement and 20 s sample ablation, 60-s retention time | MASS-1 (Wilson et al. 2002); NIST SRM 610 and 612 (Pearce et al. 1997); MASS-1 as external Ge standard (57.8±2.6 μg/g Ge); NBS-127, IAEA-S-1, IAEA-S-2, IAEA-S-3, and an in-house Ag2S reference material (sulfur isotopes) |  |  |  |  | 4.2474 | [15 empty] | 0.2963 | [5 empty] | 25.7629 | [15 empty] | 0.2023 | [9 empty] | 10.4542 | [33 empty] | 21.9013 | [15 empty] | 32.7963 |  | 173.3229 |  |  |  | 4.4397 | [19 empty] | 0.20346 | [13 empty] | 65.8323 |  |  |  |  | 2019 | Bauer, M.E., Burisch, M., Ostendorf, J., Krause, J., Frenzel, M., Seifert, T., and Gutzmer, J. (2019). Trace element geochemistry of sphalerite in contrasting hydrothermal fluid systems of the Freiberg district, Germany: insights from LA-ICP-MS analysis, near-infrared light microthermometry of sphalerite-hosted fluid inclusions, and sulfur isotope geochemistry. Mineralium Deposita, 54, 237–262. |  | DEU | Saxony
| Freiberg mining district | kb veins, eb veins, fba veins | Magmatic hydrothermal | Intrusion-related | hydrothermal vein-style silver mineralization | Ag | Zn, Pb, In, Ge, Ga | Ag, Zn, Pb, In, Ge, Ga | Bauer et al., 2019 |  | fba13_dSp-14 | fba13_dSp-14 | underground mine |  |  |  |  | ore material | grab | grab | mineral separate | [5 empty] | mineralisation |  |  |  | sphalerite | [6 empty] | galena, pyrite, arsenopyrite, quartz, fluorite, carbonate | polished sections | LA-ICPMS, EMPA | JEOL JXA-8530F equipped with a field emission gun (FEG) and five wavelength-dispersive spectrometers (WDS); 193-nm New Wave Research Excimer laser and an Agilent 7500i quadrupole ICP-MS | Helmholtz Institute Freiberg for Resource Technology (HIF); Friedrich-Alexander-Universität Erlangen-Nürnberg | EPMA: accelerating voltage of 20 kV and a beam current of 30 nA, and a defocused beam of 15 μm diameter. LA-ICP-MS: plasma power of 1320 W, He (0.65 L/min) and Ar (1.09 L/min) as carrier gases, Ar as plasma (14.9 L/min) and auxiliary gas (0.9 L/min), oxide rates of <0.4% ThO+/Th+, repetition rate of 20 Hz, beam spot size of 25 μm, irradiance of 0.74 GW/cm2, fluence of 3.7 J/cm2, 20 s background measurement and 20 s sample ablation, 60-s retention time | MASS-1 (Wilson et al. 2002); NIST SRM 610 and 612 (Pearce et al. 1997); MASS-1 as external Ge standard (57.8±2.6 μg/g Ge); NBS-127, IAEA-S-1, IAEA-S-2, IAEA-S-3, and an in-house Ag2S reference material (sulfur isotopes) |  |  |  |  | 33.9002 | [15 empty] | 0.3524 | [5 empty] | 16.2001 | [15 empty] | 0.1572 | [9 empty] | 34.9227 | [33 empty] | 311.8595 | [15 empty] | 32.9119 |  | 1552.9292 | [23 empty] | 1.0753 | [13 empty] | 65.6395 |  |  |  |  | 2019 | Bauer, M.E., Burisch, M., Ostendorf, J., Krause, J., Frenzel, M., Seifert, T., and Gutzmer, J. (2019). Trace element geochemistry of sphalerite in contrasting hydrothermal fluid systems of the Freiberg district, Germany: insights from LA-ICP-MS analysis, near-infrared light microthermometry of sphalerite-hosted fluid inclusions, and sulfur isotope geochemistry. Mineralium Deposita, 54, 237–262. |  | DEU | Saxony
| Freiberg mining district | kb veins, eb veins, fba veins | Magmatic hydrothermal | Intrusion-related | hydrothermal vein-style silver mineralization | Ag | Zn, Pb, In, Ge, Ga | Ag, Zn, Pb, In, Ge, Ga | Bauer et al., 2019 |  | fba13_dSp-15 | fba13_dSp-15 | underground mine |  |  |  |  | ore material | grab | grab | mineral separate | [5 empty] | mineralisation |  |  |  | sphalerite | [6 empty] | galena, pyrite, arsenopyrite, quartz, fluorite, carbonate | polished sections | LA-ICPMS, EMPA | JEOL JXA-8530F equipped with a field emission gun (FEG) and five wavelength-dispersive spectrometers (WDS); 193-nm New Wave Research Excimer laser and an Agilent 7500i quadrupole ICP-MS | Helmholtz Institute Freiberg for Resource Technology (HIF); Friedrich-Alexander-Universität Erlangen-Nürnberg | EPMA: accelerating voltage of 20 kV and a beam current of 30 nA, and a defocused beam of 15 μm diameter. LA-ICP-MS: plasma power of 1320 W, He (0.65 L/min) and Ar (1.09 L/min) as carrier gases, Ar as plasma (14.9 L/min) and auxiliary gas (0.9 L/min), oxide rates of <0.4% ThO+/Th+, repetition rate of 20 Hz, beam spot size of 25 μm, irradiance of 0.74 GW/cm2, fluence of 3.7 J/cm2, 20 s background measurement and 20 s sample ablation, 60-s retention time | MASS-1 (Wilson et al. 2002); NIST SRM 610 and 612 (Pearce et al. 1997); MASS-1 as external Ge standard (57.8±2.6 μg/g Ge); NBS-127, IAEA-S-1, IAEA-S-2, IAEA-S-3, and an in-house Ag2S reference material (sulfur isotopes) |  |  |  |  | 22.504 | [15 empty] | 0.6007 | [5 empty] | 15.6489 | [15 empty] | 0.1317 | [9 empty] | 16.134 | [33 empty] | 212.7095 | [15 empty] | 32.855 |  | 828.7111 |  |  |  | 4.7209 | [19 empty] | 0.75651 | [13 empty] | 65.9325 |  |  |  |  | 2019 | Bauer, M.E., Burisch, M., Ostendorf, J., Krause, J., Frenzel, M., Seifert, T., and Gutzmer, J. (2019). Trace element geochemistry of sphalerite in contrasting hydrothermal fluid systems of the Freiberg district, Germany: insights from LA-ICP-MS analysis, near-infrared light microthermometry of sphalerite-hosted fluid inclusions, and sulfur isotope geochemistry. Mineralium Deposita, 54, 237–262. |  | DEU | Saxony
| Freiberg mining district | kb veins, eb veins, fba veins | Magmatic hydrothermal | Intrusion-related | hydrothermal vein-style silver mineralization | Ag | Zn, Pb, In, Ge, Ga | Ag, Zn, Pb, In, Ge, Ga | Bauer et al., 2019 |  | fba13_dSp-16 | fba13_dSp-16 | underground mine |  |  |  |  | ore material | grab | grab | mineral separate | [5 empty] | mineralisation |  |  |  | sphalerite | [6 empty] | galena, pyrite, arsenopyrite, quartz, fluorite, carbonate | polished sections | LA-ICPMS, EMPA | JEOL JXA-8530F equipped with a field emission gun (FEG) and five wavelength-dispersive spectrometers (WDS); 193-nm New Wave Research Excimer laser and an Agilent 7500i quadrupole ICP-MS | Helmholtz Institute Freiberg for Resource Technology (HIF); Friedrich-Alexander-Universität Erlangen-Nürnberg | EPMA: accelerating voltage of 20 kV and a beam current of 30 nA, and a defocused beam of 15 μm diameter. LA-ICP-MS: plasma power of 1320 W, He (0.65 L/min) and Ar (1.09 L/min) as carrier gases, Ar as plasma (14.9 L/min) and auxiliary gas (0.9 L/min), oxide rates of <0.4% ThO+/Th+, repetition rate of 20 Hz, beam spot size of 25 μm, irradiance of 0.74 GW/cm2, fluence of 3.7 J/cm2, 20 s background measurement and 20 s sample ablation, 60-s retention time | MASS-1 (Wilson et al. 2002); NIST SRM 610 and 612 (Pearce et al. 1997); MASS-1 as external Ge standard (57.8±2.6 μg/g Ge); NBS-127, IAEA-S-1, IAEA-S-2, IAEA-S-3, and an in-house Ag2S reference material (sulfur isotopes) |  |  |  |  | 5.4655 | [15 empty] | 0.4565 | [5 empty] | 19.8546 | [15 empty] | 0.201 | [9 empty] | 11.2358 | [33 empty] | 29.4984 | [15 empty] | 33.6029 |  | 200.2876 |  |  |  | 2.862 | [19 empty] | 0.11537 | [13 empty] | 65.9202 |  |  |  |  | 2019 | Bauer, M.E., Burisch, M., Ostendorf, J., Krause, J., Frenzel, M., Seifert, T., and Gutzmer, J. (2019). Trace element geochemistry of sphalerite in contrasting hydrothermal fluid systems of the Freiberg district, Germany: insights from LA-ICP-MS analysis, near-infrared light microthermometry of sphalerite-hosted fluid inclusions, and sulfur isotope geochemistry. Mineralium Deposita, 54, 237–262. |  | DEU | Saxony
| Freiberg mining district | kb veins, eb veins, fba veins | Magmatic hydrothermal | Intrusion-related | hydrothermal vein-style silver mineralization | Ag | Zn, Pb, In, Ge, Ga | Ag, Zn, Pb, In, Ge, Ga | Bauer et al., 2019 |  | fba23-1 | fba23-1 | underground mine |  |  |  |  | ore material | grab | grab | mineral separate | [5 empty] | mineralisation |  |  |  | sphalerite | [6 empty] | galena, pyrite, arsenopyrite, quartz, fluorite, carbonate | polished sections | LA-ICPMS, EMPA | JEOL JXA-8530F equipped with a field emission gun (FEG) and five wavelength-dispersive spectrometers (WDS); 193-nm New Wave Research Excimer laser and an Agilent 7500i quadrupole ICP-MS | Helmholtz Institute Freiberg for Resource Technology (HIF); Friedrich-Alexander-Universität Erlangen-Nürnberg | EPMA: accelerating voltage of 20 kV and a beam current of 30 nA, and a defocused beam of 15 μm diameter. LA-ICP-MS: plasma power of 1320 W, He (0.65 L/min) and Ar (1.09 L/min) as carrier gases, Ar as plasma (14.9 L/min) and auxiliary gas (0.9 L/min), oxide rates of <0.4% ThO+/Th+, repetition rate of 20 Hz, beam spot size of 25 μm, irradiance of 0.74 GW/cm2, fluence of 3.7 J/cm2, 20 s background measurement and 20 s sample ablation, 60-s retention time | MASS-1 (Wilson et al. 2002); NIST SRM 610 and 612 (Pearce et al. 1997); MASS-1 as external Ge standard (57.8±2.6 μg/g Ge); NBS-127, IAEA-S-1, IAEA-S-2, IAEA-S-3, and an in-house Ag2S reference material (sulfur isotopes) |  |  |  |  | 31.0647 | [15 empty] | 1.8926 | [5 empty] | 25.9296 | [15 empty] | 0.6197 | [9 empty] | 17.9982 | [33 empty] | 286.0843 | [15 empty] | 32.8512 |  | 1021.3793 |  |  |  | 1.9123 | [19 empty] | 0.29236 | [13 empty] | 63.6922 |  |  |  |  | 2019 | Bauer, M.E., Burisch, M., Ostendorf, J., Krause, J., Frenzel, M., Seifert, T., and Gutzmer, J. (2019). Trace element geochemistry of sphalerite in contrasting hydrothermal fluid systems of the Freiberg district, Germany: insights from LA-ICP-MS analysis, near-infrared light microthermometry of sphalerite-hosted fluid inclusions, and sulfur isotope geochemistry. Mineralium Deposita, 54, 237–262. |  | DEU | Saxony
| Freiberg mining district | kb veins, eb veins, fba veins | Magmatic hydrothermal | Intrusion-related | hydrothermal vein-style silver mineralization | Ag | Zn, Pb, In, Ge, Ga | Ag, Zn, Pb, In, Ge, Ga | Bauer et al., 2019 |  | fba23-2 | fba23-2 | underground mine |  |  |  |  | ore material | grab | grab | mineral separate | [5 empty] | mineralisation |  |  |  | sphalerite | [6 empty] | galena, pyrite, arsenopyrite, quartz, fluorite, carbonate | polished sections | LA-ICPMS, EMPA | JEOL JXA-8530F equipped with a field emission gun (FEG) and five wavelength-dispersive spectrometers (WDS); 193-nm New Wave Research Excimer laser and an Agilent 7500i quadrupole ICP-MS | Helmholtz Institute Freiberg for Resource Technology (HIF); Friedrich-Alexander-Universität Erlangen-Nürnberg | EPMA: accelerating voltage of 20 kV and a beam current of 30 nA, and a defocused beam of 15 μm diameter. LA-ICP-MS: plasma power of 1320 W, He (0.65 L/min) and Ar (1.09 L/min) as carrier gases, Ar as plasma (14.9 L/min) and auxiliary gas (0.9 L/min), oxide rates of <0.4% ThO+/Th+, repetition rate of 20 Hz, beam spot size of 25 μm, irradiance of 0.74 GW/cm2, fluence of 3.7 J/cm2, 20 s background measurement and 20 s sample ablation, 60-s retention time | MASS-1 (Wilson et al. 2002); NIST SRM 610 and 612 (Pearce et al. 1997); MASS-1 as external Ge standard (57.8±2.6 μg/g Ge); NBS-127, IAEA-S-1, IAEA-S-2, IAEA-S-3, and an in-house Ag2S reference material (sulfur isotopes) |  |  |  |  | 54.8001 | [15 empty] | 0.4933 | [5 empty] | 24.4002 | [15 empty] | 0.2634 | [9 empty] | 13.3395 | [33 empty] | 396.6279 | [15 empty] | 32.6773 |  | 2593.578 | [23 empty] | 0.52033 | [13 empty] | 64.6223 |  |  |  |  | 2019 | Bauer, M.E., Burisch, M., Ostendorf, J., Krause, J., Frenzel, M., Seifert, T., and Gutzmer, J. (2019). Trace element geochemistry of sphalerite in contrasting hydrothermal fluid systems of the Freiberg district, Germany: insights from LA-ICP-MS analysis, near-infrared light microthermometry of sphalerite-hosted fluid inclusions, and sulfur isotope geochemistry. Mineralium Deposita, 54, 237–262. |  | DEU | Saxony
| Freiberg mining district | kb veins, eb veins, fba veins | Magmatic hydrothermal | Intrusion-related | hydrothermal vein-style silver mineralization | Ag | Zn, Pb, In, Ge, Ga | Ag, Zn, Pb, In, Ge, Ga | Bauer et al., 2019 |  | fba23-3 | fba23-3 | underground mine |  |  |  |  | ore material | grab | grab | mineral separate | [5 empty] | mineralisation |  |  |  | sphalerite | [6 empty] | galena, pyrite, arsenopyrite, quartz, fluorite, carbonate | polished sections | LA-ICPMS, EMPA | JEOL JXA-8530F equipped with a field emission gun (FEG) and five wavelength-dispersive spectrometers (WDS); 193-nm New Wave Research Excimer laser and an Agilent 7500i quadrupole ICP-MS | Helmholtz Institute Freiberg for Resource Technology (HIF); Friedrich-Alexander-Universität Erlangen-Nürnberg | EPMA: accelerating voltage of 20 kV and a beam current of 30 nA, and a defocused beam of 15 μm diameter. LA-ICP-MS: plasma power of 1320 W, He (0.65 L/min) and Ar (1.09 L/min) as carrier gases, Ar as plasma (14.9 L/min) and auxiliary gas (0.9 L/min), oxide rates of <0.4% ThO+/Th+, repetition rate of 20 Hz, beam spot size of 25 μm, irradiance of 0.74 GW/cm2, fluence of 3.7 J/cm2, 20 s background measurement and 20 s sample ablation, 60-s retention time | MASS-1 (Wilson et al. 2002); NIST SRM 610 and 612 (Pearce et al. 1997); MASS-1 as external Ge standard (57.8±2.6 μg/g Ge); NBS-127, IAEA-S-1, IAEA-S-2, IAEA-S-3, and an in-house Ag2S reference material (sulfur isotopes) |  |  |  |  | 35.09 | [15 empty] | 0.7747 | [5 empty] | 36.8629 | [15 empty] | 0.6128 | [9 empty] | 16.4786 | [33 empty] | 562.6562 | [15 empty] | 32.7504 |  | 1246.0057 | [23 empty] | 0.3438 | [13 empty] | 64.1679 |  |  |  |  | 2019 | Bauer, M.E., Burisch, M., Ostendorf, J., Krause, J., Frenzel, M., Seifert, T., and Gutzmer, J. (2019). Trace element geochemistry of sphalerite in contrasting hydrothermal fluid systems of the Freiberg district, Germany: insights from LA-ICP-MS analysis, near-infrared light microthermometry of sphalerite-hosted fluid inclusions, and sulfur isotope geochemistry. Mineralium Deposita, 54, 237–262. |  | DEU | Saxony
| Freiberg mining district | kb veins, eb veins, fba veins | Magmatic hydrothermal | Intrusion-related | hydrothermal vein-style silver mineralization | Ag | Zn, Pb, In, Ge, Ga | Ag, Zn, Pb, In, Ge, Ga | Bauer et al., 2019 |  | fba23-4 | fba23-4 | underground mine |  |  |  |  | ore material | grab | grab | mineral separate | [5 empty] | mineralisation |  |  |  | sphalerite | [6 empty] | galena, pyrite, arsenopyrite, quartz, fluorite, carbonate | polished sections | LA-ICPMS, EMPA | JEOL JXA-8530F equipped with a field emission gun (FEG) and five wavelength-dispersive spectrometers (WDS); 193-nm New Wave Research Excimer laser and an Agilent 7500i quadrupole ICP-MS | Helmholtz Institute Freiberg for Resource Technology (HIF); Friedrich-Alexander-Universität Erlangen-Nürnberg | EPMA: accelerating voltage of 20 kV and a beam current of 30 nA, and a defocused beam of 15 μm diameter. LA-ICP-MS: plasma power of 1320 W, He (0.65 L/min) and Ar (1.09 L/min) as carrier gases, Ar as plasma (14.9 L/min) and auxiliary gas (0.9 L/min), oxide rates of <0.4% ThO+/Th+, repetition rate of 20 Hz, beam spot size of 25 μm, irradiance of 0.74 GW/cm2, fluence of 3.7 J/cm2, 20 s background measurement and 20 s sample ablation, 60-s retention time | MASS-1 (Wilson et al. 2002); NIST SRM 610 and 612 (Pearce et al. 1997); MASS-1 as external Ge standard (57.8±2.6 μg/g Ge); NBS-127, IAEA-S-1, IAEA-S-2, IAEA-S-3, and an in-house Ag2S reference material (sulfur isotopes) |  |  |  |  | 0.62462 | [15 empty] | 0.2629 | [5 empty] | 0.28356 | [15 empty] | 0.1643 | [9 empty] | 7.1791 | [33 empty] | 3.7256 | [15 empty] | 32.8906 |  | 1.1244 |  |  |  | 1.9837 | [33 empty] | 66.1886 |  |  |  |  | 2019 | Bauer, M.E., Burisch, M., Ostendorf, J., Krause, J., Frenzel, M., Seifert, T., and Gutzmer, J. (2019). Trace element geochemistry of sphalerite in contrasting hydrothermal fluid systems of the Freiberg district, Germany: insights from LA-ICP-MS analysis, near-infrared light microthermometry of sphalerite-hosted fluid inclusions, and sulfur isotope geochemistry. Mineralium Deposita, 54, 237–262. |  | DEU | Saxony
| Freiberg mining district | kb veins, eb veins, fba veins | Magmatic hydrothermal | Intrusion-related | hydrothermal vein-style silver mineralization | Ag | Zn, Pb, In, Ge, Ga | Ag, Zn, Pb, In, Ge, Ga | Bauer et al., 2019 |  | fba23-5 | fba23-5 | underground mine |  |  |  |  | ore material | grab | grab | mineral separate | [5 empty] | mineralisation |  |  |  | sphalerite | [6 empty] | galena, pyrite, arsenopyrite, quartz, fluorite, carbonate | polished sections | LA-ICPMS, EMPA | JEOL JXA-8530F equipped with a field emission gun (FEG) and five wavelength-dispersive spectrometers (WDS); 193-nm New Wave Research Excimer laser and an Agilent 7500i quadrupole ICP-MS | Helmholtz Institute Freiberg for Resource Technology (HIF); Friedrich-Alexander-Universität Erlangen-Nürnberg | EPMA: accelerating voltage of 20 kV and a beam current of 30 nA, and a defocused beam of 15 μm diameter. LA-ICP-MS: plasma power of 1320 W, He (0.65 L/min) and Ar (1.09 L/min) as carrier gases, Ar as plasma (14.9 L/min) and auxiliary gas (0.9 L/min), oxide rates of <0.4% ThO+/Th+, repetition rate of 20 Hz, beam spot size of 25 μm, irradiance of 0.74 GW/cm2, fluence of 3.7 J/cm2, 20 s background measurement and 20 s sample ablation, 60-s retention time | MASS-1 (Wilson et al. 2002); NIST SRM 610 and 612 (Pearce et al. 1997); MASS-1 as external Ge standard (57.8±2.6 μg/g Ge); NBS-127, IAEA-S-1, IAEA-S-2, IAEA-S-3, and an in-house Ag2S reference material (sulfur isotopes) |  |  |  |  | 4.7809 | [15 empty] | 0.1992 | [5 empty] | 3.1465 | [15 empty] | 0.0561 | [9 empty] | 10.1498 | [33 empty] | 30.1881 | [15 empty] | 32.7908 |  | 69.1809 | [23 empty] | 0.31852 | [13 empty] | 66.3761 |  |  |  |  | 2019 | Bauer, M.E., Burisch, M., Ostendorf, J., Krause, J., Frenzel, M., Seifert, T., and Gutzmer, J. (2019). Trace element geochemistry of sphalerite in contrasting hydrothermal fluid systems of the Freiberg district, Germany: insights from LA-ICP-MS analysis, near-infrared light microthermometry of sphalerite-hosted fluid inclusions, and sulfur isotope geochemistry. Mineralium Deposita, 54, 237–262. |  | DEU | Saxony
| Freiberg mining district | kb veins, eb veins, fba veins | Magmatic hydrothermal | Intrusion-related | hydrothermal vein-style silver mineralization | Ag | Zn, Pb, In, Ge, Ga | Ag, Zn, Pb, In, Ge, Ga | Bauer et al., 2019 |  | fba23-6 | fba23-6 | underground mine |  |  |  |  | ore material | grab | grab | mineral separate | [5 empty] | mineralisation |  |  |  | sphalerite | [6 empty] | galena, pyrite, arsenopyrite, quartz, fluorite, carbonate | polished sections | LA-ICPMS, EMPA | JEOL JXA-8530F equipped with a field emission gun (FEG) and five wavelength-dispersive spectrometers (WDS); 193-nm New Wave Research Excimer laser and an Agilent 7500i quadrupole ICP-MS | Helmholtz Institute Freiberg for Resource Technology (HIF); Friedrich-Alexander-Universität Erlangen-Nürnberg | EPMA: accelerating voltage of 20 kV and a beam current of 30 nA, and a defocused beam of 15 μm diameter. LA-ICP-MS: plasma power of 1320 W, He (0.65 L/min) and Ar (1.09 L/min) as carrier gases, Ar as plasma (14.9 L/min) and auxiliary gas (0.9 L/min), oxide rates of <0.4% ThO+/Th+, repetition rate of 20 Hz, beam spot size of 25 μm, irradiance of 0.74 GW/cm2, fluence of 3.7 J/cm2, 20 s background measurement and 20 s sample ablation, 60-s retention time | MASS-1 (Wilson et al. 2002); NIST SRM 610 and 612 (Pearce et al. 1997); MASS-1 as external Ge standard (57.8±2.6 μg/g Ge); NBS-127, IAEA-S-1, IAEA-S-2, IAEA-S-3, and an in-house Ag2S reference material (sulfur isotopes) |  |  |  |  | 3.7366 | [15 empty] | 0.3785 | [5 empty] | 43.2145 | [15 empty] | 0.2868 | [9 empty] | 10.3078 | [33 empty] | 19.6016 | [15 empty] | 32.6904 |  | 101.0064 |  |  |  | 1.8398 | [33 empty] | 65.92 |  |  |  |  | 2019 | Bauer, M.E., Burisch, M., Ostendorf, J., Krause, J., Frenzel, M., Seifert, T., and Gutzmer, J. (2019). Trace element geochemistry of sphalerite in contrasting hydrothermal fluid systems of the Freiberg district, Germany: insights from LA-ICP-MS analysis, near-infrared light microthermometry of sphalerite-hosted fluid inclusions, and sulfur isotope geochemistry. Mineralium Deposita, 54, 237–262. |  | DEU | Saxony
| Freiberg mining district | kb veins, eb veins, fba veins | Magmatic hydrothermal | Intrusion-related | hydrothermal vein-style silver mineralization | Ag | Zn, Pb, In, Ge, Ga | Ag, Zn, Pb, In, Ge, Ga | Bauer et al., 2019 |  | fba23-7 | fba23-7 | underground mine |  |  |  |  | ore material | grab | grab | mineral separate | [5 empty] | mineralisation |  |  |  | sphalerite | [6 empty] | galena, pyrite, arsenopyrite, quartz, fluorite, carbonate | polished sections | LA-ICPMS, EMPA | JEOL JXA-8530F equipped with a field emission gun (FEG) and five wavelength-dispersive spectrometers (WDS); 193-nm New Wave Research Excimer laser and an Agilent 7500i quadrupole ICP-MS | Helmholtz Institute Freiberg for Resource Technology (HIF); Friedrich-Alexander-Universität Erlangen-Nürnberg | EPMA: accelerating voltage of 20 kV and a beam current of 30 nA, and a defocused beam of 15 μm diameter. LA-ICP-MS: plasma power of 1320 W, He (0.65 L/min) and Ar (1.09 L/min) as carrier gases, Ar as plasma (14.9 L/min) and auxiliary gas (0.9 L/min), oxide rates of <0.4% ThO+/Th+, repetition rate of 20 Hz, beam spot size of 25 μm, irradiance of 0.74 GW/cm2, fluence of 3.7 J/cm2, 20 s background measurement and 20 s sample ablation, 60-s retention time | MASS-1 (Wilson et al. 2002); NIST SRM 610 and 612 (Pearce et al. 1997); MASS-1 as external Ge standard (57.8±2.6 μg/g Ge); NBS-127, IAEA-S-1, IAEA-S-2, IAEA-S-3, and an in-house Ag2S reference material (sulfur isotopes) |  |  |  |  | 7.7666 | [15 empty] | 0.4566 | [5 empty] | 28.9526 | [15 empty] | 0.3239 | [9 empty] | 9.7134 | [33 empty] | 55.1577 | [15 empty] | 33.0161 |  | 246.9766 |  |  |  | 4.1761 | [19 empty] | 0.063463 | [13 empty] | 65.6089 |  |  |  |  | 2019 | Bauer, M.E., Burisch, M., Ostendorf, J., Krause, J., Frenzel, M., Seifert, T., and Gutzmer, J. (2019). Trace element geochemistry of sphalerite in contrasting hydrothermal fluid systems of the Freiberg district, Germany: insights from LA-ICP-MS analysis, near-infrared light microthermometry of sphalerite-hosted fluid inclusions, and sulfur isotope geochemistry. Mineralium Deposita, 54, 237–262. |  | DEU | Saxony
| Freiberg mining district | kb veins, eb veins, fba veins | Magmatic hydrothermal | Intrusion-related | hydrothermal vein-style silver mineralization | Ag | Zn, Pb, In, Ge, Ga | Ag, Zn, Pb, In, Ge, Ga | Bauer et al., 2019 |  | fba23-8 | fba23-8 | underground mine |  |  |  |  | ore material | grab | grab | mineral separate | [5 empty] | mineralisation |  |  |  | sphalerite | [6 empty] | galena, pyrite, arsenopyrite, quartz, fluorite, carbonate | polished sections | LA-ICPMS, EMPA | JEOL JXA-8530F equipped with a field emission gun (FEG) and five wavelength-dispersive spectrometers (WDS); 193-nm New Wave Research Excimer laser and an Agilent 7500i quadrupole ICP-MS | Helmholtz Institute Freiberg for Resource Technology (HIF); Friedrich-Alexander-Universität Erlangen-Nürnberg | EPMA: accelerating voltage of 20 kV and a beam current of 30 nA, and a defocused beam of 15 μm diameter. LA-ICP-MS: plasma power of 1320 W, He (0.65 L/min) and Ar (1.09 L/min) as carrier gases, Ar as plasma (14.9 L/min) and auxiliary gas (0.9 L/min), oxide rates of <0.4% ThO+/Th+, repetition rate of 20 Hz, beam spot size of 25 μm, irradiance of 0.74 GW/cm2, fluence of 3.7 J/cm2, 20 s background measurement and 20 s sample ablation, 60-s retention time | MASS-1 (Wilson et al. 2002); NIST SRM 610 and 612 (Pearce et al. 1997); MASS-1 as external Ge standard (57.8±2.6 μg/g Ge); NBS-127, IAEA-S-1, IAEA-S-2, IAEA-S-3, and an in-house Ag2S reference material (sulfur isotopes) |  |  |  |  | 12.5051 | [15 empty] | 0.458 | [5 empty] | 42.0185 | [15 empty] | 0.4788 | [9 empty] | 12.2516 | [33 empty] | 100.591 | [15 empty] | 32.6891 |  | 508.609 |  |  |  | 1.9829 | [19 empty] | 0.21257 | [13 empty] | 64.9269 |  |  |  |  | 2019 | Bauer, M.E., Burisch, M., Ostendorf, J., Krause, J., Frenzel, M., Seifert, T., and Gutzmer, J. (2019). Trace element geochemistry of sphalerite in contrasting hydrothermal fluid systems of the Freiberg district, Germany: insights from LA-ICP-MS analysis, near-infrared light microthermometry of sphalerite-hosted fluid inclusions, and sulfur isotope geochemistry. Mineralium Deposita, 54, 237–262. |  | DEU | Saxony
| Freiberg mining district | kb veins, eb veins, fba veins | Magmatic hydrothermal | Intrusion-related | hydrothermal vein-style silver mineralization | Ag | Zn, Pb, In, Ge, Ga | Ag, Zn, Pb, In, Ge, Ga | Bauer et al., 2019 |  | fba23-9 | fba23-9 | underground mine |  |  |  |  | ore material | grab | grab | mineral separate | [5 empty] | mineralisation |  |  |  | sphalerite | [6 empty] | galena, pyrite, arsenopyrite, quartz, fluorite, carbonate | polished sections | LA-ICPMS, EMPA | JEOL JXA-8530F equipped with a field emission gun (FEG) and five wavelength-dispersive spectrometers (WDS); 193-nm New Wave Research Excimer laser and an Agilent 7500i quadrupole ICP-MS | Helmholtz Institute Freiberg for Resource Technology (HIF); Friedrich-Alexander-Universität Erlangen-Nürnberg | EPMA: accelerating voltage of 20 kV and a beam current of 30 nA, and a defocused beam of 15 μm diameter. LA-ICP-MS: plasma power of 1320 W, He (0.65 L/min) and Ar (1.09 L/min) as carrier gases, Ar as plasma (14.9 L/min) and auxiliary gas (0.9 L/min), oxide rates of <0.4% ThO+/Th+, repetition rate of 20 Hz, beam spot size of 25 μm, irradiance of 0.74 GW/cm2, fluence of 3.7 J/cm2, 20 s background measurement and 20 s sample ablation, 60-s retention time | MASS-1 (Wilson et al. 2002); NIST SRM 610 and 612 (Pearce et al. 1997); MASS-1 as external Ge standard (57.8±2.6 μg/g Ge); NBS-127, IAEA-S-1, IAEA-S-2, IAEA-S-3, and an in-house Ag2S reference material (sulfur isotopes) |  |  |  |  | 11.4367 | [15 empty] | 0.4404 | [5 empty] | 35.0028 | [15 empty] | 0.4106 | [9 empty] | 10.2069 | [33 empty] | 111.3855 | [15 empty] | 32.6698 |  | 438.3178 |  |  |  | 1.9432 | [19 empty] | 0.12543 | [13 empty] | 65.4694 |  |  |  |  | 2019 | Bauer, M.E., Burisch, M., Ostendorf, J., Krause, J., Frenzel, M., Seifert, T., and Gutzmer, J. (2019). Trace element geochemistry of sphalerite in contrasting hydrothermal fluid systems of the Freiberg district, Germany: insights from LA-ICP-MS analysis, near-infrared light microthermometry of sphalerite-hosted fluid inclusions, and sulfur isotope geochemistry. Mineralium Deposita, 54, 237–262. |  | DEU | Saxony
| Freiberg mining district | kb veins, eb veins, fba veins | Magmatic hydrothermal | Intrusion-related | hydrothermal vein-style silver mineralization | Ag | Zn, Pb, In, Ge, Ga | Ag, Zn, Pb, In, Ge, Ga | Bauer et al., 2019 |  | fba26_hSp-1 | fba26_hSp-1 | underground mine |  |  |  |  | ore material | grab | grab | mineral separate | [5 empty] | mineralisation |  |  |  | sphalerite | [6 empty] | galena, pyrite, arsenopyrite, quartz, fluorite, carbonate | polished sections | LA-ICPMS, EMPA | JEOL JXA-8530F equipped with a field emission gun (FEG) and five wavelength-dispersive spectrometers (WDS); 193-nm New Wave Research Excimer laser and an Agilent 7500i quadrupole ICP-MS | Helmholtz Institute Freiberg for Resource Technology (HIF); Friedrich-Alexander-Universität Erlangen-Nürnberg | EPMA: accelerating voltage of 20 kV and a beam current of 30 nA, and a defocused beam of 15 μm diameter. LA-ICP-MS: plasma power of 1320 W, He (0.65 L/min) and Ar (1.09 L/min) as carrier gases, Ar as plasma (14.9 L/min) and auxiliary gas (0.9 L/min), oxide rates of <0.4% ThO+/Th+, repetition rate of 20 Hz, beam spot size of 25 μm, irradiance of 0.74 GW/cm2, fluence of 3.7 J/cm2, 20 s background measurement and 20 s sample ablation, 60-s retention time | MASS-1 (Wilson et al. 2002); NIST SRM 610 and 612 (Pearce et al. 1997); MASS-1 as external Ge standard (57.8±2.6 μg/g Ge); NBS-127, IAEA-S-1, IAEA-S-2, IAEA-S-3, and an in-house Ag2S reference material (sulfur isotopes) |  |  |  |  | 7.2923 | [15 empty] | 0.3061 | [5 empty] | 11.2534 | [15 empty] | 0.0963 | [9 empty] | 7.045 | [33 empty] | 98.394 | [15 empty] | 32.7817 |  | 371.4136 |  |  |  | 1.489 | [19 empty] | 0.32359 | [13 empty] | 66.231 |  |  |  |  | 2019 | Bauer, M.E., Burisch, M., Ostendorf, J., Krause, J., Frenzel, M., Seifert, T., and Gutzmer, J. (2019). Trace element geochemistry of sphalerite in contrasting hydrothermal fluid systems of the Freiberg district, Germany: insights from LA-ICP-MS analysis, near-infrared light microthermometry of sphalerite-hosted fluid inclusions, and sulfur isotope geochemistry. Mineralium Deposita, 54, 237–262. |  | DEU | Saxony
| Freiberg mining district | kb veins, eb veins, fba veins | Magmatic hydrothermal | Intrusion-related | hydrothermal vein-style silver mineralization | Ag | Zn, Pb, In, Ge, Ga | Ag, Zn, Pb, In, Ge, Ga | Bauer et al., 2019 |  | fba26_hSp-2 | fba26_hSp-2 | underground mine |  |  |  |  | ore material | grab | grab | mineral separate | [5 empty] | mineralisation |  |  |  | sphalerite | [6 empty] | galena, pyrite, arsenopyrite, quartz, fluorite, carbonate | polished sections | LA-ICPMS, EMPA | JEOL JXA-8530F equipped with a field emission gun (FEG) and five wavelength-dispersive spectrometers (WDS); 193-nm New Wave Research Excimer laser and an Agilent 7500i quadrupole ICP-MS | Helmholtz Institute Freiberg for Resource Technology (HIF); Friedrich-Alexander-Universität Erlangen-Nürnberg | EPMA: accelerating voltage of 20 kV and a beam current of 30 nA, and a defocused beam of 15 μm diameter. LA-ICP-MS: plasma power of 1320 W, He (0.65 L/min) and Ar (1.09 L/min) as carrier gases, Ar as plasma (14.9 L/min) and auxiliary gas (0.9 L/min), oxide rates of <0.4% ThO+/Th+, repetition rate of 20 Hz, beam spot size of 25 μm, irradiance of 0.74 GW/cm2, fluence of 3.7 J/cm2, 20 s background measurement and 20 s sample ablation, 60-s retention time | MASS-1 (Wilson et al. 2002); NIST SRM 610 and 612 (Pearce et al. 1997); MASS-1 as external Ge standard (57.8±2.6 μg/g Ge); NBS-127, IAEA-S-1, IAEA-S-2, IAEA-S-3, and an in-house Ag2S reference material (sulfur isotopes) |  |  |  |  | 4.4869 | [15 empty] | 0.3502 | [5 empty] | 11.7275 | [15 empty] | 0.0855 | [9 empty] | 4.299 | [33 empty] | 46.5255 | [15 empty] | 32.8325 |  | 188.456 |  |  |  | 2.9275 | [19 empty] | 0.27204 | [13 empty] | 66.6548 |  |  |  |  | 2019 | Bauer, M.E., Burisch, M., Ostendorf, J., Krause, J., Frenzel, M., Seifert, T., and Gutzmer, J. (2019). Trace element geochemistry of sphalerite in contrasting hydrothermal fluid systems of the Freiberg district, Germany: insights from LA-ICP-MS analysis, near-infrared light microthermometry of sphalerite-hosted fluid inclusions, and sulfur isotope geochemistry. Mineralium Deposita, 54, 237–262. |  | DEU | Saxony
| Freiberg mining district | kb veins, eb veins, fba veins | Magmatic hydrothermal | Intrusion-related | hydrothermal vein-style silver mineralization | Ag | Zn, Pb, In, Ge, Ga | Ag, Zn, Pb, In, Ge, Ga | Bauer et al., 2019 |  | fba26_hSp-3 | fba26_hSp-3 | underground mine |  |  |  |  | ore material | grab | grab | mineral separate | [5 empty] | mineralisation |  |  |  | sphalerite | [6 empty] | galena, pyrite, arsenopyrite, quartz, fluorite, carbonate | polished sections | LA-ICPMS, EMPA | JEOL JXA-8530F equipped with a field emission gun (FEG) and five wavelength-dispersive spectrometers (WDS); 193-nm New Wave Research Excimer laser and an Agilent 7500i quadrupole ICP-MS | Helmholtz Institute Freiberg for Resource Technology (HIF); Friedrich-Alexander-Universität Erlangen-Nürnberg | EPMA: accelerating voltage of 20 kV and a beam current of 30 nA, and a defocused beam of 15 μm diameter. LA-ICP-MS: plasma power of 1320 W, He (0.65 L/min) and Ar (1.09 L/min) as carrier gases, Ar as plasma (14.9 L/min) and auxiliary gas (0.9 L/min), oxide rates of <0.4% ThO+/Th+, repetition rate of 20 Hz, beam spot size of 25 μm, irradiance of 0.74 GW/cm2, fluence of 3.7 J/cm2, 20 s background measurement and 20 s sample ablation, 60-s retention time | MASS-1 (Wilson et al. 2002); NIST SRM 610 and 612 (Pearce et al. 1997); MASS-1 as external Ge standard (57.8±2.6 μg/g Ge); NBS-127, IAEA-S-1, IAEA-S-2, IAEA-S-3, and an in-house Ag2S reference material (sulfur isotopes) |  |  |  |  | 19.594 | [15 empty] | 1.1365 | [5 empty] | 7.4135 | [15 empty] | 0.1319 | [9 empty] | 6.1428 | [33 empty] | 213.9738 | [15 empty] | 33.5018 |  | 668.5302 |  |  |  | 5.0983 | [19 empty] | 0.81252 | [13 empty] | 65.3928 |  |  |  |  | 2019 | Bauer, M.E., Burisch, M., Ostendorf, J., Krause, J., Frenzel, M., Seifert, T., and Gutzmer, J. (2019). Trace element geochemistry of sphalerite in contrasting hydrothermal fluid systems of the Freiberg district, Germany: insights from LA-ICP-MS analysis, near-infrared light microthermometry of sphalerite-hosted fluid inclusions, and sulfur isotope geochemistry. Mineralium Deposita, 54, 237–262. |  | DEU | Saxony
| Freiberg mining district | kb veins, eb veins, fba veins | Magmatic hydrothermal | Intrusion-related | hydrothermal vein-style silver mineralization | Ag | Zn, Pb, In, Ge, Ga | Ag, Zn, Pb, In, Ge, Ga | Bauer et al., 2019 |  | fba26_hSp-4 | fba26_hSp-4 | underground mine |  |  |  |  | ore material | grab | grab | mineral separate | [5 empty] | mineralisation |  |  |  | sphalerite | [6 empty] | galena, pyrite, arsenopyrite, quartz, fluorite, carbonate | polished sections | LA-ICPMS, EMPA | JEOL JXA-8530F equipped with a field emission gun (FEG) and five wavelength-dispersive spectrometers (WDS); 193-nm New Wave Research Excimer laser and an Agilent 7500i quadrupole ICP-MS | Helmholtz Institute Freiberg for Resource Technology (HIF); Friedrich-Alexander-Universität Erlangen-Nürnberg | EPMA: accelerating voltage of 20 kV and a beam current of 30 nA, and a defocused beam of 15 μm diameter. LA-ICP-MS: plasma power of 1320 W, He (0.65 L/min) and Ar (1.09 L/min) as carrier gases, Ar as plasma (14.9 L/min) and auxiliary gas (0.9 L/min), oxide rates of <0.4% ThO+/Th+, repetition rate of 20 Hz, beam spot size of 25 μm, irradiance of 0.74 GW/cm2, fluence of 3.7 J/cm2, 20 s background measurement and 20 s sample ablation, 60-s retention time | MASS-1 (Wilson et al. 2002); NIST SRM 610 and 612 (Pearce et al. 1997); MASS-1 as external Ge standard (57.8±2.6 μg/g Ge); NBS-127, IAEA-S-1, IAEA-S-2, IAEA-S-3, and an in-house Ag2S reference material (sulfur isotopes) |  |  |  |  | 15.8639 | [15 empty] | 0.5145 | [5 empty] | 8.2327 | [15 empty] | 0.0709 | [9 empty] | 5.9892 | [33 empty] | 147.4359 | [15 empty] | 32.6495 |  | 651.3259 |  |  |  | 1.7656 | [19 empty] | 0.68227 | [13 empty] | 65.6379 |  |  |  |  | 2019 | Bauer, M.E., Burisch, M., Ostendorf, J., Krause, J., Frenzel, M., Seifert, T., and Gutzmer, J. (2019). Trace element geochemistry of sphalerite in contrasting hydrothermal fluid systems of the Freiberg district, Germany: insights from LA-ICP-MS analysis, near-infrared light microthermometry of sphalerite-hosted fluid inclusions, and sulfur isotope geochemistry. Mineralium Deposita, 54, 237–262. |  | DEU | Saxony
| Freiberg mining district | kb veins, eb veins, fba veins | Magmatic hydrothermal | Intrusion-related | hydrothermal vein-style silver mineralization | Ag | Zn, Pb, In, Ge, Ga | Ag, Zn, Pb, In, Ge, Ga | Bauer et al., 2019 |  | fba26_hSp-5 | fba26_hSp-5 | underground mine |  |  |  |  | ore material | grab | grab | mineral separate | [5 empty] | mineralisation |  |  |  | sphalerite | [6 empty] | galena, pyrite, arsenopyrite, quartz, fluorite, carbonate | polished sections | LA-ICPMS, EMPA | JEOL JXA-8530F equipped with a field emission gun (FEG) and five wavelength-dispersive spectrometers (WDS); 193-nm New Wave Research Excimer laser and an Agilent 7500i quadrupole ICP-MS | Helmholtz Institute Freiberg for Resource Technology (HIF); Friedrich-Alexander-Universität Erlangen-Nürnberg | EPMA: accelerating voltage of 20 kV and a beam current of 30 nA, and a defocused beam of 15 μm diameter. LA-ICP-MS: plasma power of 1320 W, He (0.65 L/min) and Ar (1.09 L/min) as carrier gases, Ar as plasma (14.9 L/min) and auxiliary gas (0.9 L/min), oxide rates of <0.4% ThO+/Th+, repetition rate of 20 Hz, beam spot size of 25 μm, irradiance of 0.74 GW/cm2, fluence of 3.7 J/cm2, 20 s background measurement and 20 s sample ablation, 60-s retention time | MASS-1 (Wilson et al. 2002); NIST SRM 610 and 612 (Pearce et al. 1997); MASS-1 as external Ge standard (57.8±2.6 μg/g Ge); NBS-127, IAEA-S-1, IAEA-S-2, IAEA-S-3, and an in-house Ag2S reference material (sulfur isotopes) |  |  |  |  | 0.97699 | [15 empty] | 0.3792 | [5 empty] | 9.0882 | [15 empty] | 0.098 | [9 empty] | 9.2561 | [33 empty] | 4.1668 | [15 empty] | 32.7611 |  | 16.839 | [23 empty] | 0.041931 | [13 empty] | 65.9287 |  |  |  |  | 2019 | Bauer, M.E., Burisch, M., Ostendorf, J., Krause, J., Frenzel, M., Seifert, T., and Gutzmer, J. (2019). Trace element geochemistry of sphalerite in contrasting hydrothermal fluid systems of the Freiberg district, Germany: insights from LA-ICP-MS analysis, near-infrared light microthermometry of sphalerite-hosted fluid inclusions, and sulfur isotope geochemistry. Mineralium Deposita, 54, 237–262. |  | DEU | Saxony
| Freiberg mining district | kb veins, eb veins, fba veins | Magmatic hydrothermal | Intrusion-related | hydrothermal vein-style silver mineralization | Ag | Zn, Pb, In, Ge, Ga | Ag, Zn, Pb, In, Ge, Ga | Bauer et al., 2019 |  | fba26_hSp-6 | fba26_hSp-6 | underground mine |  |  |  |  | ore material | grab | grab | mineral separate | [5 empty] | mineralisation |  |  |  | sphalerite | [6 empty] | galena, pyrite, arsenopyrite, quartz, fluorite, carbonate | polished sections | LA-ICPMS, EMPA | JEOL JXA-8530F equipped with a field emission gun (FEG) and five wavelength-dispersive spectrometers (WDS); 193-nm New Wave Research Excimer laser and an Agilent 7500i quadrupole ICP-MS | Helmholtz Institute Freiberg for Resource Technology (HIF); Friedrich-Alexander-Universität Erlangen-Nürnberg | EPMA: accelerating voltage of 20 kV and a beam current of 30 nA, and a defocused beam of 15 μm diameter. LA-ICP-MS: plasma power of 1320 W, He (0.65 L/min) and Ar (1.09 L/min) as carrier gases, Ar as plasma (14.9 L/min) and auxiliary gas (0.9 L/min), oxide rates of <0.4% ThO+/Th+, repetition rate of 20 Hz, beam spot size of 25 μm, irradiance of 0.74 GW/cm2, fluence of 3.7 J/cm2, 20 s background measurement and 20 s sample ablation, 60-s retention time | MASS-1 (Wilson et al. 2002); NIST SRM 610 and 612 (Pearce et al. 1997); MASS-1 as external Ge standard (57.8±2.6 μg/g Ge); NBS-127, IAEA-S-1, IAEA-S-2, IAEA-S-3, and an in-house Ag2S reference material (sulfur isotopes) |  |  |  |  | 2.3631 | [15 empty] | 0.3792 | [5 empty] | 9.6972 | [15 empty] | 0.098 | [9 empty] | 6.5998 | [33 empty] | 26.2731 | [15 empty] | 32.7611 |  | 106.8007 | [23 empty] | 0.1149 | [13 empty] | 65.9287 |  |  |  |  | 2019 | Bauer, M.E., Burisch, M., Ostendorf, J., Krause, J., Frenzel, M., Seifert, T., and Gutzmer, J. (2019). Trace element geochemistry of sphalerite in contrasting hydrothermal fluid systems of the Freiberg district, Germany: insights from LA-ICP-MS analysis, near-infrared light microthermometry of sphalerite-hosted fluid inclusions, and sulfur isotope geochemistry. Mineralium Deposita, 54, 237–262. |  | DEU | Saxony
| Freiberg mining district | kb veins, eb veins, fba veins | Magmatic hydrothermal | Intrusion-related | hydrothermal vein-style silver mineralization | Ag | Zn, Pb, In, Ge, Ga | Ag, Zn, Pb, In, Ge, Ga | Bauer et al., 2019 |  | fba26_hSp-7 | fba26_hSp-7 | underground mine |  |  |  |  | ore material | grab | grab | mineral separate | [5 empty] | mineralisation |  |  |  | sphalerite | [6 empty] | galena, pyrite, arsenopyrite, quartz, fluorite, carbonate | polished sections | LA-ICPMS, EMPA | JEOL JXA-8530F equipped with a field emission gun (FEG) and five wavelength-dispersive spectrometers (WDS); 193-nm New Wave Research Excimer laser and an Agilent 7500i quadrupole ICP-MS | Helmholtz Institute Freiberg for Resource Technology (HIF); Friedrich-Alexander-Universität Erlangen-Nürnberg | EPMA: accelerating voltage of 20 kV and a beam current of 30 nA, and a defocused beam of 15 μm diameter. LA-ICP-MS: plasma power of 1320 W, He (0.65 L/min) and Ar (1.09 L/min) as carrier gases, Ar as plasma (14.9 L/min) and auxiliary gas (0.9 L/min), oxide rates of <0.4% ThO+/Th+, repetition rate of 20 Hz, beam spot size of 25 μm, irradiance of 0.74 GW/cm2, fluence of 3.7 J/cm2, 20 s background measurement and 20 s sample ablation, 60-s retention time | MASS-1 (Wilson et al. 2002); NIST SRM 610 and 612 (Pearce et al. 1997); MASS-1 as external Ge standard (57.8±2.6 μg/g Ge); NBS-127, IAEA-S-1, IAEA-S-2, IAEA-S-3, and an in-house Ag2S reference material (sulfur isotopes) |  |  |  |  | 0.81892 | [15 empty] | 0.3857 | [5 empty] | 10.5963 | [15 empty] | 0.1016 | [9 empty] | 6.13 | [33 empty] | 7.2348 | [15 empty] | 32.6054 |  | 27.2606 | [37 empty] | 66.0535 |  |  |  |  | 2019 | Bauer, M.E., Burisch, M., Ostendorf, J., Krause, J., Frenzel, M., Seifert, T., and Gutzmer, J. (2019). Trace element geochemistry of sphalerite in contrasting hydrothermal fluid systems of the Freiberg district, Germany: insights from LA-ICP-MS analysis, near-infrared light microthermometry of sphalerite-hosted fluid inclusions, and sulfur isotope geochemistry. Mineralium Deposita, 54, 237–262. |  | DEU | Saxony
| Freiberg mining district | kb veins, eb veins, fba veins | Magmatic hydrothermal | Intrusion-related | hydrothermal vein-style silver mineralization | Ag | Zn, Pb, In, Ge, Ga | Ag, Zn, Pb, In, Ge, Ga | Bauer et al., 2019 |  | fba26_hSp-8 | fba26_hSp-8 | underground mine |  |  |  |  | ore material | grab | grab | mineral separate | [5 empty] | mineralisation |  |  |  | sphalerite | [6 empty] | galena, pyrite, arsenopyrite, quartz, fluorite, carbonate | polished sections | LA-ICPMS, EMPA | JEOL JXA-8530F equipped with a field emission gun (FEG) and five wavelength-dispersive spectrometers (WDS); 193-nm New Wave Research Excimer laser and an Agilent 7500i quadrupole ICP-MS | Helmholtz Institute Freiberg for Resource Technology (HIF); Friedrich-Alexander-Universität Erlangen-Nürnberg | EPMA: accelerating voltage of 20 kV and a beam current of 30 nA, and a defocused beam of 15 μm diameter. LA-ICP-MS: plasma power of 1320 W, He (0.65 L/min) and Ar (1.09 L/min) as carrier gases, Ar as plasma (14.9 L/min) and auxiliary gas (0.9 L/min), oxide rates of <0.4% ThO+/Th+, repetition rate of 20 Hz, beam spot size of 25 μm, irradiance of 0.74 GW/cm2, fluence of 3.7 J/cm2, 20 s background measurement and 20 s sample ablation, 60-s retention time | MASS-1 (Wilson et al. 2002); NIST SRM 610 and 612 (Pearce et al. 1997); MASS-1 as external Ge standard (57.8±2.6 μg/g Ge); NBS-127, IAEA-S-1, IAEA-S-2, IAEA-S-3, and an in-house Ag2S reference material (sulfur isotopes) |  |  |  |  | 1.4648 | [15 empty] | 0.4058 | [5 empty] | 7.2329 | [15 empty] | 0.0895 | [9 empty] | 4.2471 | [33 empty] | 22.8717 | [15 empty] | 32.7476 |  | 85.8832 |  |  |  | 2.7661 | [19 empty] | 0.10579 | [13 empty] | 65.5409 |  |  |  |  | 2019 | Bauer, M.E., Burisch, M., Ostendorf, J., Krause, J., Frenzel, M., Seifert, T., and Gutzmer, J. (2019). Trace element geochemistry of sphalerite in contrasting hydrothermal fluid systems of the Freiberg district, Germany: insights from LA-ICP-MS analysis, near-infrared light microthermometry of sphalerite-hosted fluid inclusions, and sulfur isotope geochemistry. Mineralium Deposita, 54, 237–262. |  | DEU | Saxony
| Freiberg mining district | kb veins, eb veins, fba veins | Magmatic hydrothermal | Intrusion-related | hydrothermal vein-style silver mineralization | Ag | Zn, Pb, In, Ge, Ga | Ag, Zn, Pb, In, Ge, Ga | Bauer et al., 2019 |  | fba26_hSp-9 | fba26_hSp-9 | underground mine |  |  |  |  | ore material | grab | grab | mineral separate | [5 empty] | mineralisation |  |  |  | sphalerite | [6 empty] | galena, pyrite, arsenopyrite, quartz, fluorite, carbonate | polished sections | LA-ICPMS, EMPA | JEOL JXA-8530F equipped with a field emission gun (FEG) and five wavelength-dispersive spectrometers (WDS); 193-nm New Wave Research Excimer laser and an Agilent 7500i quadrupole ICP-MS | Helmholtz Institute Freiberg for Resource Technology (HIF); Friedrich-Alexander-Universität Erlangen-Nürnberg | EPMA: accelerating voltage of 20 kV and a beam current of 30 nA, and a defocused beam of 15 μm diameter. LA-ICP-MS: plasma power of 1320 W, He (0.65 L/min) and Ar (1.09 L/min) as carrier gases, Ar as plasma (14.9 L/min) and auxiliary gas (0.9 L/min), oxide rates of <0.4% ThO+/Th+, repetition rate of 20 Hz, beam spot size of 25 μm, irradiance of 0.74 GW/cm2, fluence of 3.7 J/cm2, 20 s background measurement and 20 s sample ablation, 60-s retention time | MASS-1 (Wilson et al. 2002); NIST SRM 610 and 612 (Pearce et al. 1997); MASS-1 as external Ge standard (57.8±2.6 μg/g Ge); NBS-127, IAEA-S-1, IAEA-S-2, IAEA-S-3, and an in-house Ag2S reference material (sulfur isotopes) |  |  |  |  | 14.3854 | [15 empty] | 0.4644 | [5 empty] | 12.9846 | [15 empty] | 0.1652 | [9 empty] | 10.26 | [33 empty] | 329.8594 | [15 empty] | 32.9174 |  | 973.2527 |  |  |  | 1.4974 | [19 empty] | 0.94213 | [13 empty] | 65.7446 |  |  |  |  | 2019 | Bauer, M.E., Burisch, M., Ostendorf, J., Krause, J., Frenzel, M., Seifert, T., and Gutzmer, J. (2019). Trace element geochemistry of sphalerite in contrasting hydrothermal fluid systems of the Freiberg district, Germany: insights from LA-ICP-MS analysis, near-infrared light microthermometry of sphalerite-hosted fluid inclusions, and sulfur isotope geochemistry. Mineralium Deposita, 54, 237–262. |  | DEU | Saxony
| Freiberg mining district | kb veins, eb veins, fba veins | Magmatic hydrothermal | Intrusion-related | hydrothermal vein-style silver mineralization | Ag | Zn, Pb, In, Ge, Ga | Ag, Zn, Pb, In, Ge, Ga | Bauer et al., 2019 |  | fba26_hSp-10 | fba26_hSp-10 | underground mine |  |  |  |  | ore material | grab | grab | mineral separate | [5 empty] | mineralisation |  |  |  | sphalerite | [6 empty] | galena, pyrite, arsenopyrite, quartz, fluorite, carbonate | polished sections | LA-ICPMS, EMPA | JEOL JXA-8530F equipped with a field emission gun (FEG) and five wavelength-dispersive spectrometers (WDS); 193-nm New Wave Research Excimer laser and an Agilent 7500i quadrupole ICP-MS | Helmholtz Institute Freiberg for Resource Technology (HIF); Friedrich-Alexander-Universität Erlangen-Nürnberg | EPMA: accelerating voltage of 20 kV and a beam current of 30 nA, and a defocused beam of 15 μm diameter. LA-ICP-MS: plasma power of 1320 W, He (0.65 L/min) and Ar (1.09 L/min) as carrier gases, Ar as plasma (14.9 L/min) and auxiliary gas (0.9 L/min), oxide rates of <0.4% ThO+/Th+, repetition rate of 20 Hz, beam spot size of 25 μm, irradiance of 0.74 GW/cm2, fluence of 3.7 J/cm2, 20 s background measurement and 20 s sample ablation, 60-s retention time | MASS-1 (Wilson et al. 2002); NIST SRM 610 and 612 (Pearce et al. 1997); MASS-1 as external Ge standard (57.8±2.6 μg/g Ge); NBS-127, IAEA-S-1, IAEA-S-2, IAEA-S-3, and an in-house Ag2S reference material (sulfur isotopes) |  |  |  |  | 0.30664 | [15 empty] | 1.3479 | [5 empty] | 6.7351 | [15 empty] | 0.0971 | [9 empty] | 6.6174 | [33 empty] | 4.8182 | [15 empty] | 32.617 |  | 10.3552 | [23 empty] | 0.046206 | [13 empty] | 64.9828 |  |  |  |  | 2019 | Bauer, M.E., Burisch, M., Ostendorf, J., Krause, J., Frenzel, M., Seifert, T., and Gutzmer, J. (2019). Trace element geochemistry of sphalerite in contrasting hydrothermal fluid systems of the Freiberg district, Germany: insights from LA-ICP-MS analysis, near-infrared light microthermometry of sphalerite-hosted fluid inclusions, and sulfur isotope geochemistry. Mineralium Deposita, 54, 237–262. |  | DEU | Saxony
| Freiberg mining district | kb veins, eb veins, fba veins | Magmatic hydrothermal | Intrusion-related | hydrothermal vein-style silver mineralization | Ag | Zn, Pb, In, Ge, Ga | Ag, Zn, Pb, In, Ge, Ga | Bauer et al., 2019 |  | fba26_hSp-11 | fba26_hSp-11 | underground mine |  |  |  |  | ore material | grab | grab | mineral separate | [5 empty] | mineralisation |  |  |  | sphalerite | [6 empty] | galena, pyrite, arsenopyrite, quartz, fluorite, carbonate | polished sections | LA-ICPMS, EMPA | JEOL JXA-8530F equipped with a field emission gun (FEG) and five wavelength-dispersive spectrometers (WDS); 193-nm New Wave Research Excimer laser and an Agilent 7500i quadrupole ICP-MS | Helmholtz Institute Freiberg for Resource Technology (HIF); Friedrich-Alexander-Universität Erlangen-Nürnberg | EPMA: accelerating voltage of 20 kV and a beam current of 30 nA, and a defocused beam of 15 μm diameter. LA-ICP-MS: plasma power of 1320 W, He (0.65 L/min) and Ar (1.09 L/min) as carrier gases, Ar as plasma (14.9 L/min) and auxiliary gas (0.9 L/min), oxide rates of <0.4% ThO+/Th+, repetition rate of 20 Hz, beam spot size of 25 μm, irradiance of 0.74 GW/cm2, fluence of 3.7 J/cm2, 20 s background measurement and 20 s sample ablation, 60-s retention time | MASS-1 (Wilson et al. 2002); NIST SRM 610 and 612 (Pearce et al. 1997); MASS-1 as external Ge standard (57.8±2.6 μg/g Ge); NBS-127, IAEA-S-1, IAEA-S-2, IAEA-S-3, and an in-house Ag2S reference material (sulfur isotopes) |  |  |  |  | 1.5086 | [15 empty] | 0.388 | [5 empty] | 6.0655 | [15 empty] | 0.0538 | [9 empty] | 5.2412 | [33 empty] | 26.5873 | [15 empty] | 32.7468 |  | 102.9845 |  |  |  | 2.5727 | [19 empty] | 0.16434 | [13 empty] | 66.0177 |  |  |  |  | 2019 | Bauer, M.E., Burisch, M., Ostendorf, J., Krause, J., Frenzel, M., Seifert, T., and Gutzmer, J. (2019). Trace element geochemistry of sphalerite in contrasting hydrothermal fluid systems of the Freiberg district, Germany: insights from LA-ICP-MS analysis, near-infrared light microthermometry of sphalerite-hosted fluid inclusions, and sulfur isotope geochemistry. Mineralium Deposita, 54, 237–262. |  | DEU | Saxony
| Freiberg mining district | kb veins, eb veins, fba veins | Magmatic hydrothermal | Intrusion-related | hydrothermal vein-style silver mineralization | Ag | Zn, Pb, In, Ge, Ga | Ag, Zn, Pb, In, Ge, Ga | Bauer et al., 2019 |  | fba26_hSp-12 | fba26_hSp-12 | underground mine |  |  |  |  | ore material | grab | grab | mineral separate | [5 empty] | mineralisation |  |  |  | sphalerite | [6 empty] | galena, pyrite, arsenopyrite, quartz, fluorite, carbonate | polished sections | LA-ICPMS, EMPA | JEOL JXA-8530F equipped with a field emission gun (FEG) and five wavelength-dispersive spectrometers (WDS); 193-nm New Wave Research Excimer laser and an Agilent 7500i quadrupole ICP-MS | Helmholtz Institute Freiberg for Resource Technology (HIF); Friedrich-Alexander-Universität Erlangen-Nürnberg | EPMA: accelerating voltage of 20 kV and a beam current of 30 nA, and a defocused beam of 15 μm diameter. LA-ICP-MS: plasma power of 1320 W, He (0.65 L/min) and Ar (1.09 L/min) as carrier gases, Ar as plasma (14.9 L/min) and auxiliary gas (0.9 L/min), oxide rates of <0.4% ThO+/Th+, repetition rate of 20 Hz, beam spot size of 25 μm, irradiance of 0.74 GW/cm2, fluence of 3.7 J/cm2, 20 s background measurement and 20 s sample ablation, 60-s retention time | MASS-1 (Wilson et al. 2002); NIST SRM 610 and 612 (Pearce et al. 1997); MASS-1 as external Ge standard (57.8±2.6 μg/g Ge); NBS-127, IAEA-S-1, IAEA-S-2, IAEA-S-3, and an in-house Ag2S reference material (sulfur isotopes) |  |  |  |  | 5.8568 | [15 empty] | 1.2548 | [5 empty] | 8.8673 | [15 empty] | 0.1487 | [9 empty] | 8.4762 | [33 empty] | 91.7774 | [15 empty] | 32.6041 |  | 290.7933 | [23 empty] | 0.37796 | [13 empty] | 65.1781 |  |  |  |  | 2019 | Bauer, M.E., Burisch, M., Ostendorf, J., Krause, J., Frenzel, M., Seifert, T., and Gutzmer, J. (2019). Trace element geochemistry of sphalerite in contrasting hydrothermal fluid systems of the Freiberg district, Germany: insights from LA-ICP-MS analysis, near-infrared light microthermometry of sphalerite-hosted fluid inclusions, and sulfur isotope geochemistry. Mineralium Deposita, 54, 237–262. |  | DEU | Saxony
| Freiberg mining district | kb veins, eb veins, fba veins | Magmatic hydrothermal | Intrusion-related | hydrothermal vein-style silver mineralization | Ag | Zn, Pb, In, Ge, Ga | Ag, Zn, Pb, In, Ge, Ga | Bauer et al., 2019 |  | fba26_hSp-13 | fba26_hSp-13 | underground mine |  |  |  |  | ore material | grab | grab | mineral separate | [5 empty] | mineralisation |  |  |  | sphalerite | [6 empty] | galena, pyrite, arsenopyrite, quartz, fluorite, carbonate | polished sections | LA-ICPMS, EMPA | JEOL JXA-8530F equipped with a field emission gun (FEG) and five wavelength-dispersive spectrometers (WDS); 193-nm New Wave Research Excimer laser and an Agilent 7500i quadrupole ICP-MS | Helmholtz Institute Freiberg for Resource Technology (HIF); Friedrich-Alexander-Universität Erlangen-Nürnberg | EPMA: accelerating voltage of 20 kV and a beam current of 30 nA, and a defocused beam of 15 μm diameter. LA-ICP-MS: plasma power of 1320 W, He (0.65 L/min) and Ar (1.09 L/min) as carrier gases, Ar as plasma (14.9 L/min) and auxiliary gas (0.9 L/min), oxide rates of <0.4% ThO+/Th+, repetition rate of 20 Hz, beam spot size of 25 μm, irradiance of 0.74 GW/cm2, fluence of 3.7 J/cm2, 20 s background measurement and 20 s sample ablation, 60-s retention time | MASS-1 (Wilson et al. 2002); NIST SRM 610 and 612 (Pearce et al. 1997); MASS-1 as external Ge standard (57.8±2.6 μg/g Ge); NBS-127, IAEA-S-1, IAEA-S-2, IAEA-S-3, and an in-house Ag2S reference material (sulfur isotopes) |  |  |  |  | 25.857 | [15 empty] | 0.4547 | [5 empty] | 8.6297 | [15 empty] | 0.1475 | [9 empty] | 9.4531 | [33 empty] | 475.4964 | [15 empty] | 32.8506 |  | 1630.6449 |  |  |  | 1.646 | [19 empty] | 1.3216 | [13 empty] | 65.6519 |  |  |  |  | 2019 | Bauer, M.E., Burisch, M., Ostendorf, J., Krause, J., Frenzel, M., Seifert, T., and Gutzmer, J. (2019). Trace element geochemistry of sphalerite in contrasting hydrothermal fluid systems of the Freiberg district, Germany: insights from LA-ICP-MS analysis, near-infrared light microthermometry of sphalerite-hosted fluid inclusions, and sulfur isotope geochemistry. Mineralium Deposita, 54, 237–262. |  | DEU | Saxony
| Freiberg mining district | kb veins, eb veins, fba veins | Magmatic hydrothermal | Intrusion-related | hydrothermal vein-style silver mineralization | Ag | Zn, Pb, In, Ge, Ga | Ag, Zn, Pb, In, Ge, Ga | Bauer et al., 2019 |  | fba26_dSp-1 | fba26_dSp-1 | underground mine |  |  |  |  | ore material | grab | grab | mineral separate | [5 empty] | mineralisation |  |  |  | sphalerite | [6 empty] | galena, pyrite, arsenopyrite, quartz, fluorite, carbonate | polished sections | LA-ICPMS, EMPA | JEOL JXA-8530F equipped with a field emission gun (FEG) and five wavelength-dispersive spectrometers (WDS); 193-nm New Wave Research Excimer laser and an Agilent 7500i quadrupole ICP-MS | Helmholtz Institute Freiberg for Resource Technology (HIF); Friedrich-Alexander-Universität Erlangen-Nürnberg | EPMA: accelerating voltage of 20 kV and a beam current of 30 nA, and a defocused beam of 15 μm diameter. LA-ICP-MS: plasma power of 1320 W, He (0.65 L/min) and Ar (1.09 L/min) as carrier gases, Ar as plasma (14.9 L/min) and auxiliary gas (0.9 L/min), oxide rates of <0.4% ThO+/Th+, repetition rate of 20 Hz, beam spot size of 25 μm, irradiance of 0.74 GW/cm2, fluence of 3.7 J/cm2, 20 s background measurement and 20 s sample ablation, 60-s retention time | MASS-1 (Wilson et al. 2002); NIST SRM 610 and 612 (Pearce et al. 1997); MASS-1 as external Ge standard (57.8±2.6 μg/g Ge); NBS-127, IAEA-S-1, IAEA-S-2, IAEA-S-3, and an in-house Ag2S reference material (sulfur isotopes) |  |  |  |  | 65.8271 | [15 empty] | 0.5553 | [5 empty] | 12.8355 | [15 empty] | 0.1982 | [9 empty] | 6.0401 | [33 empty] | 486.8941 | [15 empty] | 32.7284 |  | 3785.8456 | [23 empty] | 1.629 | [13 empty] | 65.061 |  |  |  |  | 2019 | Bauer, M.E., Burisch, M., Ostendorf, J., Krause, J., Frenzel, M., Seifert, T., and Gutzmer, J. (2019). Trace element geochemistry of sphalerite in contrasting hydrothermal fluid systems of the Freiberg district, Germany: insights from LA-ICP-MS analysis, near-infrared light microthermometry of sphalerite-hosted fluid inclusions, and sulfur isotope geochemistry. Mineralium Deposita, 54, 237–262. |  | DEU | Saxony
| Freiberg mining district | kb veins, eb veins, fba veins | Magmatic hydrothermal | Intrusion-related | hydrothermal vein-style silver mineralization | Ag | Zn, Pb, In, Ge, Ga | Ag, Zn, Pb, In, Ge, Ga | Bauer et al., 2019 |  | fba26_dSp-2 | fba26_dSp-2 | underground mine |  |  |  |  | ore material | grab | grab | mineral separate | [5 empty] | mineralisation |  |  |  | sphalerite | [6 empty] | galena, pyrite, arsenopyrite, quartz, fluorite, carbonate | polished sections | LA-ICPMS, EMPA | JEOL JXA-8530F equipped with a field emission gun (FEG) and five wavelength-dispersive spectrometers (WDS); 193-nm New Wave Research Excimer laser and an Agilent 7500i quadrupole ICP-MS | Helmholtz Institute Freiberg for Resource Technology (HIF); Friedrich-Alexander-Universität Erlangen-Nürnberg | EPMA: accelerating voltage of 20 kV and a beam current of 30 nA, and a defocused beam of 15 μm diameter. LA-ICP-MS: plasma power of 1320 W, He (0.65 L/min) and Ar (1.09 L/min) as carrier gases, Ar as plasma (14.9 L/min) and auxiliary gas (0.9 L/min), oxide rates of <0.4% ThO+/Th+, repetition rate of 20 Hz, beam spot size of 25 μm, irradiance of 0.74 GW/cm2, fluence of 3.7 J/cm2, 20 s background measurement and 20 s sample ablation, 60-s retention time | MASS-1 (Wilson et al. 2002); NIST SRM 610 and 612 (Pearce et al. 1997); MASS-1 as external Ge standard (57.8±2.6 μg/g Ge); NBS-127, IAEA-S-1, IAEA-S-2, IAEA-S-3, and an in-house Ag2S reference material (sulfur isotopes) |  |  |  |  | 89.1516 | [15 empty] | 1.0785 | [5 empty] | 12.7014 | [15 empty] | 0.2004 | [9 empty] | 8.5745 | [33 empty] | 891.2621 | [15 empty] | 32.6935 |  | 5696.756 | [23 empty] | 2.7475 | [13 empty] | 64.348 |  |  |  |  | 2019 | Bauer, M.E., Burisch, M., Ostendorf, J., Krause, J., Frenzel, M., Seifert, T., and Gutzmer, J. (2019). Trace element geochemistry of sphalerite in contrasting hydrothermal fluid systems of the Freiberg district, Germany: insights from LA-ICP-MS analysis, near-infrared light microthermometry of sphalerite-hosted fluid inclusions, and sulfur isotope geochemistry. Mineralium Deposita, 54, 237–262. |  | DEU | Saxony
| Freiberg mining district | kb veins, eb veins, fba veins | Magmatic hydrothermal | Intrusion-related | hydrothermal vein-style silver mineralization | Ag | Zn, Pb, In, Ge, Ga | Ag, Zn, Pb, In, Ge, Ga | Bauer et al., 2019 |  | fba26_dSp-3 | fba26_dSp-3 | underground mine |  |  |  |  | ore material | grab | grab | mineral separate | [5 empty] | mineralisation |  |  |  | sphalerite | [6 empty] | galena, pyrite, arsenopyrite, quartz, fluorite, carbonate | polished sections | LA-ICPMS, EMPA | JEOL JXA-8530F equipped with a field emission gun (FEG) and five wavelength-dispersive spectrometers (WDS); 193-nm New Wave Research Excimer laser and an Agilent 7500i quadrupole ICP-MS | Helmholtz Institute Freiberg for Resource Technology (HIF); Friedrich-Alexander-Universität Erlangen-Nürnberg | EPMA: accelerating voltage of 20 kV and a beam current of 30 nA, and a defocused beam of 15 μm diameter. LA-ICP-MS: plasma power of 1320 W, He (0.65 L/min) and Ar (1.09 L/min) as carrier gases, Ar as plasma (14.9 L/min) and auxiliary gas (0.9 L/min), oxide rates of <0.4% ThO+/Th+, repetition rate of 20 Hz, beam spot size of 25 μm, irradiance of 0.74 GW/cm2, fluence of 3.7 J/cm2, 20 s background measurement and 20 s sample ablation, 60-s retention time | MASS-1 (Wilson et al. 2002); NIST SRM 610 and 612 (Pearce et al. 1997); MASS-1 as external Ge standard (57.8±2.6 μg/g Ge); NBS-127, IAEA-S-1, IAEA-S-2, IAEA-S-3, and an in-house Ag2S reference material (sulfur isotopes) |  |  |  |  | 66.5995 | [15 empty] | 0.7079 | [5 empty] | 13.971 | [15 empty] | 0.1796 | [9 empty] | 7.3573 | [33 empty] | 557.1678 | [15 empty] | 32.6067 |  | 3816.4679 |  |  |  | 1.6585 | [19 empty] | 1.5787 | [13 empty] | 64.6333 |  |  |  |  | 2019 | Bauer, M.E., Burisch, M., Ostendorf, J., Krause, J., Frenzel, M., Seifert, T., and Gutzmer, J. (2019). Trace element geochemistry of sphalerite in contrasting hydrothermal fluid systems of the Freiberg district, Germany: insights from LA-ICP-MS analysis, near-infrared light microthermometry of sphalerite-hosted fluid inclusions, and sulfur isotope geochemistry. Mineralium Deposita, 54, 237–262. |  | DEU | Saxony
| Freiberg mining district | kb veins, eb veins, fba veins | Magmatic hydrothermal | Intrusion-related | hydrothermal vein-style silver mineralization | Ag | Zn, Pb, In, Ge, Ga | Ag, Zn, Pb, In, Ge, Ga | Bauer et al., 2019 |  | fba24_dSp-1 | fba24_dSp-1 | underground mine |  |  |  |  | ore material | grab | grab | mineral separate | [5 empty] | mineralisation |  |  |  | sphalerite | [6 empty] | galena, pyrite, arsenopyrite, quartz, fluorite, carbonate | polished sections | LA-ICPMS, EMPA | JEOL JXA-8530F equipped with a field emission gun (FEG) and five wavelength-dispersive spectrometers (WDS); 193-nm New Wave Research Excimer laser and an Agilent 7500i quadrupole ICP-MS | Helmholtz Institute Freiberg for Resource Technology (HIF); Friedrich-Alexander-Universität Erlangen-Nürnberg | EPMA: accelerating voltage of 20 kV and a beam current of 30 nA, and a defocused beam of 15 μm diameter. LA-ICP-MS: plasma power of 1320 W, He (0.65 L/min) and Ar (1.09 L/min) as carrier gases, Ar as plasma (14.9 L/min) and auxiliary gas (0.9 L/min), oxide rates of <0.4% ThO+/Th+, repetition rate of 20 Hz, beam spot size of 25 μm, irradiance of 0.74 GW/cm2, fluence of 3.7 J/cm2, 20 s background measurement and 20 s sample ablation, 60-s retention time | MASS-1 (Wilson et al. 2002); NIST SRM 610 and 612 (Pearce et al. 1997); MASS-1 as external Ge standard (57.8±2.6 μg/g Ge); NBS-127, IAEA-S-1, IAEA-S-2, IAEA-S-3, and an in-house Ag2S reference material (sulfur isotopes) |  |  |  |  | 11.2936 | [15 empty] | 0.397 | [5 empty] | 0.92848 | [15 empty] | 0.6585 | [9 empty] | 9998.5542 | [33 empty] | 604.4856 | [15 empty] | 32.8196 |  | 1118.4706 |  |  |  | 1.822 | [19 empty] | 84.6106 | [13 empty] | 65.3607 |  |  |  |  | 2019 | Bauer, M.E., Burisch, M., Ostendorf, J., Krause, J., Frenzel, M., Seifert, T., and Gutzmer, J. (2019). Trace element geochemistry of sphalerite in contrasting hydrothermal fluid systems of the Freiberg district, Germany: insights from LA-ICP-MS analysis, near-infrared light microthermometry of sphalerite-hosted fluid inclusions, and sulfur isotope geochemistry. Mineralium Deposita, 54, 237–262. |  | DEU | Saxony
| Freiberg mining district | kb veins, eb veins, fba veins | Magmatic hydrothermal | Intrusion-related | hydrothermal vein-style silver mineralization | Ag | Zn, Pb, In, Ge, Ga | Ag, Zn, Pb, In, Ge, Ga | Bauer et al., 2019 |  | fba24_dSp-2 | fba24_dSp-2 | underground mine |  |  |  |  | ore material | grab | grab | mineral separate | [5 empty] | mineralisation |  |  |  | sphalerite | [6 empty] | galena, pyrite, arsenopyrite, quartz, fluorite, carbonate | polished sections | LA-ICPMS, EMPA | JEOL JXA-8530F equipped with a field emission gun (FEG) and five wavelength-dispersive spectrometers (WDS); 193-nm New Wave Research Excimer laser and an Agilent 7500i quadrupole ICP-MS | Helmholtz Institute Freiberg for Resource Technology (HIF); Friedrich-Alexander-Universität Erlangen-Nürnberg | EPMA: accelerating voltage of 20 kV and a beam current of 30 nA, and a defocused beam of 15 μm diameter. LA-ICP-MS: plasma power of 1320 W, He (0.65 L/min) and Ar (1.09 L/min) as carrier gases, Ar as plasma (14.9 L/min) and auxiliary gas (0.9 L/min), oxide rates of <0.4% ThO+/Th+, repetition rate of 20 Hz, beam spot size of 25 μm, irradiance of 0.74 GW/cm2, fluence of 3.7 J/cm2, 20 s background measurement and 20 s sample ablation, 60-s retention time | MASS-1 (Wilson et al. 2002); NIST SRM 610 and 612 (Pearce et al. 1997); MASS-1 as external Ge standard (57.8±2.6 μg/g Ge); NBS-127, IAEA-S-1, IAEA-S-2, IAEA-S-3, and an in-house Ag2S reference material (sulfur isotopes) |  |  |  |  | 0.77077 | [15 empty] | 0.068 | [5 empty] | 0.89729 | [15 empty] | 0.046 | [9 empty] | 82.0653 | [33 empty] | 99.099 | [15 empty] | 32.781 |  | 89.3525 | [23 empty] | 8.1696 | [13 empty] | 66.6792 |  |  |  |  | 2019 | Bauer, M.E., Burisch, M., Ostendorf, J., Krause, J., Frenzel, M., Seifert, T., and Gutzmer, J. (2019). Trace element geochemistry of sphalerite in contrasting hydrothermal fluid systems of the Freiberg district, Germany: insights from LA-ICP-MS analysis, near-infrared light microthermometry of sphalerite-hosted fluid inclusions, and sulfur isotope geochemistry. Mineralium Deposita, 54, 237–262. |  | DEU | Saxony
| Freiberg mining district | kb veins, eb veins, fba veins | Magmatic hydrothermal | Intrusion-related | hydrothermal vein-style silver mineralization | Ag | Zn, Pb, In, Ge, Ga | Ag, Zn, Pb, In, Ge, Ga | Bauer et al., 2019 |  | fba24_dSp-3 | fba24_dSp-3 | underground mine |  |  |  |  | ore material | grab | grab | mineral separate | [5 empty] | mineralisation |  |  |  | sphalerite | [6 empty] | galena, pyrite, arsenopyrite, quartz, fluorite, carbonate | polished sections | LA-ICPMS, EMPA | JEOL JXA-8530F equipped with a field emission gun (FEG) and five wavelength-dispersive spectrometers (WDS); 193-nm New Wave Research Excimer laser and an Agilent 7500i quadrupole ICP-MS | Helmholtz Institute Freiberg for Resource Technology (HIF); Friedrich-Alexander-Universität Erlangen-Nürnberg | EPMA: accelerating voltage of 20 kV and a beam current of 30 nA, and a defocused beam of 15 μm diameter. LA-ICP-MS: plasma power of 1320 W, He (0.65 L/min) and Ar (1.09 L/min) as carrier gases, Ar as plasma (14.9 L/min) and auxiliary gas (0.9 L/min), oxide rates of <0.4% ThO+/Th+, repetition rate of 20 Hz, beam spot size of 25 μm, irradiance of 0.74 GW/cm2, fluence of 3.7 J/cm2, 20 s background measurement and 20 s sample ablation, 60-s retention time | MASS-1 (Wilson et al. 2002); NIST SRM 610 and 612 (Pearce et al. 1997); MASS-1 as external Ge standard (57.8±2.6 μg/g Ge); NBS-127, IAEA-S-1, IAEA-S-2, IAEA-S-3, and an in-house Ag2S reference material (sulfur isotopes) |  |  |  |  | 0.29731 | [15 empty] | 0.068 | [5 empty] | 1.0522 | [15 empty] | 0.046 | [9 empty] | 35.0812 | [33 empty] | 101.2661 | [15 empty] | 32.781 |  | 54.9354 | [23 empty] | 4.0201 | [13 empty] | 66.6792 |  |  |  |  | 2019 | Bauer, M.E., Burisch, M., Ostendorf, J., Krause, J., Frenzel, M., Seifert, T., and Gutzmer, J. (2019). Trace element geochemistry of sphalerite in contrasting hydrothermal fluid systems of the Freiberg district, Germany: insights from LA-ICP-MS analysis, near-infrared light microthermometry of sphalerite-hosted fluid inclusions, and sulfur isotope geochemistry. Mineralium Deposita, 54, 237–262. |  | DEU | Saxony
| Freiberg mining district | kb veins, eb veins, fba veins | Magmatic hydrothermal | Intrusion-related | hydrothermal vein-style silver mineralization | Ag | Zn, Pb, In, Ge, Ga | Ag, Zn, Pb, In, Ge, Ga | Bauer et al., 2019 |  | fba24_dSp-4 | fba24_dSp-4 | underground mine |  |  |  |  | ore material | grab | grab | mineral separate | [5 empty] | mineralisation |  |  |  | sphalerite | [6 empty] | galena, pyrite, arsenopyrite, quartz, fluorite, carbonate | polished sections | LA-ICPMS, EMPA | JEOL JXA-8530F equipped with a field emission gun (FEG) and five wavelength-dispersive spectrometers (WDS); 193-nm New Wave Research Excimer laser and an Agilent 7500i quadrupole ICP-MS | Helmholtz Institute Freiberg for Resource Technology (HIF); Friedrich-Alexander-Universität Erlangen-Nürnberg | EPMA: accelerating voltage of 20 kV and a beam current of 30 nA, and a defocused beam of 15 μm diameter. LA-ICP-MS: plasma power of 1320 W, He (0.65 L/min) and Ar (1.09 L/min) as carrier gases, Ar as plasma (14.9 L/min) and auxiliary gas (0.9 L/min), oxide rates of <0.4% ThO+/Th+, repetition rate of 20 Hz, beam spot size of 25 μm, irradiance of 0.74 GW/cm2, fluence of 3.7 J/cm2, 20 s background measurement and 20 s sample ablation, 60-s retention time | MASS-1 (Wilson et al. 2002); NIST SRM 610 and 612 (Pearce et al. 1997); MASS-1 as external Ge standard (57.8±2.6 μg/g Ge); NBS-127, IAEA-S-1, IAEA-S-2, IAEA-S-3, and an in-house Ag2S reference material (sulfur isotopes) |  |  |  |  | 22.9298 | [15 empty] | 0.397 | [5 empty] | 1.0874 | [15 empty] | 0.6585 | [9 empty] | 2035.6935 | [33 empty] | 2478.7972 | [15 empty] | 32.8196 |  | 2878.5496 |  |  |  | 1.8188 | [19 empty] | 54.3152 | [13 empty] | 65.3607 |  |  |  |  | 2019 | Bauer, M.E., Burisch, M., Ostendorf, J., Krause, J., Frenzel, M., Seifert, T., and Gutzmer, J. (2019). Trace element geochemistry of sphalerite in contrasting hydrothermal fluid systems of the Freiberg district, Germany: insights from LA-ICP-MS analysis, near-infrared light microthermometry of sphalerite-hosted fluid inclusions, and sulfur isotope geochemistry. Mineralium Deposita, 54, 237–262. |  | DEU | Saxony
| Freiberg mining district | kb veins, eb veins, fba veins | Magmatic hydrothermal | Intrusion-related | hydrothermal vein-style silver mineralization | Ag | Zn, Pb, In, Ge, Ga | Ag, Zn, Pb, In, Ge, Ga | Bauer et al., 2019 |  | fba24_hSp-1 | fba24_hSp-1 | underground mine |  |  |  |  | ore material | grab | grab | mineral separate | [5 empty] | mineralisation |  |  |  | sphalerite | [6 empty] | galena, pyrite, arsenopyrite, quartz, fluorite, carbonate | polished sections | LA-ICPMS, EMPA | JEOL JXA-8530F equipped with a field emission gun (FEG) and five wavelength-dispersive spectrometers (WDS); 193-nm New Wave Research Excimer laser and an Agilent 7500i quadrupole ICP-MS | Helmholtz Institute Freiberg for Resource Technology (HIF); Friedrich-Alexander-Universität Erlangen-Nürnberg | EPMA: accelerating voltage of 20 kV and a beam current of 30 nA, and a defocused beam of 15 μm diameter. LA-ICP-MS: plasma power of 1320 W, He (0.65 L/min) and Ar (1.09 L/min) as carrier gases, Ar as plasma (14.9 L/min) and auxiliary gas (0.9 L/min), oxide rates of <0.4% ThO+/Th+, repetition rate of 20 Hz, beam spot size of 25 μm, irradiance of 0.74 GW/cm2, fluence of 3.7 J/cm2, 20 s background measurement and 20 s sample ablation, 60-s retention time | MASS-1 (Wilson et al. 2002); NIST SRM 610 and 612 (Pearce et al. 1997); MASS-1 as external Ge standard (57.8±2.6 μg/g Ge); NBS-127, IAEA-S-1, IAEA-S-2, IAEA-S-3, and an in-house Ag2S reference material (sulfur isotopes) |  |  |  |  | 26.4376 | [15 empty] | 0.2382 | [5 empty] | 2.3183 | [15 empty] | 0.4189 | [9 empty] | 251.7427 | [33 empty] | 2652.6771 | [15 empty] | 32.8059 |  | 3266.8907 | [23 empty] | 60.3657 | [13 empty] | 65.6115 |  |  |  |  | 2019 | Bauer, M.E., Burisch, M., Ostendorf, J., Krause, J., Frenzel, M., Seifert, T., and Gutzmer, J. (2019). Trace element geochemistry of sphalerite in contrasting hydrothermal fluid systems of the Freiberg district, Germany: insights from LA-ICP-MS analysis, near-infrared light microthermometry of sphalerite-hosted fluid inclusions, and sulfur isotope geochemistry. Mineralium Deposita, 54, 237–262. |  | DEU | Saxony
| Freiberg mining district | kb veins, eb veins, fba veins | Magmatic hydrothermal | Intrusion-related | hydrothermal vein-style silver mineralization | Ag | Zn, Pb, In, Ge, Ga | Ag, Zn, Pb, In, Ge, Ga | Bauer et al., 2019 |  | fba24_hSp-2 | fba24_hSp-2 | underground mine |  |  |  |  | ore material | grab | grab | mineral separate | [5 empty] | mineralisation |  |  |  | sphalerite | [6 empty] | galena, pyrite, arsenopyrite, quartz, fluorite, carbonate | polished sections | LA-ICPMS, EMPA | JEOL JXA-8530F equipped with a field emission gun (FEG) and five wavelength-dispersive spectrometers (WDS); 193-nm New Wave Research Excimer laser and an Agilent 7500i quadrupole ICP-MS | Helmholtz Institute Freiberg for Resource Technology (HIF); Friedrich-Alexander-Universität Erlangen-Nürnberg | EPMA: accelerating voltage of 20 kV and a beam current of 30 nA, and a defocused beam of 15 μm diameter. LA-ICP-MS: plasma power of 1320 W, He (0.65 L/min) and Ar (1.09 L/min) as carrier gases, Ar as plasma (14.9 L/min) and auxiliary gas (0.9 L/min), oxide rates of <0.4% ThO+/Th+, repetition rate of 20 Hz, beam spot size of 25 μm, irradiance of 0.74 GW/cm2, fluence of 3.7 J/cm2, 20 s background measurement and 20 s sample ablation, 60-s retention time | MASS-1 (Wilson et al. 2002); NIST SRM 610 and 612 (Pearce et al. 1997); MASS-1 as external Ge standard (57.8±2.6 μg/g Ge); NBS-127, IAEA-S-1, IAEA-S-2, IAEA-S-3, and an in-house Ag2S reference material (sulfur isotopes) |  |  |  |  | 2.4219 | [15 empty] | 0.4816 | [5 empty] | 0.95058 | [15 empty] | 0.1247 | [9 empty] | 2006.1499 | [33 empty] | 274.4523 | [15 empty] | 32.6946 |  | 140.1553 | [23 empty] | 6.4918 | [13 empty] | 65.2644 |  |  |  |  | 2019 | Bauer, M.E., Burisch, M., Ostendorf, J., Krause, J., Frenzel, M., Seifert, T., and Gutzmer, J. (2019). Trace element geochemistry of sphalerite in contrasting hydrothermal fluid systems of the Freiberg district, Germany: insights from LA-ICP-MS analysis, near-infrared light microthermometry of sphalerite-hosted fluid inclusions, and sulfur isotope geochemistry. Mineralium Deposita, 54, 237–262. |  | DEU | Saxony
| Freiberg mining district | kb veins, eb veins, fba veins | Magmatic hydrothermal | Intrusion-related | hydrothermal vein-style silver mineralization | Ag | Zn, Pb, In, Ge, Ga | Ag, Zn, Pb, In, Ge, Ga | Bauer et al., 2019 |  | fba24_hSp-3 | fba24_hSp-3 | underground mine |  |  |  |  | ore material | grab | grab | mineral separate | [5 empty] | mineralisation |  |  |  | sphalerite | [6 empty] | galena, pyrite, arsenopyrite, quartz, fluorite, carbonate | polished sections | LA-ICPMS, EMPA | JEOL JXA-8530F equipped with a field emission gun (FEG) and five wavelength-dispersive spectrometers (WDS); 193-nm New Wave Research Excimer laser and an Agilent 7500i quadrupole ICP-MS | Helmholtz Institute Freiberg for Resource Technology (HIF); Friedrich-Alexander-Universität Erlangen-Nürnberg | EPMA: accelerating voltage of 20 kV and a beam current of 30 nA, and a defocused beam of 15 μm diameter. LA-ICP-MS: plasma power of 1320 W, He (0.65 L/min) and Ar (1.09 L/min) as carrier gases, Ar as plasma (14.9 L/min) and auxiliary gas (0.9 L/min), oxide rates of <0.4% ThO+/Th+, repetition rate of 20 Hz, beam spot size of 25 μm, irradiance of 0.74 GW/cm2, fluence of 3.7 J/cm2, 20 s background measurement and 20 s sample ablation, 60-s retention time | MASS-1 (Wilson et al. 2002); NIST SRM 610 and 612 (Pearce et al. 1997); MASS-1 as external Ge standard (57.8±2.6 μg/g Ge); NBS-127, IAEA-S-1, IAEA-S-2, IAEA-S-3, and an in-house Ag2S reference material (sulfur isotopes) |  |  |  |  | 1.7201 | [15 empty] | 0.1469 | [5 empty] | 0.60225 | [15 empty] | 0.2506 | [9 empty] | 751.1455 | [33 empty] | 251.3811 | [15 empty] | 32.856 |  | 245.8549 | [23 empty] | 23.9993 | [13 empty] | 65.5111 |  |  |  |  | 2019 | Bauer, M.E., Burisch, M., Ostendorf, J., Krause, J., Frenzel, M., Seifert, T., and Gutzmer, J. (2019). Trace element geochemistry of sphalerite in contrasting hydrothermal fluid systems of the Freiberg district, Germany: insights from LA-ICP-MS analysis, near-infrared light microthermometry of sphalerite-hosted fluid inclusions, and sulfur isotope geochemistry. Mineralium Deposita, 54, 237–262. |  | DEU | Saxony
| Freiberg mining district | kb veins, eb veins, fba veins | Magmatic hydrothermal | Intrusion-related | hydrothermal vein-style silver mineralization | Ag | Zn, Pb, In, Ge, Ga | Ag, Zn, Pb, In, Ge, Ga | Bauer et al., 2019 |  | fba24_hSp-4 | fba24_hSp-4 | underground mine |  |  |  |  | ore material | grab | grab | mineral separate | [5 empty] | mineralisation |  |  |  | sphalerite | [6 empty] | galena, pyrite, arsenopyrite, quartz, fluorite, carbonate | polished sections | LA-ICPMS, EMPA | JEOL JXA-8530F equipped with a field emission gun (FEG) and five wavelength-dispersive spectrometers (WDS); 193-nm New Wave Research Excimer laser and an Agilent 7500i quadrupole ICP-MS | Helmholtz Institute Freiberg for Resource Technology (HIF); Friedrich-Alexander-Universität Erlangen-Nürnberg | EPMA: accelerating voltage of 20 kV and a beam current of 30 nA, and a defocused beam of 15 μm diameter. LA-ICP-MS: plasma power of 1320 W, He (0.65 L/min) and Ar (1.09 L/min) as carrier gases, Ar as plasma (14.9 L/min) and auxiliary gas (0.9 L/min), oxide rates of <0.4% ThO+/Th+, repetition rate of 20 Hz, beam spot size of 25 μm, irradiance of 0.74 GW/cm2, fluence of 3.7 J/cm2, 20 s background measurement and 20 s sample ablation, 60-s retention time | MASS-1 (Wilson et al. 2002); NIST SRM 610 and 612 (Pearce et al. 1997); MASS-1 as external Ge standard (57.8±2.6 μg/g Ge); NBS-127, IAEA-S-1, IAEA-S-2, IAEA-S-3, and an in-house Ag2S reference material (sulfur isotopes) |  |  |  |  | 14.0491 | [15 empty] | 0.3334 | [5 empty] | 15.5741 | [15 empty] | 0.1568 | [9 empty] | 3.7736 | [33 empty] | 80.7912 | [15 empty] | 32.9053 |  | 522.7722 |  |  |  | 2.048 | [19 empty] | 0.20664 | [13 empty] | 66.0824 |  |  |  |  | 2019 | Bauer, M.E., Burisch, M., Ostendorf, J., Krause, J., Frenzel, M., Seifert, T., and Gutzmer, J. (2019). Trace element geochemistry of sphalerite in contrasting hydrothermal fluid systems of the Freiberg district, Germany: insights from LA-ICP-MS analysis, near-infrared light microthermometry of sphalerite-hosted fluid inclusions, and sulfur isotope geochemistry. Mineralium Deposita, 54, 237–262. |  | DEU | Saxony
| Freiberg mining district | kb veins, eb veins, fba veins | Magmatic hydrothermal | Intrusion-related | hydrothermal vein-style silver mineralization | Ag | Zn, Pb, In, Ge, Ga | Ag, Zn, Pb, In, Ge, Ga | Bauer et al., 2019 |  | fba24_hSp-5 | fba24_hSp-5 | underground mine |  |  |  |  | ore material | grab | grab | mineral separate | [5 empty] | mineralisation |  |  |  | sphalerite | [6 empty] | galena, pyrite, arsenopyrite, quartz, fluorite, carbonate | polished sections | LA-ICPMS, EMPA | JEOL JXA-8530F equipped with a field emission gun (FEG) and five wavelength-dispersive spectrometers (WDS); 193-nm New Wave Research Excimer laser and an Agilent 7500i quadrupole ICP-MS | Helmholtz Institute Freiberg for Resource Technology (HIF); Friedrich-Alexander-Universität Erlangen-Nürnberg | EPMA: accelerating voltage of 20 kV and a beam current of 30 nA, and a defocused beam of 15 μm diameter. LA-ICP-MS: plasma power of 1320 W, He (0.65 L/min) and Ar (1.09 L/min) as carrier gases, Ar as plasma (14.9 L/min) and auxiliary gas (0.9 L/min), oxide rates of <0.4% ThO+/Th+, repetition rate of 20 Hz, beam spot size of 25 μm, irradiance of 0.74 GW/cm2, fluence of 3.7 J/cm2, 20 s background measurement and 20 s sample ablation, 60-s retention time | MASS-1 (Wilson et al. 2002); NIST SRM 610 and 612 (Pearce et al. 1997); MASS-1 as external Ge standard (57.8±2.6 μg/g Ge); NBS-127, IAEA-S-1, IAEA-S-2, IAEA-S-3, and an in-house Ag2S reference material (sulfur isotopes) |  |  |  |  | 11.1111 | [15 empty] | 0.2156 | [5 empty] | 9.6809 | [15 empty] | 0.2383 | [9 empty] | 9.8543 | [33 empty] | 142.1977 | [15 empty] | 32.8493 |  | 643.6331 | [23 empty] | 1.4283 | [13 empty] | 66.1472 |  |  |  |  | 2019 | Bauer, M.E., Burisch, M., Ostendorf, J., Krause, J., Frenzel, M., Seifert, T., and Gutzmer, J. (2019). Trace element geochemistry of sphalerite in contrasting hydrothermal fluid systems of the Freiberg district, Germany: insights from LA-ICP-MS analysis, near-infrared light microthermometry of sphalerite-hosted fluid inclusions, and sulfur isotope geochemistry. Mineralium Deposita, 54, 237–262. |  | DEU | Saxony
| Freiberg mining district | kb veins, eb veins, fba veins | Magmatic hydrothermal | Intrusion-related | hydrothermal vein-style silver mineralization | Ag | Zn, Pb, In, Ge, Ga | Ag, Zn, Pb, In, Ge, Ga | Bauer et al., 2019 |  | fba24_hSp-6 | fba24_hSp-6 | underground mine |  |  |  |  | ore material | grab | grab | mineral separate | [5 empty] | mineralisation |  |  |  | sphalerite | [6 empty] | galena, pyrite, arsenopyrite, quartz, fluorite, carbonate | polished sections | LA-ICPMS, EMPA | JEOL JXA-8530F equipped with a field emission gun (FEG) and five wavelength-dispersive spectrometers (WDS); 193-nm New Wave Research Excimer laser and an Agilent 7500i quadrupole ICP-MS | Helmholtz Institute Freiberg for Resource Technology (HIF); Friedrich-Alexander-Universität Erlangen-Nürnberg | EPMA: accelerating voltage of 20 kV and a beam current of 30 nA, and a defocused beam of 15 μm diameter. LA-ICP-MS: plasma power of 1320 W, He (0.65 L/min) and Ar (1.09 L/min) as carrier gases, Ar as plasma (14.9 L/min) and auxiliary gas (0.9 L/min), oxide rates of <0.4% ThO+/Th+, repetition rate of 20 Hz, beam spot size of 25 μm, irradiance of 0.74 GW/cm2, fluence of 3.7 J/cm2, 20 s background measurement and 20 s sample ablation, 60-s retention time | MASS-1 (Wilson et al. 2002); NIST SRM 610 and 612 (Pearce et al. 1997); MASS-1 as external Ge standard (57.8±2.6 μg/g Ge); NBS-127, IAEA-S-1, IAEA-S-2, IAEA-S-3, and an in-house Ag2S reference material (sulfur isotopes) |  |  |  |  | 18.7376 | [15 empty] | 1.5742 | [5 empty] | 31.3926 | [15 empty] | 0.5471 | [9 empty] | 12.7822 | [33 empty] | 159.3181 | [15 empty] | 32.8085 |  | 666.4498 |  |  |  | 1.7561 | [19 empty] | 0.58137 | [13 empty] | 64.6806 |  |  |  |  | 2019 | Bauer, M.E., Burisch, M., Ostendorf, J., Krause, J., Frenzel, M., Seifert, T., and Gutzmer, J. (2019). Trace element geochemistry of sphalerite in contrasting hydrothermal fluid systems of the Freiberg district, Germany: insights from LA-ICP-MS analysis, near-infrared light microthermometry of sphalerite-hosted fluid inclusions, and sulfur isotope geochemistry. Mineralium Deposita, 54, 237–262. |  | DEU | Saxony
| Freiberg mining district | kb veins, eb veins, fba veins | Magmatic hydrothermal | Intrusion-related | hydrothermal vein-style silver mineralization | Ag | Zn, Pb, In, Ge, Ga | Ag, Zn, Pb, In, Ge, Ga | Bauer et al., 2019 |  | kb50024 | kb50024-1 | underground mine |  |  |  |  | ore material | grab | grab | mineral separate | [5 empty] | mineralisation |  |  |  | sphalerite | [6 empty] | galena, pyrite, arsenopyrite, quartz, fluorite, carbonate | polished sections | LA-ICPMS, EMPA | JEOL JXA-8530F equipped with a field emission gun (FEG) and five wavelength-dispersive spectrometers (WDS); 193-nm New Wave Research Excimer laser and an Agilent 7500i quadrupole ICP-MS | Helmholtz Institute Freiberg for Resource Technology (HIF); Friedrich-Alexander-Universität Erlangen-Nürnberg | EPMA: accelerating voltage of 20 kV and a beam current of 30 nA, and a defocused beam of 15 μm diameter. LA-ICP-MS: plasma power of 1320 W, He (0.65 L/min) and Ar (1.09 L/min) as carrier gases, Ar as plasma (14.9 L/min) and auxiliary gas (0.9 L/min), oxide rates of <0.4% ThO+/Th+, repetition rate of 20 Hz, beam spot size of 25 μm, irradiance of 0.74 GW/cm2, fluence of 3.7 J/cm2, 20 s background measurement and 20 s sample ablation, 60-s retention time | MASS-1 (Wilson et al. 2002); NIST SRM 610 and 612 (Pearce et al. 1997); MASS-1 as external Ge standard (57.8±2.6 μg/g Ge); NBS-127, IAEA-S-1, IAEA-S-2, IAEA-S-3, and an in-house Ag2S reference material (sulfur isotopes) | [42 empty] | 112642.8599 | [13 empty] | 196.6499 | [13 empty] | 509.631 | [76 empty] | 2019 | Bauer, M.E., Burisch, M., Ostendorf, J., Krause, J., Frenzel, M., Seifert, T., and Gutzmer, J. (2019). Trace element geochemistry of sphalerite in contrasting hydrothermal fluid systems of the Freiberg district, Germany: insights from LA-ICP-MS analysis, near-infrared light microthermometry of sphalerite-hosted fluid inclusions, and sulfur isotope geochemistry. Mineralium Deposita, 54, 237–262. |  | DEU | Saxony
| Freiberg mining district | kb veins, eb veins, fba veins | Magmatic hydrothermal | Intrusion-related | hydrothermal vein-style silver mineralization | Ag | Zn, Pb, In, Ge, Ga | Ag, Zn, Pb, In, Ge, Ga | Bauer et al., 2019 |  | kb50112 | kb50112-1 | underground mine |  |  |  |  | ore material | grab | grab | mineral separate | [5 empty] | mineralisation |  |  |  | sphalerite | [6 empty] | galena, pyrite, arsenopyrite, quartz, fluorite, carbonate | polished sections | LA-ICPMS, EMPA | JEOL JXA-8530F equipped with a field emission gun (FEG) and five wavelength-dispersive spectrometers (WDS); 193-nm New Wave Research Excimer laser and an Agilent 7500i quadrupole ICP-MS | Helmholtz Institute Freiberg for Resource Technology (HIF); Friedrich-Alexander-Universität Erlangen-Nürnberg | EPMA: accelerating voltage of 20 kV and a beam current of 30 nA, and a defocused beam of 15 μm diameter. LA-ICP-MS: plasma power of 1320 W, He (0.65 L/min) and Ar (1.09 L/min) as carrier gases, Ar as plasma (14.9 L/min) and auxiliary gas (0.9 L/min), oxide rates of <0.4% ThO+/Th+, repetition rate of 20 Hz, beam spot size of 25 μm, irradiance of 0.74 GW/cm2, fluence of 3.7 J/cm2, 20 s background measurement and 20 s sample ablation, 60-s retention time | MASS-1 (Wilson et al. 2002); NIST SRM 610 and 612 (Pearce et al. 1997); MASS-1 as external Ge standard (57.8±2.6 μg/g Ge); NBS-127, IAEA-S-1, IAEA-S-2, IAEA-S-3, and an in-house Ag2S reference material (sulfur isotopes) | [42 empty] | 130128.6545 | [13 empty] | 2331.157 | [13 empty] | 1868.7102 | [76 empty] | 2019 | Bauer, M.E., Burisch, M., Ostendorf, J., Krause, J., Frenzel, M., Seifert, T., and Gutzmer, J. (2019). Trace element geochemistry of sphalerite in contrasting hydrothermal fluid systems of the Freiberg district, Germany: insights from LA-ICP-MS analysis, near-infrared light microthermometry of sphalerite-hosted fluid inclusions, and sulfur isotope geochemistry. Mineralium Deposita, 54, 237–262. |  | DEU | Saxony
| Freiberg mining district | kb veins, eb veins, fba veins | Magmatic hydrothermal | Intrusion-related | hydrothermal vein-style silver mineralization | Ag | Zn, Pb, In, Ge, Ga | Ag, Zn, Pb, In, Ge, Ga | Bauer et al., 2019 |  | kb50236 | kb50236-1 | underground mine |  |  |  |  | ore material | grab | grab | mineral separate | [5 empty] | mineralisation |  |  |  | sphalerite | [6 empty] | galena, pyrite, arsenopyrite, quartz, fluorite, carbonate | polished sections | LA-ICPMS, EMPA | JEOL JXA-8530F equipped with a field emission gun (FEG) and five wavelength-dispersive spectrometers (WDS); 193-nm New Wave Research Excimer laser and an Agilent 7500i quadrupole ICP-MS | Helmholtz Institute Freiberg for Resource Technology (HIF); Friedrich-Alexander-Universität Erlangen-Nürnberg | EPMA: accelerating voltage of 20 kV and a beam current of 30 nA, and a defocused beam of 15 μm diameter. LA-ICP-MS: plasma power of 1320 W, He (0.65 L/min) and Ar (1.09 L/min) as carrier gases, Ar as plasma (14.9 L/min) and auxiliary gas (0.9 L/min), oxide rates of <0.4% ThO+/Th+, repetition rate of 20 Hz, beam spot size of 25 μm, irradiance of 0.74 GW/cm2, fluence of 3.7 J/cm2, 20 s background measurement and 20 s sample ablation, 60-s retention time | MASS-1 (Wilson et al. 2002); NIST SRM 610 and 612 (Pearce et al. 1997); MASS-1 as external Ge standard (57.8±2.6 μg/g Ge); NBS-127, IAEA-S-1, IAEA-S-2, IAEA-S-3, and an in-house Ag2S reference material (sulfur isotopes) | [42 empty] | 123893.9425 | [13 empty] | 442.8205 | [13 empty] | 2291.2971 | [76 empty] | 2019 | Bauer, M.E., Burisch, M., Ostendorf, J., Krause, J., Frenzel, M., Seifert, T., and Gutzmer, J. (2019). Trace element geochemistry of sphalerite in contrasting hydrothermal fluid systems of the Freiberg district, Germany: insights from LA-ICP-MS analysis, near-infrared light microthermometry of sphalerite-hosted fluid inclusions, and sulfur isotope geochemistry. Mineralium Deposita, 54, 237–262. |  | DEU | Saxony
| Freiberg mining district | kb veins, eb veins, fba veins | Magmatic hydrothermal | Intrusion-related | hydrothermal vein-style silver mineralization | Ag | Zn, Pb, In, Ge, Ga | Ag, Zn, Pb, In, Ge, Ga | Bauer et al., 2019 |  | kbSohle13 | kbSohle13-1 | underground mine |  |  |  |  | ore material | grab | grab | mineral separate | [5 empty] | mineralisation |  |  |  | sphalerite | [6 empty] | galena, pyrite, arsenopyrite, quartz, fluorite, carbonate | polished sections | LA-ICPMS, EMPA | JEOL JXA-8530F equipped with a field emission gun (FEG) and five wavelength-dispersive spectrometers (WDS); 193-nm New Wave Research Excimer laser and an Agilent 7500i quadrupole ICP-MS | Helmholtz Institute Freiberg for Resource Technology (HIF); Friedrich-Alexander-Universität Erlangen-Nürnberg | EPMA: accelerating voltage of 20 kV and a beam current of 30 nA, and a defocused beam of 15 μm diameter. LA-ICP-MS: plasma power of 1320 W, He (0.65 L/min) and Ar (1.09 L/min) as carrier gases, Ar as plasma (14.9 L/min) and auxiliary gas (0.9 L/min), oxide rates of <0.4% ThO+/Th+, repetition rate of 20 Hz, beam spot size of 25 μm, irradiance of 0.74 GW/cm2, fluence of 3.7 J/cm2, 20 s background measurement and 20 s sample ablation, 60-s retention time | MASS-1 (Wilson et al. 2002); NIST SRM 610 and 612 (Pearce et al. 1997); MASS-1 as external Ge standard (57.8±2.6 μg/g Ge); NBS-127, IAEA-S-1, IAEA-S-2, IAEA-S-3, and an in-house Ag2S reference material (sulfur isotopes) | [42 empty] | 135587.6219 | [13 empty] | 1487.1487 | [13 empty] | 5526.5833 | [76 empty] | 2019 | Bauer, M.E., Burisch, M., Ostendorf, J., Krause, J., Frenzel, M., Seifert, T., and Gutzmer, J. (2019). Trace element geochemistry of sphalerite in contrasting hydrothermal fluid systems of the Freiberg district, Germany: insights from LA-ICP-MS analysis, near-infrared light microthermometry of sphalerite-hosted fluid inclusions, and sulfur isotope geochemistry. Mineralium Deposita, 54, 237–262. |  | DEU | Saxony
| Freiberg mining district | kb veins, eb veins, fba veins | Magmatic hydrothermal | Intrusion-related | hydrothermal vein-style silver mineralization | Ag | Zn, Pb, In, Ge, Ga | Ag, Zn, Pb, In, Ge, Ga | Bauer et al., 2019 |  | kb01 | kb01-1 | underground mine |  |  |  |  | ore material | grab | grab | mineral separate | [5 empty] | mineralisation |  |  |  | sphalerite | [6 empty] | galena, pyrite, arsenopyrite, quartz, fluorite, carbonate | polished sections | LA-ICPMS, EMPA | JEOL JXA-8530F equipped with a field emission gun (FEG) and five wavelength-dispersive spectrometers (WDS); 193-nm New Wave Research Excimer laser and an Agilent 7500i quadrupole ICP-MS | Helmholtz Institute Freiberg for Resource Technology (HIF); Friedrich-Alexander-Universität Erlangen-Nürnberg | EPMA: accelerating voltage of 20 kV and a beam current of 30 nA, and a defocused beam of 15 μm diameter. LA-ICP-MS: plasma power of 1320 W, He (0.65 L/min) and Ar (1.09 L/min) as carrier gases, Ar as plasma (14.9 L/min) and auxiliary gas (0.9 L/min), oxide rates of <0.4% ThO+/Th+, repetition rate of 20 Hz, beam spot size of 25 μm, irradiance of 0.74 GW/cm2, fluence of 3.7 J/cm2, 20 s background measurement and 20 s sample ablation, 60-s retention time | MASS-1 (Wilson et al. 2002); NIST SRM 610 and 612 (Pearce et al. 1997); MASS-1 as external Ge standard (57.8±2.6 μg/g Ge); NBS-127, IAEA-S-1, IAEA-S-2, IAEA-S-3, and an in-house Ag2S reference material (sulfur isotopes) | [42 empty] | 121933.8574 | [13 empty] | 105.948 | [13 empty] | 18668.8586 | [76 empty] | 2019 | Bauer, M.E., Burisch, M., Ostendorf, J., Krause, J., Frenzel, M., Seifert, T., and Gutzmer, J. (2019). Trace element geochemistry of sphalerite in contrasting hydrothermal fluid systems of the Freiberg district, Germany: insights from LA-ICP-MS analysis, near-infrared light microthermometry of sphalerite-hosted fluid inclusions, and sulfur isotope geochemistry. Mineralium Deposita, 54, 237–262. |  | DEU | Saxony
| Freiberg mining district | kb veins, eb veins, fba veins | Magmatic hydrothermal | Intrusion-related | hydrothermal vein-style silver mineralization | Ag | Zn, Pb, In, Ge, Ga | Ag, Zn, Pb, In, Ge, Ga | Bauer et al., 2019 |  | kb02 | kb02-1 | underground mine |  |  |  |  | ore material | grab | grab | mineral separate | [5 empty] | mineralisation |  |  |  | sphalerite | [6 empty] | galena, pyrite, arsenopyrite, quartz, fluorite, carbonate | polished sections | LA-ICPMS, EMPA | JEOL JXA-8530F equipped with a field emission gun (FEG) and five wavelength-dispersive spectrometers (WDS); 193-nm New Wave Research Excimer laser and an Agilent 7500i quadrupole ICP-MS | Helmholtz Institute Freiberg for Resource Technology (HIF); Friedrich-Alexander-Universität Erlangen-Nürnberg | EPMA: accelerating voltage of 20 kV and a beam current of 30 nA, and a defocused beam of 15 μm diameter. LA-ICP-MS: plasma power of 1320 W, He (0.65 L/min) and Ar (1.09 L/min) as carrier gases, Ar as plasma (14.9 L/min) and auxiliary gas (0.9 L/min), oxide rates of <0.4% ThO+/Th+, repetition rate of 20 Hz, beam spot size of 25 μm, irradiance of 0.74 GW/cm2, fluence of 3.7 J/cm2, 20 s background measurement and 20 s sample ablation, 60-s retention time | MASS-1 (Wilson et al. 2002); NIST SRM 610 and 612 (Pearce et al. 1997); MASS-1 as external Ge standard (57.8±2.6 μg/g Ge); NBS-127, IAEA-S-1, IAEA-S-2, IAEA-S-3, and an in-house Ag2S reference material (sulfur isotopes) | [42 empty] | 123278.9644 | [27 empty] | 20734.4355 | [76 empty] | 2019 | Bauer, M.E., Burisch, M., Ostendorf, J., Krause, J., Frenzel, M., Seifert, T., and Gutzmer, J. (2019). Trace element geochemistry of sphalerite in contrasting hydrothermal fluid systems of the Freiberg district, Germany: insights from LA-ICP-MS analysis, near-infrared light microthermometry of sphalerite-hosted fluid inclusions, and sulfur isotope geochemistry. Mineralium Deposita, 54, 237–262. |  | DEU | Saxony
| Freiberg mining district | kb veins, eb veins, fba veins | Magmatic hydrothermal | Intrusion-related | hydrothermal vein-style silver mineralization | Ag | Zn, Pb, In, Ge, Ga | Ag, Zn, Pb, In, Ge, Ga | Bauer et al., 2019 |  | kb03 | kb03-1 | underground mine |  |  |  |  | ore material | grab | grab | mineral separate | [5 empty] | mineralisation |  |  |  | sphalerite | [6 empty] | galena, pyrite, arsenopyrite, quartz, fluorite, carbonate | polished sections | LA-ICPMS, EMPA | JEOL JXA-8530F equipped with a field emission gun (FEG) and five wavelength-dispersive spectrometers (WDS); 193-nm New Wave Research Excimer laser and an Agilent 7500i quadrupole ICP-MS | Helmholtz Institute Freiberg for Resource Technology (HIF); Friedrich-Alexander-Universität Erlangen-Nürnberg | EPMA: accelerating voltage of 20 kV and a beam current of 30 nA, and a defocused beam of 15 μm diameter. LA-ICP-MS: plasma power of 1320 W, He (0.65 L/min) and Ar (1.09 L/min) as carrier gases, Ar as plasma (14.9 L/min) and auxiliary gas (0.9 L/min), oxide rates of <0.4% ThO+/Th+, repetition rate of 20 Hz, beam spot size of 25 μm, irradiance of 0.74 GW/cm2, fluence of 3.7 J/cm2, 20 s background measurement and 20 s sample ablation, 60-s retention time | MASS-1 (Wilson et al. 2002); NIST SRM 610 and 612 (Pearce et al. 1997); MASS-1 as external Ge standard (57.8±2.6 μg/g Ge); NBS-127, IAEA-S-1, IAEA-S-2, IAEA-S-3, and an in-house Ag2S reference material (sulfur isotopes) | [42 empty] | 129104.7822 | [27 empty] | 13867.3994 | [76 empty] | 2019 | Bauer, M.E., Burisch, M., Ostendorf, J., Krause, J., Frenzel, M., Seifert, T., and Gutzmer, J. (2019). Trace element geochemistry of sphalerite in contrasting hydrothermal fluid systems of the Freiberg district, Germany: insights from LA-ICP-MS analysis, near-infrared light microthermometry of sphalerite-hosted fluid inclusions, and sulfur isotope geochemistry. Mineralium Deposita, 54, 237–262. |  | DEU | Saxony
| Freiberg mining district | kb veins, eb veins, fba veins | Magmatic hydrothermal | Intrusion-related | hydrothermal vein-style silver mineralization | Ag | Zn, Pb, In, Ge, Ga | Ag, Zn, Pb, In, Ge, Ga | Bauer et al., 2019 |  | kb04 | kb04-1 | underground mine |  |  |  |  | ore material | grab | grab | mineral separate | [5 empty] | mineralisation |  |  |  | sphalerite | [6 empty] | galena, pyrite, arsenopyrite, quartz, fluorite, carbonate | polished sections | LA-ICPMS, EMPA | JEOL JXA-8530F equipped with a field emission gun (FEG) and five wavelength-dispersive spectrometers (WDS); 193-nm New Wave Research Excimer laser and an Agilent 7500i quadrupole ICP-MS | Helmholtz Institute Freiberg for Resource Technology (HIF); Friedrich-Alexander-Universität Erlangen-Nürnberg | EPMA: accelerating voltage of 20 kV and a beam current of 30 nA, and a defocused beam of 15 μm diameter. LA-ICP-MS: plasma power of 1320 W, He (0.65 L/min) and Ar (1.09 L/min) as carrier gases, Ar as plasma (14.9 L/min) and auxiliary gas (0.9 L/min), oxide rates of <0.4% ThO+/Th+, repetition rate of 20 Hz, beam spot size of 25 μm, irradiance of 0.74 GW/cm2, fluence of 3.7 J/cm2, 20 s background measurement and 20 s sample ablation, 60-s retention time | MASS-1 (Wilson et al. 2002); NIST SRM 610 and 612 (Pearce et al. 1997); MASS-1 as external Ge standard (57.8±2.6 μg/g Ge); NBS-127, IAEA-S-1, IAEA-S-2, IAEA-S-3, and an in-house Ag2S reference material (sulfur isotopes) | [42 empty] | 127803.7057 | [27 empty] | 6400.901 | [76 empty] | 2019 | Bauer, M.E., Burisch, M., Ostendorf, J., Krause, J., Frenzel, M., Seifert, T., and Gutzmer, J. (2019). Trace element geochemistry of sphalerite in contrasting hydrothermal fluid systems of the Freiberg district, Germany: insights from LA-ICP-MS analysis, near-infrared light microthermometry of sphalerite-hosted fluid inclusions, and sulfur isotope geochemistry. Mineralium Deposita, 54, 237–262. |  | DEU | Saxony
| Freiberg mining district | kb veins, eb veins, fba veins | Magmatic hydrothermal | Intrusion-related | hydrothermal vein-style silver mineralization | Ag | Zn, Pb, In, Ge, Ga | Ag, Zn, Pb, In, Ge, Ga | Bauer et al., 2019 |  | kb06 | kb06-1 | underground mine |  |  |  |  | ore material | grab | grab | mineral separate | [5 empty] | mineralisation |  |  |  | sphalerite | [6 empty] | galena, pyrite, arsenopyrite, quartz, fluorite, carbonate | polished sections | LA-ICPMS, EMPA | JEOL JXA-8530F equipped with a field emission gun (FEG) and five wavelength-dispersive spectrometers (WDS); 193-nm New Wave Research Excimer laser and an Agilent 7500i quadrupole ICP-MS | Helmholtz Institute Freiberg for Resource Technology (HIF); Friedrich-Alexander-Universität Erlangen-Nürnberg | EPMA: accelerating voltage of 20 kV and a beam current of 30 nA, and a defocused beam of 15 μm diameter. LA-ICP-MS: plasma power of 1320 W, He (0.65 L/min) and Ar (1.09 L/min) as carrier gases, Ar as plasma (14.9 L/min) and auxiliary gas (0.9 L/min), oxide rates of <0.4% ThO+/Th+, repetition rate of 20 Hz, beam spot size of 25 μm, irradiance of 0.74 GW/cm2, fluence of 3.7 J/cm2, 20 s background measurement and 20 s sample ablation, 60-s retention time | MASS-1 (Wilson et al. 2002); NIST SRM 610 and 612 (Pearce et al. 1997); MASS-1 as external Ge standard (57.8±2.6 μg/g Ge); NBS-127, IAEA-S-1, IAEA-S-2, IAEA-S-3, and an in-house Ag2S reference material (sulfur isotopes) | [42 empty] | 115429.534 | [13 empty] | 1157.2846 | [13 empty] | 2363.6347 | [76 empty] | 2019 | Bauer, M.E., Burisch, M., Ostendorf, J., Krause, J., Frenzel, M., Seifert, T., and Gutzmer, J. (2019). Trace element geochemistry of sphalerite in contrasting hydrothermal fluid systems of the Freiberg district, Germany: insights from LA-ICP-MS analysis, near-infrared light microthermometry of sphalerite-hosted fluid inclusions, and sulfur isotope geochemistry. Mineralium Deposita, 54, 237–262. |  | DEU | Saxony
| Freiberg mining district | kb veins, eb veins, fba veins | Magmatic hydrothermal | Intrusion-related | hydrothermal vein-style silver mineralization | Ag | Zn, Pb, In, Ge, Ga | Ag, Zn, Pb, In, Ge, Ga | Bauer et al., 2019 |  | kbH5 | kbH5-1 | underground mine |  |  |  |  | ore material | grab | grab | mineral separate | [5 empty] | mineralisation |  |  |  | sphalerite | [6 empty] | galena, pyrite, arsenopyrite, quartz, fluorite, carbonate | polished sections | LA-ICPMS, EMPA | JEOL JXA-8530F equipped with a field emission gun (FEG) and five wavelength-dispersive spectrometers (WDS); 193-nm New Wave Research Excimer laser and an Agilent 7500i quadrupole ICP-MS | Helmholtz Institute Freiberg for Resource Technology (HIF); Friedrich-Alexander-Universität Erlangen-Nürnberg | EPMA: accelerating voltage of 20 kV and a beam current of 30 nA, and a defocused beam of 15 μm diameter. LA-ICP-MS: plasma power of 1320 W, He (0.65 L/min) and Ar (1.09 L/min) as carrier gases, Ar as plasma (14.9 L/min) and auxiliary gas (0.9 L/min), oxide rates of <0.4% ThO+/Th+, repetition rate of 20 Hz, beam spot size of 25 μm, irradiance of 0.74 GW/cm2, fluence of 3.7 J/cm2, 20 s background measurement and 20 s sample ablation, 60-s retention time | MASS-1 (Wilson et al. 2002); NIST SRM 610 and 612 (Pearce et al. 1997); MASS-1 as external Ge standard (57.8±2.6 μg/g Ge); NBS-127, IAEA-S-1, IAEA-S-2, IAEA-S-3, and an in-house Ag2S reference material (sulfur isotopes) | [42 empty] | 136853.1232 | [13 empty] | 679.9917 | [13 empty] | 1675.4954 | [76 empty] | 2019 | Bauer, M.E., Burisch, M., Ostendorf, J., Krause, J., Frenzel, M., Seifert, T., and Gutzmer, J. (2019). Trace element geochemistry of sphalerite in contrasting hydrothermal fluid systems of the Freiberg district, Germany: insights from LA-ICP-MS analysis, near-infrared light microthermometry of sphalerite-hosted fluid inclusions, and sulfur isotope geochemistry. Mineralium Deposita, 54, 237–262. |  | DEU | Saxony
| Freiberg mining district | kb veins, eb veins, fba veins | Magmatic hydrothermal | Intrusion-related | hydrothermal vein-style silver mineralization | Ag | Zn, Pb, In, Ge, Ga | Ag, Zn, Pb, In, Ge, Ga | Bauer et al., 2019 |  | kbH6 | kbH6-1 | underground mine |  |  |  |  | ore material | grab | grab | mineral separate | [5 empty] | mineralisation |  |  |  | sphalerite | [6 empty] | galena, pyrite, arsenopyrite, quartz, fluorite, carbonate | polished sections | LA-ICPMS, EMPA | JEOL JXA-8530F equipped with a field emission gun (FEG) and five wavelength-dispersive spectrometers (WDS); 193-nm New Wave Research Excimer laser and an Agilent 7500i quadrupole ICP-MS | Helmholtz Institute Freiberg for Resource Technology (HIF); Friedrich-Alexander-Universität Erlangen-Nürnberg | EPMA: accelerating voltage of 20 kV and a beam current of 30 nA, and a defocused beam of 15 μm diameter. LA-ICP-MS: plasma power of 1320 W, He (0.65 L/min) and Ar (1.09 L/min) as carrier gases, Ar as plasma (14.9 L/min) and auxiliary gas (0.9 L/min), oxide rates of <0.4% ThO+/Th+, repetition rate of 20 Hz, beam spot size of 25 μm, irradiance of 0.74 GW/cm2, fluence of 3.7 J/cm2, 20 s background measurement and 20 s sample ablation, 60-s retention time | MASS-1 (Wilson et al. 2002); NIST SRM 610 and 612 (Pearce et al. 1997); MASS-1 as external Ge standard (57.8±2.6 μg/g Ge); NBS-127, IAEA-S-1, IAEA-S-2, IAEA-S-3, and an in-house Ag2S reference material (sulfur isotopes) | [42 empty] | 108600.5081 | [13 empty] | 40 | [13 empty] | 1163.714 | [76 empty] | 2019 | Bauer, M.E., Burisch, M., Ostendorf, J., Krause, J., Frenzel, M., Seifert, T., and Gutzmer, J. (2019). Trace element geochemistry of sphalerite in contrasting hydrothermal fluid systems of the Freiberg district, Germany: insights from LA-ICP-MS analysis, near-infrared light microthermometry of sphalerite-hosted fluid inclusions, and sulfur isotope geochemistry. Mineralium Deposita, 54, 237–262. |  | DEU | Saxony
| Freiberg mining district | kb veins, eb veins, fba veins | Magmatic hydrothermal | Intrusion-related | hydrothermal vein-style silver mineralization | Ag | Zn, Pb, In, Ge, Ga | Ag, Zn, Pb, In, Ge, Ga | Bauer et al., 2019 |  | kbFRS8 | kbFRS8-1 | underground mine |  |  |  |  | ore material | grab | grab | mineral separate | [5 empty] | mineralisation |  |  |  | sphalerite | [6 empty] | galena, pyrite, arsenopyrite, quartz, fluorite, carbonate | polished sections | LA-ICPMS, EMPA | JEOL JXA-8530F equipped with a field emission gun (FEG) and five wavelength-dispersive spectrometers (WDS); 193-nm New Wave Research Excimer laser and an Agilent 7500i quadrupole ICP-MS | Helmholtz Institute Freiberg for Resource Technology (HIF); Friedrich-Alexander-Universität Erlangen-Nürnberg | EPMA: accelerating voltage of 20 kV and a beam current of 30 nA, and a defocused beam of 15 μm diameter. LA-ICP-MS: plasma power of 1320 W, He (0.65 L/min) and Ar (1.09 L/min) as carrier gases, Ar as plasma (14.9 L/min) and auxiliary gas (0.9 L/min), oxide rates of <0.4% ThO+/Th+, repetition rate of 20 Hz, beam spot size of 25 μm, irradiance of 0.74 GW/cm2, fluence of 3.7 J/cm2, 20 s background measurement and 20 s sample ablation, 60-s retention time | MASS-1 (Wilson et al. 2002); NIST SRM 610 and 612 (Pearce et al. 1997); MASS-1 as external Ge standard (57.8±2.6 μg/g Ge); NBS-127, IAEA-S-1, IAEA-S-2, IAEA-S-3, and an in-house Ag2S reference material (sulfur isotopes) | [42 empty] | 129614.8521 | [13 empty] | 1053.503 | [13 empty] | 3329.4786 | [76 empty] | 2019 | Bauer, M.E., Burisch, M., Ostendorf, J., Krause, J., Frenzel, M., Seifert, T., and Gutzmer, J. (2019). Trace element geochemistry of sphalerite in contrasting hydrothermal fluid systems of the Freiberg district, Germany: insights from LA-ICP-MS analysis, near-infrared light microthermometry of sphalerite-hosted fluid inclusions, and sulfur isotope geochemistry. Mineralium Deposita, 54, 237–262. |  | DEU | Saxony
| Freiberg mining district | kb veins, eb veins, fba veins | Magmatic hydrothermal | Intrusion-related | hydrothermal vein-style silver mineralization | Ag | Zn, Pb, In, Ge, Ga | Ag, Zn, Pb, In, Ge, Ga | Bauer et al., 2019 |  | kbFRS19 | kbFRS19-1 | underground mine |  |  |  |  | ore material | grab | grab | mineral separate | [5 empty] | mineralisation |  |  |  | sphalerite | [6 empty] | galena, pyrite, arsenopyrite, quartz, fluorite, carbonate | polished sections | LA-ICPMS, EMPA | JEOL JXA-8530F equipped with a field emission gun (FEG) and five wavelength-dispersive spectrometers (WDS); 193-nm New Wave Research Excimer laser and an Agilent 7500i quadrupole ICP-MS | Helmholtz Institute Freiberg for Resource Technology (HIF); Friedrich-Alexander-Universität Erlangen-Nürnberg | EPMA: accelerating voltage of 20 kV and a beam current of 30 nA, and a defocused beam of 15 μm diameter. LA-ICP-MS: plasma power of 1320 W, He (0.65 L/min) and Ar (1.09 L/min) as carrier gases, Ar as plasma (14.9 L/min) and auxiliary gas (0.9 L/min), oxide rates of <0.4% ThO+/Th+, repetition rate of 20 Hz, beam spot size of 25 μm, irradiance of 0.74 GW/cm2, fluence of 3.7 J/cm2, 20 s background measurement and 20 s sample ablation, 60-s retention time | MASS-1 (Wilson et al. 2002); NIST SRM 610 and 612 (Pearce et al. 1997); MASS-1 as external Ge standard (57.8±2.6 μg/g Ge); NBS-127, IAEA-S-1, IAEA-S-2, IAEA-S-3, and an in-house Ag2S reference material (sulfur isotopes) | [42 empty] | 123024.705 | [13 empty] | 994.6671 | [13 empty] | 8682.9798 | [76 empty] | 2019 | Bauer, M.E., Burisch, M., Ostendorf, J., Krause, J., Frenzel, M., Seifert, T., and Gutzmer, J. (2019). Trace element geochemistry of sphalerite in contrasting hydrothermal fluid systems of the Freiberg district, Germany: insights from LA-ICP-MS analysis, near-infrared light microthermometry of sphalerite-hosted fluid inclusions, and sulfur isotope geochemistry. Mineralium Deposita, 54, 237–262. |  | DEU | Saxony
| Freiberg mining district | kb veins, eb veins, fba veins | Magmatic hydrothermal | Intrusion-related | hydrothermal vein-style silver mineralization | Ag | Zn, Pb, In, Ge, Ga | Ag, Zn, Pb, In, Ge, Ga | Bauer et al., 2019 |  | kb59 | kb59-1 | underground mine |  |  |  |  | ore material | grab | grab | mineral separate | [5 empty] | mineralisation |  |  |  | sphalerite | [6 empty] | galena, pyrite, arsenopyrite, quartz, fluorite, carbonate | polished sections | LA-ICPMS, EMPA | JEOL JXA-8530F equipped with a field emission gun (FEG) and five wavelength-dispersive spectrometers (WDS); 193-nm New Wave Research Excimer laser and an Agilent 7500i quadrupole ICP-MS | Helmholtz Institute Freiberg for Resource Technology (HIF); Friedrich-Alexander-Universität Erlangen-Nürnberg | EPMA: accelerating voltage of 20 kV and a beam current of 30 nA, and a defocused beam of 15 μm diameter. LA-ICP-MS: plasma power of 1320 W, He (0.65 L/min) and Ar (1.09 L/min) as carrier gases, Ar as plasma (14.9 L/min) and auxiliary gas (0.9 L/min), oxide rates of <0.4% ThO+/Th+, repetition rate of 20 Hz, beam spot size of 25 μm, irradiance of 0.74 GW/cm2, fluence of 3.7 J/cm2, 20 s background measurement and 20 s sample ablation, 60-s retention time | MASS-1 (Wilson et al. 2002); NIST SRM 610 and 612 (Pearce et al. 1997); MASS-1 as external Ge standard (57.8±2.6 μg/g Ge); NBS-127, IAEA-S-1, IAEA-S-2, IAEA-S-3, and an in-house Ag2S reference material (sulfur isotopes) | [42 empty] | 52980.7094 | [13 empty] | 294.3412 | [13 empty] | 1160.0084 | [76 empty] | 2019 | Bauer, M.E., Burisch, M., Ostendorf, J., Krause, J., Frenzel, M., Seifert, T., and Gutzmer, J. (2019). Trace element geochemistry of sphalerite in contrasting hydrothermal fluid systems of the Freiberg district, Germany: insights from LA-ICP-MS analysis, near-infrared light microthermometry of sphalerite-hosted fluid inclusions, and sulfur isotope geochemistry. Mineralium Deposita, 54, 237–262. |  | DEU | Saxony
| Freiberg mining district | kb veins, eb veins, fba veins | Magmatic hydrothermal | Intrusion-related | hydrothermal vein-style silver mineralization | Ag | Zn, Pb, In, Ge, Ga | Ag, Zn, Pb, In, Ge, Ga | Bauer et al., 2019 |  | kb182 | kb182-1 | underground mine |  |  |  |  | ore material | grab | grab | mineral separate | [5 empty] | mineralisation |  |  |  | sphalerite | [6 empty] | galena, pyrite, arsenopyrite, quartz, fluorite, carbonate | polished sections | LA-ICPMS, EMPA | JEOL JXA-8530F equipped with a field emission gun (FEG) and five wavelength-dispersive spectrometers (WDS); 193-nm New Wave Research Excimer laser and an Agilent 7500i quadrupole ICP-MS | Helmholtz Institute Freiberg for Resource Technology (HIF); Friedrich-Alexander-Universität Erlangen-Nürnberg | EPMA: accelerating voltage of 20 kV and a beam current of 30 nA, and a defocused beam of 15 μm diameter. LA-ICP-MS: plasma power of 1320 W, He (0.65 L/min) and Ar (1.09 L/min) as carrier gases, Ar as plasma (14.9 L/min) and auxiliary gas (0.9 L/min), oxide rates of <0.4% ThO+/Th+, repetition rate of 20 Hz, beam spot size of 25 μm, irradiance of 0.74 GW/cm2, fluence of 3.7 J/cm2, 20 s background measurement and 20 s sample ablation, 60-s retention time | MASS-1 (Wilson et al. 2002); NIST SRM 610 and 612 (Pearce et al. 1997); MASS-1 as external Ge standard (57.8±2.6 μg/g Ge); NBS-127, IAEA-S-1, IAEA-S-2, IAEA-S-3, and an in-house Ag2S reference material (sulfur isotopes) | [42 empty] | 135982.234 | [13 empty] | 783.9624 | [13 empty] | 1987.0272 | [76 empty] | 2019 | Bauer, M.E., Burisch, M., Ostendorf, J., Krause, J., Frenzel, M., Seifert, T., and Gutzmer, J. (2019). Trace element geochemistry of sphalerite in contrasting hydrothermal fluid systems of the Freiberg district, Germany: insights from LA-ICP-MS analysis, near-infrared light microthermometry of sphalerite-hosted fluid inclusions, and sulfur isotope geochemistry. Mineralium Deposita, 54, 237–262. |  | DEU | Saxony
| Freiberg mining district | kb veins, eb veins, fba veins | Magmatic hydrothermal | Intrusion-related | hydrothermal vein-style silver mineralization | Ag | Zn, Pb, In, Ge, Ga | Ag, Zn, Pb, In, Ge, Ga | Bauer et al., 2019 |  | kb189 | kb189-1 | underground mine |  |  |  |  | ore material | grab | grab | mineral separate | [5 empty] | mineralisation |  |  |  | sphalerite | [6 empty] | galena, pyrite, arsenopyrite, quartz, fluorite, carbonate | polished sections | LA-ICPMS, EMPA | JEOL JXA-8530F equipped with a field emission gun (FEG) and five wavelength-dispersive spectrometers (WDS); 193-nm New Wave Research Excimer laser and an Agilent 7500i quadrupole ICP-MS | Helmholtz Institute Freiberg for Resource Technology (HIF); Friedrich-Alexander-Universität Erlangen-Nürnberg | EPMA: accelerating voltage of 20 kV and a beam current of 30 nA, and a defocused beam of 15 μm diameter. LA-ICP-MS: plasma power of 1320 W, He (0.65 L/min) and Ar (1.09 L/min) as carrier gases, Ar as plasma (14.9 L/min) and auxiliary gas (0.9 L/min), oxide rates of <0.4% ThO+/Th+, repetition rate of 20 Hz, beam spot size of 25 μm, irradiance of 0.74 GW/cm2, fluence of 3.7 J/cm2, 20 s background measurement and 20 s sample ablation, 60-s retention time | MASS-1 (Wilson et al. 2002); NIST SRM 610 and 612 (Pearce et al. 1997); MASS-1 as external Ge standard (57.8±2.6 μg/g Ge); NBS-127, IAEA-S-1, IAEA-S-2, IAEA-S-3, and an in-house Ag2S reference material (sulfur isotopes) | [42 empty] | 138596.8725 | [13 empty] | 314.6427 | [13 empty] | 4455.627 | [76 empty] | 2019 | Bauer, M.E., Burisch, M., Ostendorf, J., Krause, J., Frenzel, M., Seifert, T., and Gutzmer, J. (2019). Trace element geochemistry of sphalerite in contrasting hydrothermal fluid systems of the Freiberg district, Germany: insights from LA-ICP-MS analysis, near-infrared light microthermometry of sphalerite-hosted fluid inclusions, and sulfur isotope geochemistry. Mineralium Deposita, 54, 237–262. |  | DEU | Saxony
| Freiberg mining district | kb veins, eb veins, fba veins | Magmatic hydrothermal | Intrusion-related | hydrothermal vein-style silver mineralization | Ag | Zn, Pb, In, Ge, Ga | Ag, Zn, Pb, In, Ge, Ga | Bauer et al., 2019 |  | kb199 | kb199-1 | underground mine |  |  |  |  | ore material | grab | grab | mineral separate | [5 empty] | mineralisation |  |  |  | sphalerite | [6 empty] | galena, pyrite, arsenopyrite, quartz, fluorite, carbonate | polished sections | LA-ICPMS, EMPA | JEOL JXA-8530F equipped with a field emission gun (FEG) and five wavelength-dispersive spectrometers (WDS); 193-nm New Wave Research Excimer laser and an Agilent 7500i quadrupole ICP-MS | Helmholtz Institute Freiberg for Resource Technology (HIF); Friedrich-Alexander-Universität Erlangen-Nürnberg | EPMA: accelerating voltage of 20 kV and a beam current of 30 nA, and a defocused beam of 15 μm diameter. LA-ICP-MS: plasma power of 1320 W, He (0.65 L/min) and Ar (1.09 L/min) as carrier gases, Ar as plasma (14.9 L/min) and auxiliary gas (0.9 L/min), oxide rates of <0.4% ThO+/Th+, repetition rate of 20 Hz, beam spot size of 25 μm, irradiance of 0.74 GW/cm2, fluence of 3.7 J/cm2, 20 s background measurement and 20 s sample ablation, 60-s retention time | MASS-1 (Wilson et al. 2002); NIST SRM 610 and 612 (Pearce et al. 1997); MASS-1 as external Ge standard (57.8±2.6 μg/g Ge); NBS-127, IAEA-S-1, IAEA-S-2, IAEA-S-3, and an in-house Ag2S reference material (sulfur isotopes) | [42 empty] | 133610.995 | [13 empty] | 710.0949 | [13 empty] | 3424.3824 | [76 empty] | 2019 | Bauer, M.E., Burisch, M., Ostendorf, J., Krause, J., Frenzel, M., Seifert, T., and Gutzmer, J. (2019). Trace element geochemistry of sphalerite in contrasting hydrothermal fluid systems of the Freiberg district, Germany: insights from LA-ICP-MS analysis, near-infrared light microthermometry of sphalerite-hosted fluid inclusions, and sulfur isotope geochemistry. Mineralium Deposita, 54, 237–262. |  | DEU | Saxony
| Freiberg mining district | kb veins, eb veins, fba veins | Magmatic hydrothermal | Intrusion-related | hydrothermal vein-style silver mineralization | Ag | Zn, Pb, In, Ge, Ga | Ag, Zn, Pb, In, Ge, Ga | Bauer et al., 2019 |  | kb216 | kb216-1 | underground mine |  |  |  |  | ore material | grab | grab | mineral separate | [5 empty] | mineralisation |  |  |  | sphalerite | [6 empty] | galena, pyrite, arsenopyrite, quartz, fluorite, carbonate | polished sections | LA-ICPMS, EMPA | JEOL JXA-8530F equipped with a field emission gun (FEG) and five wavelength-dispersive spectrometers (WDS); 193-nm New Wave Research Excimer laser and an Agilent 7500i quadrupole ICP-MS | Helmholtz Institute Freiberg for Resource Technology (HIF); Friedrich-Alexander-Universität Erlangen-Nürnberg | EPMA: accelerating voltage of 20 kV and a beam current of 30 nA, and a defocused beam of 15 μm diameter. LA-ICP-MS: plasma power of 1320 W, He (0.65 L/min) and Ar (1.09 L/min) as carrier gases, Ar as plasma (14.9 L/min) and auxiliary gas (0.9 L/min), oxide rates of <0.4% ThO+/Th+, repetition rate of 20 Hz, beam spot size of 25 μm, irradiance of 0.74 GW/cm2, fluence of 3.7 J/cm2, 20 s background measurement and 20 s sample ablation, 60-s retention time | MASS-1 (Wilson et al. 2002); NIST SRM 610 and 612 (Pearce et al. 1997); MASS-1 as external Ge standard (57.8±2.6 μg/g Ge); NBS-127, IAEA-S-1, IAEA-S-2, IAEA-S-3, and an in-house Ag2S reference material (sulfur isotopes) | [42 empty] | 109321.1058 | [13 empty] | 1218.8468 | [13 empty] | 1998.9862 | [76 empty] | 2019 | Bauer, M.E., Burisch, M., Ostendorf, J., Krause, J., Frenzel, M., Seifert, T., and Gutzmer, J. (2019). Trace element geochemistry of sphalerite in contrasting hydrothermal fluid systems of the Freiberg district, Germany: insights from LA-ICP-MS analysis, near-infrared light microthermometry of sphalerite-hosted fluid inclusions, and sulfur isotope geochemistry. Mineralium Deposita, 54, 237–262. |  | DEU | Saxony
| Freiberg mining district | kb veins, eb veins, fba veins | Magmatic hydrothermal | Intrusion-related | hydrothermal vein-style silver mineralization | Ag | Zn, Pb, In, Ge, Ga | Ag, Zn, Pb, In, Ge, Ga | Bauer et al., 2019 |  | kb223 | kb223-1 | underground mine |  |  |  |  | ore material | grab | grab | mineral separate | [5 empty] | mineralisation |  |  |  | sphalerite | [6 empty] | galena, pyrite, arsenopyrite, quartz, fluorite, carbonate | polished sections | LA-ICPMS, EMPA | JEOL JXA-8530F equipped with a field emission gun (FEG) and five wavelength-dispersive spectrometers (WDS); 193-nm New Wave Research Excimer laser and an Agilent 7500i quadrupole ICP-MS | Helmholtz Institute Freiberg for Resource Technology (HIF); Friedrich-Alexander-Universität Erlangen-Nürnberg | EPMA: accelerating voltage of 20 kV and a beam current of 30 nA, and a defocused beam of 15 μm diameter. LA-ICP-MS: plasma power of 1320 W, He (0.65 L/min) and Ar (1.09 L/min) as carrier gases, Ar as plasma (14.9 L/min) and auxiliary gas (0.9 L/min), oxide rates of <0.4% ThO+/Th+, repetition rate of 20 Hz, beam spot size of 25 μm, irradiance of 0.74 GW/cm2, fluence of 3.7 J/cm2, 20 s background measurement and 20 s sample ablation, 60-s retention time | MASS-1 (Wilson et al. 2002); NIST SRM 610 and 612 (Pearce et al. 1997); MASS-1 as external Ge standard (57.8±2.6 μg/g Ge); NBS-127, IAEA-S-1, IAEA-S-2, IAEA-S-3, and an in-house Ag2S reference material (sulfur isotopes) | [42 empty] | 96585.6165 | [13 empty] | 2537.4374 | [13 empty] | 9040.0323 | [76 empty] | 2019 | Bauer, M.E., Burisch, M., Ostendorf, J., Krause, J., Frenzel, M., Seifert, T., and Gutzmer, J. (2019). Trace element geochemistry of sphalerite in contrasting hydrothermal fluid systems of the Freiberg district, Germany: insights from LA-ICP-MS analysis, near-infrared light microthermometry of sphalerite-hosted fluid inclusions, and sulfur isotope geochemistry. Mineralium Deposita, 54, 237–262. |  | DEU | Saxony
| Freiberg mining district | kb veins, eb veins, fba veins | Magmatic hydrothermal | Intrusion-related | hydrothermal vein-style silver mineralization | Ag | Zn, Pb, In, Ge, Ga | Ag, Zn, Pb, In, Ge, Ga | Bauer et al., 2019 |  | kb230 | kb230-1 | underground mine |  |  |  |  | ore material | grab | grab | mineral separate | [5 empty] | mineralisation |  |  |  | sphalerite | [6 empty] | galena, pyrite, arsenopyrite, quartz, fluorite, carbonate | polished sections | LA-ICPMS, EMPA | JEOL JXA-8530F equipped with a field emission gun (FEG) and five wavelength-dispersive spectrometers (WDS); 193-nm New Wave Research Excimer laser and an Agilent 7500i quadrupole ICP-MS | Helmholtz Institute Freiberg for Resource Technology (HIF); Friedrich-Alexander-Universität Erlangen-Nürnberg | EPMA: accelerating voltage of 20 kV and a beam current of 30 nA, and a defocused beam of 15 μm diameter. LA-ICP-MS: plasma power of 1320 W, He (0.65 L/min) and Ar (1.09 L/min) as carrier gases, Ar as plasma (14.9 L/min) and auxiliary gas (0.9 L/min), oxide rates of <0.4% ThO+/Th+, repetition rate of 20 Hz, beam spot size of 25 μm, irradiance of 0.74 GW/cm2, fluence of 3.7 J/cm2, 20 s background measurement and 20 s sample ablation, 60-s retention time | MASS-1 (Wilson et al. 2002); NIST SRM 610 and 612 (Pearce et al. 1997); MASS-1 as external Ge standard (57.8±2.6 μg/g Ge); NBS-127, IAEA-S-1, IAEA-S-2, IAEA-S-3, and an in-house Ag2S reference material (sulfur isotopes) | [42 empty] | 124042.1558 | [13 empty] | 150 | [13 empty] | 3053.7997 | [76 empty] | 2019 | Bauer, M.E., Burisch, M., Ostendorf, J., Krause, J., Frenzel, M., Seifert, T., and Gutzmer, J. (2019). Trace element geochemistry of sphalerite in contrasting hydrothermal fluid systems of the Freiberg district, Germany: insights from LA-ICP-MS analysis, near-infrared light microthermometry of sphalerite-hosted fluid inclusions, and sulfur isotope geochemistry. Mineralium Deposita, 54, 237–262. |  | DEU | Saxony
| Freiberg mining district | kb veins, eb veins, fba veins | Magmatic hydrothermal | Intrusion-related | hydrothermal vein-style silver mineralization | Ag | Zn, Pb, In, Ge, Ga | Ag, Zn, Pb, In, Ge, Ga | Bauer et al., 2019 |  | kb236 | kb236-1 | underground mine |  |  |  |  | ore material | grab | grab | mineral separate | [5 empty] | mineralisation |  |  |  | sphalerite | [6 empty] | galena, pyrite, arsenopyrite, quartz, fluorite, carbonate | polished sections | LA-ICPMS, EMPA | JEOL JXA-8530F equipped with a field emission gun (FEG) and five wavelength-dispersive spectrometers (WDS); 193-nm New Wave Research Excimer laser and an Agilent 7500i quadrupole ICP-MS | Helmholtz Institute Freiberg for Resource Technology (HIF); Friedrich-Alexander-Universität Erlangen-Nürnberg | EPMA: accelerating voltage of 20 kV and a beam current of 30 nA, and a defocused beam of 15 μm diameter. LA-ICP-MS: plasma power of 1320 W, He (0.65 L/min) and Ar (1.09 L/min) as carrier gases, Ar as plasma (14.9 L/min) and auxiliary gas (0.9 L/min), oxide rates of <0.4% ThO+/Th+, repetition rate of 20 Hz, beam spot size of 25 μm, irradiance of 0.74 GW/cm2, fluence of 3.7 J/cm2, 20 s background measurement and 20 s sample ablation, 60-s retention time | MASS-1 (Wilson et al. 2002); NIST SRM 610 and 612 (Pearce et al. 1997); MASS-1 as external Ge standard (57.8±2.6 μg/g Ge); NBS-127, IAEA-S-1, IAEA-S-2, IAEA-S-3, and an in-house Ag2S reference material (sulfur isotopes) | [42 empty] | 133979.7677 | [13 empty] | 770.6932 | [13 empty] | 2833.1899 | [76 empty] | 2019 | Bauer, M.E., Burisch, M., Ostendorf, J., Krause, J., Frenzel, M., Seifert, T., and Gutzmer, J. (2019). Trace element geochemistry of sphalerite in contrasting hydrothermal fluid systems of the Freiberg district, Germany: insights from LA-ICP-MS analysis, near-infrared light microthermometry of sphalerite-hosted fluid inclusions, and sulfur isotope geochemistry. Mineralium Deposita, 54, 237–262. |  | DEU | Saxony
| Freiberg mining district | kb veins, eb veins, fba veins | Magmatic hydrothermal | Intrusion-related | hydrothermal vein-style silver mineralization | Ag | Zn, Pb, In, Ge, Ga | Ag, Zn, Pb, In, Ge, Ga | Bauer et al., 2019 |  | kb244 | kb244-1 | underground mine |  |  |  |  | ore material | grab | grab | mineral separate | [5 empty] | mineralisation |  |  |  | sphalerite | [6 empty] | galena, pyrite, arsenopyrite, quartz, fluorite, carbonate | polished sections | LA-ICPMS, EMPA | JEOL JXA-8530F equipped with a field emission gun (FEG) and five wavelength-dispersive spectrometers (WDS); 193-nm New Wave Research Excimer laser and an Agilent 7500i quadrupole ICP-MS | Helmholtz Institute Freiberg for Resource Technology (HIF); Friedrich-Alexander-Universität Erlangen-Nürnberg | EPMA: accelerating voltage of 20 kV and a beam current of 30 nA, and a defocused beam of 15 μm diameter. LA-ICP-MS: plasma power of 1320 W, He (0.65 L/min) and Ar (1.09 L/min) as carrier gases, Ar as plasma (14.9 L/min) and auxiliary gas (0.9 L/min), oxide rates of <0.4% ThO+/Th+, repetition rate of 20 Hz, beam spot size of 25 μm, irradiance of 0.74 GW/cm2, fluence of 3.7 J/cm2, 20 s background measurement and 20 s sample ablation, 60-s retention time | MASS-1 (Wilson et al. 2002); NIST SRM 610 and 612 (Pearce et al. 1997); MASS-1 as external Ge standard (57.8±2.6 μg/g Ge); NBS-127, IAEA-S-1, IAEA-S-2, IAEA-S-3, and an in-house Ag2S reference material (sulfur isotopes) | [42 empty] | 109957.1398 | [13 empty] | 426.487 | [13 empty] | 2085.1829 | [76 empty] | 2019 | Bauer, M.E., Burisch, M., Ostendorf, J., Krause, J., Frenzel, M., Seifert, T., and Gutzmer, J. (2019). Trace element geochemistry of sphalerite in contrasting hydrothermal fluid systems of the Freiberg district, Germany: insights from LA-ICP-MS analysis, near-infrared light microthermometry of sphalerite-hosted fluid inclusions, and sulfur isotope geochemistry. Mineralium Deposita, 54, 237–262. |  | DEU | Saxony
| Freiberg mining district | kb veins, eb veins, fba veins | Magmatic hydrothermal | Intrusion-related | hydrothermal vein-style silver mineralization | Ag | Zn, Pb, In, Ge, Ga | Ag, Zn, Pb, In, Ge, Ga | Bauer et al., 2019 |  | kb271 | kb271-1 | underground mine |  |  |  |  | ore material | grab | grab | mineral separate | [5 empty] | mineralisation |  |  |  | sphalerite | [6 empty] | galena, pyrite, arsenopyrite, quartz, fluorite, carbonate | polished sections | LA-ICPMS, EMPA | JEOL JXA-8530F equipped with a field emission gun (FEG) and five wavelength-dispersive spectrometers (WDS); 193-nm New Wave Research Excimer laser and an Agilent 7500i quadrupole ICP-MS | Helmholtz Institute Freiberg for Resource Technology (HIF); Friedrich-Alexander-Universität Erlangen-Nürnberg | EPMA: accelerating voltage of 20 kV and a beam current of 30 nA, and a defocused beam of 15 μm diameter. LA-ICP-MS: plasma power of 1320 W, He (0.65 L/min) and Ar (1.09 L/min) as carrier gases, Ar as plasma (14.9 L/min) and auxiliary gas (0.9 L/min), oxide rates of <0.4% ThO+/Th+, repetition rate of 20 Hz, beam spot size of 25 μm, irradiance of 0.74 GW/cm2, fluence of 3.7 J/cm2, 20 s background measurement and 20 s sample ablation, 60-s retention time | MASS-1 (Wilson et al. 2002); NIST SRM 610 and 612 (Pearce et al. 1997); MASS-1 as external Ge standard (57.8±2.6 μg/g Ge); NBS-127, IAEA-S-1, IAEA-S-2, IAEA-S-3, and an in-house Ag2S reference material (sulfur isotopes) | [42 empty] | 123803.6475 | [13 empty] | 2150 | [13 empty] | 2463.2141 | [76 empty] | 2019 | Bauer, M.E., Burisch, M., Ostendorf, J., Krause, J., Frenzel, M., Seifert, T., and Gutzmer, J. (2019). Trace element geochemistry of sphalerite in contrasting hydrothermal fluid systems of the Freiberg district, Germany: insights from LA-ICP-MS analysis, near-infrared light microthermometry of sphalerite-hosted fluid inclusions, and sulfur isotope geochemistry. Mineralium Deposita, 54, 237–262. |  | DEU | Saxony
| Freiberg mining district | kb veins, eb veins, fba veins | Magmatic hydrothermal | Intrusion-related | hydrothermal vein-style silver mineralization | Ag | Zn, Pb, In, Ge, Ga | Ag, Zn, Pb, In, Ge, Ga | Bauer et al., 2019 |  | kb329 | kb329-1 | underground mine |  |  |  |  | ore material | grab | grab | mineral separate | [5 empty] | mineralisation |  |  |  | sphalerite | [6 empty] | galena, pyrite, arsenopyrite, quartz, fluorite, carbonate | polished sections | LA-ICPMS, EMPA | JEOL JXA-8530F equipped with a field emission gun (FEG) and five wavelength-dispersive spectrometers (WDS); 193-nm New Wave Research Excimer laser and an Agilent 7500i quadrupole ICP-MS | Helmholtz Institute Freiberg for Resource Technology (HIF); Friedrich-Alexander-Universität Erlangen-Nürnberg | EPMA: accelerating voltage of 20 kV and a beam current of 30 nA, and a defocused beam of 15 μm diameter. LA-ICP-MS: plasma power of 1320 W, He (0.65 L/min) and Ar (1.09 L/min) as carrier gases, Ar as plasma (14.9 L/min) and auxiliary gas (0.9 L/min), oxide rates of <0.4% ThO+/Th+, repetition rate of 20 Hz, beam spot size of 25 μm, irradiance of 0.74 GW/cm2, fluence of 3.7 J/cm2, 20 s background measurement and 20 s sample ablation, 60-s retention time | MASS-1 (Wilson et al. 2002); NIST SRM 610 and 612 (Pearce et al. 1997); MASS-1 as external Ge standard (57.8±2.6 μg/g Ge); NBS-127, IAEA-S-1, IAEA-S-2, IAEA-S-3, and an in-house Ag2S reference material (sulfur isotopes) | [42 empty] | 122979.3074 | [13 empty] | 2005.6288 | [13 empty] | 5118.5701 | [76 empty] | 2019 | Bauer, M.E., Burisch, M., Ostendorf, J., Krause, J., Frenzel, M., Seifert, T., and Gutzmer, J. (2019). Trace element geochemistry of sphalerite in contrasting hydrothermal fluid systems of the Freiberg district, Germany: insights from LA-ICP-MS analysis, near-infrared light microthermometry of sphalerite-hosted fluid inclusions, and sulfur isotope geochemistry. Mineralium Deposita, 54, 237–262. |  | DEU | Saxony
| Freiberg mining district | kb veins, eb veins, fba veins | Magmatic hydrothermal | Intrusion-related | hydrothermal vein-style silver mineralization | Ag | Zn, Pb, In, Ge, Ga | Ag, Zn, Pb, In, Ge, Ga | Bauer et al., 2019 |  | kb340 | kb340-1 | underground mine |  |  |  |  | ore material | grab | grab | mineral separate | [5 empty] | mineralisation |  |  |  | sphalerite | [6 empty] | galena, pyrite, arsenopyrite, quartz, fluorite, carbonate | polished sections | LA-ICPMS, EMPA | JEOL JXA-8530F equipped with a field emission gun (FEG) and five wavelength-dispersive spectrometers (WDS); 193-nm New Wave Research Excimer laser and an Agilent 7500i quadrupole ICP-MS | Helmholtz Institute Freiberg for Resource Technology (HIF); Friedrich-Alexander-Universität Erlangen-Nürnberg | EPMA: accelerating voltage of 20 kV and a beam current of 30 nA, and a defocused beam of 15 μm diameter. LA-ICP-MS: plasma power of 1320 W, He (0.65 L/min) and Ar (1.09 L/min) as carrier gases, Ar as plasma (14.9 L/min) and auxiliary gas (0.9 L/min), oxide rates of <0.4% ThO+/Th+, repetition rate of 20 Hz, beam spot size of 25 μm, irradiance of 0.74 GW/cm2, fluence of 3.7 J/cm2, 20 s background measurement and 20 s sample ablation, 60-s retention time | MASS-1 (Wilson et al. 2002); NIST SRM 610 and 612 (Pearce et al. 1997); MASS-1 as external Ge standard (57.8±2.6 μg/g Ge); NBS-127, IAEA-S-1, IAEA-S-2, IAEA-S-3, and an in-house Ag2S reference material (sulfur isotopes) | [42 empty] | 109868.6462 | [13 empty] | 790.2461 | [13 empty] | 1201.4746 | [76 empty] | 2019 | Bauer, M.E., Burisch, M., Ostendorf, J., Krause, J., Frenzel, M., Seifert, T., and Gutzmer, J. (2019). Trace element geochemistry of sphalerite in contrasting hydrothermal fluid systems of the Freiberg district, Germany: insights from LA-ICP-MS analysis, near-infrared light microthermometry of sphalerite-hosted fluid inclusions, and sulfur isotope geochemistry. Mineralium Deposita, 54, 237–262. |  | DEU | Saxony
| Freiberg mining district | kb veins, eb veins, fba veins | Magmatic hydrothermal | Intrusion-related | hydrothermal vein-style silver mineralization | Ag | Zn, Pb, In, Ge, Ga | Ag, Zn, Pb, In, Ge, Ga | Bauer et al., 2019 |  | eb01 | eb01-1 | underground mine |  |  |  |  | ore material | grab | grab | mineral separate | [5 empty] | mineralisation |  |  |  | sphalerite | [6 empty] | galena, pyrite, arsenopyrite, quartz, fluorite, carbonate | polished sections | LA-ICPMS, EMPA | JEOL JXA-8530F equipped with a field emission gun (FEG) and five wavelength-dispersive spectrometers (WDS); 193-nm New Wave Research Excimer laser and an Agilent 7500i quadrupole ICP-MS | Helmholtz Institute Freiberg for Resource Technology (HIF); Friedrich-Alexander-Universität Erlangen-Nürnberg | EPMA: accelerating voltage of 20 kV and a beam current of 30 nA, and a defocused beam of 15 μm diameter. LA-ICP-MS: plasma power of 1320 W, He (0.65 L/min) and Ar (1.09 L/min) as carrier gases, Ar as plasma (14.9 L/min) and auxiliary gas (0.9 L/min), oxide rates of <0.4% ThO+/Th+, repetition rate of 20 Hz, beam spot size of 25 μm, irradiance of 0.74 GW/cm2, fluence of 3.7 J/cm2, 20 s background measurement and 20 s sample ablation, 60-s retention time | MASS-1 (Wilson et al. 2002); NIST SRM 610 and 612 (Pearce et al. 1997); MASS-1 as external Ge standard (57.8±2.6 μg/g Ge); NBS-127, IAEA-S-1, IAEA-S-2, IAEA-S-3, and an in-house Ag2S reference material (sulfur isotopes) | [42 empty] | 20229.3105 | [27 empty] | 1342.3402 | [76 empty] | 2019 | Bauer, M.E., Burisch, M., Ostendorf, J., Krause, J., Frenzel, M., Seifert, T., and Gutzmer, J. (2019). Trace element geochemistry of sphalerite in contrasting hydrothermal fluid systems of the Freiberg district, Germany: insights from LA-ICP-MS analysis, near-infrared light microthermometry of sphalerite-hosted fluid inclusions, and sulfur isotope geochemistry. Mineralium Deposita, 54, 237–262. |  | DEU | Saxony
| Freiberg mining district | kb veins, eb veins, fba veins | Magmatic hydrothermal | Intrusion-related | hydrothermal vein-style silver mineralization | Ag | Zn, Pb, In, Ge, Ga | Ag, Zn, Pb, In, Ge, Ga | Bauer et al., 2019 |  | eb02 | eb02-1 | underground mine |  |  |  |  | ore material | grab | grab | mineral separate | [5 empty] | mineralisation |  |  |  | sphalerite | [6 empty] | galena, pyrite, arsenopyrite, quartz, fluorite, carbonate | polished sections | LA-ICPMS, EMPA | JEOL JXA-8530F equipped with a field emission gun (FEG) and five wavelength-dispersive spectrometers (WDS); 193-nm New Wave Research Excimer laser and an Agilent 7500i quadrupole ICP-MS | Helmholtz Institute Freiberg for Resource Technology (HIF); Friedrich-Alexander-Universität Erlangen-Nürnberg | EPMA: accelerating voltage of 20 kV and a beam current of 30 nA, and a defocused beam of 15 μm diameter. LA-ICP-MS: plasma power of 1320 W, He (0.65 L/min) and Ar (1.09 L/min) as carrier gases, Ar as plasma (14.9 L/min) and auxiliary gas (0.9 L/min), oxide rates of <0.4% ThO+/Th+, repetition rate of 20 Hz, beam spot size of 25 μm, irradiance of 0.74 GW/cm2, fluence of 3.7 J/cm2, 20 s background measurement and 20 s sample ablation, 60-s retention time | MASS-1 (Wilson et al. 2002); NIST SRM 610 and 612 (Pearce et al. 1997); MASS-1 as external Ge standard (57.8±2.6 μg/g Ge); NBS-127, IAEA-S-1, IAEA-S-2, IAEA-S-3, and an in-house Ag2S reference material (sulfur isotopes) | [42 empty] | 87921.4151 | [27 empty] | 7182.0022 | [76 empty] | 2019 | Bauer, M.E., Burisch, M., Ostendorf, J., Krause, J., Frenzel, M., Seifert, T., and Gutzmer, J. (2019). Trace element geochemistry of sphalerite in contrasting hydrothermal fluid systems of the Freiberg district, Germany: insights from LA-ICP-MS analysis, near-infrared light microthermometry of sphalerite-hosted fluid inclusions, and sulfur isotope geochemistry. Mineralium Deposita, 54, 237–262. |  | DEU | Saxony
| Freiberg mining district | kb veins, eb veins, fba veins | Magmatic hydrothermal | Intrusion-related | hydrothermal vein-style silver mineralization | Ag | Zn, Pb, In, Ge, Ga | Ag, Zn, Pb, In, Ge, Ga | Bauer et al., 2019 |  | eb03 | eb03-1 | underground mine |  |  |  |  | ore material | grab | grab | mineral separate | [5 empty] | mineralisation |  |  |  | sphalerite | [6 empty] | galena, pyrite, arsenopyrite, quartz, fluorite, carbonate | polished sections | LA-ICPMS, EMPA | JEOL JXA-8530F equipped with a field emission gun (FEG) and five wavelength-dispersive spectrometers (WDS); 193-nm New Wave Research Excimer laser and an Agilent 7500i quadrupole ICP-MS | Helmholtz Institute Freiberg for Resource Technology (HIF); Friedrich-Alexander-Universität Erlangen-Nürnberg | EPMA: accelerating voltage of 20 kV and a beam current of 30 nA, and a defocused beam of 15 μm diameter. LA-ICP-MS: plasma power of 1320 W, He (0.65 L/min) and Ar (1.09 L/min) as carrier gases, Ar as plasma (14.9 L/min) and auxiliary gas (0.9 L/min), oxide rates of <0.4% ThO+/Th+, repetition rate of 20 Hz, beam spot size of 25 μm, irradiance of 0.74 GW/cm2, fluence of 3.7 J/cm2, 20 s background measurement and 20 s sample ablation, 60-s retention time | MASS-1 (Wilson et al. 2002); NIST SRM 610 and 612 (Pearce et al. 1997); MASS-1 as external Ge standard (57.8±2.6 μg/g Ge); NBS-127, IAEA-S-1, IAEA-S-2, IAEA-S-3, and an in-house Ag2S reference material (sulfur isotopes) | [42 empty] | 35282.1626 | [27 empty] | 4249.3821 | [76 empty] | 2019 | Bauer, M.E., Burisch, M., Ostendorf, J., Krause, J., Frenzel, M., Seifert, T., and Gutzmer, J. (2019). Trace element geochemistry of sphalerite in contrasting hydrothermal fluid systems of the Freiberg district, Germany: insights from LA-ICP-MS analysis, near-infrared light microthermometry of sphalerite-hosted fluid inclusions, and sulfur isotope geochemistry. Mineralium Deposita, 54, 237–262. |  | DEU | Saxony
| Freiberg mining district | kb veins, eb veins, fba veins | Magmatic hydrothermal | Intrusion-related | hydrothermal vein-style silver mineralization | Ag | Zn, Pb, In, Ge, Ga | Ag, Zn, Pb, In, Ge, Ga | Bauer et al., 2019 |  | eb04 | eb04-1 | underground mine |  |  |  |  | ore material | grab | grab | mineral separate | [5 empty] | mineralisation |  |  |  | sphalerite | [6 empty] | galena, pyrite, arsenopyrite, quartz, fluorite, carbonate | polished sections | LA-ICPMS, EMPA | JEOL JXA-8530F equipped with a field emission gun (FEG) and five wavelength-dispersive spectrometers (WDS); 193-nm New Wave Research Excimer laser and an Agilent 7500i quadrupole ICP-MS | Helmholtz Institute Freiberg for Resource Technology (HIF); Friedrich-Alexander-Universität Erlangen-Nürnberg | EPMA: accelerating voltage of 20 kV and a beam current of 30 nA, and a defocused beam of 15 μm diameter. LA-ICP-MS: plasma power of 1320 W, He (0.65 L/min) and Ar (1.09 L/min) as carrier gases, Ar as plasma (14.9 L/min) and auxiliary gas (0.9 L/min), oxide rates of <0.4% ThO+/Th+, repetition rate of 20 Hz, beam spot size of 25 μm, irradiance of 0.74 GW/cm2, fluence of 3.7 J/cm2, 20 s background measurement and 20 s sample ablation, 60-s retention time | MASS-1 (Wilson et al. 2002); NIST SRM 610 and 612 (Pearce et al. 1997); MASS-1 as external Ge standard (57.8±2.6 μg/g Ge); NBS-127, IAEA-S-1, IAEA-S-2, IAEA-S-3, and an in-house Ag2S reference material (sulfur isotopes) | [42 empty] | 127385.4272 | [13 empty] | 270 | [13 empty] | 3918.1891 | [76 empty] | 2019 | Bauer, M.E., Burisch, M., Ostendorf, J., Krause, J., Frenzel, M., Seifert, T., and Gutzmer, J. (2019). Trace element geochemistry of sphalerite in contrasting hydrothermal fluid systems of the Freiberg district, Germany: insights from LA-ICP-MS analysis, near-infrared light microthermometry of sphalerite-hosted fluid inclusions, and sulfur isotope geochemistry. Mineralium Deposita, 54, 237–262. |  | DEU | Saxony
| Freiberg mining district | kb veins, eb veins, fba veins | Magmatic hydrothermal | Intrusion-related | hydrothermal vein-style silver mineralization | Ag | Zn, Pb, In, Ge, Ga | Ag, Zn, Pb, In, Ge, Ga | Bauer et al., 2019 |  | eb06 | eb06-1 | underground mine |  |  |  |  | ore material | grab | grab | mineral separate | [5 empty] | mineralisation |  |  |  | sphalerite | [6 empty] | galena, pyrite, arsenopyrite, quartz, fluorite, carbonate | polished sections | LA-ICPMS, EMPA | JEOL JXA-8530F equipped with a field emission gun (FEG) and five wavelength-dispersive spectrometers (WDS); 193-nm New Wave Research Excimer laser and an Agilent 7500i quadrupole ICP-MS | Helmholtz Institute Freiberg for Resource Technology (HIF); Friedrich-Alexander-Universität Erlangen-Nürnberg | EPMA: accelerating voltage of 20 kV and a beam current of 30 nA, and a defocused beam of 15 μm diameter. LA-ICP-MS: plasma power of 1320 W, He (0.65 L/min) and Ar (1.09 L/min) as carrier gases, Ar as plasma (14.9 L/min) and auxiliary gas (0.9 L/min), oxide rates of <0.4% ThO+/Th+, repetition rate of 20 Hz, beam spot size of 25 μm, irradiance of 0.74 GW/cm2, fluence of 3.7 J/cm2, 20 s background measurement and 20 s sample ablation, 60-s retention time | MASS-1 (Wilson et al. 2002); NIST SRM 610 and 612 (Pearce et al. 1997); MASS-1 as external Ge standard (57.8±2.6 μg/g Ge); NBS-127, IAEA-S-1, IAEA-S-2, IAEA-S-3, and an in-house Ag2S reference material (sulfur isotopes) | [42 empty] | 113180.8057 | [27 empty] | 5727.0012 | [76 empty] | 2019 | Bauer, M.E., Burisch, M., Ostendorf, J., Krause, J., Frenzel, M., Seifert, T., and Gutzmer, J. (2019). Trace element geochemistry of sphalerite in contrasting hydrothermal fluid systems of the Freiberg district, Germany: insights from LA-ICP-MS analysis, near-infrared light microthermometry of sphalerite-hosted fluid inclusions, and sulfur isotope geochemistry. Mineralium Deposita, 54, 237–262. |  | DEU | Saxony
| Freiberg mining district | kb veins, eb veins, fba veins | Magmatic hydrothermal | Intrusion-related | hydrothermal vein-style silver mineralization | Ag | Zn, Pb, In, Ge, Ga | Ag, Zn, Pb, In, Ge, Ga | Bauer et al., 2019 |  | eb08 | eb08-1 | underground mine |  |  |  |  | ore material | grab | grab | mineral separate | [5 empty] | mineralisation |  |  |  | sphalerite | [6 empty] | galena, pyrite, arsenopyrite, quartz, fluorite, carbonate | polished sections | LA-ICPMS, EMPA | JEOL JXA-8530F equipped with a field emission gun (FEG) and five wavelength-dispersive spectrometers (WDS); 193-nm New Wave Research Excimer laser and an Agilent 7500i quadrupole ICP-MS | Helmholtz Institute Freiberg for Resource Technology (HIF); Friedrich-Alexander-Universität Erlangen-Nürnberg | EPMA: accelerating voltage of 20 kV and a beam current of 30 nA, and a defocused beam of 15 μm diameter. LA-ICP-MS: plasma power of 1320 W, He (0.65 L/min) and Ar (1.09 L/min) as carrier gases, Ar as plasma (14.9 L/min) and auxiliary gas (0.9 L/min), oxide rates of <0.4% ThO+/Th+, repetition rate of 20 Hz, beam spot size of 25 μm, irradiance of 0.74 GW/cm2, fluence of 3.7 J/cm2, 20 s background measurement and 20 s sample ablation, 60-s retention time | MASS-1 (Wilson et al. 2002); NIST SRM 610 and 612 (Pearce et al. 1997); MASS-1 as external Ge standard (57.8±2.6 μg/g Ge); NBS-127, IAEA-S-1, IAEA-S-2, IAEA-S-3, and an in-house Ag2S reference material (sulfur isotopes) | [42 empty] | 125275.3581 | [13 empty] | 192.8699 | [13 empty] | 3832.55 | [76 empty] | 2019 | Bauer, M.E., Burisch, M., Ostendorf, J., Krause, J., Frenzel, M., Seifert, T., and Gutzmer, J. (2019). Trace element geochemistry of sphalerite in contrasting hydrothermal fluid systems of the Freiberg district, Germany: insights from LA-ICP-MS analysis, near-infrared light microthermometry of sphalerite-hosted fluid inclusions, and sulfur isotope geochemistry. Mineralium Deposita, 54, 237–262. |  | DEU | Saxony
| Freiberg mining district | kb veins, eb veins, fba veins | Magmatic hydrothermal | Intrusion-related | hydrothermal vein-style silver mineralization | Ag | Zn, Pb, In, Ge, Ga | Ag, Zn, Pb, In, Ge, Ga | Bauer et al., 2019 |  | eb09 | eb09-1 | underground mine |  |  |  |  | ore material | grab | grab | mineral separate | [5 empty] | mineralisation |  |  |  | sphalerite | [6 empty] | galena, pyrite, arsenopyrite, quartz, fluorite, carbonate | polished sections | LA-ICPMS, EMPA | JEOL JXA-8530F equipped with a field emission gun (FEG) and five wavelength-dispersive spectrometers (WDS); 193-nm New Wave Research Excimer laser and an Agilent 7500i quadrupole ICP-MS | Helmholtz Institute Freiberg for Resource Technology (HIF); Friedrich-Alexander-Universität Erlangen-Nürnberg | EPMA: accelerating voltage of 20 kV and a beam current of 30 nA, and a defocused beam of 15 μm diameter. LA-ICP-MS: plasma power of 1320 W, He (0.65 L/min) and Ar (1.09 L/min) as carrier gases, Ar as plasma (14.9 L/min) and auxiliary gas (0.9 L/min), oxide rates of <0.4% ThO+/Th+, repetition rate of 20 Hz, beam spot size of 25 μm, irradiance of 0.74 GW/cm2, fluence of 3.7 J/cm2, 20 s background measurement and 20 s sample ablation, 60-s retention time | MASS-1 (Wilson et al. 2002); NIST SRM 610 and 612 (Pearce et al. 1997); MASS-1 as external Ge standard (57.8±2.6 μg/g Ge); NBS-127, IAEA-S-1, IAEA-S-2, IAEA-S-3, and an in-house Ag2S reference material (sulfur isotopes) | [42 empty] | 100094.9797 | [27 empty] | 7393.838 | [76 empty] | 2019 | Bauer, M.E., Burisch, M., Ostendorf, J., Krause, J., Frenzel, M., Seifert, T., and Gutzmer, J. (2019). Trace element geochemistry of sphalerite in contrasting hydrothermal fluid systems of the Freiberg district, Germany: insights from LA-ICP-MS analysis, near-infrared light microthermometry of sphalerite-hosted fluid inclusions, and sulfur isotope geochemistry. Mineralium Deposita, 54, 237–262. |  | DEU | Saxony
| Freiberg mining district | kb veins, eb veins, fba veins | Magmatic hydrothermal | Intrusion-related | hydrothermal vein-style silver mineralization | Ag | Zn, Pb, In, Ge, Ga | Ag, Zn, Pb, In, Ge, Ga | Bauer et al., 2019 |  | eb12 | eb12-1 | underground mine |  |  |  |  | ore material | grab | grab | mineral separate | [5 empty] | mineralisation |  |  |  | sphalerite | [6 empty] | galena, pyrite, arsenopyrite, quartz, fluorite, carbonate | polished sections | LA-ICPMS, EMPA | JEOL JXA-8530F equipped with a field emission gun (FEG) and five wavelength-dispersive spectrometers (WDS); 193-nm New Wave Research Excimer laser and an Agilent 7500i quadrupole ICP-MS | Helmholtz Institute Freiberg for Resource Technology (HIF); Friedrich-Alexander-Universität Erlangen-Nürnberg | EPMA: accelerating voltage of 20 kV and a beam current of 30 nA, and a defocused beam of 15 μm diameter. LA-ICP-MS: plasma power of 1320 W, He (0.65 L/min) and Ar (1.09 L/min) as carrier gases, Ar as plasma (14.9 L/min) and auxiliary gas (0.9 L/min), oxide rates of <0.4% ThO+/Th+, repetition rate of 20 Hz, beam spot size of 25 μm, irradiance of 0.74 GW/cm2, fluence of 3.7 J/cm2, 20 s background measurement and 20 s sample ablation, 60-s retention time | MASS-1 (Wilson et al. 2002); NIST SRM 610 and 612 (Pearce et al. 1997); MASS-1 as external Ge standard (57.8±2.6 μg/g Ge); NBS-127, IAEA-S-1, IAEA-S-2, IAEA-S-3, and an in-house Ag2S reference material (sulfur isotopes) | [42 empty] | 128669.7143 | [13 empty] | 79.5907 | [13 empty] | 2532.4074 | [76 empty] | 2019 | Bauer, M.E., Burisch, M., Ostendorf, J., Krause, J., Frenzel, M., Seifert, T., and Gutzmer, J. (2019). Trace element geochemistry of sphalerite in contrasting hydrothermal fluid systems of the Freiberg district, Germany: insights from LA-ICP-MS analysis, near-infrared light microthermometry of sphalerite-hosted fluid inclusions, and sulfur isotope geochemistry. Mineralium Deposita, 54, 237–262. |  | DEU | Saxony
| Freiberg mining district | kb veins, eb veins, fba veins | Magmatic hydrothermal | Intrusion-related | hydrothermal vein-style silver mineralization | Ag | Zn, Pb, In, Ge, Ga | Ag, Zn, Pb, In, Ge, Ga | Bauer et al., 2019 |  | eb13 | eb13-1 | underground mine |  |  |  |  | ore material | grab | grab | mineral separate | [5 empty] | mineralisation |  |  |  | sphalerite | [6 empty] | galena, pyrite, arsenopyrite, quartz, fluorite, carbonate | polished sections | LA-ICPMS, EMPA | JEOL JXA-8530F equipped with a field emission gun (FEG) and five wavelength-dispersive spectrometers (WDS); 193-nm New Wave Research Excimer laser and an Agilent 7500i quadrupole ICP-MS | Helmholtz Institute Freiberg for Resource Technology (HIF); Friedrich-Alexander-Universität Erlangen-Nürnberg | EPMA: accelerating voltage of 20 kV and a beam current of 30 nA, and a defocused beam of 15 μm diameter. LA-ICP-MS: plasma power of 1320 W, He (0.65 L/min) and Ar (1.09 L/min) as carrier gases, Ar as plasma (14.9 L/min) and auxiliary gas (0.9 L/min), oxide rates of <0.4% ThO+/Th+, repetition rate of 20 Hz, beam spot size of 25 μm, irradiance of 0.74 GW/cm2, fluence of 3.7 J/cm2, 20 s background measurement and 20 s sample ablation, 60-s retention time | MASS-1 (Wilson et al. 2002); NIST SRM 610 and 612 (Pearce et al. 1997); MASS-1 as external Ge standard (57.8±2.6 μg/g Ge); NBS-127, IAEA-S-1, IAEA-S-2, IAEA-S-3, and an in-house Ag2S reference material (sulfur isotopes) | [42 empty] | 112815.3714 | [27 empty] | 7094.0919 | [76 empty] | 2019 | Bauer, M.E., Burisch, M., Ostendorf, J., Krause, J., Frenzel, M., Seifert, T., and Gutzmer, J. (2019). Trace element geochemistry of sphalerite in contrasting hydrothermal fluid systems of the Freiberg district, Germany: insights from LA-ICP-MS analysis, near-infrared light microthermometry of sphalerite-hosted fluid inclusions, and sulfur isotope geochemistry. Mineralium Deposita, 54, 237–262. |  | DEU | Saxony
| Freiberg mining district | kb veins, eb veins, fba veins | Magmatic hydrothermal | Intrusion-related | hydrothermal vein-style silver mineralization | Ag | Zn, Pb, In, Ge, Ga | Ag, Zn, Pb, In, Ge, Ga | Bauer et al., 2019 |  | eb14 | eb14-1 | underground mine |  |  |  |  | ore material | grab | grab | mineral separate | [5 empty] | mineralisation |  |  |  | sphalerite | [6 empty] | galena, pyrite, arsenopyrite, quartz, fluorite, carbonate | polished sections | LA-ICPMS, EMPA | JEOL JXA-8530F equipped with a field emission gun (FEG) and five wavelength-dispersive spectrometers (WDS); 193-nm New Wave Research Excimer laser and an Agilent 7500i quadrupole ICP-MS | Helmholtz Institute Freiberg for Resource Technology (HIF); Friedrich-Alexander-Universität Erlangen-Nürnberg | EPMA: accelerating voltage of 20 kV and a beam current of 30 nA, and a defocused beam of 15 μm diameter. LA-ICP-MS: plasma power of 1320 W, He (0.65 L/min) and Ar (1.09 L/min) as carrier gases, Ar as plasma (14.9 L/min) and auxiliary gas (0.9 L/min), oxide rates of <0.4% ThO+/Th+, repetition rate of 20 Hz, beam spot size of 25 μm, irradiance of 0.74 GW/cm2, fluence of 3.7 J/cm2, 20 s background measurement and 20 s sample ablation, 60-s retention time | MASS-1 (Wilson et al. 2002); NIST SRM 610 and 612 (Pearce et al. 1997); MASS-1 as external Ge standard (57.8±2.6 μg/g Ge); NBS-127, IAEA-S-1, IAEA-S-2, IAEA-S-3, and an in-house Ag2S reference material (sulfur isotopes) | [42 empty] | 37168.6456 | [27 empty] | 2692.912 | [76 empty] | 2019 | Bauer, M.E., Burisch, M., Ostendorf, J., Krause, J., Frenzel, M., Seifert, T., and Gutzmer, J. (2019). Trace element geochemistry of sphalerite in contrasting hydrothermal fluid systems of the Freiberg district, Germany: insights from LA-ICP-MS analysis, near-infrared light microthermometry of sphalerite-hosted fluid inclusions, and sulfur isotope geochemistry. Mineralium Deposita, 54, 237–262. |  | DEU | Saxony
| Freiberg mining district | kb veins, eb veins, fba veins | Magmatic hydrothermal | Intrusion-related | hydrothermal vein-style silver mineralization | Ag | Zn, Pb, In, Ge, Ga | Ag, Zn, Pb, In, Ge, Ga | Bauer et al., 2019 |  | eb16 | eb16-1 | underground mine |  |  |  |  | ore material | grab | grab | mineral separate | [5 empty] | mineralisation |  |  |  | sphalerite | [6 empty] | galena, pyrite, arsenopyrite, quartz, fluorite, carbonate | polished sections | LA-ICPMS, EMPA | JEOL JXA-8530F equipped with a field emission gun (FEG) and five wavelength-dispersive spectrometers (WDS); 193-nm New Wave Research Excimer laser and an Agilent 7500i quadrupole ICP-MS | Helmholtz Institute Freiberg for Resource Technology (HIF); Friedrich-Alexander-Universität Erlangen-Nürnberg | EPMA: accelerating voltage of 20 kV and a beam current of 30 nA, and a defocused beam of 15 μm diameter. LA-ICP-MS: plasma power of 1320 W, He (0.65 L/min) and Ar (1.09 L/min) as carrier gases, Ar as plasma (14.9 L/min) and auxiliary gas (0.9 L/min), oxide rates of <0.4% ThO+/Th+, repetition rate of 20 Hz, beam spot size of 25 μm, irradiance of 0.74 GW/cm2, fluence of 3.7 J/cm2, 20 s background measurement and 20 s sample ablation, 60-s retention time | MASS-1 (Wilson et al. 2002); NIST SRM 610 and 612 (Pearce et al. 1997); MASS-1 as external Ge standard (57.8±2.6 μg/g Ge); NBS-127, IAEA-S-1, IAEA-S-2, IAEA-S-3, and an in-house Ag2S reference material (sulfur isotopes) | [42 empty] | 68614.601 | [27 empty] | 3111.6049 | [76 empty] | 2019 | Bauer, M.E., Burisch, M., Ostendorf, J., Krause, J., Frenzel, M., Seifert, T., and Gutzmer, J. (2019). Trace element geochemistry of sphalerite in contrasting hydrothermal fluid systems of the Freiberg district, Germany: insights from LA-ICP-MS analysis, near-infrared light microthermometry of sphalerite-hosted fluid inclusions, and sulfur isotope geochemistry. Mineralium Deposita, 54, 237–262. |  | DEU | Saxony
| Freiberg mining district | kb veins, eb veins, fba veins | Magmatic hydrothermal | Intrusion-related | hydrothermal vein-style silver mineralization | Ag | Zn, Pb, In, Ge, Ga | Ag, Zn, Pb, In, Ge, Ga | Bauer et al., 2019 |  | eb17 | eb17-1 | underground mine |  |  |  |  | ore material | grab | grab | mineral separate | [5 empty] | mineralisation |  |  |  | sphalerite | [6 empty] | galena, pyrite, arsenopyrite, quartz, fluorite, carbonate | polished sections | LA-ICPMS, EMPA | JEOL JXA-8530F equipped with a field emission gun (FEG) and five wavelength-dispersive spectrometers (WDS); 193-nm New Wave Research Excimer laser and an Agilent 7500i quadrupole ICP-MS | Helmholtz Institute Freiberg for Resource Technology (HIF); Friedrich-Alexander-Universität Erlangen-Nürnberg | EPMA: accelerating voltage of 20 kV and a beam current of 30 nA, and a defocused beam of 15 μm diameter. LA-ICP-MS: plasma power of 1320 W, He (0.65 L/min) and Ar (1.09 L/min) as carrier gases, Ar as plasma (14.9 L/min) and auxiliary gas (0.9 L/min), oxide rates of <0.4% ThO+/Th+, repetition rate of 20 Hz, beam spot size of 25 μm, irradiance of 0.74 GW/cm2, fluence of 3.7 J/cm2, 20 s background measurement and 20 s sample ablation, 60-s retention time | MASS-1 (Wilson et al. 2002); NIST SRM 610 and 612 (Pearce et al. 1997); MASS-1 as external Ge standard (57.8±2.6 μg/g Ge); NBS-127, IAEA-S-1, IAEA-S-2, IAEA-S-3, and an in-house Ag2S reference material (sulfur isotopes) | [42 empty] | 118691.4715 | [27 empty] | 10051.744 | [76 empty] | 2019 | Bauer, M.E., Burisch, M., Ostendorf, J., Krause, J., Frenzel, M., Seifert, T., and Gutzmer, J. (2019). Trace element geochemistry of sphalerite in contrasting hydrothermal fluid systems of the Freiberg district, Germany: insights from LA-ICP-MS analysis, near-infrared light microthermometry of sphalerite-hosted fluid inclusions, and sulfur isotope geochemistry. Mineralium Deposita, 54, 237–262. |  | DEU | Saxony
| Freiberg mining district | kb veins, eb veins, fba veins | Magmatic hydrothermal | Intrusion-related | hydrothermal vein-style silver mineralization | Ag | Zn, Pb, In, Ge, Ga | Ag, Zn, Pb, In, Ge, Ga | Bauer et al., 2019 |  | eb18 | eb18-1 | underground mine |  |  |  |  | ore material | grab | grab | mineral separate | [5 empty] | mineralisation |  |  |  | sphalerite | [6 empty] | galena, pyrite, arsenopyrite, quartz, fluorite, carbonate | polished sections | LA-ICPMS, EMPA | JEOL JXA-8530F equipped with a field emission gun (FEG) and five wavelength-dispersive spectrometers (WDS); 193-nm New Wave Research Excimer laser and an Agilent 7500i quadrupole ICP-MS | Helmholtz Institute Freiberg for Resource Technology (HIF); Friedrich-Alexander-Universität Erlangen-Nürnberg | EPMA: accelerating voltage of 20 kV and a beam current of 30 nA, and a defocused beam of 15 μm diameter. LA-ICP-MS: plasma power of 1320 W, He (0.65 L/min) and Ar (1.09 L/min) as carrier gases, Ar as plasma (14.9 L/min) and auxiliary gas (0.9 L/min), oxide rates of <0.4% ThO+/Th+, repetition rate of 20 Hz, beam spot size of 25 μm, irradiance of 0.74 GW/cm2, fluence of 3.7 J/cm2, 20 s background measurement and 20 s sample ablation, 60-s retention time | MASS-1 (Wilson et al. 2002); NIST SRM 610 and 612 (Pearce et al. 1997); MASS-1 as external Ge standard (57.8±2.6 μg/g Ge); NBS-127, IAEA-S-1, IAEA-S-2, IAEA-S-3, and an in-house Ag2S reference material (sulfur isotopes) | [42 empty] | 102752.9329 | [27 empty] | 5698.5109 | [76 empty] | 2019 | Bauer, M.E., Burisch, M., Ostendorf, J., Krause, J., Frenzel, M., Seifert, T., and Gutzmer, J. (2019). Trace element geochemistry of sphalerite in contrasting hydrothermal fluid systems of the Freiberg district, Germany: insights from LA-ICP-MS analysis, near-infrared light microthermometry of sphalerite-hosted fluid inclusions, and sulfur isotope geochemistry. Mineralium Deposita, 54, 237–262. |  | DEU | Saxony
| Freiberg mining district | kb veins, eb veins, fba veins | Magmatic hydrothermal | Intrusion-related | hydrothermal vein-style silver mineralization | Ag | Zn, Pb, In, Ge, Ga | Ag, Zn, Pb, In, Ge, Ga | Bauer et al., 2019 |  | eb19 | eb19-1 | underground mine |  |  |  |  | ore material | grab | grab | mineral separate | [5 empty] | mineralisation |  |  |  | sphalerite | [6 empty] | galena, pyrite, arsenopyrite, quartz, fluorite, carbonate | polished sections | LA-ICPMS, EMPA | JEOL JXA-8530F equipped with a field emission gun (FEG) and five wavelength-dispersive spectrometers (WDS); 193-nm New Wave Research Excimer laser and an Agilent 7500i quadrupole ICP-MS | Helmholtz Institute Freiberg for Resource Technology (HIF); Friedrich-Alexander-Universität Erlangen-Nürnberg | EPMA: accelerating voltage of 20 kV and a beam current of 30 nA, and a defocused beam of 15 μm diameter. LA-ICP-MS: plasma power of 1320 W, He (0.65 L/min) and Ar (1.09 L/min) as carrier gases, Ar as plasma (14.9 L/min) and auxiliary gas (0.9 L/min), oxide rates of <0.4% ThO+/Th+, repetition rate of 20 Hz, beam spot size of 25 μm, irradiance of 0.74 GW/cm2, fluence of 3.7 J/cm2, 20 s background measurement and 20 s sample ablation, 60-s retention time | MASS-1 (Wilson et al. 2002); NIST SRM 610 and 612 (Pearce et al. 1997); MASS-1 as external Ge standard (57.8±2.6 μg/g Ge); NBS-127, IAEA-S-1, IAEA-S-2, IAEA-S-3, and an in-house Ag2S reference material (sulfur isotopes) | [42 empty] | 55667.0943 | [27 empty] | 2172.3249 | [76 empty] | 2019 | Bauer, M.E., Burisch, M., Ostendorf, J., Krause, J., Frenzel, M., Seifert, T., and Gutzmer, J. (2019). Trace element geochemistry of sphalerite in contrasting hydrothermal fluid systems of the Freiberg district, Germany: insights from LA-ICP-MS analysis, near-infrared light microthermometry of sphalerite-hosted fluid inclusions, and sulfur isotope geochemistry. Mineralium Deposita, 54, 237–262. |  | DEU | Saxony
| Freiberg mining district | kb veins, eb veins, fba veins | Magmatic hydrothermal | Intrusion-related | hydrothermal vein-style silver mineralization | Ag | Zn, Pb, In, Ge, Ga | Ag, Zn, Pb, In, Ge, Ga | Bauer et al., 2019 |  | eb20 | eb20-1 | underground mine |  |  |  |  | ore material | grab | grab | mineral separate | [5 empty] | mineralisation |  |  |  | sphalerite | [6 empty] | galena, pyrite, arsenopyrite, quartz, fluorite, carbonate | polished sections | LA-ICPMS, EMPA | JEOL JXA-8530F equipped with a field emission gun (FEG) and five wavelength-dispersive spectrometers (WDS); 193-nm New Wave Research Excimer laser and an Agilent 7500i quadrupole ICP-MS | Helmholtz Institute Freiberg for Resource Technology (HIF); Friedrich-Alexander-Universität Erlangen-Nürnberg | EPMA: accelerating voltage of 20 kV and a beam current of 30 nA, and a defocused beam of 15 μm diameter. LA-ICP-MS: plasma power of 1320 W, He (0.65 L/min) and Ar (1.09 L/min) as carrier gases, Ar as plasma (14.9 L/min) and auxiliary gas (0.9 L/min), oxide rates of <0.4% ThO+/Th+, repetition rate of 20 Hz, beam spot size of 25 μm, irradiance of 0.74 GW/cm2, fluence of 3.7 J/cm2, 20 s background measurement and 20 s sample ablation, 60-s retention time | MASS-1 (Wilson et al. 2002); NIST SRM 610 and 612 (Pearce et al. 1997); MASS-1 as external Ge standard (57.8±2.6 μg/g Ge); NBS-127, IAEA-S-1, IAEA-S-2, IAEA-S-3, and an in-house Ag2S reference material (sulfur isotopes) | [42 empty] | 118618.0823 | [13 empty] | 276.8404 | [13 empty] | 2864.5987 | [76 empty] | 2019 | Bauer, M.E., Burisch, M., Ostendorf, J., Krause, J., Frenzel, M., Seifert, T., and Gutzmer, J. (2019). Trace element geochemistry of sphalerite in contrasting hydrothermal fluid systems of the Freiberg district, Germany: insights from LA-ICP-MS analysis, near-infrared light microthermometry of sphalerite-hosted fluid inclusions, and sulfur isotope geochemistry. Mineralium Deposita, 54, 237–262. |  | DEU | Saxony
| Freiberg mining district | kb veins, eb veins, fba veins | Magmatic hydrothermal | Intrusion-related | hydrothermal vein-style silver mineralization | Ag | Zn, Pb, In, Ge, Ga | Ag, Zn, Pb, In, Ge, Ga | Bauer et al., 2019 |  | eb21 | eb21-1 | underground mine |  |  |  |  | ore material | grab | grab | mineral separate | [5 empty] | mineralisation |  |  |  | sphalerite | [6 empty] | galena, pyrite, arsenopyrite, quartz, fluorite, carbonate | polished sections | LA-ICPMS, EMPA | JEOL JXA-8530F equipped with a field emission gun (FEG) and five wavelength-dispersive spectrometers (WDS); 193-nm New Wave Research Excimer laser and an Agilent 7500i quadrupole ICP-MS | Helmholtz Institute Freiberg for Resource Technology (HIF); Friedrich-Alexander-Universität Erlangen-Nürnberg | EPMA: accelerating voltage of 20 kV and a beam current of 30 nA, and a defocused beam of 15 μm diameter. LA-ICP-MS: plasma power of 1320 W, He (0.65 L/min) and Ar (1.09 L/min) as carrier gases, Ar as plasma (14.9 L/min) and auxiliary gas (0.9 L/min), oxide rates of <0.4% ThO+/Th+, repetition rate of 20 Hz, beam spot size of 25 μm, irradiance of 0.74 GW/cm2, fluence of 3.7 J/cm2, 20 s background measurement and 20 s sample ablation, 60-s retention time | MASS-1 (Wilson et al. 2002); NIST SRM 610 and 612 (Pearce et al. 1997); MASS-1 as external Ge standard (57.8±2.6 μg/g Ge); NBS-127, IAEA-S-1, IAEA-S-2, IAEA-S-3, and an in-house Ag2S reference material (sulfur isotopes) | [42 empty] | 120444.0907 | [13 empty] | 476.7333 | [13 empty] | 1034.9619 | [76 empty] | 2019 | Bauer, M.E., Burisch, M., Ostendorf, J., Krause, J., Frenzel, M., Seifert, T., and Gutzmer, J. (2019). Trace element geochemistry of sphalerite in contrasting hydrothermal fluid systems of the Freiberg district, Germany: insights from LA-ICP-MS analysis, near-infrared light microthermometry of sphalerite-hosted fluid inclusions, and sulfur isotope geochemistry. Mineralium Deposita, 54, 237–262. |  | DEU | Saxony
| Freiberg mining district | kb veins, eb veins, fba veins | Magmatic hydrothermal | Intrusion-related | hydrothermal vein-style silver mineralization | Ag | Zn, Pb, In, Ge, Ga | Ag, Zn, Pb, In, Ge, Ga | Bauer et al., 2019 |  | fba03_dSp | fba03_dSp-1 | underground mine |  |  |  |  | ore material | grab | grab | mineral separate | [5 empty] | mineralisation |  |  |  | sphalerite | [6 empty] | galena, pyrite, arsenopyrite, quartz, fluorite, carbonate | polished sections | LA-ICPMS, EMPA | JEOL JXA-8530F equipped with a field emission gun (FEG) and five wavelength-dispersive spectrometers (WDS); 193-nm New Wave Research Excimer laser and an Agilent 7500i quadrupole ICP-MS | Helmholtz Institute Freiberg for Resource Technology (HIF); Friedrich-Alexander-Universität Erlangen-Nürnberg | EPMA: accelerating voltage of 20 kV and a beam current of 30 nA, and a defocused beam of 15 μm diameter. LA-ICP-MS: plasma power of 1320 W, He (0.65 L/min) and Ar (1.09 L/min) as carrier gases, Ar as plasma (14.9 L/min) and auxiliary gas (0.9 L/min), oxide rates of <0.4% ThO+/Th+, repetition rate of 20 Hz, beam spot size of 25 μm, irradiance of 0.74 GW/cm2, fluence of 3.7 J/cm2, 20 s background measurement and 20 s sample ablation, 60-s retention time | MASS-1 (Wilson et al. 2002); NIST SRM 610 and 612 (Pearce et al. 1997); MASS-1 as external Ge standard (57.8±2.6 μg/g Ge); NBS-127, IAEA-S-1, IAEA-S-2, IAEA-S-3, and an in-house Ag2S reference material (sulfur isotopes) | [42 empty] | 14476.5312 | [104 empty] | 2019 | Bauer, M.E., Burisch, M., Ostendorf, J., Krause, J., Frenzel, M., Seifert, T., and Gutzmer, J. (2019). Trace element geochemistry of sphalerite in contrasting hydrothermal fluid systems of the Freiberg district, Germany: insights from LA-ICP-MS analysis, near-infrared light microthermometry of sphalerite-hosted fluid inclusions, and sulfur isotope geochemistry. Mineralium Deposita, 54, 237–262. |  | DEU | Saxony
| Freiberg mining district | kb veins, eb veins, fba veins | Magmatic hydrothermal | Intrusion-related | hydrothermal vein-style silver mineralization | Ag | Zn, Pb, In, Ge, Ga | Ag, Zn, Pb, In, Ge, Ga | Bauer et al., 2019 |  | fba04_dSp | fba04_dSp-1 | underground mine |  |  |  |  | ore material | grab | grab | mineral separate | [5 empty] | mineralisation |  |  |  | sphalerite | [6 empty] | galena, pyrite, arsenopyrite, quartz, fluorite, carbonate | polished sections | LA-ICPMS, EMPA | JEOL JXA-8530F equipped with a field emission gun (FEG) and five wavelength-dispersive spectrometers (WDS); 193-nm New Wave Research Excimer laser and an Agilent 7500i quadrupole ICP-MS | Helmholtz Institute Freiberg for Resource Technology (HIF); Friedrich-Alexander-Universität Erlangen-Nürnberg | EPMA: accelerating voltage of 20 kV and a beam current of 30 nA, and a defocused beam of 15 μm diameter. LA-ICP-MS: plasma power of 1320 W, He (0.65 L/min) and Ar (1.09 L/min) as carrier gases, Ar as plasma (14.9 L/min) and auxiliary gas (0.9 L/min), oxide rates of <0.4% ThO+/Th+, repetition rate of 20 Hz, beam spot size of 25 μm, irradiance of 0.74 GW/cm2, fluence of 3.7 J/cm2, 20 s background measurement and 20 s sample ablation, 60-s retention time | MASS-1 (Wilson et al. 2002); NIST SRM 610 and 612 (Pearce et al. 1997); MASS-1 as external Ge standard (57.8±2.6 μg/g Ge); NBS-127, IAEA-S-1, IAEA-S-2, IAEA-S-3, and an in-house Ag2S reference material (sulfur isotopes) | [42 empty] | 12183.9538 | [104 empty] | 2019 | Bauer, M.E., Burisch, M., Ostendorf, J., Krause, J., Frenzel, M., Seifert, T., and Gutzmer, J. (2019). Trace element geochemistry of sphalerite in contrasting hydrothermal fluid systems of the Freiberg district, Germany: insights from LA-ICP-MS analysis, near-infrared light microthermometry of sphalerite-hosted fluid inclusions, and sulfur isotope geochemistry. Mineralium Deposita, 54, 237–262. |  | DEU | Saxony
| Freiberg mining district | kb veins, eb veins, fba veins | Magmatic hydrothermal | Intrusion-related | hydrothermal vein-style silver mineralization | Ag | Zn, Pb, In, Ge, Ga | Ag, Zn, Pb, In, Ge, Ga | Bauer et al., 2019 |  | fba05_dSp | fba05_dSp-1 | underground mine |  |  |  |  | ore material | grab | grab | mineral separate | [5 empty] | mineralisation |  |  |  | sphalerite | [6 empty] | galena, pyrite, arsenopyrite, quartz, fluorite, carbonate | polished sections | LA-ICPMS, EMPA | JEOL JXA-8530F equipped with a field emission gun (FEG) and five wavelength-dispersive spectrometers (WDS); 193-nm New Wave Research Excimer laser and an Agilent 7500i quadrupole ICP-MS | Helmholtz Institute Freiberg for Resource Technology (HIF); Friedrich-Alexander-Universität Erlangen-Nürnberg | EPMA: accelerating voltage of 20 kV and a beam current of 30 nA, and a defocused beam of 15 μm diameter. LA-ICP-MS: plasma power of 1320 W, He (0.65 L/min) and Ar (1.09 L/min) as carrier gases, Ar as plasma (14.9 L/min) and auxiliary gas (0.9 L/min), oxide rates of <0.4% ThO+/Th+, repetition rate of 20 Hz, beam spot size of 25 μm, irradiance of 0.74 GW/cm2, fluence of 3.7 J/cm2, 20 s background measurement and 20 s sample ablation, 60-s retention time | MASS-1 (Wilson et al. 2002); NIST SRM 610 and 612 (Pearce et al. 1997); MASS-1 as external Ge standard (57.8±2.6 μg/g Ge); NBS-127, IAEA-S-1, IAEA-S-2, IAEA-S-3, and an in-house Ag2S reference material (sulfur isotopes) | [42 empty] | 15098.8563 | [104 empty] | 2019 | Bauer, M.E., Burisch, M., Ostendorf, J., Krause, J., Frenzel, M., Seifert, T., and Gutzmer, J. (2019). Trace element geochemistry of sphalerite in contrasting hydrothermal fluid systems of the Freiberg district, Germany: insights from LA-ICP-MS analysis, near-infrared light microthermometry of sphalerite-hosted fluid inclusions, and sulfur isotope geochemistry. Mineralium Deposita, 54, 237–262. |  | DEU | Saxony
| Freiberg mining district | kb veins, eb veins, fba veins | Magmatic hydrothermal | Intrusion-related | hydrothermal vein-style silver mineralization | Ag | Zn, Pb, In, Ge, Ga | Ag, Zn, Pb, In, Ge, Ga | Bauer et al., 2019 |  | fba07_dSp | fba07_dSp-1 | underground mine |  |  |  |  | ore material | grab | grab | mineral separate | [5 empty] | mineralisation |  |  |  | sphalerite | [6 empty] | galena, pyrite, arsenopyrite, quartz, fluorite, carbonate | polished sections | LA-ICPMS, EMPA | JEOL JXA-8530F equipped with a field emission gun (FEG) and five wavelength-dispersive spectrometers (WDS); 193-nm New Wave Research Excimer laser and an Agilent 7500i quadrupole ICP-MS | Helmholtz Institute Freiberg for Resource Technology (HIF); Friedrich-Alexander-Universität Erlangen-Nürnberg | EPMA: accelerating voltage of 20 kV and a beam current of 30 nA, and a defocused beam of 15 μm diameter. LA-ICP-MS: plasma power of 1320 W, He (0.65 L/min) and Ar (1.09 L/min) as carrier gases, Ar as plasma (14.9 L/min) and auxiliary gas (0.9 L/min), oxide rates of <0.4% ThO+/Th+, repetition rate of 20 Hz, beam spot size of 25 μm, irradiance of 0.74 GW/cm2, fluence of 3.7 J/cm2, 20 s background measurement and 20 s sample ablation, 60-s retention time | MASS-1 (Wilson et al. 2002); NIST SRM 610 and 612 (Pearce et al. 1997); MASS-1 as external Ge standard (57.8±2.6 μg/g Ge); NBS-127, IAEA-S-1, IAEA-S-2, IAEA-S-3, and an in-house Ag2S reference material (sulfur isotopes) | [42 empty] | 15651.0504 | [104 empty] | 2019 | Bauer, M.E., Burisch, M., Ostendorf, J., Krause, J., Frenzel, M., Seifert, T., and Gutzmer, J. (2019). Trace element geochemistry of sphalerite in contrasting hydrothermal fluid systems of the Freiberg district, Germany: insights from LA-ICP-MS analysis, near-infrared light microthermometry of sphalerite-hosted fluid inclusions, and sulfur isotope geochemistry. Mineralium Deposita, 54, 237–262. |  | DEU | Saxony
| Freiberg mining district | kb veins, eb veins, fba veins | Magmatic hydrothermal | Intrusion-related | hydrothermal vein-style silver mineralization | Ag | Zn, Pb, In, Ge, Ga | Ag, Zn, Pb, In, Ge, Ga | Bauer et al., 2019 |  | fba18_dSp | fba18_dSp-1 | underground mine |  |  |  |  | ore material | grab | grab | mineral separate | [5 empty] | mineralisation |  |  |  | sphalerite | [6 empty] | galena, pyrite, arsenopyrite, quartz, fluorite, carbonate | polished sections | LA-ICPMS, EMPA | JEOL JXA-8530F equipped with a field emission gun (FEG) and five wavelength-dispersive spectrometers (WDS); 193-nm New Wave Research Excimer laser and an Agilent 7500i quadrupole ICP-MS | Helmholtz Institute Freiberg for Resource Technology (HIF); Friedrich-Alexander-Universität Erlangen-Nürnberg | EPMA: accelerating voltage of 20 kV and a beam current of 30 nA, and a defocused beam of 15 μm diameter. LA-ICP-MS: plasma power of 1320 W, He (0.65 L/min) and Ar (1.09 L/min) as carrier gases, Ar as plasma (14.9 L/min) and auxiliary gas (0.9 L/min), oxide rates of <0.4% ThO+/Th+, repetition rate of 20 Hz, beam spot size of 25 μm, irradiance of 0.74 GW/cm2, fluence of 3.7 J/cm2, 20 s background measurement and 20 s sample ablation, 60-s retention time | MASS-1 (Wilson et al. 2002); NIST SRM 610 and 612 (Pearce et al. 1997); MASS-1 as external Ge standard (57.8±2.6 μg/g Ge); NBS-127, IAEA-S-1, IAEA-S-2, IAEA-S-3, and an in-house Ag2S reference material (sulfur isotopes) | [42 empty] | 15416.1615 | [104 empty] | 2019 | Bauer, M.E., Burisch, M., Ostendorf, J., Krause, J., Frenzel, M., Seifert, T., and Gutzmer, J. (2019). Trace element geochemistry of sphalerite in contrasting hydrothermal fluid systems of the Freiberg district, Germany: insights from LA-ICP-MS analysis, near-infrared light microthermometry of sphalerite-hosted fluid inclusions, and sulfur isotope geochemistry. Mineralium Deposita, 54, 237–262. |  | DEU | Saxony
| Freiberg mining district | kb veins, eb veins, fba veins | Magmatic hydrothermal | Intrusion-related | hydrothermal vein-style silver mineralization | Ag | Zn, Pb, In, Ge, Ga | Ag, Zn, Pb, In, Ge, Ga | Bauer et al., 2019 |  | fba17_dSp | fba17_dSp-1 | underground mine |  |  |  |  | ore material | grab | grab | mineral separate | [5 empty] | mineralisation |  |  |  | sphalerite | [6 empty] | galena, pyrite, arsenopyrite, quartz, fluorite, carbonate | polished sections | LA-ICPMS, EMPA | JEOL JXA-8530F equipped with a field emission gun (FEG) and five wavelength-dispersive spectrometers (WDS); 193-nm New Wave Research Excimer laser and an Agilent 7500i quadrupole ICP-MS | Helmholtz Institute Freiberg for Resource Technology (HIF); Friedrich-Alexander-Universität Erlangen-Nürnberg | EPMA: accelerating voltage of 20 kV and a beam current of 30 nA, and a defocused beam of 15 μm diameter. LA-ICP-MS: plasma power of 1320 W, He (0.65 L/min) and Ar (1.09 L/min) as carrier gases, Ar as plasma (14.9 L/min) and auxiliary gas (0.9 L/min), oxide rates of <0.4% ThO+/Th+, repetition rate of 20 Hz, beam spot size of 25 μm, irradiance of 0.74 GW/cm2, fluence of 3.7 J/cm2, 20 s background measurement and 20 s sample ablation, 60-s retention time | MASS-1 (Wilson et al. 2002); NIST SRM 610 and 612 (Pearce et al. 1997); MASS-1 as external Ge standard (57.8±2.6 μg/g Ge); NBS-127, IAEA-S-1, IAEA-S-2, IAEA-S-3, and an in-house Ag2S reference material (sulfur isotopes) | [42 empty] | 12211.9689 | [104 empty] | 2019 | Bauer, M.E., Burisch, M., Ostendorf, J., Krause, J., Frenzel, M., Seifert, T., and Gutzmer, J. (2019). Trace element geochemistry of sphalerite in contrasting hydrothermal fluid systems of the Freiberg district, Germany: insights from LA-ICP-MS analysis, near-infrared light microthermometry of sphalerite-hosted fluid inclusions, and sulfur isotope geochemistry. Mineralium Deposita, 54, 237–262. |  | DEU | Saxony
| Freiberg mining district | kb veins, eb veins, fba veins | Magmatic hydrothermal | Intrusion-related | hydrothermal vein-style silver mineralization | Ag | Zn, Pb, In, Ge, Ga | Ag, Zn, Pb, In, Ge, Ga | Bauer et al., 2019 |  | fba19_hSp | fba19_hSp-1 | underground mine |  |  |  |  | ore material | grab | grab | mineral separate | [5 empty] | mineralisation |  |  |  | sphalerite | [6 empty] | galena, pyrite, arsenopyrite, quartz, fluorite, carbonate | polished sections | LA-ICPMS, EMPA | JEOL JXA-8530F equipped with a field emission gun (FEG) and five wavelength-dispersive spectrometers (WDS); 193-nm New Wave Research Excimer laser and an Agilent 7500i quadrupole ICP-MS | Helmholtz Institute Freiberg for Resource Technology (HIF); Friedrich-Alexander-Universität Erlangen-Nürnberg | EPMA: accelerating voltage of 20 kV and a beam current of 30 nA, and a defocused beam of 15 μm diameter. LA-ICP-MS: plasma power of 1320 W, He (0.65 L/min) and Ar (1.09 L/min) as carrier gases, Ar as plasma (14.9 L/min) and auxiliary gas (0.9 L/min), oxide rates of <0.4% ThO+/Th+, repetition rate of 20 Hz, beam spot size of 25 μm, irradiance of 0.74 GW/cm2, fluence of 3.7 J/cm2, 20 s background measurement and 20 s sample ablation, 60-s retention time | MASS-1 (Wilson et al. 2002); NIST SRM 610 and 612 (Pearce et al. 1997); MASS-1 as external Ge standard (57.8±2.6 μg/g Ge); NBS-127, IAEA-S-1, IAEA-S-2, IAEA-S-3, and an in-house Ag2S reference material (sulfur isotopes) | [42 empty] | 7476.3531 | [104 empty] | 2019 | Bauer, M.E., Burisch, M., Ostendorf, J., Krause, J., Frenzel, M., Seifert, T., and Gutzmer, J. (2019). Trace element geochemistry of sphalerite in contrasting hydrothermal fluid systems of the Freiberg district, Germany: insights from LA-ICP-MS analysis, near-infrared light microthermometry of sphalerite-hosted fluid inclusions, and sulfur isotope geochemistry. Mineralium Deposita, 54, 237–262. |  | DEU | Saxony
| Freiberg mining district | kb veins, eb veins, fba veins | Magmatic hydrothermal | Intrusion-related | hydrothermal vein-style silver mineralization | Ag | Zn, Pb, In, Ge, Ga | Ag, Zn, Pb, In, Ge, Ga | Bauer et al., 2019 |  | fba19_dSp | fba19_dSp-1 | underground mine |  |  |  |  | ore material | grab | grab | mineral separate | [5 empty] | mineralisation |  |  |  | sphalerite | [6 empty] | galena, pyrite, arsenopyrite, quartz, fluorite, carbonate | polished sections | LA-ICPMS, EMPA | JEOL JXA-8530F equipped with a field emission gun (FEG) and five wavelength-dispersive spectrometers (WDS); 193-nm New Wave Research Excimer laser and an Agilent 7500i quadrupole ICP-MS | Helmholtz Institute Freiberg for Resource Technology (HIF); Friedrich-Alexander-Universität Erlangen-Nürnberg | EPMA: accelerating voltage of 20 kV and a beam current of 30 nA, and a defocused beam of 15 μm diameter. LA-ICP-MS: plasma power of 1320 W, He (0.65 L/min) and Ar (1.09 L/min) as carrier gases, Ar as plasma (14.9 L/min) and auxiliary gas (0.9 L/min), oxide rates of <0.4% ThO+/Th+, repetition rate of 20 Hz, beam spot size of 25 μm, irradiance of 0.74 GW/cm2, fluence of 3.7 J/cm2, 20 s background measurement and 20 s sample ablation, 60-s retention time | MASS-1 (Wilson et al. 2002); NIST SRM 610 and 612 (Pearce et al. 1997); MASS-1 as external Ge standard (57.8±2.6 μg/g Ge); NBS-127, IAEA-S-1, IAEA-S-2, IAEA-S-3, and an in-house Ag2S reference material (sulfur isotopes) | [42 empty] | 19723.942 | [104 empty] | 2019 | Bauer, M.E., Burisch, M., Ostendorf, J., Krause, J., Frenzel, M., Seifert, T., and Gutzmer, J. (2019). Trace element geochemistry of sphalerite in contrasting hydrothermal fluid systems of the Freiberg district, Germany: insights from LA-ICP-MS analysis, near-infrared light microthermometry of sphalerite-hosted fluid inclusions, and sulfur isotope geochemistry. Mineralium Deposita, 54, 237–262. |  | DEU | Saxony
| Freiberg mining district | kb veins, eb veins, fba veins | Magmatic hydrothermal | Intrusion-related | hydrothermal vein-style silver mineralization | Ag | Zn, Pb, In, Ge, Ga | Ag, Zn, Pb, In, Ge, Ga | Bauer et al., 2019 |  | fba22_dSp | fba22_dSp-1 | underground mine |  |  |  |  | ore material | grab | grab | mineral separate | [5 empty] | mineralisation |  |  |  | sphalerite | [6 empty] | galena, pyrite, arsenopyrite, quartz, fluorite, carbonate | polished sections | LA-ICPMS, EMPA | JEOL JXA-8530F equipped with a field emission gun (FEG) and five wavelength-dispersive spectrometers (WDS); 193-nm New Wave Research Excimer laser and an Agilent 7500i quadrupole ICP-MS | Helmholtz Institute Freiberg for Resource Technology (HIF); Friedrich-Alexander-Universität Erlangen-Nürnberg | EPMA: accelerating voltage of 20 kV and a beam current of 30 nA, and a defocused beam of 15 μm diameter. LA-ICP-MS: plasma power of 1320 W, He (0.65 L/min) and Ar (1.09 L/min) as carrier gases, Ar as plasma (14.9 L/min) and auxiliary gas (0.9 L/min), oxide rates of <0.4% ThO+/Th+, repetition rate of 20 Hz, beam spot size of 25 μm, irradiance of 0.74 GW/cm2, fluence of 3.7 J/cm2, 20 s background measurement and 20 s sample ablation, 60-s retention time | MASS-1 (Wilson et al. 2002); NIST SRM 610 and 612 (Pearce et al. 1997); MASS-1 as external Ge standard (57.8±2.6 μg/g Ge); NBS-127, IAEA-S-1, IAEA-S-2, IAEA-S-3, and an in-house Ag2S reference material (sulfur isotopes) | [42 empty] | 14007.8887 | [104 empty] | 2019 | Bauer, M.E., Burisch, M., Ostendorf, J., Krause, J., Frenzel, M., Seifert, T., and Gutzmer, J. (2019). Trace element geochemistry of sphalerite in contrasting hydrothermal fluid systems of the Freiberg district, Germany: insights from LA-ICP-MS analysis, near-infrared light microthermometry of sphalerite-hosted fluid inclusions, and sulfur isotope geochemistry. Mineralium Deposita, 54, 237–262. |  | DEU | Saxony
| Freiberg mining district | kb veins, eb veins, fba veins | Magmatic hydrothermal | Intrusion-related | hydrothermal vein-style silver mineralization | Ag | Zn, Pb, In, Ge, Ga | Ag, Zn, Pb, In, Ge, Ga | Bauer et al., 2019 |  | fba22_hSp | fba22_hSp-1 | underground mine |  |  |  |  | ore material | grab | grab | mineral separate | [5 empty] | mineralisation |  |  |  | sphalerite | [6 empty] | galena, pyrite, arsenopyrite, quartz, fluorite, carbonate | polished sections | LA-ICPMS, EMPA | JEOL JXA-8530F equipped with a field emission gun (FEG) and five wavelength-dispersive spectrometers (WDS); 193-nm New Wave Research Excimer laser and an Agilent 7500i quadrupole ICP-MS | Helmholtz Institute Freiberg for Resource Technology (HIF); Friedrich-Alexander-Universität Erlangen-Nürnberg | EPMA: accelerating voltage of 20 kV and a beam current of 30 nA, and a defocused beam of 15 μm diameter. LA-ICP-MS: plasma power of 1320 W, He (0.65 L/min) and Ar (1.09 L/min) as carrier gases, Ar as plasma (14.9 L/min) and auxiliary gas (0.9 L/min), oxide rates of <0.4% ThO+/Th+, repetition rate of 20 Hz, beam spot size of 25 μm, irradiance of 0.74 GW/cm2, fluence of 3.7 J/cm2, 20 s background measurement and 20 s sample ablation, 60-s retention time | MASS-1 (Wilson et al. 2002); NIST SRM 610 and 612 (Pearce et al. 1997); MASS-1 as external Ge standard (57.8±2.6 μg/g Ge); NBS-127, IAEA-S-1, IAEA-S-2, IAEA-S-3, and an in-house Ag2S reference material (sulfur isotopes) | [42 empty] | 14038.4537 | [104 empty] | 2019 | Bauer, M.E., Burisch, M., Ostendorf, J., Krause, J., Frenzel, M., Seifert, T., and Gutzmer, J. (2019). Trace element geochemistry of sphalerite in contrasting hydrothermal fluid systems of the Freiberg district, Germany: insights from LA-ICP-MS analysis, near-infrared light microthermometry of sphalerite-hosted fluid inclusions, and sulfur isotope geochemistry. Mineralium Deposita, 54, 237–262. |  | DEU | Saxony
| Freiberg mining district | kb veins, eb veins, fba veins | Magmatic hydrothermal | Intrusion-related | hydrothermal vein-style silver mineralization | Ag | Zn, Pb, In, Ge, Ga | Ag, Zn, Pb, In, Ge, Ga | Bauer et al., 2019 |  | fba20_dSp | fba20_dSp-1 | underground mine |  |  |  |  | ore material | grab | grab | mineral separate | [5 empty] | mineralisation |  |  |  | sphalerite | [6 empty] | galena, pyrite, arsenopyrite, quartz, fluorite, carbonate | polished sections | LA-ICPMS, EMPA | JEOL JXA-8530F equipped with a field emission gun (FEG) and five wavelength-dispersive spectrometers (WDS); 193-nm New Wave Research Excimer laser and an Agilent 7500i quadrupole ICP-MS | Helmholtz Institute Freiberg for Resource Technology (HIF); Friedrich-Alexander-Universität Erlangen-Nürnberg | EPMA: accelerating voltage of 20 kV and a beam current of 30 nA, and a defocused beam of 15 μm diameter. LA-ICP-MS: plasma power of 1320 W, He (0.65 L/min) and Ar (1.09 L/min) as carrier gases, Ar as plasma (14.9 L/min) and auxiliary gas (0.9 L/min), oxide rates of <0.4% ThO+/Th+, repetition rate of 20 Hz, beam spot size of 25 μm, irradiance of 0.74 GW/cm2, fluence of 3.7 J/cm2, 20 s background measurement and 20 s sample ablation, 60-s retention time | MASS-1 (Wilson et al. 2002); NIST SRM 610 and 612 (Pearce et al. 1997); MASS-1 as external Ge standard (57.8±2.6 μg/g Ge); NBS-127, IAEA-S-1, IAEA-S-2, IAEA-S-3, and an in-house Ag2S reference material (sulfur isotopes) | [42 empty] | 14080.4086 | [104 empty] | 2019 | Bauer, M.E., Burisch, M., Ostendorf, J., Krause, J., Frenzel, M., Seifert, T., and Gutzmer, J. (2019). Trace element geochemistry of sphalerite in contrasting hydrothermal fluid systems of the Freiberg district, Germany: insights from LA-ICP-MS analysis, near-infrared light microthermometry of sphalerite-hosted fluid inclusions, and sulfur isotope geochemistry. Mineralium Deposita, 54, 237–262. |  | DEU | Saxony
| Freiberg mining district | kb veins, eb veins, fba veins | Magmatic hydrothermal | Intrusion-related | hydrothermal vein-style silver mineralization | Ag | Zn, Pb, In, Ge, Ga | Ag, Zn, Pb, In, Ge, Ga | Bauer et al., 2019 |  | fba03 | fba03-1 | underground mine |  |  |  |  | ore material | grab | grab | mineral separate | [5 empty] | mineralisation |  |  |  | sphalerite | [6 empty] | galena, pyrite, arsenopyrite, quartz, fluorite, carbonate | polished sections | LA-ICPMS, EMPA | JEOL JXA-8530F equipped with a field emission gun (FEG) and five wavelength-dispersive spectrometers (WDS); 193-nm New Wave Research Excimer laser and an Agilent 7500i quadrupole ICP-MS | Helmholtz Institute Freiberg for Resource Technology (HIF); Friedrich-Alexander-Universität Erlangen-Nürnberg | EPMA: accelerating voltage of 20 kV and a beam current of 30 nA, and a defocused beam of 15 μm diameter. LA-ICP-MS: plasma power of 1320 W, He (0.65 L/min) and Ar (1.09 L/min) as carrier gases, Ar as plasma (14.9 L/min) and auxiliary gas (0.9 L/min), oxide rates of <0.4% ThO+/Th+, repetition rate of 20 Hz, beam spot size of 25 μm, irradiance of 0.74 GW/cm2, fluence of 3.7 J/cm2, 20 s background measurement and 20 s sample ablation, 60-s retention time | MASS-1 (Wilson et al. 2002); NIST SRM 610 and 612 (Pearce et al. 1997); MASS-1 as external Ge standard (57.8±2.6 μg/g Ge); NBS-127, IAEA-S-1, IAEA-S-2, IAEA-S-3, and an in-house Ag2S reference material (sulfur isotopes) | [42 empty] | 1213.9931 | [104 empty] | 2019 | Bauer, M.E., Burisch, M., Ostendorf, J., Krause, J., Frenzel, M., Seifert, T., and Gutzmer, J. (2019). Trace element geochemistry of sphalerite in contrasting hydrothermal fluid systems of the Freiberg district, Germany: insights from LA-ICP-MS analysis, near-infrared light microthermometry of sphalerite-hosted fluid inclusions, and sulfur isotope geochemistry. Mineralium Deposita, 54, 237–262. |  | DEU | Saxony
| Freiberg mining district | kb veins, eb veins, fba veins | Magmatic hydrothermal | Intrusion-related | hydrothermal vein-style silver mineralization | Ag | Zn, Pb, In, Ge, Ga | Ag, Zn, Pb, In, Ge, Ga | Bauer et al., 2019 |  | fba04 | fba04-1 | underground mine |  |  |  |  | ore material | grab | grab | mineral separate | [5 empty] | mineralisation |  |  |  | sphalerite | [6 empty] | galena, pyrite, arsenopyrite, quartz, fluorite, carbonate | polished sections | LA-ICPMS, EMPA | JEOL JXA-8530F equipped with a field emission gun (FEG) and five wavelength-dispersive spectrometers (WDS); 193-nm New Wave Research Excimer laser and an Agilent 7500i quadrupole ICP-MS | Helmholtz Institute Freiberg for Resource Technology (HIF); Friedrich-Alexander-Universität Erlangen-Nürnberg | EPMA: accelerating voltage of 20 kV and a beam current of 30 nA, and a defocused beam of 15 μm diameter. LA-ICP-MS: plasma power of 1320 W, He (0.65 L/min) and Ar (1.09 L/min) as carrier gases, Ar as plasma (14.9 L/min) and auxiliary gas (0.9 L/min), oxide rates of <0.4% ThO+/Th+, repetition rate of 20 Hz, beam spot size of 25 μm, irradiance of 0.74 GW/cm2, fluence of 3.7 J/cm2, 20 s background measurement and 20 s sample ablation, 60-s retention time | MASS-1 (Wilson et al. 2002); NIST SRM 610 and 612 (Pearce et al. 1997); MASS-1 as external Ge standard (57.8±2.6 μg/g Ge); NBS-127, IAEA-S-1, IAEA-S-2, IAEA-S-3, and an in-house Ag2S reference material (sulfur isotopes) | [42 empty] | 1567.8828 | [104 empty] | 2019 | Bauer, M.E., Burisch, M., Ostendorf, J., Krause, J., Frenzel, M., Seifert, T., and Gutzmer, J. (2019). Trace element geochemistry of sphalerite in contrasting hydrothermal fluid systems of the Freiberg district, Germany: insights from LA-ICP-MS analysis, near-infrared light microthermometry of sphalerite-hosted fluid inclusions, and sulfur isotope geochemistry. Mineralium Deposita, 54, 237–262. |  | DEU | Saxony
| Freiberg mining district | kb veins, eb veins, fba veins | Magmatic hydrothermal | Intrusion-related | hydrothermal vein-style silver mineralization | Ag | Zn, Pb, In, Ge, Ga | Ag, Zn, Pb, In, Ge, Ga | Bauer et al., 2019 |  | fba12 | fba12-1 | underground mine |  |  |  |  | ore material | grab | grab | mineral separate | [5 empty] | mineralisation |  |  |  | sphalerite | [6 empty] | galena, pyrite, arsenopyrite, quartz, fluorite, carbonate | polished sections | LA-ICPMS, EMPA | JEOL JXA-8530F equipped with a field emission gun (FEG) and five wavelength-dispersive spectrometers (WDS); 193-nm New Wave Research Excimer laser and an Agilent 7500i quadrupole ICP-MS | Helmholtz Institute Freiberg for Resource Technology (HIF); Friedrich-Alexander-Universität Erlangen-Nürnberg | EPMA: accelerating voltage of 20 kV and a beam current of 30 nA, and a defocused beam of 15 μm diameter. LA-ICP-MS: plasma power of 1320 W, He (0.65 L/min) and Ar (1.09 L/min) as carrier gases, Ar as plasma (14.9 L/min) and auxiliary gas (0.9 L/min), oxide rates of <0.4% ThO+/Th+, repetition rate of 20 Hz, beam spot size of 25 μm, irradiance of 0.74 GW/cm2, fluence of 3.7 J/cm2, 20 s background measurement and 20 s sample ablation, 60-s retention time | MASS-1 (Wilson et al. 2002); NIST SRM 610 and 612 (Pearce et al. 1997); MASS-1 as external Ge standard (57.8±2.6 μg/g Ge); NBS-127, IAEA-S-1, IAEA-S-2, IAEA-S-3, and an in-house Ag2S reference material (sulfur isotopes) | [42 empty] | 996.1048 | [104 empty] | 2019 | Bauer, M.E., Burisch, M., Ostendorf, J., Krause, J., Frenzel, M., Seifert, T., and Gutzmer, J. (2019). Trace element geochemistry of sphalerite in contrasting hydrothermal fluid systems of the Freiberg district, Germany: insights from LA-ICP-MS analysis, near-infrared light microthermometry of sphalerite-hosted fluid inclusions, and sulfur isotope geochemistry. Mineralium Deposita, 54, 237–262. |  | DEU | Saxony
| Freiberg mining district | kb veins, eb veins, fba veins | Magmatic hydrothermal | Intrusion-related | hydrothermal vein-style silver mineralization | Ag | Zn, Pb, In, Ge, Ga | Ag, Zn, Pb, In, Ge, Ga | Bauer et al., 2019 |  | fba13_hSp | fba13_hSp-1 | underground mine |  |  |  |  | ore material | grab | grab | mineral separate | [5 empty] | mineralisation |  |  |  | sphalerite | [6 empty] | galena, pyrite, arsenopyrite, quartz, fluorite, carbonate | polished sections | LA-ICPMS, EMPA | JEOL JXA-8530F equipped with a field emission gun (FEG) and five wavelength-dispersive spectrometers (WDS); 193-nm New Wave Research Excimer laser and an Agilent 7500i quadrupole ICP-MS | Helmholtz Institute Freiberg for Resource Technology (HIF); Friedrich-Alexander-Universität Erlangen-Nürnberg | EPMA: accelerating voltage of 20 kV and a beam current of 30 nA, and a defocused beam of 15 μm diameter. LA-ICP-MS: plasma power of 1320 W, He (0.65 L/min) and Ar (1.09 L/min) as carrier gases, Ar as plasma (14.9 L/min) and auxiliary gas (0.9 L/min), oxide rates of <0.4% ThO+/Th+, repetition rate of 20 Hz, beam spot size of 25 μm, irradiance of 0.74 GW/cm2, fluence of 3.7 J/cm2, 20 s background measurement and 20 s sample ablation, 60-s retention time | MASS-1 (Wilson et al. 2002); NIST SRM 610 and 612 (Pearce et al. 1997); MASS-1 as external Ge standard (57.8±2.6 μg/g Ge); NBS-127, IAEA-S-1, IAEA-S-2, IAEA-S-3, and an in-house Ag2S reference material (sulfur isotopes) | [42 empty] | 865.5435 | [104 empty] | 2019 | Bauer, M.E., Burisch, M., Ostendorf, J., Krause, J., Frenzel, M., Seifert, T., and Gutzmer, J. (2019). Trace element geochemistry of sphalerite in contrasting hydrothermal fluid systems of the Freiberg district, Germany: insights from LA-ICP-MS analysis, near-infrared light microthermometry of sphalerite-hosted fluid inclusions, and sulfur isotope geochemistry. Mineralium Deposita, 54, 237–262. |  | DEU | Saxony
| Freiberg mining district | kb veins, eb veins, fba veins | Magmatic hydrothermal | Intrusion-related | hydrothermal vein-style silver mineralization | Ag | Zn, Pb, In, Ge, Ga | Ag, Zn, Pb, In, Ge, Ga | Bauer et al., 2019 |  | fba13_dSp | fba13_dSp-1 | underground mine |  |  |  |  | ore material | grab | grab | mineral separate | [5 empty] | mineralisation |  |  |  | sphalerite | [6 empty] | galena, pyrite, arsenopyrite, quartz, fluorite, carbonate | polished sections | LA-ICPMS, EMPA | JEOL JXA-8530F equipped with a field emission gun (FEG) and five wavelength-dispersive spectrometers (WDS); 193-nm New Wave Research Excimer laser and an Agilent 7500i quadrupole ICP-MS | Helmholtz Institute Freiberg for Resource Technology (HIF); Friedrich-Alexander-Universität Erlangen-Nürnberg | EPMA: accelerating voltage of 20 kV and a beam current of 30 nA, and a defocused beam of 15 μm diameter. LA-ICP-MS: plasma power of 1320 W, He (0.65 L/min) and Ar (1.09 L/min) as carrier gases, Ar as plasma (14.9 L/min) and auxiliary gas (0.9 L/min), oxide rates of <0.4% ThO+/Th+, repetition rate of 20 Hz, beam spot size of 25 μm, irradiance of 0.74 GW/cm2, fluence of 3.7 J/cm2, 20 s background measurement and 20 s sample ablation, 60-s retention time | MASS-1 (Wilson et al. 2002); NIST SRM 610 and 612 (Pearce et al. 1997); MASS-1 as external Ge standard (57.8±2.6 μg/g Ge); NBS-127, IAEA-S-1, IAEA-S-2, IAEA-S-3, and an in-house Ag2S reference material (sulfur isotopes) | [42 empty] | 1669.9458 | [104 empty] | 2019 | Bauer, M.E., Burisch, M., Ostendorf, J., Krause, J., Frenzel, M., Seifert, T., and Gutzmer, J. (2019). Trace element geochemistry of sphalerite in contrasting hydrothermal fluid systems of the Freiberg district, Germany: insights from LA-ICP-MS analysis, near-infrared light microthermometry of sphalerite-hosted fluid inclusions, and sulfur isotope geochemistry. Mineralium Deposita, 54, 237–262. |  | DEU | Saxony
| Freiberg mining district | kb veins, eb veins, fba veins | Magmatic hydrothermal | Intrusion-related | hydrothermal vein-style silver mineralization | Ag | Zn, Pb, In, Ge, Ga | Ag, Zn, Pb, In, Ge, Ga | Bauer et al., 2019 |  | fba23 | fba23-1 | underground mine |  |  |  |  | ore material | grab | grab | mineral separate | [5 empty] | mineralisation |  |  |  | sphalerite | [6 empty] | galena, pyrite, arsenopyrite, quartz, fluorite, carbonate | polished sections | LA-ICPMS, EMPA | JEOL JXA-8530F equipped with a field emission gun (FEG) and five wavelength-dispersive spectrometers (WDS); 193-nm New Wave Research Excimer laser and an Agilent 7500i quadrupole ICP-MS | Helmholtz Institute Freiberg for Resource Technology (HIF); Friedrich-Alexander-Universität Erlangen-Nürnberg | EPMA: accelerating voltage of 20 kV and a beam current of 30 nA, and a defocused beam of 15 μm diameter. LA-ICP-MS: plasma power of 1320 W, He (0.65 L/min) and Ar (1.09 L/min) as carrier gases, Ar as plasma (14.9 L/min) and auxiliary gas (0.9 L/min), oxide rates of <0.4% ThO+/Th+, repetition rate of 20 Hz, beam spot size of 25 μm, irradiance of 0.74 GW/cm2, fluence of 3.7 J/cm2, 20 s background measurement and 20 s sample ablation, 60-s retention time | MASS-1 (Wilson et al. 2002); NIST SRM 610 and 612 (Pearce et al. 1997); MASS-1 as external Ge standard (57.8±2.6 μg/g Ge); NBS-127, IAEA-S-1, IAEA-S-2, IAEA-S-3, and an in-house Ag2S reference material (sulfur isotopes) | [42 empty] | 2948.4015 | [104 empty] | 2019 | Bauer, M.E., Burisch, M., Ostendorf, J., Krause, J., Frenzel, M., Seifert, T., and Gutzmer, J. (2019). Trace element geochemistry of sphalerite in contrasting hydrothermal fluid systems of the Freiberg district, Germany: insights from LA-ICP-MS analysis, near-infrared light microthermometry of sphalerite-hosted fluid inclusions, and sulfur isotope geochemistry. Mineralium Deposita, 54, 237–262. |  | DEU | Saxony
| Freiberg mining district | kb veins, eb veins, fba veins | Magmatic hydrothermal | Intrusion-related | hydrothermal vein-style silver mineralization | Ag | Zn, Pb, In, Ge, Ga | Ag, Zn, Pb, In, Ge, Ga | Bauer et al., 2019 |  | fba26_hSp | fba26_hSp-1 | underground mine |  |  |  |  | ore material | grab | grab | mineral separate | [5 empty] | mineralisation |  |  |  | sphalerite | [6 empty] | galena, pyrite, arsenopyrite, quartz, fluorite, carbonate | polished sections | LA-ICPMS, EMPA | JEOL JXA-8530F equipped with a field emission gun (FEG) and five wavelength-dispersive spectrometers (WDS); 193-nm New Wave Research Excimer laser and an Agilent 7500i quadrupole ICP-MS | Helmholtz Institute Freiberg for Resource Technology (HIF); Friedrich-Alexander-Universität Erlangen-Nürnberg | EPMA: accelerating voltage of 20 kV and a beam current of 30 nA, and a defocused beam of 15 μm diameter. LA-ICP-MS: plasma power of 1320 W, He (0.65 L/min) and Ar (1.09 L/min) as carrier gases, Ar as plasma (14.9 L/min) and auxiliary gas (0.9 L/min), oxide rates of <0.4% ThO+/Th+, repetition rate of 20 Hz, beam spot size of 25 μm, irradiance of 0.74 GW/cm2, fluence of 3.7 J/cm2, 20 s background measurement and 20 s sample ablation, 60-s retention time | MASS-1 (Wilson et al. 2002); NIST SRM 610 and 612 (Pearce et al. 1997); MASS-1 as external Ge standard (57.8±2.6 μg/g Ge); NBS-127, IAEA-S-1, IAEA-S-2, IAEA-S-3, and an in-house Ag2S reference material (sulfur isotopes) | [42 empty] | 1018.7298 | [104 empty] | 2019 | Bauer, M.E., Burisch, M., Ostendorf, J., Krause, J., Frenzel, M., Seifert, T., and Gutzmer, J. (2019). Trace element geochemistry of sphalerite in contrasting hydrothermal fluid systems of the Freiberg district, Germany: insights from LA-ICP-MS analysis, near-infrared light microthermometry of sphalerite-hosted fluid inclusions, and sulfur isotope geochemistry. Mineralium Deposita, 54, 237–262. |  | DEU | Saxony
| Freiberg mining district | kb veins, eb veins, fba veins | Magmatic hydrothermal | Intrusion-related | hydrothermal vein-style silver mineralization | Ag | Zn, Pb, In, Ge, Ga | Ag, Zn, Pb, In, Ge, Ga | Bauer et al., 2019 |  | fba26_dSp | fba26_dSp-1 | underground mine |  |  |  |  | ore material | grab | grab | mineral separate | [5 empty] | mineralisation |  |  |  | sphalerite | [6 empty] | galena, pyrite, arsenopyrite, quartz, fluorite, carbonate | polished sections | LA-ICPMS, EMPA | JEOL JXA-8530F equipped with a field emission gun (FEG) and five wavelength-dispersive spectrometers (WDS); 193-nm New Wave Research Excimer laser and an Agilent 7500i quadrupole ICP-MS | Helmholtz Institute Freiberg for Resource Technology (HIF); Friedrich-Alexander-Universität Erlangen-Nürnberg | EPMA: accelerating voltage of 20 kV and a beam current of 30 nA, and a defocused beam of 15 μm diameter. LA-ICP-MS: plasma power of 1320 W, He (0.65 L/min) and Ar (1.09 L/min) as carrier gases, Ar as plasma (14.9 L/min) and auxiliary gas (0.9 L/min), oxide rates of <0.4% ThO+/Th+, repetition rate of 20 Hz, beam spot size of 25 μm, irradiance of 0.74 GW/cm2, fluence of 3.7 J/cm2, 20 s background measurement and 20 s sample ablation, 60-s retention time | MASS-1 (Wilson et al. 2002); NIST SRM 610 and 612 (Pearce et al. 1997); MASS-1 as external Ge standard (57.8±2.6 μg/g Ge); NBS-127, IAEA-S-1, IAEA-S-2, IAEA-S-3, and an in-house Ag2S reference material (sulfur isotopes) | [42 empty] | 1925.0229 | [104 empty] | 2019 | Bauer, M.E., Burisch, M., Ostendorf, J., Krause, J., Frenzel, M., Seifert, T., and Gutzmer, J. (2019). Trace element geochemistry of sphalerite in contrasting hydrothermal fluid systems of the Freiberg district, Germany: insights from LA-ICP-MS analysis, near-infrared light microthermometry of sphalerite-hosted fluid inclusions, and sulfur isotope geochemistry. Mineralium Deposita, 54, 237–262. |  | DEU | Saxony
| Freiberg mining district | kb veins, eb veins, fba veins | Magmatic hydrothermal | Intrusion-related | hydrothermal vein-style silver mineralization | Ag | Zn, Pb, In, Ge, Ga | Ag, Zn, Pb, In, Ge, Ga | Bauer et al., 2019 |  | fba24_dSp | fba24_dSp-1 | underground mine |  |  |  |  | ore material | grab | grab | mineral separate | [5 empty] | mineralisation |  |  |  | sphalerite | [6 empty] | galena, pyrite, arsenopyrite, quartz, fluorite, carbonate | polished sections | LA-ICPMS, EMPA | JEOL JXA-8530F equipped with a field emission gun (FEG) and five wavelength-dispersive spectrometers (WDS); 193-nm New Wave Research Excimer laser and an Agilent 7500i quadrupole ICP-MS | Helmholtz Institute Freiberg for Resource Technology (HIF); Friedrich-Alexander-Universität Erlangen-Nürnberg | EPMA: accelerating voltage of 20 kV and a beam current of 30 nA, and a defocused beam of 15 μm diameter. LA-ICP-MS: plasma power of 1320 W, He (0.65 L/min) and Ar (1.09 L/min) as carrier gases, Ar as plasma (14.9 L/min) and auxiliary gas (0.9 L/min), oxide rates of <0.4% ThO+/Th+, repetition rate of 20 Hz, beam spot size of 25 μm, irradiance of 0.74 GW/cm2, fluence of 3.7 J/cm2, 20 s background measurement and 20 s sample ablation, 60-s retention time | MASS-1 (Wilson et al. 2002); NIST SRM 610 and 612 (Pearce et al. 1997); MASS-1 as external Ge standard (57.8±2.6 μg/g Ge); NBS-127, IAEA-S-1, IAEA-S-2, IAEA-S-3, and an in-house Ag2S reference material (sulfur isotopes) | [42 empty] | 1740.431 | [104 empty] | 2019 | Bauer, M.E., Burisch, M., Ostendorf, J., Krause, J., Frenzel, M., Seifert, T., and Gutzmer, J. (2019). Trace element geochemistry of sphalerite in contrasting hydrothermal fluid systems of the Freiberg district, Germany: insights from LA-ICP-MS analysis, near-infrared light microthermometry of sphalerite-hosted fluid inclusions, and sulfur isotope geochemistry. Mineralium Deposita, 54, 237–262. |  | DEU | Saxony
| Freiberg mining district | kb veins, eb veins, fba veins | Magmatic hydrothermal | Intrusion-related | hydrothermal vein-style silver mineralization | Ag | Zn, Pb, In, Ge, Ga | Ag, Zn, Pb, In, Ge, Ga | Bauer et al., 2019 |  | fba24_hSp | fba24_hSp-1 | underground mine |  |  |  |  | ore material | grab | grab | mineral separate | [5 empty] | mineralisation |  |  |  | sphalerite | [6 empty] | galena, pyrite, arsenopyrite, quartz, fluorite, carbonate | polished sections | LA-ICPMS, EMPA | JEOL JXA-8530F equipped with a field emission gun (FEG) and five wavelength-dispersive spectrometers (WDS); 193-nm New Wave Research Excimer laser and an Agilent 7500i quadrupole ICP-MS | Helmholtz Institute Freiberg for Resource Technology (HIF); Friedrich-Alexander-Universität Erlangen-Nürnberg | EPMA: accelerating voltage of 20 kV and a beam current of 30 nA, and a defocused beam of 15 μm diameter. LA-ICP-MS: plasma power of 1320 W, He (0.65 L/min) and Ar (1.09 L/min) as carrier gases, Ar as plasma (14.9 L/min) and auxiliary gas (0.9 L/min), oxide rates of <0.4% ThO+/Th+, repetition rate of 20 Hz, beam spot size of 25 μm, irradiance of 0.74 GW/cm2, fluence of 3.7 J/cm2, 20 s background measurement and 20 s sample ablation, 60-s retention time | MASS-1 (Wilson et al. 2002); NIST SRM 610 and 612 (Pearce et al. 1997); MASS-1 as external Ge standard (57.8±2.6 μg/g Ge); NBS-127, IAEA-S-1, IAEA-S-2, IAEA-S-3, and an in-house Ag2S reference material (sulfur isotopes) | [42 empty] | 2538.5309 | [104 empty] | 2019 | Bauer, M.E., Burisch, M., Ostendorf, J., Krause, J., Frenzel, M., Seifert, T., and Gutzmer, J. (2019). Trace element geochemistry of sphalerite in contrasting hydrothermal fluid systems of the Freiberg district, Germany: insights from LA-ICP-MS analysis, near-infrared light microthermometry of sphalerite-hosted fluid inclusions, and sulfur isotope geochemistry. Mineralium Deposita, 54, 237–262. |  | DEU | Saxony
| Freiberg mining district | kb veins, eb veins, fba veins | Magmatic hydrothermal | Intrusion-related | hydrothermal vein-style silver mineralization | Ag | Zn, Pb, In, Ge, Ga | Ag, Zn, Pb, In, Ge, Ga | Bauer et al., 2019 |  | mineral-1 | mineral-1 | underground mine |  |  |  |  | ore material | grab | grab | mineral separate | [5 empty] | mineralisation |  |  |  | sphalerite | [6 empty] | galena, pyrite, arsenopyrite, quartz, fluorite, carbonate | polished sections | LA-ICPMS, EMPA | JEOL JXA-8530F equipped with a field emission gun (FEG) and five wavelength-dispersive spectrometers (WDS); 193-nm New Wave Research Excimer laser and an Agilent 7500i quadrupole ICP-MS | Helmholtz Institute Freiberg for Resource Technology (HIF); Friedrich-Alexander-Universität Erlangen-Nürnberg | EPMA: accelerating voltage of 20 kV and a beam current of 30 nA, and a defocused beam of 15 μm diameter. LA-ICP-MS: plasma power of 1320 W, He (0.65 L/min) and Ar (1.09 L/min) as carrier gases, Ar as plasma (14.9 L/min) and auxiliary gas (0.9 L/min), oxide rates of <0.4% ThO+/Th+, repetition rate of 20 Hz, beam spot size of 25 μm, irradiance of 0.74 GW/cm2, fluence of 3.7 J/cm2, 20 s background measurement and 20 s sample ablation, 60-s retention time | MASS-1 (Wilson et al. 2002); NIST SRM 610 and 612 (Pearce et al. 1997); MASS-1 as external Ge standard (57.8±2.6 μg/g Ge); NBS-127, IAEA-S-1, IAEA-S-2, IAEA-S-3, and an in-house Ag2S reference material (sulfur isotopes) | [147 empty] | 2019 | Bauer, M.E., Burisch, M., Ostendorf, J., Krause, J., Frenzel, M., Seifert, T., and Gutzmer, J. (2019). Trace element geochemistry of sphalerite in contrasting hydrothermal fluid systems of the Freiberg district, Germany: insights from LA-ICP-MS analysis, near-infrared light microthermometry of sphalerite-hosted fluid inclusions, and sulfur isotope geochemistry. Mineralium Deposita, 54, 237–262. |  | DEU | Saxony
| Freiberg mining district | kb veins, eb veins, fba veins | Magmatic hydrothermal | Intrusion-related | hydrothermal vein-style silver mineralization | Ag | Zn, Pb, In, Ge, Ga | Ag, Zn, Pb, In, Ge, Ga | Bauer et al., 2019 |  | growth zone-1 | growth zone-1 | underground mine |  |  |  |  | ore material | grab | grab | mineral separate | [5 empty] | mineralisation |  |  |  | sphalerite | [6 empty] | galena, pyrite, arsenopyrite, quartz, fluorite, carbonate | polished sections | LA-ICPMS, EMPA | JEOL JXA-8530F equipped with a field emission gun (FEG) and five wavelength-dispersive spectrometers (WDS); 193-nm New Wave Research Excimer laser and an Agilent 7500i quadrupole ICP-MS | Helmholtz Institute Freiberg for Resource Technology (HIF); Friedrich-Alexander-Universität Erlangen-Nürnberg | EPMA: accelerating voltage of 20 kV and a beam current of 30 nA, and a defocused beam of 15 μm diameter. LA-ICP-MS: plasma power of 1320 W, He (0.65 L/min) and Ar (1.09 L/min) as carrier gases, Ar as plasma (14.9 L/min) and auxiliary gas (0.9 L/min), oxide rates of <0.4% ThO+/Th+, repetition rate of 20 Hz, beam spot size of 25 μm, irradiance of 0.74 GW/cm2, fluence of 3.7 J/cm2, 20 s background measurement and 20 s sample ablation, 60-s retention time | MASS-1 (Wilson et al. 2002); NIST SRM 610 and 612 (Pearce et al. 1997); MASS-1 as external Ge standard (57.8±2.6 μg/g Ge); NBS-127, IAEA-S-1, IAEA-S-2, IAEA-S-3, and an in-house Ag2S reference material (sulfur isotopes) | [8 empty] | 2 | [138 empty] | 2019 | Bauer, M.E., Burisch, M., Ostendorf, J., Krause, J., Frenzel, M., Seifert, T., and Gutzmer, J. (2019). Trace element geochemistry of sphalerite in contrasting hydrothermal fluid systems of the Freiberg district, Germany: insights from LA-ICP-MS analysis, near-infrared light microthermometry of sphalerite-hosted fluid inclusions, and sulfur isotope geochemistry. Mineralium Deposita, 54, 237–262. |  | DEU | Saxony
| Freiberg mining district | kb veins, eb veins, fba veins | Magmatic hydrothermal | Intrusion-related | hydrothermal vein-style silver mineralization | Ag | Zn, Pb, In, Ge, Ga | Ag, Zn, Pb, In, Ge, Ga | Bauer et al., 2019 |  | type-1 | type-1 | underground mine |  |  |  |  | ore material | grab | grab | mineral separate | [5 empty] | mineralisation |  |  |  | sphalerite | [6 empty] | galena, pyrite, arsenopyrite, quartz, fluorite, carbonate | polished sections | LA-ICPMS, EMPA | JEOL JXA-8530F equipped with a field emission gun (FEG) and five wavelength-dispersive spectrometers (WDS); 193-nm New Wave Research Excimer laser and an Agilent 7500i quadrupole ICP-MS | Helmholtz Institute Freiberg for Resource Technology (HIF); Friedrich-Alexander-Universität Erlangen-Nürnberg | EPMA: accelerating voltage of 20 kV and a beam current of 30 nA, and a defocused beam of 15 μm diameter. LA-ICP-MS: plasma power of 1320 W, He (0.65 L/min) and Ar (1.09 L/min) as carrier gases, Ar as plasma (14.9 L/min) and auxiliary gas (0.9 L/min), oxide rates of <0.4% ThO+/Th+, repetition rate of 20 Hz, beam spot size of 25 μm, irradiance of 0.74 GW/cm2, fluence of 3.7 J/cm2, 20 s background measurement and 20 s sample ablation, 60-s retention time | MASS-1 (Wilson et al. 2002); NIST SRM 610 and 612 (Pearce et al. 1997); MASS-1 as external Ge standard (57.8±2.6 μg/g Ge); NBS-127, IAEA-S-1, IAEA-S-2, IAEA-S-3, and an in-house Ag2S reference material (sulfur isotopes) | [147 empty] | 2019 | Bauer, M.E., Burisch, M., Ostendorf, J., Krause, J., Frenzel, M., Seifert, T., and Gutzmer, J. (2019). Trace element geochemistry of sphalerite in contrasting hydrothermal fluid systems of the Freiberg district, Germany: insights from LA-ICP-MS analysis, near-infrared light microthermometry of sphalerite-hosted fluid inclusions, and sulfur isotope geochemistry. Mineralium Deposita, 54, 237–262. |  | DEU | Saxony
| Freiberg mining district | kb veins, eb veins, fba veins | Magmatic hydrothermal | Intrusion-related | hydrothermal vein-style silver mineralization | Ag | Zn, Pb, In, Ge, Ga | Ag, Zn, Pb, In, Ge, Ga | Bauer et al., 2019 |  | FI#-1 | FI#-1 | underground mine |  |  |  |  | ore material | grab | grab | mineral separate | [5 empty] | mineralisation |  |  |  | sphalerite | [6 empty] | galena, pyrite, arsenopyrite, quartz, fluorite, carbonate | polished sections | LA-ICPMS, EMPA | JEOL JXA-8530F equipped with a field emission gun (FEG) and five wavelength-dispersive spectrometers (WDS); 193-nm New Wave Research Excimer laser and an Agilent 7500i quadrupole ICP-MS | Helmholtz Institute Freiberg for Resource Technology (HIF); Friedrich-Alexander-Universität Erlangen-Nürnberg | EPMA: accelerating voltage of 20 kV and a beam current of 30 nA, and a defocused beam of 15 μm diameter. LA-ICP-MS: plasma power of 1320 W, He (0.65 L/min) and Ar (1.09 L/min) as carrier gases, Ar as plasma (14.9 L/min) and auxiliary gas (0.9 L/min), oxide rates of <0.4% ThO+/Th+, repetition rate of 20 Hz, beam spot size of 25 μm, irradiance of 0.74 GW/cm2, fluence of 3.7 J/cm2, 20 s background measurement and 20 s sample ablation, 60-s retention time | MASS-1 (Wilson et al. 2002); NIST SRM 610 and 612 (Pearce et al. 1997); MASS-1 as external Ge standard (57.8±2.6 μg/g Ge); NBS-127, IAEA-S-1, IAEA-S-2, IAEA-S-3, and an in-house Ag2S reference material (sulfur isotopes) | [8 empty] | 1 | [138 empty] | 2019 | Bauer, M.E., Burisch, M., Ostendorf, J., Krause, J., Frenzel, M., Seifert, T., and Gutzmer, J. (2019). Trace element geochemistry of sphalerite in contrasting hydrothermal fluid systems of the Freiberg district, Germany: insights from LA-ICP-MS analysis, near-infrared light microthermometry of sphalerite-hosted fluid inclusions, and sulfur isotope geochemistry. Mineralium Deposita, 54, 237–262. |  | DEU | Saxony
| Freiberg mining district | kb veins, eb veins, fba veins | Magmatic hydrothermal | Intrusion-related | hydrothermal vein-style silver mineralization | Ag | Zn, Pb, In, Ge, Ga | Ag, Zn, Pb, In, Ge, Ga | Bauer et al., 2019 |  | name-1 | name-1 | underground mine |  |  |  |  | ore material | grab | grab | mineral separate | [5 empty] | mineralisation |  |  |  | sphalerite | [6 empty] | galena, pyrite, arsenopyrite, quartz, fluorite, carbonate | polished sections | LA-ICPMS, EMPA | JEOL JXA-8530F equipped with a field emission gun (FEG) and five wavelength-dispersive spectrometers (WDS); 193-nm New Wave Research Excimer laser and an Agilent 7500i quadrupole ICP-MS | Helmholtz Institute Freiberg for Resource Technology (HIF); Friedrich-Alexander-Universität Erlangen-Nürnberg | EPMA: accelerating voltage of 20 kV and a beam current of 30 nA, and a defocused beam of 15 μm diameter. LA-ICP-MS: plasma power of 1320 W, He (0.65 L/min) and Ar (1.09 L/min) as carrier gases, Ar as plasma (14.9 L/min) and auxiliary gas (0.9 L/min), oxide rates of <0.4% ThO+/Th+, repetition rate of 20 Hz, beam spot size of 25 μm, irradiance of 0.74 GW/cm2, fluence of 3.7 J/cm2, 20 s background measurement and 20 s sample ablation, 60-s retention time | MASS-1 (Wilson et al. 2002); NIST SRM 610 and 612 (Pearce et al. 1997); MASS-1 as external Ge standard (57.8±2.6 μg/g Ge); NBS-127, IAEA-S-1, IAEA-S-2, IAEA-S-3, and an in-house Ag2S reference material (sulfur isotopes) | [147 empty] | 2019 | Bauer, M.E., Burisch, M., Ostendorf, J., Krause, J., Frenzel, M., Seifert, T., and Gutzmer, J. (2019). Trace element geochemistry of sphalerite in contrasting hydrothermal fluid systems of the Freiberg district, Germany: insights from LA-ICP-MS analysis, near-infrared light microthermometry of sphalerite-hosted fluid inclusions, and sulfur isotope geochemistry. Mineralium Deposita, 54, 237–262. |  | DEU | Saxony
| Freiberg mining district | kb veins, eb veins, fba veins | Magmatic hydrothermal | Intrusion-related | hydrothermal vein-style silver mineralization | Ag | Zn, Pb, In, Ge, Ga | Ag, Zn, Pb, In, Ge, Ga | Bauer et al., 2019 |  | Volume fraction φliquid-1 | Volume fraction φliquid-1 | underground mine |  |  |  |  | ore material | grab | grab | mineral separate | [5 empty] | mineralisation |  |  |  | sphalerite | [6 empty] | galena, pyrite, arsenopyrite, quartz, fluorite, carbonate | polished sections | LA-ICPMS, EMPA | JEOL JXA-8530F equipped with a field emission gun (FEG) and five wavelength-dispersive spectrometers (WDS); 193-nm New Wave Research Excimer laser and an Agilent 7500i quadrupole ICP-MS | Helmholtz Institute Freiberg for Resource Technology (HIF); Friedrich-Alexander-Universität Erlangen-Nürnberg | EPMA: accelerating voltage of 20 kV and a beam current of 30 nA, and a defocused beam of 15 μm diameter. LA-ICP-MS: plasma power of 1320 W, He (0.65 L/min) and Ar (1.09 L/min) as carrier gases, Ar as plasma (14.9 L/min) and auxiliary gas (0.9 L/min), oxide rates of <0.4% ThO+/Th+, repetition rate of 20 Hz, beam spot size of 25 μm, irradiance of 0.74 GW/cm2, fluence of 3.7 J/cm2, 20 s background measurement and 20 s sample ablation, 60-s retention time | MASS-1 (Wilson et al. 2002); NIST SRM 610 and 612 (Pearce et al. 1997); MASS-1 as external Ge standard (57.8±2.6 μg/g Ge); NBS-127, IAEA-S-1, IAEA-S-2, IAEA-S-3, and an in-house Ag2S reference material (sulfur isotopes) | [147 empty] | 2019 | Bauer, M.E., Burisch, M., Ostendorf, J., Krause, J., Frenzel, M., Seifert, T., and Gutzmer, J. (2019). Trace element geochemistry of sphalerite in contrasting hydrothermal fluid systems of the Freiberg district, Germany: insights from LA-ICP-MS analysis, near-infrared light microthermometry of sphalerite-hosted fluid inclusions, and sulfur isotope geochemistry. Mineralium Deposita, 54, 237–262. |  | DEU | Saxony
| Freiberg mining district | kb veins, eb veins, fba veins | Magmatic hydrothermal | Intrusion-related | hydrothermal vein-style silver mineralization | Ag | Zn, Pb, In, Ge, Ga | Ag, Zn, Pb, In, Ge, Ga | Bauer et al., 2019 |  | size in µm-1 | size in µm-1 | underground mine |  |  |  |  | ore material | grab | grab | mineral separate | [5 empty] | mineralisation |  |  |  | sphalerite | [6 empty] | galena, pyrite, arsenopyrite, quartz, fluorite, carbonate | polished sections | LA-ICPMS, EMPA | JEOL JXA-8530F equipped with a field emission gun (FEG) and five wavelength-dispersive spectrometers (WDS); 193-nm New Wave Research Excimer laser and an Agilent 7500i quadrupole ICP-MS | Helmholtz Institute Freiberg for Resource Technology (HIF); Friedrich-Alexander-Universität Erlangen-Nürnberg | EPMA: accelerating voltage of 20 kV and a beam current of 30 nA, and a defocused beam of 15 μm diameter. LA-ICP-MS: plasma power of 1320 W, He (0.65 L/min) and Ar (1.09 L/min) as carrier gases, Ar as plasma (14.9 L/min) and auxiliary gas (0.9 L/min), oxide rates of <0.4% ThO+/Th+, repetition rate of 20 Hz, beam spot size of 25 μm, irradiance of 0.74 GW/cm2, fluence of 3.7 J/cm2, 20 s background measurement and 20 s sample ablation, 60-s retention time | MASS-1 (Wilson et al. 2002); NIST SRM 610 and 612 (Pearce et al. 1997); MASS-1 as external Ge standard (57.8±2.6 μg/g Ge); NBS-127, IAEA-S-1, IAEA-S-2, IAEA-S-3, and an in-house Ag2S reference material (sulfur isotopes) | [147 empty] | 2019 | Bauer, M.E., Burisch, M., Ostendorf, J., Krause, J., Frenzel, M., Seifert, T., and Gutzmer, J. (2019). Trace element geochemistry of sphalerite in contrasting hydrothermal fluid systems of the Freiberg district, Germany: insights from LA-ICP-MS analysis, near-infrared light microthermometry of sphalerite-hosted fluid inclusions, and sulfur isotope geochemistry. Mineralium Deposita, 54, 237–262. |  | DEU | Saxony
| Freiberg mining district | kb veins, eb veins, fba veins | Magmatic hydrothermal | Intrusion-related | hydrothermal vein-style silver mineralization | Ag | Zn, Pb, In, Ge, Ga | Ag, Zn, Pb, In, Ge, Ga | Bauer et al., 2019 |  | Tf-1 | Tf-1 | underground mine |  |  |  |  | ore material | grab | grab | mineral separate | [5 empty] | mineralisation |  |  |  | sphalerite | [6 empty] | galena, pyrite, arsenopyrite, quartz, fluorite, carbonate | polished sections | LA-ICPMS, EMPA | JEOL JXA-8530F equipped with a field emission gun (FEG) and five wavelength-dispersive spectrometers (WDS); 193-nm New Wave Research Excimer laser and an Agilent 7500i quadrupole ICP-MS | Helmholtz Institute Freiberg for Resource Technology (HIF); Friedrich-Alexander-Universität Erlangen-Nürnberg | EPMA: accelerating voltage of 20 kV and a beam current of 30 nA, and a defocused beam of 15 μm diameter. LA-ICP-MS: plasma power of 1320 W, He (0.65 L/min) and Ar (1.09 L/min) as carrier gases, Ar as plasma (14.9 L/min) and auxiliary gas (0.9 L/min), oxide rates of <0.4% ThO+/Th+, repetition rate of 20 Hz, beam spot size of 25 μm, irradiance of 0.74 GW/cm2, fluence of 3.7 J/cm2, 20 s background measurement and 20 s sample ablation, 60-s retention time | MASS-1 (Wilson et al. 2002); NIST SRM 610 and 612 (Pearce et al. 1997); MASS-1 as external Ge standard (57.8±2.6 μg/g Ge); NBS-127, IAEA-S-1, IAEA-S-2, IAEA-S-3, and an in-house Ag2S reference material (sulfur isotopes) | [8 empty] | -32 | [138 empty] | 2019 | Bauer, M.E., Burisch, M., Ostendorf, J., Krause, J., Frenzel, M., Seifert, T., and Gutzmer, J. (2019). Trace element geochemistry of sphalerite in contrasting hydrothermal fluid systems of the Freiberg district, Germany: insights from LA-ICP-MS analysis, near-infrared light microthermometry of sphalerite-hosted fluid inclusions, and sulfur isotope geochemistry. Mineralium Deposita, 54, 237–262. |  | DEU | Saxony
| Freiberg mining district | kb veins, eb veins, fba veins | Magmatic hydrothermal | Intrusion-related | hydrothermal vein-style silver mineralization | Ag | Zn, Pb, In, Ge, Ga | Ag, Zn, Pb, In, Ge, Ga | Bauer et al., 2019 |  | T1stm-1 | T1stm-1 | underground mine |  |  |  |  | ore material | grab | grab | mineral separate | [5 empty] | mineralisation |  |  |  | sphalerite | [6 empty] | galena, pyrite, arsenopyrite, quartz, fluorite, carbonate | polished sections | LA-ICPMS, EMPA | JEOL JXA-8530F equipped with a field emission gun (FEG) and five wavelength-dispersive spectrometers (WDS); 193-nm New Wave Research Excimer laser and an Agilent 7500i quadrupole ICP-MS | Helmholtz Institute Freiberg for Resource Technology (HIF); Friedrich-Alexander-Universität Erlangen-Nürnberg | EPMA: accelerating voltage of 20 kV and a beam current of 30 nA, and a defocused beam of 15 μm diameter. LA-ICP-MS: plasma power of 1320 W, He (0.65 L/min) and Ar (1.09 L/min) as carrier gases, Ar as plasma (14.9 L/min) and auxiliary gas (0.9 L/min), oxide rates of <0.4% ThO+/Th+, repetition rate of 20 Hz, beam spot size of 25 μm, irradiance of 0.74 GW/cm2, fluence of 3.7 J/cm2, 20 s background measurement and 20 s sample ablation, 60-s retention time | MASS-1 (Wilson et al. 2002); NIST SRM 610 and 612 (Pearce et al. 1997); MASS-1 as external Ge standard (57.8±2.6 μg/g Ge); NBS-127, IAEA-S-1, IAEA-S-2, IAEA-S-3, and an in-house Ag2S reference material (sulfur isotopes) | [8 empty] | -21 | [138 empty] | 2019 | Bauer, M.E., Burisch, M., Ostendorf, J., Krause, J., Frenzel, M., Seifert, T., and Gutzmer, J. (2019). Trace element geochemistry of sphalerite in contrasting hydrothermal fluid systems of the Freiberg district, Germany: insights from LA-ICP-MS analysis, near-infrared light microthermometry of sphalerite-hosted fluid inclusions, and sulfur isotope geochemistry. Mineralium Deposita, 54, 237–262. |  | DEU | Saxony
| Freiberg mining district | kb veins, eb veins, fba veins | Magmatic hydrothermal | Intrusion-related | hydrothermal vein-style silver mineralization | Ag | Zn, Pb, In, Ge, Ga | Ag, Zn, Pb, In, Ge, Ga | Bauer et al., 2019 |  | Tmice-1 | Tmice-1 | underground mine |  |  |  |  | ore material | grab | grab | mineral separate | [5 empty] | mineralisation |  |  |  | sphalerite | [6 empty] | galena, pyrite, arsenopyrite, quartz, fluorite, carbonate | polished sections | LA-ICPMS, EMPA | JEOL JXA-8530F equipped with a field emission gun (FEG) and five wavelength-dispersive spectrometers (WDS); 193-nm New Wave Research Excimer laser and an Agilent 7500i quadrupole ICP-MS | Helmholtz Institute Freiberg for Resource Technology (HIF); Friedrich-Alexander-Universität Erlangen-Nürnberg | EPMA: accelerating voltage of 20 kV and a beam current of 30 nA, and a defocused beam of 15 μm diameter. LA-ICP-MS: plasma power of 1320 W, He (0.65 L/min) and Ar (1.09 L/min) as carrier gases, Ar as plasma (14.9 L/min) and auxiliary gas (0.9 L/min), oxide rates of <0.4% ThO+/Th+, repetition rate of 20 Hz, beam spot size of 25 μm, irradiance of 0.74 GW/cm2, fluence of 3.7 J/cm2, 20 s background measurement and 20 s sample ablation, 60-s retention time | MASS-1 (Wilson et al. 2002); NIST SRM 610 and 612 (Pearce et al. 1997); MASS-1 as external Ge standard (57.8±2.6 μg/g Ge); NBS-127, IAEA-S-1, IAEA-S-2, IAEA-S-3, and an in-house Ag2S reference material (sulfur isotopes) | [8 empty] | -2.7 | [138 empty] | 2019 | Bauer, M.E., Burisch, M., Ostendorf, J., Krause, J., Frenzel, M., Seifert, T., and Gutzmer, J. (2019). Trace element geochemistry of sphalerite in contrasting hydrothermal fluid systems of the Freiberg district, Germany: insights from LA-ICP-MS analysis, near-infrared light microthermometry of sphalerite-hosted fluid inclusions, and sulfur isotope geochemistry. Mineralium Deposita, 54, 237–262. |  | DEU | Saxony
| Freiberg mining district | kb veins, eb veins, fba veins | Magmatic hydrothermal | Intrusion-related | hydrothermal vein-style silver mineralization | Ag | Zn, Pb, In, Ge, Ga | Ag, Zn, Pb, In, Ge, Ga | Bauer et al., 2019 |  | Th (LV)-1 | Th (LV)-1 | underground mine |  |  |  |  | ore material | grab | grab | mineral separate | [5 empty] | mineralisation |  |  |  | sphalerite | [6 empty] | galena, pyrite, arsenopyrite, quartz, fluorite, carbonate | polished sections | LA-ICPMS, EMPA | JEOL JXA-8530F equipped with a field emission gun (FEG) and five wavelength-dispersive spectrometers (WDS); 193-nm New Wave Research Excimer laser and an Agilent 7500i quadrupole ICP-MS | Helmholtz Institute Freiberg for Resource Technology (HIF); Friedrich-Alexander-Universität Erlangen-Nürnberg | EPMA: accelerating voltage of 20 kV and a beam current of 30 nA, and a defocused beam of 15 μm diameter. LA-ICP-MS: plasma power of 1320 W, He (0.65 L/min) and Ar (1.09 L/min) as carrier gases, Ar as plasma (14.9 L/min) and auxiliary gas (0.9 L/min), oxide rates of <0.4% ThO+/Th+, repetition rate of 20 Hz, beam spot size of 25 μm, irradiance of 0.74 GW/cm2, fluence of 3.7 J/cm2, 20 s background measurement and 20 s sample ablation, 60-s retention time | MASS-1 (Wilson et al. 2002); NIST SRM 610 and 612 (Pearce et al. 1997); MASS-1 as external Ge standard (57.8±2.6 μg/g Ge); NBS-127, IAEA-S-1, IAEA-S-2, IAEA-S-3, and an in-house Ag2S reference material (sulfur isotopes) | [147 empty] | 2019 | Bauer, M.E., Burisch, M., Ostendorf, J., Krause, J., Frenzel, M., Seifert, T., and Gutzmer, J. (2019). Trace element geochemistry of sphalerite in contrasting hydrothermal fluid systems of the Freiberg district, Germany: insights from LA-ICP-MS analysis, near-infrared light microthermometry of sphalerite-hosted fluid inclusions, and sulfur isotope geochemistry. Mineralium Deposita, 54, 237–262. |  | DEU | Saxony
| Freiberg mining district | kb veins, eb veins, fba veins | Magmatic hydrothermal | Intrusion-related | hydrothermal vein-style silver mineralization | Ag | Zn, Pb, In, Ge, Ga | Ag, Zn, Pb, In, Ge, Ga | Bauer et al., 2019 |  | Th-1 | Th-1 | underground mine |  |  |  |  | ore material | grab | grab | mineral separate | [5 empty] | mineralisation |  |  |  | sphalerite | [6 empty] | galena, pyrite, arsenopyrite, quartz, fluorite, carbonate | polished sections | LA-ICPMS, EMPA | JEOL JXA-8530F equipped with a field emission gun (FEG) and five wavelength-dispersive spectrometers (WDS); 193-nm New Wave Research Excimer laser and an Agilent 7500i quadrupole ICP-MS | Helmholtz Institute Freiberg for Resource Technology (HIF); Friedrich-Alexander-Universität Erlangen-Nürnberg | EPMA: accelerating voltage of 20 kV and a beam current of 30 nA, and a defocused beam of 15 μm diameter. LA-ICP-MS: plasma power of 1320 W, He (0.65 L/min) and Ar (1.09 L/min) as carrier gases, Ar as plasma (14.9 L/min) and auxiliary gas (0.9 L/min), oxide rates of <0.4% ThO+/Th+, repetition rate of 20 Hz, beam spot size of 25 μm, irradiance of 0.74 GW/cm2, fluence of 3.7 J/cm2, 20 s background measurement and 20 s sample ablation, 60-s retention time | MASS-1 (Wilson et al. 2002); NIST SRM 610 and 612 (Pearce et al. 1997); MASS-1 as external Ge standard (57.8±2.6 μg/g Ge); NBS-127, IAEA-S-1, IAEA-S-2, IAEA-S-3, and an in-house Ag2S reference material (sulfur isotopes) | [147 empty] | 2019 | Bauer, M.E., Burisch, M., Ostendorf, J., Krause, J., Frenzel, M., Seifert, T., and Gutzmer, J. (2019). Trace element geochemistry of sphalerite in contrasting hydrothermal fluid systems of the Freiberg district, Germany: insights from LA-ICP-MS analysis, near-infrared light microthermometry of sphalerite-hosted fluid inclusions, and sulfur isotope geochemistry. Mineralium Deposita, 54, 237–262. |  | DEU | Saxony
| Freiberg mining district | kb veins, eb veins, fba veins | Magmatic hydrothermal | Intrusion-related | hydrothermal vein-style silver mineralization | Ag | Zn, Pb, In, Ge, Ga | Ag, Zn, Pb, In, Ge, Ga | Bauer et al., 2019 |  | Th min-1 | Th min-1 | underground mine |  |  |  |  | ore material | grab | grab | mineral separate | [5 empty] | mineralisation |  |  |  | sphalerite | [6 empty] | galena, pyrite, arsenopyrite, quartz, fluorite, carbonate | polished sections | LA-ICPMS, EMPA | JEOL JXA-8530F equipped with a field emission gun (FEG) and five wavelength-dispersive spectrometers (WDS); 193-nm New Wave Research Excimer laser and an Agilent 7500i quadrupole ICP-MS | Helmholtz Institute Freiberg for Resource Technology (HIF); Friedrich-Alexander-Universität Erlangen-Nürnberg | EPMA: accelerating voltage of 20 kV and a beam current of 30 nA, and a defocused beam of 15 μm diameter. LA-ICP-MS: plasma power of 1320 W, He (0.65 L/min) and Ar (1.09 L/min) as carrier gases, Ar as plasma (14.9 L/min) and auxiliary gas (0.9 L/min), oxide rates of <0.4% ThO+/Th+, repetition rate of 20 Hz, beam spot size of 25 μm, irradiance of 0.74 GW/cm2, fluence of 3.7 J/cm2, 20 s background measurement and 20 s sample ablation, 60-s retention time | MASS-1 (Wilson et al. 2002); NIST SRM 610 and 612 (Pearce et al. 1997); MASS-1 as external Ge standard (57.8±2.6 μg/g Ge); NBS-127, IAEA-S-1, IAEA-S-2, IAEA-S-3, and an in-house Ag2S reference material (sulfur isotopes) | [147 empty] | 2019 | Bauer, M.E., Burisch, M., Ostendorf, J., Krause, J., Frenzel, M., Seifert, T., and Gutzmer, J. (2019). Trace element geochemistry of sphalerite in contrasting hydrothermal fluid systems of the Freiberg district, Germany: insights from LA-ICP-MS analysis, near-infrared light microthermometry of sphalerite-hosted fluid inclusions, and sulfur isotope geochemistry. Mineralium Deposita, 54, 237–262. |  | DEU | Saxony
| Freiberg mining district | kb veins, eb veins, fba veins | Magmatic hydrothermal | Intrusion-related | hydrothermal vein-style silver mineralization | Ag | Zn, Pb, In, Ge, Ga | Ag, Zn, Pb, In, Ge, Ga | Bauer et al., 2019 |  | Th max-1 | Th max-1 | underground mine |  |  |  |  | ore material | grab | grab | mineral separate | [5 empty] | mineralisation |  |  |  | sphalerite | [6 empty] | galena, pyrite, arsenopyrite, quartz, fluorite, carbonate | polished sections | LA-ICPMS, EMPA | JEOL JXA-8530F equipped with a field emission gun (FEG) and five wavelength-dispersive spectrometers (WDS); 193-nm New Wave Research Excimer laser and an Agilent 7500i quadrupole ICP-MS | Helmholtz Institute Freiberg for Resource Technology (HIF); Friedrich-Alexander-Universität Erlangen-Nürnberg | EPMA: accelerating voltage of 20 kV and a beam current of 30 nA, and a defocused beam of 15 μm diameter. LA-ICP-MS: plasma power of 1320 W, He (0.65 L/min) and Ar (1.09 L/min) as carrier gases, Ar as plasma (14.9 L/min) and auxiliary gas (0.9 L/min), oxide rates of <0.4% ThO+/Th+, repetition rate of 20 Hz, beam spot size of 25 μm, irradiance of 0.74 GW/cm2, fluence of 3.7 J/cm2, 20 s background measurement and 20 s sample ablation, 60-s retention time | MASS-1 (Wilson et al. 2002); NIST SRM 610 and 612 (Pearce et al. 1997); MASS-1 as external Ge standard (57.8±2.6 μg/g Ge); NBS-127, IAEA-S-1, IAEA-S-2, IAEA-S-3, and an in-house Ag2S reference material (sulfur isotopes) | [147 empty] | 2019 | Bauer, M.E., Burisch, M., Ostendorf, J., Krause, J., Frenzel, M., Seifert, T., and Gutzmer, J. (2019). Trace element geochemistry of sphalerite in contrasting hydrothermal fluid systems of the Freiberg district, Germany: insights from LA-ICP-MS analysis, near-infrared light microthermometry of sphalerite-hosted fluid inclusions, and sulfur isotope geochemistry. Mineralium Deposita, 54, 237–262. |  | DEU | Saxony
| Freiberg mining district | kb veins, eb veins, fba veins | Magmatic hydrothermal | Intrusion-related | hydrothermal vein-style silver mineralization | Ag | Zn, Pb, In, Ge, Ga | Ag, Zn, Pb, In, Ge, Ga | Bauer et al., 2019 |  | eq. w(NaCl) %-1 | eq. w(NaCl) %-1 | underground mine |  |  |  |  | ore material | grab | grab | mineral separate | [5 empty] | mineralisation |  |  |  | sphalerite | [6 empty] | galena, pyrite, arsenopyrite, quartz, fluorite, carbonate | polished sections | LA-ICPMS, EMPA | JEOL JXA-8530F equipped with a field emission gun (FEG) and five wavelength-dispersive spectrometers (WDS); 193-nm New Wave Research Excimer laser and an Agilent 7500i quadrupole ICP-MS | Helmholtz Institute Freiberg for Resource Technology (HIF); Friedrich-Alexander-Universität Erlangen-Nürnberg | EPMA: accelerating voltage of 20 kV and a beam current of 30 nA, and a defocused beam of 15 μm diameter. LA-ICP-MS: plasma power of 1320 W, He (0.65 L/min) and Ar (1.09 L/min) as carrier gases, Ar as plasma (14.9 L/min) and auxiliary gas (0.9 L/min), oxide rates of <0.4% ThO+/Th+, repetition rate of 20 Hz, beam spot size of 25 μm, irradiance of 0.74 GW/cm2, fluence of 3.7 J/cm2, 20 s background measurement and 20 s sample ablation, 60-s retention time | MASS-1 (Wilson et al. 2002); NIST SRM 610 and 612 (Pearce et al. 1997); MASS-1 as external Ge standard (57.8±2.6 μg/g Ge); NBS-127, IAEA-S-1, IAEA-S-2, IAEA-S-3, and an in-house Ag2S reference material (sulfur isotopes) | [8 empty] | 4.6 | [138 empty] | 2019 | Bauer, M.E., Burisch, M., Ostendorf, J., Krause, J., Frenzel, M., Seifert, T., and Gutzmer, J. (2019). Trace element geochemistry of sphalerite in contrasting hydrothermal fluid systems of the Freiberg district, Germany: insights from LA-ICP-MS analysis, near-infrared light microthermometry of sphalerite-hosted fluid inclusions, and sulfur isotope geochemistry. Mineralium Deposita, 54, 237–262. |  | DEU | Saxony
| Freiberg mining district | kb veins, eb veins, fba veins | Magmatic hydrothermal | Intrusion-related | hydrothermal vein-style silver mineralization | Ag | Zn, Pb, In, Ge, Ga | Ag, Zn, Pb, In, Ge, Ga | Bauer et al., 2019 |  | eq. w(NaCl) % min-1 | eq. w(NaCl) % min-1 | underground mine |  |  |  |  | ore material | grab | grab | mineral separate | [5 empty] | mineralisation |  |  |  | sphalerite | [6 empty] | galena, pyrite, arsenopyrite, quartz, fluorite, carbonate | polished sections | LA-ICPMS, EMPA | JEOL JXA-8530F equipped with a field emission gun (FEG) and five wavelength-dispersive spectrometers (WDS); 193-nm New Wave Research Excimer laser and an Agilent 7500i quadrupole ICP-MS | Helmholtz Institute Freiberg for Resource Technology (HIF); Friedrich-Alexander-Universität Erlangen-Nürnberg | EPMA: accelerating voltage of 20 kV and a beam current of 30 nA, and a defocused beam of 15 μm diameter. LA-ICP-MS: plasma power of 1320 W, He (0.65 L/min) and Ar (1.09 L/min) as carrier gases, Ar as plasma (14.9 L/min) and auxiliary gas (0.9 L/min), oxide rates of <0.4% ThO+/Th+, repetition rate of 20 Hz, beam spot size of 25 μm, irradiance of 0.74 GW/cm2, fluence of 3.7 J/cm2, 20 s background measurement and 20 s sample ablation, 60-s retention time | MASS-1 (Wilson et al. 2002); NIST SRM 610 and 612 (Pearce et al. 1997); MASS-1 as external Ge standard (57.8±2.6 μg/g Ge); NBS-127, IAEA-S-1, IAEA-S-2, IAEA-S-3, and an in-house Ag2S reference material (sulfur isotopes) | [147 empty] | 2019 | Bauer, M.E., Burisch, M., Ostendorf, J., Krause, J., Frenzel, M., Seifert, T., and Gutzmer, J. (2019). Trace element geochemistry of sphalerite in contrasting hydrothermal fluid systems of the Freiberg district, Germany: insights from LA-ICP-MS analysis, near-infrared light microthermometry of sphalerite-hosted fluid inclusions, and sulfur isotope geochemistry. Mineralium Deposita, 54, 237–262. |  | DEU | Saxony
| Freiberg mining district | kb veins, eb veins, fba veins | Magmatic hydrothermal | Intrusion-related | hydrothermal vein-style silver mineralization | Ag | Zn, Pb, In, Ge, Ga | Ag, Zn, Pb, In, Ge, Ga | Bauer et al., 2019 |  | eq. w(NaCl) % max-1 | eq. w(NaCl) % max-1 | underground mine |  |  |  |  | ore material | grab | grab | mineral separate | [5 empty] | mineralisation |  |  |  | sphalerite | [6 empty] | galena, pyrite, arsenopyrite, quartz, fluorite, carbonate | polished sections | LA-ICPMS, EMPA | JEOL JXA-8530F equipped with a field emission gun (FEG) and five wavelength-dispersive spectrometers (WDS); 193-nm New Wave Research Excimer laser and an Agilent 7500i quadrupole ICP-MS | Helmholtz Institute Freiberg for Resource Technology (HIF); Friedrich-Alexander-Universität Erlangen-Nürnberg | EPMA: accelerating voltage of 20 kV and a beam current of 30 nA, and a defocused beam of 15 μm diameter. LA-ICP-MS: plasma power of 1320 W, He (0.65 L/min) and Ar (1.09 L/min) as carrier gases, Ar as plasma (14.9 L/min) and auxiliary gas (0.9 L/min), oxide rates of <0.4% ThO+/Th+, repetition rate of 20 Hz, beam spot size of 25 μm, irradiance of 0.74 GW/cm2, fluence of 3.7 J/cm2, 20 s background measurement and 20 s sample ablation, 60-s retention time | MASS-1 (Wilson et al. 2002); NIST SRM 610 and 612 (Pearce et al. 1997); MASS-1 as external Ge standard (57.8±2.6 μg/g Ge); NBS-127, IAEA-S-1, IAEA-S-2, IAEA-S-3, and an in-house Ag2S reference material (sulfur isotopes) | [147 empty] | 2019 | Bauer, M.E., Burisch, M., Ostendorf, J., Krause, J., Frenzel, M., Seifert, T., and Gutzmer, J. (2019). Trace element geochemistry of sphalerite in contrasting hydrothermal fluid systems of the Freiberg district, Germany: insights from LA-ICP-MS analysis, near-infrared light microthermometry of sphalerite-hosted fluid inclusions, and sulfur isotope geochemistry. Mineralium Deposita, 54, 237–262. |  | DEU | Saxony
| Freiberg mining district | kb veins, eb veins, fba veins | Magmatic hydrothermal | Intrusion-related | hydrothermal vein-style silver mineralization | Ag | Zn, Pb, In, Ge, Ga | Ag, Zn, Pb, In, Ge, Ga | Bauer et al., 2019 |  | p @ homog. (bar)-1 | p @ homog. (bar)-1 | underground mine |  |  |  |  | ore material | grab | grab | mineral separate | [5 empty] | mineralisation |  |  |  | sphalerite | [6 empty] | galena, pyrite, arsenopyrite, quartz, fluorite, carbonate | polished sections | LA-ICPMS, EMPA | JEOL JXA-8530F equipped with a field emission gun (FEG) and five wavelength-dispersive spectrometers (WDS); 193-nm New Wave Research Excimer laser and an Agilent 7500i quadrupole ICP-MS | Helmholtz Institute Freiberg for Resource Technology (HIF); Friedrich-Alexander-Universität Erlangen-Nürnberg | EPMA: accelerating voltage of 20 kV and a beam current of 30 nA, and a defocused beam of 15 μm diameter. LA-ICP-MS: plasma power of 1320 W, He (0.65 L/min) and Ar (1.09 L/min) as carrier gases, Ar as plasma (14.9 L/min) and auxiliary gas (0.9 L/min), oxide rates of <0.4% ThO+/Th+, repetition rate of 20 Hz, beam spot size of 25 μm, irradiance of 0.74 GW/cm2, fluence of 3.7 J/cm2, 20 s background measurement and 20 s sample ablation, 60-s retention time | MASS-1 (Wilson et al. 2002); NIST SRM 610 and 612 (Pearce et al. 1997); MASS-1 as external Ge standard (57.8±2.6 μg/g Ge); NBS-127, IAEA-S-1, IAEA-S-2, IAEA-S-3, and an in-house Ag2S reference material (sulfur isotopes) | [147 empty] | 2019 | Bauer, M.E., Burisch, M., Ostendorf, J., Krause, J., Frenzel, M., Seifert, T., and Gutzmer, J. (2019). Trace element geochemistry of sphalerite in contrasting hydrothermal fluid systems of the Freiberg district, Germany: insights from LA-ICP-MS analysis, near-infrared light microthermometry of sphalerite-hosted fluid inclusions, and sulfur isotope geochemistry. Mineralium Deposita, 54, 237–262. |  | DEU | Saxony
| Freiberg mining district | kb veins, eb veins, fba veins | Magmatic hydrothermal | Intrusion-related | hydrothermal vein-style silver mineralization | Ag | Zn, Pb, In, Ge, Ga | Ag, Zn, Pb, In, Ge, Ga | Bauer et al., 2019 |  | rBULK (g/cm3)-1 | rBULK (g/cm3)-1 | underground mine |  |  |  |  | ore material | grab | grab | mineral separate | [5 empty] | mineralisation |  |  |  | sphalerite | [6 empty] | galena, pyrite, arsenopyrite, quartz, fluorite, carbonate | polished sections | LA-ICPMS, EMPA | JEOL JXA-8530F equipped with a field emission gun (FEG) and five wavelength-dispersive spectrometers (WDS); 193-nm New Wave Research Excimer laser and an Agilent 7500i quadrupole ICP-MS | Helmholtz Institute Freiberg for Resource Technology (HIF); Friedrich-Alexander-Universität Erlangen-Nürnberg | EPMA: accelerating voltage of 20 kV and a beam current of 30 nA, and a defocused beam of 15 μm diameter. LA-ICP-MS: plasma power of 1320 W, He (0.65 L/min) and Ar (1.09 L/min) as carrier gases, Ar as plasma (14.9 L/min) and auxiliary gas (0.9 L/min), oxide rates of <0.4% ThO+/Th+, repetition rate of 20 Hz, beam spot size of 25 μm, irradiance of 0.74 GW/cm2, fluence of 3.7 J/cm2, 20 s background measurement and 20 s sample ablation, 60-s retention time | MASS-1 (Wilson et al. 2002); NIST SRM 610 and 612 (Pearce et al. 1997); MASS-1 as external Ge standard (57.8±2.6 μg/g Ge); NBS-127, IAEA-S-1, IAEA-S-2, IAEA-S-3, and an in-house Ag2S reference material (sulfur isotopes) | [147 empty] | 2019 | Bauer, M.E., Burisch, M., Ostendorf, J., Krause, J., Frenzel, M., Seifert, T., and Gutzmer, J. (2019). Trace element geochemistry of sphalerite in contrasting hydrothermal fluid systems of the Freiberg district, Germany: insights from LA-ICP-MS analysis, near-infrared light microthermometry of sphalerite-hosted fluid inclusions, and sulfur isotope geochemistry. Mineralium Deposita, 54, 237–262. |  | DEU | Saxony
| Freiberg mining district | kb veins, eb veins, fba veins | Magmatic hydrothermal | Intrusion-related | hydrothermal vein-style silver mineralization | Ag | Zn, Pb, In, Ge, Ga | Ag, Zn, Pb, In, Ge, Ga | Bauer et al., 2019 |  | dP/dT (bar/°C)-1 | dP/dT (bar/°C)-1 | underground mine |  |  |  |  | ore material | grab | grab | mineral separate | [5 empty] | mineralisation |  |  |  | sphalerite | [6 empty] | galena, pyrite, arsenopyrite, quartz, fluorite, carbonate | polished sections | LA-ICPMS, EMPA | JEOL JXA-8530F equipped with a field emission gun (FEG) and five wavelength-dispersive spectrometers (WDS); 193-nm New Wave Research Excimer laser and an Agilent 7500i quadrupole ICP-MS | Helmholtz Institute Freiberg for Resource Technology (HIF); Friedrich-Alexander-Universität Erlangen-Nürnberg | EPMA: accelerating voltage of 20 kV and a beam current of 30 nA, and a defocused beam of 15 μm diameter. LA-ICP-MS: plasma power of 1320 W, He (0.65 L/min) and Ar (1.09 L/min) as carrier gases, Ar as plasma (14.9 L/min) and auxiliary gas (0.9 L/min), oxide rates of <0.4% ThO+/Th+, repetition rate of 20 Hz, beam spot size of 25 μm, irradiance of 0.74 GW/cm2, fluence of 3.7 J/cm2, 20 s background measurement and 20 s sample ablation, 60-s retention time | MASS-1 (Wilson et al. 2002); NIST SRM 610 and 612 (Pearce et al. 1997); MASS-1 as external Ge standard (57.8±2.6 μg/g Ge); NBS-127, IAEA-S-1, IAEA-S-2, IAEA-S-3, and an in-house Ag2S reference material (sulfur isotopes) | [147 empty] | 2019 | Bauer, M.E., Burisch, M., Ostendorf, J., Krause, J., Frenzel, M., Seifert, T., and Gutzmer, J. (2019). Trace element geochemistry of sphalerite in contrasting hydrothermal fluid systems of the Freiberg district, Germany: insights from LA-ICP-MS analysis, near-infrared light microthermometry of sphalerite-hosted fluid inclusions, and sulfur isotope geochemistry. Mineralium Deposita, 54, 237–262. |  | DEU | Saxony
| Freiberg mining district | kb veins, eb veins, fba veins | Magmatic hydrothermal | Intrusion-related | hydrothermal vein-style silver mineralization | Ag | Zn, Pb, In, Ge, Ga | Ag, Zn, Pb, In, Ge, Ga | Bauer et al., 2019 |  | remarks-1 | remarks-1 | underground mine |  |  |  |  | ore material | grab | grab | mineral separate | [5 empty] | mineralisation |  |  |  | sphalerite | [6 empty] | galena, pyrite, arsenopyrite, quartz, fluorite, carbonate | polished sections | LA-ICPMS, EMPA | JEOL JXA-8530F equipped with a field emission gun (FEG) and five wavelength-dispersive spectrometers (WDS); 193-nm New Wave Research Excimer laser and an Agilent 7500i quadrupole ICP-MS | Helmholtz Institute Freiberg for Resource Technology (HIF); Friedrich-Alexander-Universität Erlangen-Nürnberg | EPMA: accelerating voltage of 20 kV and a beam current of 30 nA, and a defocused beam of 15 μm diameter. LA-ICP-MS: plasma power of 1320 W, He (0.65 L/min) and Ar (1.09 L/min) as carrier gases, Ar as plasma (14.9 L/min) and auxiliary gas (0.9 L/min), oxide rates of <0.4% ThO+/Th+, repetition rate of 20 Hz, beam spot size of 25 μm, irradiance of 0.74 GW/cm2, fluence of 3.7 J/cm2, 20 s background measurement and 20 s sample ablation, 60-s retention time | MASS-1 (Wilson et al. 2002); NIST SRM 610 and 612 (Pearce et al. 1997); MASS-1 as external Ge standard (57.8±2.6 μg/g Ge); NBS-127, IAEA-S-1, IAEA-S-2, IAEA-S-3, and an in-house Ag2S reference material (sulfur isotopes) | [147 empty] | 2019 | Bauer, M.E., Burisch, M., Ostendorf, J., Krause, J., Frenzel, M., Seifert, T., and Gutzmer, J. (2019). Trace element geochemistry of sphalerite in contrasting hydrothermal fluid systems of the Freiberg district, Germany: insights from LA-ICP-MS analysis, near-infrared light microthermometry of sphalerite-hosted fluid inclusions, and sulfur isotope geochemistry. Mineralium Deposita, 54, 237–262. |  | DEU | Saxony
| Freiberg mining district | kb veins, eb veins, fba veins | Magmatic hydrothermal | Intrusion-related | hydrothermal vein-style silver mineralization | Ag | Zn, Pb, In, Ge, Ga | Ag, Zn, Pb, In, Ge, Ga | Bauer et al., 2019 |  | Locality-1 | Locality-1 | underground mine |  |  |  |  | ore material | grab | grab | mineral separate | [5 empty] | mineralisation |  |  |  | sphalerite | [6 empty] | galena, pyrite, arsenopyrite, quartz, fluorite, carbonate | polished sections | LA-ICPMS, EMPA | JEOL JXA-8530F equipped with a field emission gun (FEG) and five wavelength-dispersive spectrometers (WDS); 193-nm New Wave Research Excimer laser and an Agilent 7500i quadrupole ICP-MS | Helmholtz Institute Freiberg for Resource Technology (HIF); Friedrich-Alexander-Universität Erlangen-Nürnberg | EPMA: accelerating voltage of 20 kV and a beam current of 30 nA, and a defocused beam of 15 μm diameter. LA-ICP-MS: plasma power of 1320 W, He (0.65 L/min) and Ar (1.09 L/min) as carrier gases, Ar as plasma (14.9 L/min) and auxiliary gas (0.9 L/min), oxide rates of <0.4% ThO+/Th+, repetition rate of 20 Hz, beam spot size of 25 μm, irradiance of 0.74 GW/cm2, fluence of 3.7 J/cm2, 20 s background measurement and 20 s sample ablation, 60-s retention time | MASS-1 (Wilson et al. 2002); NIST SRM 610 and 612 (Pearce et al. 1997); MASS-1 as external Ge standard (57.8±2.6 μg/g Ge); NBS-127, IAEA-S-1, IAEA-S-2, IAEA-S-3, and an in-house Ag2S reference material (sulfur isotopes) | [147 empty] | 2019 | Bauer, M.E., Burisch, M., Ostendorf, J., Krause, J., Frenzel, M., Seifert, T., and Gutzmer, J. (2019). Trace element geochemistry of sphalerite in contrasting hydrothermal fluid systems of the Freiberg district, Germany: insights from LA-ICP-MS analysis, near-infrared light microthermometry of sphalerite-hosted fluid inclusions, and sulfur isotope geochemistry. Mineralium Deposita, 54, 237–262. |  | DEU | Saxony
| Freiberg mining district | kb veins, eb veins, fba veins | Magmatic hydrothermal | Intrusion-related | hydrothermal vein-style silver mineralization | Ag | Zn, Pb, In, Ge, Ga | Ag, Zn, Pb, In, Ge, Ga | Bauer et al., 2019 |  | Vein type-1 | Vein type-1 | underground mine |  |  |  |  | ore material | grab | grab | mineral separate | [5 empty] | mineralisation |  |  |  | sphalerite | [6 empty] | galena, pyrite, arsenopyrite, quartz, fluorite, carbonate | polished sections | LA-ICPMS, EMPA | JEOL JXA-8530F equipped with a field emission gun (FEG) and five wavelength-dispersive spectrometers (WDS); 193-nm New Wave Research Excimer laser and an Agilent 7500i quadrupole ICP-MS | Helmholtz Institute Freiberg for Resource Technology (HIF); Friedrich-Alexander-Universität Erlangen-Nürnberg | EPMA: accelerating voltage of 20 kV and a beam current of 30 nA, and a defocused beam of 15 μm diameter. LA-ICP-MS: plasma power of 1320 W, He (0.65 L/min) and Ar (1.09 L/min) as carrier gases, Ar as plasma (14.9 L/min) and auxiliary gas (0.9 L/min), oxide rates of <0.4% ThO+/Th+, repetition rate of 20 Hz, beam spot size of 25 μm, irradiance of 0.74 GW/cm2, fluence of 3.7 J/cm2, 20 s background measurement and 20 s sample ablation, 60-s retention time | MASS-1 (Wilson et al. 2002); NIST SRM 610 and 612 (Pearce et al. 1997); MASS-1 as external Ge standard (57.8±2.6 μg/g Ge); NBS-127, IAEA-S-1, IAEA-S-2, IAEA-S-3, and an in-house Ag2S reference material (sulfur isotopes) | [147 empty] | 2019 | Bauer, M.E., Burisch, M., Ostendorf, J., Krause, J., Frenzel, M., Seifert, T., and Gutzmer, J. (2019). Trace element geochemistry of sphalerite in contrasting hydrothermal fluid systems of the Freiberg district, Germany: insights from LA-ICP-MS analysis, near-infrared light microthermometry of sphalerite-hosted fluid inclusions, and sulfur isotope geochemistry. Mineralium Deposita, 54, 237–262. |  | DEU | Saxony
| Freiberg mining district | kb veins, eb veins, fba veins | Magmatic hydrothermal | Intrusion-related | hydrothermal vein-style silver mineralization | Ag | Zn, Pb, In, Ge, Ga | Ag, Zn, Pb, In, Ge, Ga | Bauer et al., 2019 |  | Datum-1 | Datum-1 | underground mine |  |  |  |  | ore material | grab | grab | mineral separate | [5 empty] | mineralisation |  |  |  | sphalerite | [6 empty] | galena, pyrite, arsenopyrite, quartz, fluorite, carbonate | polished sections | LA-ICPMS, EMPA | JEOL JXA-8530F equipped with a field emission gun (FEG) and five wavelength-dispersive spectrometers (WDS); 193-nm New Wave Research Excimer laser and an Agilent 7500i quadrupole ICP-MS | Helmholtz Institute Freiberg for Resource Technology (HIF); Friedrich-Alexander-Universität Erlangen-Nürnberg | EPMA: accelerating voltage of 20 kV and a beam current of 30 nA, and a defocused beam of 15 μm diameter. LA-ICP-MS: plasma power of 1320 W, He (0.65 L/min) and Ar (1.09 L/min) as carrier gases, Ar as plasma (14.9 L/min) and auxiliary gas (0.9 L/min), oxide rates of <0.4% ThO+/Th+, repetition rate of 20 Hz, beam spot size of 25 μm, irradiance of 0.74 GW/cm2, fluence of 3.7 J/cm2, 20 s background measurement and 20 s sample ablation, 60-s retention time | MASS-1 (Wilson et al. 2002); NIST SRM 610 and 612 (Pearce et al. 1997); MASS-1 as external Ge standard (57.8±2.6 μg/g Ge); NBS-127, IAEA-S-1, IAEA-S-2, IAEA-S-3, and an in-house Ag2S reference material (sulfur isotopes) | [147 empty] | 2019 | Bauer, M.E., Burisch, M., Ostendorf, J., Krause, J., Frenzel, M., Seifert, T., and Gutzmer, J. (2019). Trace element geochemistry of sphalerite in contrasting hydrothermal fluid systems of the Freiberg district, Germany: insights from LA-ICP-MS analysis, near-infrared light microthermometry of sphalerite-hosted fluid inclusions, and sulfur isotope geochemistry. Mineralium Deposita, 54, 237–262. |  | DEU | Saxony
| Freiberg mining district | kb veins, eb veins, fba veins | Magmatic hydrothermal | Intrusion-related | hydrothermal vein-style silver mineralization | Ag | Zn, Pb, In, Ge, Ga | Ag, Zn, Pb, In, Ge, Ga | Bauer et al., 2019 |  | probe-1 | probe-1 | underground mine |  |  |  |  | ore material | grab | grab | mineral separate | [5 empty] | mineralisation |  |  |  | sphalerite | [6 empty] | galena, pyrite, arsenopyrite, quartz, fluorite, carbonate | polished sections | LA-ICPMS, EMPA | JEOL JXA-8530F equipped with a field emission gun (FEG) and five wavelength-dispersive spectrometers (WDS); 193-nm New Wave Research Excimer laser and an Agilent 7500i quadrupole ICP-MS | Helmholtz Institute Freiberg for Resource Technology (HIF); Friedrich-Alexander-Universität Erlangen-Nürnberg | EPMA: accelerating voltage of 20 kV and a beam current of 30 nA, and a defocused beam of 15 μm diameter. LA-ICP-MS: plasma power of 1320 W, He (0.65 L/min) and Ar (1.09 L/min) as carrier gases, Ar as plasma (14.9 L/min) and auxiliary gas (0.9 L/min), oxide rates of <0.4% ThO+/Th+, repetition rate of 20 Hz, beam spot size of 25 μm, irradiance of 0.74 GW/cm2, fluence of 3.7 J/cm2, 20 s background measurement and 20 s sample ablation, 60-s retention time | MASS-1 (Wilson et al. 2002); NIST SRM 610 and 612 (Pearce et al. 1997); MASS-1 as external Ge standard (57.8±2.6 μg/g Ge); NBS-127, IAEA-S-1, IAEA-S-2, IAEA-S-3, and an in-house Ag2S reference material (sulfur isotopes) | [147 empty] | 2019 | Bauer, M.E., Burisch, M., Ostendorf, J., Krause, J., Frenzel, M., Seifert, T., and Gutzmer, J. (2019). Trace element geochemistry of sphalerite in contrasting hydrothermal fluid systems of the Freiberg district, Germany: insights from LA-ICP-MS analysis, near-infrared light microthermometry of sphalerite-hosted fluid inclusions, and sulfur isotope geochemistry. Mineralium Deposita, 54, 237–262. |  | DEU | Saxony
| Freiberg mining district | kb veins, eb veins, fba veins | Magmatic hydrothermal | Intrusion-related | hydrothermal vein-style silver mineralization | Ag | Zn, Pb, In, Ge, Ga | Ag, Zn, Pb, In, Ge, Ga | Bauer et al., 2019 |  | chip-1 | chip-1 | underground mine |  |  |  |  | ore material | grab | grab | mineral separate | [5 empty] | mineralisation |  |  |  | sphalerite | [6 empty] | galena, pyrite, arsenopyrite, quartz, fluorite, carbonate | polished sections | LA-ICPMS, EMPA | JEOL JXA-8530F equipped with a field emission gun (FEG) and five wavelength-dispersive spectrometers (WDS); 193-nm New Wave Research Excimer laser and an Agilent 7500i quadrupole ICP-MS | Helmholtz Institute Freiberg for Resource Technology (HIF); Friedrich-Alexander-Universität Erlangen-Nürnberg | EPMA: accelerating voltage of 20 kV and a beam current of 30 nA, and a defocused beam of 15 μm diameter. LA-ICP-MS: plasma power of 1320 W, He (0.65 L/min) and Ar (1.09 L/min) as carrier gases, Ar as plasma (14.9 L/min) and auxiliary gas (0.9 L/min), oxide rates of <0.4% ThO+/Th+, repetition rate of 20 Hz, beam spot size of 25 μm, irradiance of 0.74 GW/cm2, fluence of 3.7 J/cm2, 20 s background measurement and 20 s sample ablation, 60-s retention time | MASS-1 (Wilson et al. 2002); NIST SRM 610 and 612 (Pearce et al. 1997); MASS-1 as external Ge standard (57.8±2.6 μg/g Ge); NBS-127, IAEA-S-1, IAEA-S-2, IAEA-S-3, and an in-house Ag2S reference material (sulfur isotopes) | [147 empty] | 2019 | Bauer, M.E., Burisch, M., Ostendorf, J., Krause, J., Frenzel, M., Seifert, T., and Gutzmer, J. (2019). Trace element geochemistry of sphalerite in contrasting hydrothermal fluid systems of the Freiberg district, Germany: insights from LA-ICP-MS analysis, near-infrared light microthermometry of sphalerite-hosted fluid inclusions, and sulfur isotope geochemistry. Mineralium Deposita, 54, 237–262. |  | DEU | Saxony
| Freiberg mining district | kb veins, eb veins, fba veins | Magmatic hydrothermal | Intrusion-related | hydrothermal vein-style silver mineralization | Ag | Zn, Pb, In, Ge, Ga | Ag, Zn, Pb, In, Ge, Ga | Bauer et al., 2019 |  | grain-1 | grain-1 | underground mine |  |  |  |  | ore material | grab | grab | mineral separate | [5 empty] | mineralisation |  |  |  | sphalerite | [6 empty] | galena, pyrite, arsenopyrite, quartz, fluorite, carbonate | polished sections | LA-ICPMS, EMPA | JEOL JXA-8530F equipped with a field emission gun (FEG) and five wavelength-dispersive spectrometers (WDS); 193-nm New Wave Research Excimer laser and an Agilent 7500i quadrupole ICP-MS | Helmholtz Institute Freiberg for Resource Technology (HIF); Friedrich-Alexander-Universität Erlangen-Nürnberg | EPMA: accelerating voltage of 20 kV and a beam current of 30 nA, and a defocused beam of 15 μm diameter. LA-ICP-MS: plasma power of 1320 W, He (0.65 L/min) and Ar (1.09 L/min) as carrier gases, Ar as plasma (14.9 L/min) and auxiliary gas (0.9 L/min), oxide rates of <0.4% ThO+/Th+, repetition rate of 20 Hz, beam spot size of 25 μm, irradiance of 0.74 GW/cm2, fluence of 3.7 J/cm2, 20 s background measurement and 20 s sample ablation, 60-s retention time | MASS-1 (Wilson et al. 2002); NIST SRM 610 and 612 (Pearce et al. 1997); MASS-1 as external Ge standard (57.8±2.6 μg/g Ge); NBS-127, IAEA-S-1, IAEA-S-2, IAEA-S-3, and an in-house Ag2S reference material (sulfur isotopes) | [147 empty] | 2019 | Bauer, M.E., Burisch, M., Ostendorf, J., Krause, J., Frenzel, M., Seifert, T., and Gutzmer, J. (2019). Trace element geochemistry of sphalerite in contrasting hydrothermal fluid systems of the Freiberg district, Germany: insights from LA-ICP-MS analysis, near-infrared light microthermometry of sphalerite-hosted fluid inclusions, and sulfur isotope geochemistry. Mineralium Deposita, 54, 237–262. |  | DEU | Saxony
| Freiberg mining district | kb veins, eb veins, fba veins | Magmatic hydrothermal | Intrusion-related | hydrothermal vein-style silver mineralization | Ag | Zn, Pb, In, Ge, Ga | Ag, Zn, Pb, In, Ge, Ga | Bauer et al., 2019 |  | trail-1 | trail-1 | underground mine |  |  |  |  | ore material | grab | grab | mineral separate | [5 empty] | mineralisation |  |  |  | sphalerite | [6 empty] | galena, pyrite, arsenopyrite, quartz, fluorite, carbonate | polished sections | LA-ICPMS, EMPA | JEOL JXA-8530F equipped with a field emission gun (FEG) and five wavelength-dispersive spectrometers (WDS); 193-nm New Wave Research Excimer laser and an Agilent 7500i quadrupole ICP-MS | Helmholtz Institute Freiberg for Resource Technology (HIF); Friedrich-Alexander-Universität Erlangen-Nürnberg | EPMA: accelerating voltage of 20 kV and a beam current of 30 nA, and a defocused beam of 15 μm diameter. LA-ICP-MS: plasma power of 1320 W, He (0.65 L/min) and Ar (1.09 L/min) as carrier gases, Ar as plasma (14.9 L/min) and auxiliary gas (0.9 L/min), oxide rates of <0.4% ThO+/Th+, repetition rate of 20 Hz, beam spot size of 25 μm, irradiance of 0.74 GW/cm2, fluence of 3.7 J/cm2, 20 s background measurement and 20 s sample ablation, 60-s retention time | MASS-1 (Wilson et al. 2002); NIST SRM 610 and 612 (Pearce et al. 1997); MASS-1 as external Ge standard (57.8±2.6 μg/g Ge); NBS-127, IAEA-S-1, IAEA-S-2, IAEA-S-3, and an in-house Ag2S reference material (sulfur isotopes) | [147 empty] | 2019 | Bauer, M.E., Burisch, M., Ostendorf, J., Krause, J., Frenzel, M., Seifert, T., and Gutzmer, J. (2019). Trace element geochemistry of sphalerite in contrasting hydrothermal fluid systems of the Freiberg district, Germany: insights from LA-ICP-MS analysis, near-infrared light microthermometry of sphalerite-hosted fluid inclusions, and sulfur isotope geochemistry. Mineralium Deposita, 54, 237–262. |  | DEU | Saxony
| Freiberg mining district | kb veins, eb veins, fba veins | Magmatic hydrothermal | Intrusion-related | hydrothermal vein-style silver mineralization | Ag | Zn, Pb, In, Ge, Ga | Ag, Zn, Pb, In, Ge, Ga | Bauer et al., 2019 |  | FI#-2 | FI#-2 | underground mine |  |  |  |  | ore material | grab | grab | mineral separate | [5 empty] | mineralisation |  |  |  | sphalerite | [6 empty] | galena, pyrite, arsenopyrite, quartz, fluorite, carbonate | polished sections | LA-ICPMS, EMPA | JEOL JXA-8530F equipped with a field emission gun (FEG) and five wavelength-dispersive spectrometers (WDS); 193-nm New Wave Research Excimer laser and an Agilent 7500i quadrupole ICP-MS | Helmholtz Institute Freiberg for Resource Technology (HIF); Friedrich-Alexander-Universität Erlangen-Nürnberg | EPMA: accelerating voltage of 20 kV and a beam current of 30 nA, and a defocused beam of 15 μm diameter. LA-ICP-MS: plasma power of 1320 W, He (0.65 L/min) and Ar (1.09 L/min) as carrier gases, Ar as plasma (14.9 L/min) and auxiliary gas (0.9 L/min), oxide rates of <0.4% ThO+/Th+, repetition rate of 20 Hz, beam spot size of 25 μm, irradiance of 0.74 GW/cm2, fluence of 3.7 J/cm2, 20 s background measurement and 20 s sample ablation, 60-s retention time | MASS-1 (Wilson et al. 2002); NIST SRM 610 and 612 (Pearce et al. 1997); MASS-1 as external Ge standard (57.8±2.6 μg/g Ge); NBS-127, IAEA-S-1, IAEA-S-2, IAEA-S-3, and an in-house Ag2S reference material (sulfur isotopes) | [8 empty] | 15 | [138 empty] | 2019 | Bauer, M.E., Burisch, M., Ostendorf, J., Krause, J., Frenzel, M., Seifert, T., and Gutzmer, J. (2019). Trace element geochemistry of sphalerite in contrasting hydrothermal fluid systems of the Freiberg district, Germany: insights from LA-ICP-MS analysis, near-infrared light microthermometry of sphalerite-hosted fluid inclusions, and sulfur isotope geochemistry. Mineralium Deposita, 54, 237–262. |  | DEU | Saxony
| Freiberg mining district | kb veins, eb veins, fba veins | Magmatic hydrothermal | Intrusion-related | hydrothermal vein-style silver mineralization | Ag | Zn, Pb, In, Ge, Ga | Ag, Zn, Pb, In, Ge, Ga | Bauer et al., 2019 |  | name-2 | name-2 | underground mine |  |  |  |  | ore material | grab | grab | mineral separate | [5 empty] | mineralisation |  |  |  | sphalerite | [6 empty] | galena, pyrite, arsenopyrite, quartz, fluorite, carbonate | polished sections | LA-ICPMS, EMPA | JEOL JXA-8530F equipped with a field emission gun (FEG) and five wavelength-dispersive spectrometers (WDS); 193-nm New Wave Research Excimer laser and an Agilent 7500i quadrupole ICP-MS | Helmholtz Institute Freiberg for Resource Technology (HIF); Friedrich-Alexander-Universität Erlangen-Nürnberg | EPMA: accelerating voltage of 20 kV and a beam current of 30 nA, and a defocused beam of 15 μm diameter. LA-ICP-MS: plasma power of 1320 W, He (0.65 L/min) and Ar (1.09 L/min) as carrier gases, Ar as plasma (14.9 L/min) and auxiliary gas (0.9 L/min), oxide rates of <0.4% ThO+/Th+, repetition rate of 20 Hz, beam spot size of 25 μm, irradiance of 0.74 GW/cm2, fluence of 3.7 J/cm2, 20 s background measurement and 20 s sample ablation, 60-s retention time | MASS-1 (Wilson et al. 2002); NIST SRM 610 and 612 (Pearce et al. 1997); MASS-1 as external Ge standard (57.8±2.6 μg/g Ge); NBS-127, IAEA-S-1, IAEA-S-2, IAEA-S-3, and an in-house Ag2S reference material (sulfur isotopes) | [147 empty] | 2019 | Bauer, M.E., Burisch, M., Ostendorf, J., Krause, J., Frenzel, M., Seifert, T., and Gutzmer, J. (2019). Trace element geochemistry of sphalerite in contrasting hydrothermal fluid systems of the Freiberg district, Germany: insights from LA-ICP-MS analysis, near-infrared light microthermometry of sphalerite-hosted fluid inclusions, and sulfur isotope geochemistry. Mineralium Deposita, 54, 237–262. |  | DEU | Saxony
| Freiberg mining district | kb veins, eb veins, fba veins | Magmatic hydrothermal | Intrusion-related | hydrothermal vein-style silver mineralization | Ag | Zn, Pb, In, Ge, Ga | Ag, Zn, Pb, In, Ge, Ga | Bauer et al., 2019 |  | hom/het-1 | hom/het-1 | underground mine |  |  |  |  | ore material | grab | grab | mineral separate | [5 empty] | mineralisation |  |  |  | sphalerite | [6 empty] | galena, pyrite, arsenopyrite, quartz, fluorite, carbonate | polished sections | LA-ICPMS, EMPA | JEOL JXA-8530F equipped with a field emission gun (FEG) and five wavelength-dispersive spectrometers (WDS); 193-nm New Wave Research Excimer laser and an Agilent 7500i quadrupole ICP-MS | Helmholtz Institute Freiberg for Resource Technology (HIF); Friedrich-Alexander-Universität Erlangen-Nürnberg | EPMA: accelerating voltage of 20 kV and a beam current of 30 nA, and a defocused beam of 15 μm diameter. LA-ICP-MS: plasma power of 1320 W, He (0.65 L/min) and Ar (1.09 L/min) as carrier gases, Ar as plasma (14.9 L/min) and auxiliary gas (0.9 L/min), oxide rates of <0.4% ThO+/Th+, repetition rate of 20 Hz, beam spot size of 25 μm, irradiance of 0.74 GW/cm2, fluence of 3.7 J/cm2, 20 s background measurement and 20 s sample ablation, 60-s retention time | MASS-1 (Wilson et al. 2002); NIST SRM 610 and 612 (Pearce et al. 1997); MASS-1 as external Ge standard (57.8±2.6 μg/g Ge); NBS-127, IAEA-S-1, IAEA-S-2, IAEA-S-3, and an in-house Ag2S reference material (sulfur isotopes) | [147 empty] | 2019 | Bauer, M.E., Burisch, M., Ostendorf, J., Krause, J., Frenzel, M., Seifert, T., and Gutzmer, J. (2019). Trace element geochemistry of sphalerite in contrasting hydrothermal fluid systems of the Freiberg district, Germany: insights from LA-ICP-MS analysis, near-infrared light microthermometry of sphalerite-hosted fluid inclusions, and sulfur isotope geochemistry. Mineralium Deposita, 54, 237–262. |  | DEU | Saxony
| Freiberg mining district | kb veins, eb veins, fba veins | Magmatic hydrothermal | Intrusion-related | hydrothermal vein-style silver mineralization | Ag | Zn, Pb, In, Ge, Ga | Ag, Zn, Pb, In, Ge, Ga | Bauer et al., 2019 |  | size-1 | size-1 | underground mine |  |  |  |  | ore material | grab | grab | mineral separate | [5 empty] | mineralisation |  |  |  | sphalerite | [6 empty] | galena, pyrite, arsenopyrite, quartz, fluorite, carbonate | polished sections | LA-ICPMS, EMPA | JEOL JXA-8530F equipped with a field emission gun (FEG) and five wavelength-dispersive spectrometers (WDS); 193-nm New Wave Research Excimer laser and an Agilent 7500i quadrupole ICP-MS | Helmholtz Institute Freiberg for Resource Technology (HIF); Friedrich-Alexander-Universität Erlangen-Nürnberg | EPMA: accelerating voltage of 20 kV and a beam current of 30 nA, and a defocused beam of 15 μm diameter. LA-ICP-MS: plasma power of 1320 W, He (0.65 L/min) and Ar (1.09 L/min) as carrier gases, Ar as plasma (14.9 L/min) and auxiliary gas (0.9 L/min), oxide rates of <0.4% ThO+/Th+, repetition rate of 20 Hz, beam spot size of 25 μm, irradiance of 0.74 GW/cm2, fluence of 3.7 J/cm2, 20 s background measurement and 20 s sample ablation, 60-s retention time | MASS-1 (Wilson et al. 2002); NIST SRM 610 and 612 (Pearce et al. 1997); MASS-1 as external Ge standard (57.8±2.6 μg/g Ge); NBS-127, IAEA-S-1, IAEA-S-2, IAEA-S-3, and an in-house Ag2S reference material (sulfur isotopes) | [8 empty] | 45 | [138 empty] | 2019 | Bauer, M.E., Burisch, M., Ostendorf, J., Krause, J., Frenzel, M., Seifert, T., and Gutzmer, J. (2019). Trace element geochemistry of sphalerite in contrasting hydrothermal fluid systems of the Freiberg district, Germany: insights from LA-ICP-MS analysis, near-infrared light microthermometry of sphalerite-hosted fluid inclusions, and sulfur isotope geochemistry. Mineralium Deposita, 54, 237–262. |  | DEU | Saxony
| Freiberg mining district | kb veins, eb veins, fba veins | Magmatic hydrothermal | Intrusion-related | hydrothermal vein-style silver mineralization | Ag | Zn, Pb, In, Ge, Ga | Ag, Zn, Pb, In, Ge, Ga | Bauer et al., 2019 |  | phases-1 | phases-1 | underground mine |  |  |  |  | ore material | grab | grab | mineral separate | [5 empty] | mineralisation |  |  |  | sphalerite | [6 empty] | galena, pyrite, arsenopyrite, quartz, fluorite, carbonate | polished sections | LA-ICPMS, EMPA | JEOL JXA-8530F equipped with a field emission gun (FEG) and five wavelength-dispersive spectrometers (WDS); 193-nm New Wave Research Excimer laser and an Agilent 7500i quadrupole ICP-MS | Helmholtz Institute Freiberg for Resource Technology (HIF); Friedrich-Alexander-Universität Erlangen-Nürnberg | EPMA: accelerating voltage of 20 kV and a beam current of 30 nA, and a defocused beam of 15 μm diameter. LA-ICP-MS: plasma power of 1320 W, He (0.65 L/min) and Ar (1.09 L/min) as carrier gases, Ar as plasma (14.9 L/min) and auxiliary gas (0.9 L/min), oxide rates of <0.4% ThO+/Th+, repetition rate of 20 Hz, beam spot size of 25 μm, irradiance of 0.74 GW/cm2, fluence of 3.7 J/cm2, 20 s background measurement and 20 s sample ablation, 60-s retention time | MASS-1 (Wilson et al. 2002); NIST SRM 610 and 612 (Pearce et al. 1997); MASS-1 as external Ge standard (57.8±2.6 μg/g Ge); NBS-127, IAEA-S-1, IAEA-S-2, IAEA-S-3, and an in-house Ag2S reference material (sulfur isotopes) | [147 empty] | 2019 | Bauer, M.E., Burisch, M., Ostendorf, J., Krause, J., Frenzel, M., Seifert, T., and Gutzmer, J. (2019). Trace element geochemistry of sphalerite in contrasting hydrothermal fluid systems of the Freiberg district, Germany: insights from LA-ICP-MS analysis, near-infrared light microthermometry of sphalerite-hosted fluid inclusions, and sulfur isotope geochemistry. Mineralium Deposita, 54, 237–262. |  | DEU | Saxony
| Freiberg mining district | kb veins, eb veins, fba veins | Magmatic hydrothermal | Intrusion-related | hydrothermal vein-style silver mineralization | Ag | Zn, Pb, In, Ge, Ga | Ag, Zn, Pb, In, Ge, Ga | Bauer et al., 2019 |  | daughter crystals-1 | daughter crystals-1 | underground mine |  |  |  |  | ore material | grab | grab | mineral separate | [5 empty] | mineralisation |  |  |  | sphalerite | [6 empty] | galena, pyrite, arsenopyrite, quartz, fluorite, carbonate | polished sections | LA-ICPMS, EMPA | JEOL JXA-8530F equipped with a field emission gun (FEG) and five wavelength-dispersive spectrometers (WDS); 193-nm New Wave Research Excimer laser and an Agilent 7500i quadrupole ICP-MS | Helmholtz Institute Freiberg for Resource Technology (HIF); Friedrich-Alexander-Universität Erlangen-Nürnberg | EPMA: accelerating voltage of 20 kV and a beam current of 30 nA, and a defocused beam of 15 μm diameter. LA-ICP-MS: plasma power of 1320 W, He (0.65 L/min) and Ar (1.09 L/min) as carrier gases, Ar as plasma (14.9 L/min) and auxiliary gas (0.9 L/min), oxide rates of <0.4% ThO+/Th+, repetition rate of 20 Hz, beam spot size of 25 μm, irradiance of 0.74 GW/cm2, fluence of 3.7 J/cm2, 20 s background measurement and 20 s sample ablation, 60-s retention time | MASS-1 (Wilson et al. 2002); NIST SRM 610 and 612 (Pearce et al. 1997); MASS-1 as external Ge standard (57.8±2.6 μg/g Ge); NBS-127, IAEA-S-1, IAEA-S-2, IAEA-S-3, and an in-house Ag2S reference material (sulfur isotopes) | [147 empty] | 2019 | Bauer, M.E., Burisch, M., Ostendorf, J., Krause, J., Frenzel, M., Seifert, T., and Gutzmer, J. (2019). Trace element geochemistry of sphalerite in contrasting hydrothermal fluid systems of the Freiberg district, Germany: insights from LA-ICP-MS analysis, near-infrared light microthermometry of sphalerite-hosted fluid inclusions, and sulfur isotope geochemistry. Mineralium Deposita, 54, 237–262. |  | DEU | Saxony
| Freiberg mining district | kb veins, eb veins, fba veins | Magmatic hydrothermal | Intrusion-related | hydrothermal vein-style silver mineralization | Ag | Zn, Pb, In, Ge, Ga | Ag, Zn, Pb, In, Ge, Ga | Bauer et al., 2019 |  | comments-1 | comments-1 | underground mine |  |  |  |  | ore material | grab | grab | mineral separate | [5 empty] | mineralisation |  |  |  | sphalerite | [6 empty] | galena, pyrite, arsenopyrite, quartz, fluorite, carbonate | polished sections | LA-ICPMS, EMPA | JEOL JXA-8530F equipped with a field emission gun (FEG) and five wavelength-dispersive spectrometers (WDS); 193-nm New Wave Research Excimer laser and an Agilent 7500i quadrupole ICP-MS | Helmholtz Institute Freiberg for Resource Technology (HIF); Friedrich-Alexander-Universität Erlangen-Nürnberg | EPMA: accelerating voltage of 20 kV and a beam current of 30 nA, and a defocused beam of 15 μm diameter. LA-ICP-MS: plasma power of 1320 W, He (0.65 L/min) and Ar (1.09 L/min) as carrier gases, Ar as plasma (14.9 L/min) and auxiliary gas (0.9 L/min), oxide rates of <0.4% ThO+/Th+, repetition rate of 20 Hz, beam spot size of 25 μm, irradiance of 0.74 GW/cm2, fluence of 3.7 J/cm2, 20 s background measurement and 20 s sample ablation, 60-s retention time | MASS-1 (Wilson et al. 2002); NIST SRM 610 and 612 (Pearce et al. 1997); MASS-1 as external Ge standard (57.8±2.6 μg/g Ge); NBS-127, IAEA-S-1, IAEA-S-2, IAEA-S-3, and an in-house Ag2S reference material (sulfur isotopes) | [147 empty] | 2019 | Bauer, M.E., Burisch, M., Ostendorf, J., Krause, J., Frenzel, M., Seifert, T., and Gutzmer, J. (2019). Trace element geochemistry of sphalerite in contrasting hydrothermal fluid systems of the Freiberg district, Germany: insights from LA-ICP-MS analysis, near-infrared light microthermometry of sphalerite-hosted fluid inclusions, and sulfur isotope geochemistry. Mineralium Deposita, 54, 237–262. |  | DEU | Saxony
| Freiberg mining district | kb veins, eb veins, fba veins | Magmatic hydrothermal | Intrusion-related | hydrothermal vein-style silver mineralization | Ag | Zn, Pb, In, Ge, Ga | Ag, Zn, Pb, In, Ge, Ga | Bauer et al., 2019 |  | Fg-1 | Fg-1 | underground mine |  |  |  |  | ore material | grab | grab | mineral separate | [5 empty] | mineralisation |  |  |  | sphalerite | [6 empty] | galena, pyrite, arsenopyrite, quartz, fluorite, carbonate | polished sections | LA-ICPMS, EMPA | JEOL JXA-8530F equipped with a field emission gun (FEG) and five wavelength-dispersive spectrometers (WDS); 193-nm New Wave Research Excimer laser and an Agilent 7500i quadrupole ICP-MS | Helmholtz Institute Freiberg for Resource Technology (HIF); Friedrich-Alexander-Universität Erlangen-Nürnberg | EPMA: accelerating voltage of 20 kV and a beam current of 30 nA, and a defocused beam of 15 μm diameter. LA-ICP-MS: plasma power of 1320 W, He (0.65 L/min) and Ar (1.09 L/min) as carrier gases, Ar as plasma (14.9 L/min) and auxiliary gas (0.9 L/min), oxide rates of <0.4% ThO+/Th+, repetition rate of 20 Hz, beam spot size of 25 μm, irradiance of 0.74 GW/cm2, fluence of 3.7 J/cm2, 20 s background measurement and 20 s sample ablation, 60-s retention time | MASS-1 (Wilson et al. 2002); NIST SRM 610 and 612 (Pearce et al. 1997); MASS-1 as external Ge standard (57.8±2.6 μg/g Ge); NBS-127, IAEA-S-1, IAEA-S-2, IAEA-S-3, and an in-house Ag2S reference material (sulfur isotopes) | [8 empty] | 95 | [138 empty] | 2019 | Bauer, M.E., Burisch, M., Ostendorf, J., Krause, J., Frenzel, M., Seifert, T., and Gutzmer, J. (2019). Trace element geochemistry of sphalerite in contrasting hydrothermal fluid systems of the Freiberg district, Germany: insights from LA-ICP-MS analysis, near-infrared light microthermometry of sphalerite-hosted fluid inclusions, and sulfur isotope geochemistry. Mineralium Deposita, 54, 237–262. |  | DEU | Saxony
| Freiberg mining district | kb veins, eb veins, fba veins | Magmatic hydrothermal | Intrusion-related | hydrothermal vein-style silver mineralization | Ag | Zn, Pb, In, Ge, Ga | Ag, Zn, Pb, In, Ge, Ga | Bauer et al., 2019 |  | Tf-2 | Tf-2 | underground mine |  |  |  |  | ore material | grab | grab | mineral separate | [5 empty] | mineralisation |  |  |  | sphalerite | [6 empty] | galena, pyrite, arsenopyrite, quartz, fluorite, carbonate | polished sections | LA-ICPMS, EMPA | JEOL JXA-8530F equipped with a field emission gun (FEG) and five wavelength-dispersive spectrometers (WDS); 193-nm New Wave Research Excimer laser and an Agilent 7500i quadrupole ICP-MS | Helmholtz Institute Freiberg for Resource Technology (HIF); Friedrich-Alexander-Universität Erlangen-Nürnberg | EPMA: accelerating voltage of 20 kV and a beam current of 30 nA, and a defocused beam of 15 μm diameter. LA-ICP-MS: plasma power of 1320 W, He (0.65 L/min) and Ar (1.09 L/min) as carrier gases, Ar as plasma (14.9 L/min) and auxiliary gas (0.9 L/min), oxide rates of <0.4% ThO+/Th+, repetition rate of 20 Hz, beam spot size of 25 μm, irradiance of 0.74 GW/cm2, fluence of 3.7 J/cm2, 20 s background measurement and 20 s sample ablation, 60-s retention time | MASS-1 (Wilson et al. 2002); NIST SRM 610 and 612 (Pearce et al. 1997); MASS-1 as external Ge standard (57.8±2.6 μg/g Ge); NBS-127, IAEA-S-1, IAEA-S-2, IAEA-S-3, and an in-house Ag2S reference material (sulfur isotopes) | [8 empty] | -70 | [138 empty] | 2019 | Bauer, M.E., Burisch, M., Ostendorf, J., Krause, J., Frenzel, M., Seifert, T., and Gutzmer, J. (2019). Trace element geochemistry of sphalerite in contrasting hydrothermal fluid systems of the Freiberg district, Germany: insights from LA-ICP-MS analysis, near-infrared light microthermometry of sphalerite-hosted fluid inclusions, and sulfur isotope geochemistry. Mineralium Deposita, 54, 237–262. |  | DEU | Saxony
| Freiberg mining district | kb veins, eb veins, fba veins | Magmatic hydrothermal | Intrusion-related | hydrothermal vein-style silver mineralization | Ag | Zn, Pb, In, Ge, Ga | Ag, Zn, Pb, In, Ge, Ga | Bauer et al., 2019 |  | Te-1 | Te-1 | underground mine |  |  |  |  | ore material | grab | grab | mineral separate | [5 empty] | mineralisation |  |  |  | sphalerite | [6 empty] | galena, pyrite, arsenopyrite, quartz, fluorite, carbonate | polished sections | LA-ICPMS, EMPA | JEOL JXA-8530F equipped with a field emission gun (FEG) and five wavelength-dispersive spectrometers (WDS); 193-nm New Wave Research Excimer laser and an Agilent 7500i quadrupole ICP-MS | Helmholtz Institute Freiberg for Resource Technology (HIF); Friedrich-Alexander-Universität Erlangen-Nürnberg | EPMA: accelerating voltage of 20 kV and a beam current of 30 nA, and a defocused beam of 15 μm diameter. LA-ICP-MS: plasma power of 1320 W, He (0.65 L/min) and Ar (1.09 L/min) as carrier gases, Ar as plasma (14.9 L/min) and auxiliary gas (0.9 L/min), oxide rates of <0.4% ThO+/Th+, repetition rate of 20 Hz, beam spot size of 25 μm, irradiance of 0.74 GW/cm2, fluence of 3.7 J/cm2, 20 s background measurement and 20 s sample ablation, 60-s retention time | MASS-1 (Wilson et al. 2002); NIST SRM 610 and 612 (Pearce et al. 1997); MASS-1 as external Ge standard (57.8±2.6 μg/g Ge); NBS-127, IAEA-S-1, IAEA-S-2, IAEA-S-3, and an in-house Ag2S reference material (sulfur isotopes) | [8 empty] | -52 | [138 empty] | 2019 | Bauer, M.E., Burisch, M., Ostendorf, J., Krause, J., Frenzel, M., Seifert, T., and Gutzmer, J. (2019). Trace element geochemistry of sphalerite in contrasting hydrothermal fluid systems of the Freiberg district, Germany: insights from LA-ICP-MS analysis, near-infrared light microthermometry of sphalerite-hosted fluid inclusions, and sulfur isotope geochemistry. Mineralium Deposita, 54, 237–262. |  | DEU | Saxony
| Freiberg mining district | kb veins, eb veins, fba veins | Magmatic hydrothermal | Intrusion-related | hydrothermal vein-style silver mineralization | Ag | Zn, Pb, In, Ge, Ga | Ag, Zn, Pb, In, Ge, Ga | Bauer et al., 2019 |  | Tmice-2 | Tmice-2 | underground mine |  |  |  |  | ore material | grab | grab | mineral separate | [5 empty] | mineralisation |  |  |  | sphalerite | [6 empty] | galena, pyrite, arsenopyrite, quartz, fluorite, carbonate | polished sections | LA-ICPMS, EMPA | JEOL JXA-8530F equipped with a field emission gun (FEG) and five wavelength-dispersive spectrometers (WDS); 193-nm New Wave Research Excimer laser and an Agilent 7500i quadrupole ICP-MS | Helmholtz Institute Freiberg for Resource Technology (HIF); Friedrich-Alexander-Universität Erlangen-Nürnberg | EPMA: accelerating voltage of 20 kV and a beam current of 30 nA, and a defocused beam of 15 μm diameter. LA-ICP-MS: plasma power of 1320 W, He (0.65 L/min) and Ar (1.09 L/min) as carrier gases, Ar as plasma (14.9 L/min) and auxiliary gas (0.9 L/min), oxide rates of <0.4% ThO+/Th+, repetition rate of 20 Hz, beam spot size of 25 μm, irradiance of 0.74 GW/cm2, fluence of 3.7 J/cm2, 20 s background measurement and 20 s sample ablation, 60-s retention time | MASS-1 (Wilson et al. 2002); NIST SRM 610 and 612 (Pearce et al. 1997); MASS-1 as external Ge standard (57.8±2.6 μg/g Ge); NBS-127, IAEA-S-1, IAEA-S-2, IAEA-S-3, and an in-house Ag2S reference material (sulfur isotopes) | [8 empty] | -18.0667 | [138 empty] | 2019 | Bauer, M.E., Burisch, M., Ostendorf, J., Krause, J., Frenzel, M., Seifert, T., and Gutzmer, J. (2019). Trace element geochemistry of sphalerite in contrasting hydrothermal fluid systems of the Freiberg district, Germany: insights from LA-ICP-MS analysis, near-infrared light microthermometry of sphalerite-hosted fluid inclusions, and sulfur isotope geochemistry. Mineralium Deposita, 54, 237–262. |  | DEU | Saxony
| Freiberg mining district | kb veins, eb veins, fba veins | Magmatic hydrothermal | Intrusion-related | hydrothermal vein-style silver mineralization | Ag | Zn, Pb, In, Ge, Ga | Ag, Zn, Pb, In, Ge, Ga | Bauer et al., 2019 |  | SD-1 | SD-1 | underground mine |  |  |  |  | ore material | grab | grab | mineral separate | [5 empty] | mineralisation |  |  |  | sphalerite | [6 empty] | galena, pyrite, arsenopyrite, quartz, fluorite, carbonate | polished sections | LA-ICPMS, EMPA | JEOL JXA-8530F equipped with a field emission gun (FEG) and five wavelength-dispersive spectrometers (WDS); 193-nm New Wave Research Excimer laser and an Agilent 7500i quadrupole ICP-MS | Helmholtz Institute Freiberg for Resource Technology (HIF); Friedrich-Alexander-Universität Erlangen-Nürnberg | EPMA: accelerating voltage of 20 kV and a beam current of 30 nA, and a defocused beam of 15 μm diameter. LA-ICP-MS: plasma power of 1320 W, He (0.65 L/min) and Ar (1.09 L/min) as carrier gases, Ar as plasma (14.9 L/min) and auxiliary gas (0.9 L/min), oxide rates of <0.4% ThO+/Th+, repetition rate of 20 Hz, beam spot size of 25 μm, irradiance of 0.74 GW/cm2, fluence of 3.7 J/cm2, 20 s background measurement and 20 s sample ablation, 60-s retention time | MASS-1 (Wilson et al. 2002); NIST SRM 610 and 612 (Pearce et al. 1997); MASS-1 as external Ge standard (57.8±2.6 μg/g Ge); NBS-127, IAEA-S-1, IAEA-S-2, IAEA-S-3, and an in-house Ag2S reference material (sulfur isotopes) | [147 empty] | 2019 | Bauer, M.E., Burisch, M., Ostendorf, J., Krause, J., Frenzel, M., Seifert, T., and Gutzmer, J. (2019). Trace element geochemistry of sphalerite in contrasting hydrothermal fluid systems of the Freiberg district, Germany: insights from LA-ICP-MS analysis, near-infrared light microthermometry of sphalerite-hosted fluid inclusions, and sulfur isotope geochemistry. Mineralium Deposita, 54, 237–262. |  | DEU | Saxony
| Freiberg mining district | kb veins, eb veins, fba veins | Magmatic hydrothermal | Intrusion-related | hydrothermal vein-style silver mineralization | Ag | Zn, Pb, In, Ge, Ga | Ag, Zn, Pb, In, Ge, Ga | Bauer et al., 2019 |  | TmHH-1 | TmHH-1 | underground mine |  |  |  |  | ore material | grab | grab | mineral separate | [5 empty] | mineralisation |  |  |  | sphalerite | [6 empty] | galena, pyrite, arsenopyrite, quartz, fluorite, carbonate | polished sections | LA-ICPMS, EMPA | JEOL JXA-8530F equipped with a field emission gun (FEG) and five wavelength-dispersive spectrometers (WDS); 193-nm New Wave Research Excimer laser and an Agilent 7500i quadrupole ICP-MS | Helmholtz Institute Freiberg for Resource Technology (HIF); Friedrich-Alexander-Universität Erlangen-Nürnberg | EPMA: accelerating voltage of 20 kV and a beam current of 30 nA, and a defocused beam of 15 μm diameter. LA-ICP-MS: plasma power of 1320 W, He (0.65 L/min) and Ar (1.09 L/min) as carrier gases, Ar as plasma (14.9 L/min) and auxiliary gas (0.9 L/min), oxide rates of <0.4% ThO+/Th+, repetition rate of 20 Hz, beam spot size of 25 μm, irradiance of 0.74 GW/cm2, fluence of 3.7 J/cm2, 20 s background measurement and 20 s sample ablation, 60-s retention time | MASS-1 (Wilson et al. 2002); NIST SRM 610 and 612 (Pearce et al. 1997); MASS-1 as external Ge standard (57.8±2.6 μg/g Ge); NBS-127, IAEA-S-1, IAEA-S-2, IAEA-S-3, and an in-house Ag2S reference material (sulfur isotopes) | [8 empty] | -24.4598 | [138 empty] | 2019 | Bauer, M.E., Burisch, M., Ostendorf, J., Krause, J., Frenzel, M., Seifert, T., and Gutzmer, J. (2019). Trace element geochemistry of sphalerite in contrasting hydrothermal fluid systems of the Freiberg district, Germany: insights from LA-ICP-MS analysis, near-infrared light microthermometry of sphalerite-hosted fluid inclusions, and sulfur isotope geochemistry. Mineralium Deposita, 54, 237–262. |  | DEU | Saxony
| Freiberg mining district | kb veins, eb veins, fba veins | Magmatic hydrothermal | Intrusion-related | hydrothermal vein-style silver mineralization | Ag | Zn, Pb, In, Ge, Ga | Ag, Zn, Pb, In, Ge, Ga | Bauer et al., 2019 |  | SD-2 | SD-2 | underground mine |  |  |  |  | ore material | grab | grab | mineral separate | [5 empty] | mineralisation |  |  |  | sphalerite | [6 empty] | galena, pyrite, arsenopyrite, quartz, fluorite, carbonate | polished sections | LA-ICPMS, EMPA | JEOL JXA-8530F equipped with a field emission gun (FEG) and five wavelength-dispersive spectrometers (WDS); 193-nm New Wave Research Excimer laser and an Agilent 7500i quadrupole ICP-MS | Helmholtz Institute Freiberg for Resource Technology (HIF); Friedrich-Alexander-Universität Erlangen-Nürnberg | EPMA: accelerating voltage of 20 kV and a beam current of 30 nA, and a defocused beam of 15 μm diameter. LA-ICP-MS: plasma power of 1320 W, He (0.65 L/min) and Ar (1.09 L/min) as carrier gases, Ar as plasma (14.9 L/min) and auxiliary gas (0.9 L/min), oxide rates of <0.4% ThO+/Th+, repetition rate of 20 Hz, beam spot size of 25 μm, irradiance of 0.74 GW/cm2, fluence of 3.7 J/cm2, 20 s background measurement and 20 s sample ablation, 60-s retention time | MASS-1 (Wilson et al. 2002); NIST SRM 610 and 612 (Pearce et al. 1997); MASS-1 as external Ge standard (57.8±2.6 μg/g Ge); NBS-127, IAEA-S-1, IAEA-S-2, IAEA-S-3, and an in-house Ag2S reference material (sulfur isotopes) | [147 empty] | 2019 | Bauer, M.E., Burisch, M., Ostendorf, J., Krause, J., Frenzel, M., Seifert, T., and Gutzmer, J. (2019). Trace element geochemistry of sphalerite in contrasting hydrothermal fluid systems of the Freiberg district, Germany: insights from LA-ICP-MS analysis, near-infrared light microthermometry of sphalerite-hosted fluid inclusions, and sulfur isotope geochemistry. Mineralium Deposita, 54, 237–262. |  | DEU | Saxony
| Freiberg mining district | kb veins, eb veins, fba veins | Magmatic hydrothermal | Intrusion-related | hydrothermal vein-style silver mineralization | Ag | Zn, Pb, In, Ge, Ga | Ag, Zn, Pb, In, Ge, Ga | Bauer et al., 2019 |  | Th-2 | Th-2 | underground mine |  |  |  |  | ore material | grab | grab | mineral separate | [5 empty] | mineralisation |  |  |  | sphalerite | [6 empty] | galena, pyrite, arsenopyrite, quartz, fluorite, carbonate | polished sections | LA-ICPMS, EMPA | JEOL JXA-8530F equipped with a field emission gun (FEG) and five wavelength-dispersive spectrometers (WDS); 193-nm New Wave Research Excimer laser and an Agilent 7500i quadrupole ICP-MS | Helmholtz Institute Freiberg for Resource Technology (HIF); Friedrich-Alexander-Universität Erlangen-Nürnberg | EPMA: accelerating voltage of 20 kV and a beam current of 30 nA, and a defocused beam of 15 μm diameter. LA-ICP-MS: plasma power of 1320 W, He (0.65 L/min) and Ar (1.09 L/min) as carrier gases, Ar as plasma (14.9 L/min) and auxiliary gas (0.9 L/min), oxide rates of <0.4% ThO+/Th+, repetition rate of 20 Hz, beam spot size of 25 μm, irradiance of 0.74 GW/cm2, fluence of 3.7 J/cm2, 20 s background measurement and 20 s sample ablation, 60-s retention time | MASS-1 (Wilson et al. 2002); NIST SRM 610 and 612 (Pearce et al. 1997); MASS-1 as external Ge standard (57.8±2.6 μg/g Ge); NBS-127, IAEA-S-1, IAEA-S-2, IAEA-S-3, and an in-house Ag2S reference material (sulfur isotopes) | [8 empty] | 103.8022 | [138 empty] | 2019 | Bauer, M.E., Burisch, M., Ostendorf, J., Krause, J., Frenzel, M., Seifert, T., and Gutzmer, J. (2019). Trace element geochemistry of sphalerite in contrasting hydrothermal fluid systems of the Freiberg district, Germany: insights from LA-ICP-MS analysis, near-infrared light microthermometry of sphalerite-hosted fluid inclusions, and sulfur isotope geochemistry. Mineralium Deposita, 54, 237–262. |  | DEU | Saxony
| Freiberg mining district | kb veins, eb veins, fba veins | Magmatic hydrothermal | Intrusion-related | hydrothermal vein-style silver mineralization | Ag | Zn, Pb, In, Ge, Ga | Ag, Zn, Pb, In, Ge, Ga | Bauer et al., 2019 |  | SD-3 | SD-3 | underground mine |  |  |  |  | ore material | grab | grab | mineral separate | [5 empty] | mineralisation |  |  |  | sphalerite | [6 empty] | galena, pyrite, arsenopyrite, quartz, fluorite, carbonate | polished sections | LA-ICPMS, EMPA | JEOL JXA-8530F equipped with a field emission gun (FEG) and five wavelength-dispersive spectrometers (WDS); 193-nm New Wave Research Excimer laser and an Agilent 7500i quadrupole ICP-MS | Helmholtz Institute Freiberg for Resource Technology (HIF); Friedrich-Alexander-Universität Erlangen-Nürnberg | EPMA: accelerating voltage of 20 kV and a beam current of 30 nA, and a defocused beam of 15 μm diameter. LA-ICP-MS: plasma power of 1320 W, He (0.65 L/min) and Ar (1.09 L/min) as carrier gases, Ar as plasma (14.9 L/min) and auxiliary gas (0.9 L/min), oxide rates of <0.4% ThO+/Th+, repetition rate of 20 Hz, beam spot size of 25 μm, irradiance of 0.74 GW/cm2, fluence of 3.7 J/cm2, 20 s background measurement and 20 s sample ablation, 60-s retention time | MASS-1 (Wilson et al. 2002); NIST SRM 610 and 612 (Pearce et al. 1997); MASS-1 as external Ge standard (57.8±2.6 μg/g Ge); NBS-127, IAEA-S-1, IAEA-S-2, IAEA-S-3, and an in-house Ag2S reference material (sulfur isotopes) | [147 empty] | 2019 | Bauer, M.E., Burisch, M., Ostendorf, J., Krause, J., Frenzel, M., Seifert, T., and Gutzmer, J. (2019). Trace element geochemistry of sphalerite in contrasting hydrothermal fluid systems of the Freiberg district, Germany: insights from LA-ICP-MS analysis, near-infrared light microthermometry of sphalerite-hosted fluid inclusions, and sulfur isotope geochemistry. Mineralium Deposita, 54, 237–262. |  | DEU | Saxony
| Freiberg mining district | kb veins, eb veins, fba veins | Magmatic hydrothermal | Intrusion-related | hydrothermal vein-style silver mineralization | Ag | Zn, Pb, In, Ge, Ga | Ag, Zn, Pb, In, Ge, Ga | Bauer et al., 2019 |  | Rwt-1 | Rwt-1 | underground mine |  |  |  |  | ore material | grab | grab | mineral separate | [5 empty] | mineralisation |  |  |  | sphalerite | [6 empty] | galena, pyrite, arsenopyrite, quartz, fluorite, carbonate | polished sections | LA-ICPMS, EMPA | JEOL JXA-8530F equipped with a field emission gun (FEG) and five wavelength-dispersive spectrometers (WDS); 193-nm New Wave Research Excimer laser and an Agilent 7500i quadrupole ICP-MS | Helmholtz Institute Freiberg for Resource Technology (HIF); Friedrich-Alexander-Universität Erlangen-Nürnberg | EPMA: accelerating voltage of 20 kV and a beam current of 30 nA, and a defocused beam of 15 μm diameter. LA-ICP-MS: plasma power of 1320 W, He (0.65 L/min) and Ar (1.09 L/min) as carrier gases, Ar as plasma (14.9 L/min) and auxiliary gas (0.9 L/min), oxide rates of <0.4% ThO+/Th+, repetition rate of 20 Hz, beam spot size of 25 μm, irradiance of 0.74 GW/cm2, fluence of 3.7 J/cm2, 20 s background measurement and 20 s sample ablation, 60-s retention time | MASS-1 (Wilson et al. 2002); NIST SRM 610 and 612 (Pearce et al. 1997); MASS-1 as external Ge standard (57.8±2.6 μg/g Ge); NBS-127, IAEA-S-1, IAEA-S-2, IAEA-S-3, and an in-house Ag2S reference material (sulfur isotopes) | [8 empty] | 0.62335 | [138 empty] | 2019 | Bauer, M.E., Burisch, M., Ostendorf, J., Krause, J., Frenzel, M., Seifert, T., and Gutzmer, J. (2019). Trace element geochemistry of sphalerite in contrasting hydrothermal fluid systems of the Freiberg district, Germany: insights from LA-ICP-MS analysis, near-infrared light microthermometry of sphalerite-hosted fluid inclusions, and sulfur isotope geochemistry. Mineralium Deposita, 54, 237–262. |  | DEU | Saxony
| Freiberg mining district | kb veins, eb veins, fba veins | Magmatic hydrothermal | Intrusion-related | hydrothermal vein-style silver mineralization | Ag | Zn, Pb, In, Ge, Ga | Ag, Zn, Pb, In, Ge, Ga | Bauer et al., 2019 |  | Swt-1 | Swt-1 | underground mine |  |  |  |  | ore material | grab | grab | mineral separate | [5 empty] | mineralisation |  |  |  | sphalerite | [6 empty] | galena, pyrite, arsenopyrite, quartz, fluorite, carbonate | polished sections | LA-ICPMS, EMPA | JEOL JXA-8530F equipped with a field emission gun (FEG) and five wavelength-dispersive spectrometers (WDS); 193-nm New Wave Research Excimer laser and an Agilent 7500i quadrupole ICP-MS | Helmholtz Institute Freiberg for Resource Technology (HIF); Friedrich-Alexander-Universität Erlangen-Nürnberg | EPMA: accelerating voltage of 20 kV and a beam current of 30 nA, and a defocused beam of 15 μm diameter. LA-ICP-MS: plasma power of 1320 W, He (0.65 L/min) and Ar (1.09 L/min) as carrier gases, Ar as plasma (14.9 L/min) and auxiliary gas (0.9 L/min), oxide rates of <0.4% ThO+/Th+, repetition rate of 20 Hz, beam spot size of 25 μm, irradiance of 0.74 GW/cm2, fluence of 3.7 J/cm2, 20 s background measurement and 20 s sample ablation, 60-s retention time | MASS-1 (Wilson et al. 2002); NIST SRM 610 and 612 (Pearce et al. 1997); MASS-1 as external Ge standard (57.8±2.6 μg/g Ge); NBS-127, IAEA-S-1, IAEA-S-2, IAEA-S-3, and an in-house Ag2S reference material (sulfur isotopes) | [8 empty] | 20.3865 | [138 empty] | 2019 | Bauer, M.E., Burisch, M., Ostendorf, J., Krause, J., Frenzel, M., Seifert, T., and Gutzmer, J. (2019). Trace element geochemistry of sphalerite in contrasting hydrothermal fluid systems of the Freiberg district, Germany: insights from LA-ICP-MS analysis, near-infrared light microthermometry of sphalerite-hosted fluid inclusions, and sulfur isotope geochemistry. Mineralium Deposita, 54, 237–262. |  | DEU | Saxony
| Freiberg mining district | kb veins, eb veins, fba veins | Magmatic hydrothermal | Intrusion-related | hydrothermal vein-style silver mineralization | Ag | Zn, Pb, In, Ge, Ga | Ag, Zn, Pb, In, Ge, Ga | Bauer et al., 2019 |  | SD-4 | SD-4 | underground mine |  |  |  |  | ore material | grab | grab | mineral separate | [5 empty] | mineralisation |  |  |  | sphalerite | [6 empty] | galena, pyrite, arsenopyrite, quartz, fluorite, carbonate | polished sections | LA-ICPMS, EMPA | JEOL JXA-8530F equipped with a field emission gun (FEG) and five wavelength-dispersive spectrometers (WDS); 193-nm New Wave Research Excimer laser and an Agilent 7500i quadrupole ICP-MS | Helmholtz Institute Freiberg for Resource Technology (HIF); Friedrich-Alexander-Universität Erlangen-Nürnberg | EPMA: accelerating voltage of 20 kV and a beam current of 30 nA, and a defocused beam of 15 μm diameter. LA-ICP-MS: plasma power of 1320 W, He (0.65 L/min) and Ar (1.09 L/min) as carrier gases, Ar as plasma (14.9 L/min) and auxiliary gas (0.9 L/min), oxide rates of <0.4% ThO+/Th+, repetition rate of 20 Hz, beam spot size of 25 μm, irradiance of 0.74 GW/cm2, fluence of 3.7 J/cm2, 20 s background measurement and 20 s sample ablation, 60-s retention time | MASS-1 (Wilson et al. 2002); NIST SRM 610 and 612 (Pearce et al. 1997); MASS-1 as external Ge standard (57.8±2.6 μg/g Ge); NBS-127, IAEA-S-1, IAEA-S-2, IAEA-S-3, and an in-house Ag2S reference material (sulfur isotopes) | [147 empty] | 2019 | Bauer, M.E., Burisch, M., Ostendorf, J., Krause, J., Frenzel, M., Seifert, T., and Gutzmer, J. (2019). Trace element geochemistry of sphalerite in contrasting hydrothermal fluid systems of the Freiberg district, Germany: insights from LA-ICP-MS analysis, near-infrared light microthermometry of sphalerite-hosted fluid inclusions, and sulfur isotope geochemistry. Mineralium Deposita, 54, 237–262. |  | DEU | Saxony
| Freiberg mining district | kb veins, eb veins, fba veins | Magmatic hydrothermal | Intrusion-related | hydrothermal vein-style silver mineralization | Ag | Zn, Pb, In, Ge, Ga | Ag, Zn, Pb, In, Ge, Ga | Bauer et al., 2019 |  | wt% NaCl-1 | wt% NaCl-1 | underground mine |  |  |  |  | ore material | grab | grab | mineral separate | [5 empty] | mineralisation |  |  |  | sphalerite | [6 empty] | galena, pyrite, arsenopyrite, quartz, fluorite, carbonate | polished sections | LA-ICPMS, EMPA | JEOL JXA-8530F equipped with a field emission gun (FEG) and five wavelength-dispersive spectrometers (WDS); 193-nm New Wave Research Excimer laser and an Agilent 7500i quadrupole ICP-MS | Helmholtz Institute Freiberg for Resource Technology (HIF); Friedrich-Alexander-Universität Erlangen-Nürnberg | EPMA: accelerating voltage of 20 kV and a beam current of 30 nA, and a defocused beam of 15 μm diameter. LA-ICP-MS: plasma power of 1320 W, He (0.65 L/min) and Ar (1.09 L/min) as carrier gases, Ar as plasma (14.9 L/min) and auxiliary gas (0.9 L/min), oxide rates of <0.4% ThO+/Th+, repetition rate of 20 Hz, beam spot size of 25 μm, irradiance of 0.74 GW/cm2, fluence of 3.7 J/cm2, 20 s background measurement and 20 s sample ablation, 60-s retention time | MASS-1 (Wilson et al. 2002); NIST SRM 610 and 612 (Pearce et al. 1997); MASS-1 as external Ge standard (57.8±2.6 μg/g Ge); NBS-127, IAEA-S-1, IAEA-S-2, IAEA-S-3, and an in-house Ag2S reference material (sulfur isotopes) | [8 empty] | 12.708 | [138 empty] | 2019 | Bauer, M.E., Burisch, M., Ostendorf, J., Krause, J., Frenzel, M., Seifert, T., and Gutzmer, J. (2019). Trace element geochemistry of sphalerite in contrasting hydrothermal fluid systems of the Freiberg district, Germany: insights from LA-ICP-MS analysis, near-infrared light microthermometry of sphalerite-hosted fluid inclusions, and sulfur isotope geochemistry. Mineralium Deposita, 54, 237–262. |  | DEU | Saxony
| Freiberg mining district | kb veins, eb veins, fba veins | Magmatic hydrothermal | Intrusion-related | hydrothermal vein-style silver mineralization | Ag | Zn, Pb, In, Ge, Ga | Ag, Zn, Pb, In, Ge, Ga | Bauer et al., 2019 |  | wt% CaCl2-1 | wt% CaCl2-1 | underground mine |  |  |  |  | ore material | grab | grab | mineral separate | [5 empty] | mineralisation |  |  |  | sphalerite | [6 empty] | galena, pyrite, arsenopyrite, quartz, fluorite, carbonate | polished sections | LA-ICPMS, EMPA | JEOL JXA-8530F equipped with a field emission gun (FEG) and five wavelength-dispersive spectrometers (WDS); 193-nm New Wave Research Excimer laser and an Agilent 7500i quadrupole ICP-MS | Helmholtz Institute Freiberg for Resource Technology (HIF); Friedrich-Alexander-Universität Erlangen-Nürnberg | EPMA: accelerating voltage of 20 kV and a beam current of 30 nA, and a defocused beam of 15 μm diameter. LA-ICP-MS: plasma power of 1320 W, He (0.65 L/min) and Ar (1.09 L/min) as carrier gases, Ar as plasma (14.9 L/min) and auxiliary gas (0.9 L/min), oxide rates of <0.4% ThO+/Th+, repetition rate of 20 Hz, beam spot size of 25 μm, irradiance of 0.74 GW/cm2, fluence of 3.7 J/cm2, 20 s background measurement and 20 s sample ablation, 60-s retention time | MASS-1 (Wilson et al. 2002); NIST SRM 610 and 612 (Pearce et al. 1997); MASS-1 as external Ge standard (57.8±2.6 μg/g Ge); NBS-127, IAEA-S-1, IAEA-S-2, IAEA-S-3, and an in-house Ag2S reference material (sulfur isotopes) | [8 empty] | 7.6785 | [138 empty] | 2019 | Bauer, M.E., Burisch, M., Ostendorf, J., Krause, J., Frenzel, M., Seifert, T., and Gutzmer, J. (2019). Trace element geochemistry of sphalerite in contrasting hydrothermal fluid systems of the Freiberg district, Germany: insights from LA-ICP-MS analysis, near-infrared light microthermometry of sphalerite-hosted fluid inclusions, and sulfur isotope geochemistry. Mineralium Deposita, 54, 237–262. |  | DEU | Saxony
| Freiberg mining district | kb veins, eb veins, fba veins | Magmatic hydrothermal | Intrusion-related | hydrothermal vein-style silver mineralization | Ag | Zn, Pb, In, Ge, Ga | Ag, Zn, Pb, In, Ge, Ga | Bauer et al., 2019 |  | Rmol-1 | Rmol-1 | underground mine |  |  |  |  | ore material | grab | grab | mineral separate | [5 empty] | mineralisation |  |  |  | sphalerite | [6 empty] | galena, pyrite, arsenopyrite, quartz, fluorite, carbonate | polished sections | LA-ICPMS, EMPA | JEOL JXA-8530F equipped with a field emission gun (FEG) and five wavelength-dispersive spectrometers (WDS); 193-nm New Wave Research Excimer laser and an Agilent 7500i quadrupole ICP-MS | Helmholtz Institute Freiberg for Resource Technology (HIF); Friedrich-Alexander-Universität Erlangen-Nürnberg | EPMA: accelerating voltage of 20 kV and a beam current of 30 nA, and a defocused beam of 15 μm diameter. LA-ICP-MS: plasma power of 1320 W, He (0.65 L/min) and Ar (1.09 L/min) as carrier gases, Ar as plasma (14.9 L/min) and auxiliary gas (0.9 L/min), oxide rates of <0.4% ThO+/Th+, repetition rate of 20 Hz, beam spot size of 25 μm, irradiance of 0.74 GW/cm2, fluence of 3.7 J/cm2, 20 s background measurement and 20 s sample ablation, 60-s retention time | MASS-1 (Wilson et al. 2002); NIST SRM 610 and 612 (Pearce et al. 1997); MASS-1 as external Ge standard (57.8±2.6 μg/g Ge); NBS-127, IAEA-S-1, IAEA-S-2, IAEA-S-3, and an in-house Ag2S reference material (sulfur isotopes) | [8 empty] | 0.75862 | [138 empty] | 2019 | Bauer, M.E., Burisch, M., Ostendorf, J., Krause, J., Frenzel, M., Seifert, T., and Gutzmer, J. (2019). Trace element geochemistry of sphalerite in contrasting hydrothermal fluid systems of the Freiberg district, Germany: insights from LA-ICP-MS analysis, near-infrared light microthermometry of sphalerite-hosted fluid inclusions, and sulfur isotope geochemistry. Mineralium Deposita, 54, 237–262. |  | DEU | Saxony
| Freiberg mining district | kb veins, eb veins, fba veins | Magmatic hydrothermal | Intrusion-related | hydrothermal vein-style silver mineralization | Ag | Zn, Pb, In, Ge, Ga | Ag, Zn, Pb, In, Ge, Ga | Bauer et al., 2019 |  | Smol-1 | Smol-1 | underground mine |  |  |  |  | ore material | grab | grab | mineral separate | [5 empty] | mineralisation |  |  |  | sphalerite | [6 empty] | galena, pyrite, arsenopyrite, quartz, fluorite, carbonate | polished sections | LA-ICPMS, EMPA | JEOL JXA-8530F equipped with a field emission gun (FEG) and five wavelength-dispersive spectrometers (WDS); 193-nm New Wave Research Excimer laser and an Agilent 7500i quadrupole ICP-MS | Helmholtz Institute Freiberg for Resource Technology (HIF); Friedrich-Alexander-Universität Erlangen-Nürnberg | EPMA: accelerating voltage of 20 kV and a beam current of 30 nA, and a defocused beam of 15 μm diameter. LA-ICP-MS: plasma power of 1320 W, He (0.65 L/min) and Ar (1.09 L/min) as carrier gases, Ar as plasma (14.9 L/min) and auxiliary gas (0.9 L/min), oxide rates of <0.4% ThO+/Th+, repetition rate of 20 Hz, beam spot size of 25 μm, irradiance of 0.74 GW/cm2, fluence of 3.7 J/cm2, 20 s background measurement and 20 s sample ablation, 60-s retention time | MASS-1 (Wilson et al. 2002); NIST SRM 610 and 612 (Pearce et al. 1997); MASS-1 as external Ge standard (57.8±2.6 μg/g Ge); NBS-127, IAEA-S-1, IAEA-S-2, IAEA-S-3, and an in-house Ag2S reference material (sulfur isotopes) | [8 empty] | 0.060909 | [138 empty] | 2019 | Bauer, M.E., Burisch, M., Ostendorf, J., Krause, J., Frenzel, M., Seifert, T., and Gutzmer, J. (2019). Trace element geochemistry of sphalerite in contrasting hydrothermal fluid systems of the Freiberg district, Germany: insights from LA-ICP-MS analysis, near-infrared light microthermometry of sphalerite-hosted fluid inclusions, and sulfur isotope geochemistry. Mineralium Deposita, 54, 237–262. |  | DEU | Saxony
| Freiberg mining district | kb veins, eb veins, fba veins | Magmatic hydrothermal | Intrusion-related | hydrothermal vein-style silver mineralization | Ag | Zn, Pb, In, Ge, Ga | Ag, Zn, Pb, In, Ge, Ga | Bauer et al., 2019 |  | XNaCl-1 | XNaCl-1 | underground mine |  |  |  |  | ore material | grab | grab | mineral separate | [5 empty] | mineralisation |  |  |  | sphalerite | [6 empty] | galena, pyrite, arsenopyrite, quartz, fluorite, carbonate | polished sections | LA-ICPMS, EMPA | JEOL JXA-8530F equipped with a field emission gun (FEG) and five wavelength-dispersive spectrometers (WDS); 193-nm New Wave Research Excimer laser and an Agilent 7500i quadrupole ICP-MS | Helmholtz Institute Freiberg for Resource Technology (HIF); Friedrich-Alexander-Universität Erlangen-Nürnberg | EPMA: accelerating voltage of 20 kV and a beam current of 30 nA, and a defocused beam of 15 μm diameter. LA-ICP-MS: plasma power of 1320 W, He (0.65 L/min) and Ar (1.09 L/min) as carrier gases, Ar as plasma (14.9 L/min) and auxiliary gas (0.9 L/min), oxide rates of <0.4% ThO+/Th+, repetition rate of 20 Hz, beam spot size of 25 μm, irradiance of 0.74 GW/cm2, fluence of 3.7 J/cm2, 20 s background measurement and 20 s sample ablation, 60-s retention time | MASS-1 (Wilson et al. 2002); NIST SRM 610 and 612 (Pearce et al. 1997); MASS-1 as external Ge standard (57.8±2.6 μg/g Ge); NBS-127, IAEA-S-1, IAEA-S-2, IAEA-S-3, and an in-house Ag2S reference material (sulfur isotopes) | [8 empty] | 0.046207 | [138 empty] | 2019 | Bauer, M.E., Burisch, M., Ostendorf, J., Krause, J., Frenzel, M., Seifert, T., and Gutzmer, J. (2019). Trace element geochemistry of sphalerite in contrasting hydrothermal fluid systems of the Freiberg district, Germany: insights from LA-ICP-MS analysis, near-infrared light microthermometry of sphalerite-hosted fluid inclusions, and sulfur isotope geochemistry. Mineralium Deposita, 54, 237–262. |  | DEU | Saxony
| Freiberg mining district | kb veins, eb veins, fba veins | Magmatic hydrothermal | Intrusion-related | hydrothermal vein-style silver mineralization | Ag | Zn, Pb, In, Ge, Ga | Ag, Zn, Pb, In, Ge, Ga | Bauer et al., 2019 |  | XCaCl2-1 | XCaCl2-1 | underground mine |  |  |  |  | ore material | grab | grab | mineral separate | [5 empty] | mineralisation |  |  |  | sphalerite | [6 empty] | galena, pyrite, arsenopyrite, quartz, fluorite, carbonate | polished sections | LA-ICPMS, EMPA | JEOL JXA-8530F equipped with a field emission gun (FEG) and five wavelength-dispersive spectrometers (WDS); 193-nm New Wave Research Excimer laser and an Agilent 7500i quadrupole ICP-MS | Helmholtz Institute Freiberg for Resource Technology (HIF); Friedrich-Alexander-Universität Erlangen-Nürnberg | EPMA: accelerating voltage of 20 kV and a beam current of 30 nA, and a defocused beam of 15 μm diameter. LA-ICP-MS: plasma power of 1320 W, He (0.65 L/min) and Ar (1.09 L/min) as carrier gases, Ar as plasma (14.9 L/min) and auxiliary gas (0.9 L/min), oxide rates of <0.4% ThO+/Th+, repetition rate of 20 Hz, beam spot size of 25 μm, irradiance of 0.74 GW/cm2, fluence of 3.7 J/cm2, 20 s background measurement and 20 s sample ablation, 60-s retention time | MASS-1 (Wilson et al. 2002); NIST SRM 610 and 612 (Pearce et al. 1997); MASS-1 as external Ge standard (57.8±2.6 μg/g Ge); NBS-127, IAEA-S-1, IAEA-S-2, IAEA-S-3, and an in-house Ag2S reference material (sulfur isotopes) | [8 empty] | 0.014702 | [138 empty] | 2019 | Bauer, M.E., Burisch, M., Ostendorf, J., Krause, J., Frenzel, M., Seifert, T., and Gutzmer, J. (2019). Trace element geochemistry of sphalerite in contrasting hydrothermal fluid systems of the Freiberg district, Germany: insights from LA-ICP-MS analysis, near-infrared light microthermometry of sphalerite-hosted fluid inclusions, and sulfur isotope geochemistry. Mineralium Deposita, 54, 237–262. |  | DEU | Saxony
| Freiberg mining district | kb veins, eb veins, fba veins | Magmatic hydrothermal | Intrusion-related | hydrothermal vein-style silver mineralization | Ag | Zn, Pb, In, Ge, Ga | Ag, Zn, Pb, In, Ge, Ga | Bauer et al., 2019 |  | XNa-1 | XNa-1 | underground mine |  |  |  |  | ore material | grab | grab | mineral separate | [5 empty] | mineralisation |  |  |  | sphalerite | [6 empty] | galena, pyrite, arsenopyrite, quartz, fluorite, carbonate | polished sections | LA-ICPMS, EMPA | JEOL JXA-8530F equipped with a field emission gun (FEG) and five wavelength-dispersive spectrometers (WDS); 193-nm New Wave Research Excimer laser and an Agilent 7500i quadrupole ICP-MS | Helmholtz Institute Freiberg for Resource Technology (HIF); Friedrich-Alexander-Universität Erlangen-Nürnberg | EPMA: accelerating voltage of 20 kV and a beam current of 30 nA, and a defocused beam of 15 μm diameter. LA-ICP-MS: plasma power of 1320 W, He (0.65 L/min) and Ar (1.09 L/min) as carrier gases, Ar as plasma (14.9 L/min) and auxiliary gas (0.9 L/min), oxide rates of <0.4% ThO+/Th+, repetition rate of 20 Hz, beam spot size of 25 μm, irradiance of 0.74 GW/cm2, fluence of 3.7 J/cm2, 20 s background measurement and 20 s sample ablation, 60-s retention time | MASS-1 (Wilson et al. 2002); NIST SRM 610 and 612 (Pearce et al. 1997); MASS-1 as external Ge standard (57.8±2.6 μg/g Ge); NBS-127, IAEA-S-1, IAEA-S-2, IAEA-S-3, and an in-house Ag2S reference material (sulfur isotopes) | [8 empty] | 0.018177 | [138 empty] | 2019 | Bauer, M.E., Burisch, M., Ostendorf, J., Krause, J., Frenzel, M., Seifert, T., and Gutzmer, J. (2019). Trace element geochemistry of sphalerite in contrasting hydrothermal fluid systems of the Freiberg district, Germany: insights from LA-ICP-MS analysis, near-infrared light microthermometry of sphalerite-hosted fluid inclusions, and sulfur isotope geochemistry. Mineralium Deposita, 54, 237–262. |  | DEU | Saxony
| Freiberg mining district | kb veins, eb veins, fba veins | Magmatic hydrothermal | Intrusion-related | hydrothermal vein-style silver mineralization | Ag | Zn, Pb, In, Ge, Ga | Ag, Zn, Pb, In, Ge, Ga | Bauer et al., 2019 |  | XCa-1 | XCa-1 | underground mine |  |  |  |  | ore material | grab | grab | mineral separate | [5 empty] | mineralisation |  |  |  | sphalerite | [6 empty] | galena, pyrite, arsenopyrite, quartz, fluorite, carbonate | polished sections | LA-ICPMS, EMPA | JEOL JXA-8530F equipped with a field emission gun (FEG) and five wavelength-dispersive spectrometers (WDS); 193-nm New Wave Research Excimer laser and an Agilent 7500i quadrupole ICP-MS | Helmholtz Institute Freiberg for Resource Technology (HIF); Friedrich-Alexander-Universität Erlangen-Nürnberg | EPMA: accelerating voltage of 20 kV and a beam current of 30 nA, and a defocused beam of 15 μm diameter. LA-ICP-MS: plasma power of 1320 W, He (0.65 L/min) and Ar (1.09 L/min) as carrier gases, Ar as plasma (14.9 L/min) and auxiliary gas (0.9 L/min), oxide rates of <0.4% ThO+/Th+, repetition rate of 20 Hz, beam spot size of 25 μm, irradiance of 0.74 GW/cm2, fluence of 3.7 J/cm2, 20 s background measurement and 20 s sample ablation, 60-s retention time | MASS-1 (Wilson et al. 2002); NIST SRM 610 and 612 (Pearce et al. 1997); MASS-1 as external Ge standard (57.8±2.6 μg/g Ge); NBS-127, IAEA-S-1, IAEA-S-2, IAEA-S-3, and an in-house Ag2S reference material (sulfur isotopes) | [8 empty] | 0.005309 | [138 empty] | 2019 | Bauer, M.E., Burisch, M., Ostendorf, J., Krause, J., Frenzel, M., Seifert, T., and Gutzmer, J. (2019). Trace element geochemistry of sphalerite in contrasting hydrothermal fluid systems of the Freiberg district, Germany: insights from LA-ICP-MS analysis, near-infrared light microthermometry of sphalerite-hosted fluid inclusions, and sulfur isotope geochemistry. Mineralium Deposita, 54, 237–262. |  | DEU | Saxony
| Freiberg mining district | kb veins, eb veins, fba veins | Magmatic hydrothermal | Intrusion-related | hydrothermal vein-style silver mineralization | Ag | Zn, Pb, In, Ge, Ga | Ag, Zn, Pb, In, Ge, Ga | Bauer et al., 2019 |  | Na/(Na+Ca)-1 | Na/(Na+Ca)-1 | underground mine |  |  |  |  | ore material | grab | grab | mineral separate | [5 empty] | mineralisation |  |  |  | sphalerite | [6 empty] | galena, pyrite, arsenopyrite, quartz, fluorite, carbonate | polished sections | LA-ICPMS, EMPA | JEOL JXA-8530F equipped with a field emission gun (FEG) and five wavelength-dispersive spectrometers (WDS); 193-nm New Wave Research Excimer laser and an Agilent 7500i quadrupole ICP-MS | Helmholtz Institute Freiberg for Resource Technology (HIF); Friedrich-Alexander-Universität Erlangen-Nürnberg | EPMA: accelerating voltage of 20 kV and a beam current of 30 nA, and a defocused beam of 15 μm diameter. LA-ICP-MS: plasma power of 1320 W, He (0.65 L/min) and Ar (1.09 L/min) as carrier gases, Ar as plasma (14.9 L/min) and auxiliary gas (0.9 L/min), oxide rates of <0.4% ThO+/Th+, repetition rate of 20 Hz, beam spot size of 25 μm, irradiance of 0.74 GW/cm2, fluence of 3.7 J/cm2, 20 s background measurement and 20 s sample ablation, 60-s retention time | MASS-1 (Wilson et al. 2002); NIST SRM 610 and 612 (Pearce et al. 1997); MASS-1 as external Ge standard (57.8±2.6 μg/g Ge); NBS-127, IAEA-S-1, IAEA-S-2, IAEA-S-3, and an in-house Ag2S reference material (sulfur isotopes) | [8 empty] | 0.77394 | [138 empty] | 2019 | Bauer, M.E., Burisch, M., Ostendorf, J., Krause, J., Frenzel, M., Seifert, T., and Gutzmer, J. (2019). Trace element geochemistry of sphalerite in contrasting hydrothermal fluid systems of the Freiberg district, Germany: insights from LA-ICP-MS analysis, near-infrared light microthermometry of sphalerite-hosted fluid inclusions, and sulfur isotope geochemistry. Mineralium Deposita, 54, 237–262. |  | DEU | Saxony
| Freiberg mining district | kb veins, eb veins, fba veins | Magmatic hydrothermal | Intrusion-related | hydrothermal vein-style silver mineralization | Ag | Zn, Pb, In, Ge, Ga | Ag, Zn, Pb, In, Ge, Ga | Bauer et al., 2019 |  | SD-5 | SD-5 | underground mine |  |  |  |  | ore material | grab | grab | mineral separate | [5 empty] | mineralisation |  |  |  | sphalerite | [6 empty] | galena, pyrite, arsenopyrite, quartz, fluorite, carbonate | polished sections | LA-ICPMS, EMPA | JEOL JXA-8530F equipped with a field emission gun (FEG) and five wavelength-dispersive spectrometers (WDS); 193-nm New Wave Research Excimer laser and an Agilent 7500i quadrupole ICP-MS | Helmholtz Institute Freiberg for Resource Technology (HIF); Friedrich-Alexander-Universität Erlangen-Nürnberg | EPMA: accelerating voltage of 20 kV and a beam current of 30 nA, and a defocused beam of 15 μm diameter. LA-ICP-MS: plasma power of 1320 W, He (0.65 L/min) and Ar (1.09 L/min) as carrier gases, Ar as plasma (14.9 L/min) and auxiliary gas (0.9 L/min), oxide rates of <0.4% ThO+/Th+, repetition rate of 20 Hz, beam spot size of 25 μm, irradiance of 0.74 GW/cm2, fluence of 3.7 J/cm2, 20 s background measurement and 20 s sample ablation, 60-s retention time | MASS-1 (Wilson et al. 2002); NIST SRM 610 and 612 (Pearce et al. 1997); MASS-1 as external Ge standard (57.8±2.6 μg/g Ge); NBS-127, IAEA-S-1, IAEA-S-2, IAEA-S-3, and an in-house Ag2S reference material (sulfur isotopes) | [147 empty] | 2019 | Bauer, M.E., Burisch, M., Ostendorf, J., Krause, J., Frenzel, M., Seifert, T., and Gutzmer, J. (2019). Trace element geochemistry of sphalerite in contrasting hydrothermal fluid systems of the Freiberg district, Germany: insights from LA-ICP-MS analysis, near-infrared light microthermometry of sphalerite-hosted fluid inclusions, and sulfur isotope geochemistry. Mineralium Deposita, 54, 237–262. |  | DEU | Saxony
| Freiberg mining district | kb veins, eb veins, fba veins | Magmatic hydrothermal | Intrusion-related | hydrothermal vein-style silver mineralization | Ag | Zn, Pb, In, Ge, Ga | Ag, Zn, Pb, In, Ge, Ga | Bauer et al., 2019 |  | Ca/(Na+Ca)-1 | Ca/(Na+Ca)-1 | underground mine |  |  |  |  | ore material | grab | grab | mineral separate | [5 empty] | mineralisation |  |  |  | sphalerite | [6 empty] | galena, pyrite, arsenopyrite, quartz, fluorite, carbonate | polished sections | LA-ICPMS, EMPA | JEOL JXA-8530F equipped with a field emission gun (FEG) and five wavelength-dispersive spectrometers (WDS); 193-nm New Wave Research Excimer laser and an Agilent 7500i quadrupole ICP-MS | Helmholtz Institute Freiberg for Resource Technology (HIF); Friedrich-Alexander-Universität Erlangen-Nürnberg | EPMA: accelerating voltage of 20 kV and a beam current of 30 nA, and a defocused beam of 15 μm diameter. LA-ICP-MS: plasma power of 1320 W, He (0.65 L/min) and Ar (1.09 L/min) as carrier gases, Ar as plasma (14.9 L/min) and auxiliary gas (0.9 L/min), oxide rates of <0.4% ThO+/Th+, repetition rate of 20 Hz, beam spot size of 25 μm, irradiance of 0.74 GW/cm2, fluence of 3.7 J/cm2, 20 s background measurement and 20 s sample ablation, 60-s retention time | MASS-1 (Wilson et al. 2002); NIST SRM 610 and 612 (Pearce et al. 1997); MASS-1 as external Ge standard (57.8±2.6 μg/g Ge); NBS-127, IAEA-S-1, IAEA-S-2, IAEA-S-3, and an in-house Ag2S reference material (sulfur isotopes) | [8 empty] | 0.22606 | [138 empty] | 2019 | Bauer, M.E., Burisch, M., Ostendorf, J., Krause, J., Frenzel, M., Seifert, T., and Gutzmer, J. (2019). Trace element geochemistry of sphalerite in contrasting hydrothermal fluid systems of the Freiberg district, Germany: insights from LA-ICP-MS analysis, near-infrared light microthermometry of sphalerite-hosted fluid inclusions, and sulfur isotope geochemistry. Mineralium Deposita, 54, 237–262. |  | DEU | Saxony
| Freiberg mining district | kb veins, eb veins, fba veins | Magmatic hydrothermal | Intrusion-related | hydrothermal vein-style silver mineralization | Ag | Zn, Pb, In, Ge, Ga | Ag, Zn, Pb, In, Ge, Ga | Bauer et al., 2019 |  | wt%H2O-1 | wt%H2O-1 | underground mine |  |  |  |  | ore material | grab | grab | mineral separate | [5 empty] | mineralisation |  |  |  | sphalerite | [6 empty] | galena, pyrite, arsenopyrite, quartz, fluorite, carbonate | polished sections | LA-ICPMS, EMPA | JEOL JXA-8530F equipped with a field emission gun (FEG) and five wavelength-dispersive spectrometers (WDS); 193-nm New Wave Research Excimer laser and an Agilent 7500i quadrupole ICP-MS | Helmholtz Institute Freiberg for Resource Technology (HIF); Friedrich-Alexander-Universität Erlangen-Nürnberg | EPMA: accelerating voltage of 20 kV and a beam current of 30 nA, and a defocused beam of 15 μm diameter. LA-ICP-MS: plasma power of 1320 W, He (0.65 L/min) and Ar (1.09 L/min) as carrier gases, Ar as plasma (14.9 L/min) and auxiliary gas (0.9 L/min), oxide rates of <0.4% ThO+/Th+, repetition rate of 20 Hz, beam spot size of 25 μm, irradiance of 0.74 GW/cm2, fluence of 3.7 J/cm2, 20 s background measurement and 20 s sample ablation, 60-s retention time | MASS-1 (Wilson et al. 2002); NIST SRM 610 and 612 (Pearce et al. 1997); MASS-1 as external Ge standard (57.8±2.6 μg/g Ge); NBS-127, IAEA-S-1, IAEA-S-2, IAEA-S-3, and an in-house Ag2S reference material (sulfur isotopes) | [8 empty] | 79.6135 | [138 empty] | 2019 | Bauer, M.E., Burisch, M., Ostendorf, J., Krause, J., Frenzel, M., Seifert, T., and Gutzmer, J. (2019). Trace element geochemistry of sphalerite in contrasting hydrothermal fluid systems of the Freiberg district, Germany: insights from LA-ICP-MS analysis, near-infrared light microthermometry of sphalerite-hosted fluid inclusions, and sulfur isotope geochemistry. Mineralium Deposita, 54, 237–262. |  | DEU | Saxony
| Freiberg mining district | kb veins, eb veins, fba veins | Magmatic hydrothermal | Intrusion-related | hydrothermal vein-style silver mineralization | Ag | Zn, Pb, In, Ge, Ga | Ag, Zn, Pb, In, Ge, Ga | Bauer et al., 2019 |  | XH2O-1 | XH2O-1 | underground mine |  |  |  |  | ore material | grab | grab | mineral separate | [5 empty] | mineralisation |  |  |  | sphalerite | [6 empty] | galena, pyrite, arsenopyrite, quartz, fluorite, carbonate | polished sections | LA-ICPMS, EMPA | JEOL JXA-8530F equipped with a field emission gun (FEG) and five wavelength-dispersive spectrometers (WDS); 193-nm New Wave Research Excimer laser and an Agilent 7500i quadrupole ICP-MS | Helmholtz Institute Freiberg for Resource Technology (HIF); Friedrich-Alexander-Universität Erlangen-Nürnberg | EPMA: accelerating voltage of 20 kV and a beam current of 30 nA, and a defocused beam of 15 μm diameter. LA-ICP-MS: plasma power of 1320 W, He (0.65 L/min) and Ar (1.09 L/min) as carrier gases, Ar as plasma (14.9 L/min) and auxiliary gas (0.9 L/min), oxide rates of <0.4% ThO+/Th+, repetition rate of 20 Hz, beam spot size of 25 μm, irradiance of 0.74 GW/cm2, fluence of 3.7 J/cm2, 20 s background measurement and 20 s sample ablation, 60-s retention time | MASS-1 (Wilson et al. 2002); NIST SRM 610 and 612 (Pearce et al. 1997); MASS-1 as external Ge standard (57.8±2.6 μg/g Ge); NBS-127, IAEA-S-1, IAEA-S-2, IAEA-S-3, and an in-house Ag2S reference material (sulfur isotopes) | [8 empty] | 0.93909 | [138 empty] | 2019 | Bauer, M.E., Burisch, M., Ostendorf, J., Krause, J., Frenzel, M., Seifert, T., and Gutzmer, J. (2019). Trace element geochemistry of sphalerite in contrasting hydrothermal fluid systems of the Freiberg district, Germany: insights from LA-ICP-MS analysis, near-infrared light microthermometry of sphalerite-hosted fluid inclusions, and sulfur isotope geochemistry. Mineralium Deposita, 54, 237–262. |  | DEU | Saxony
| Freiberg mining district | kb veins, eb veins, fba veins | Magmatic hydrothermal | Intrusion-related | hydrothermal vein-style silver mineralization | Ag | Zn, Pb, In, Ge, Ga | Ag, Zn, Pb, In, Ge, Ga | Bauer et al., 2019 |  | remarks-2 | remarks-2 | underground mine |  |  |  |  | ore material | grab | grab | mineral separate | [5 empty] | mineralisation |  |  |  | sphalerite | [6 empty] | galena, pyrite, arsenopyrite, quartz, fluorite, carbonate | polished sections | LA-ICPMS, EMPA | JEOL JXA-8530F equipped with a field emission gun (FEG) and five wavelength-dispersive spectrometers (WDS); 193-nm New Wave Research Excimer laser and an Agilent 7500i quadrupole ICP-MS | Helmholtz Institute Freiberg for Resource Technology (HIF); Friedrich-Alexander-Universität Erlangen-Nürnberg | EPMA: accelerating voltage of 20 kV and a beam current of 30 nA, and a defocused beam of 15 μm diameter. LA-ICP-MS: plasma power of 1320 W, He (0.65 L/min) and Ar (1.09 L/min) as carrier gases, Ar as plasma (14.9 L/min) and auxiliary gas (0.9 L/min), oxide rates of <0.4% ThO+/Th+, repetition rate of 20 Hz, beam spot size of 25 μm, irradiance of 0.74 GW/cm2, fluence of 3.7 J/cm2, 20 s background measurement and 20 s sample ablation, 60-s retention time | MASS-1 (Wilson et al. 2002); NIST SRM 610 and 612 (Pearce et al. 1997); MASS-1 as external Ge standard (57.8±2.6 μg/g Ge); NBS-127, IAEA-S-1, IAEA-S-2, IAEA-S-3, and an in-house Ag2S reference material (sulfur isotopes) | [147 empty] | 2019 | Bauer, M.E., Burisch, M., Ostendorf, J., Krause, J., Frenzel, M., Seifert, T., and Gutzmer, J. (2019). Trace element geochemistry of sphalerite in contrasting hydrothermal fluid systems of the Freiberg district, Germany: insights from LA-ICP-MS analysis, near-infrared light microthermometry of sphalerite-hosted fluid inclusions, and sulfur isotope geochemistry. Mineralium Deposita, 54, 237–262. |  | DEU | Saxony