## Sheet1
Uploaded | deposit_name | deposit_local_id | deposit_environment | deposit_group | deposit_type | primary_commodities | secondary_commodities | all_commodities | deposit_source | sample_uid | sample_name | sample_local_id | feature_type | feature_name | feature_uid | top_depth_m | bottom_depth_m | sample_deposit_relation | sample_type | sampling_method | material_class | material_class_comments | province | strat_unit_name | strat_unit_uid | strat_grouping | earth_material_group | earth_material_qualifier | earth_material | metamorphic_grade | mineral | paragenetic_stage | mode_of_occurrence | texture | color | alteration | sample_description | associated_minerals | sample_preparation | analytical_method | instrument_type_model | laboratory_location/if reported | operating_conditions/if reported | standards_used/if reported | ag_ppm | ag_detection_limit | al_ppm | al_detection_limit | as_ppm | as_detection_limit | au_ppm | au_detection_limit | b_ppm | b_detection_limit | ba_ppm | ba_detection_limit | be_ppm | be_detection_limit | bi_ppm | bi_detection_limit | br_ppm | br_detection_limit | ca_ppm | ca_detection_limit | cd_ppm | cd_detection_limit | ce_ppm | ce_detection_limit | cl_ppm | cl_detection_limit | co_ppm | co_detection_limit | cr_ppm | cr_detection_limit | cs_ppm | cs_detection_limit | cu_ppm | cu_detection_limit | dy_ppm | dy_detection_limit | er_ppm | er_detection_limit | eu_ppm | eu_detection_limit | f_ppm | f_detection_limit | fe_ppm | fe_detection_limit | ga_ppm | ga_detection_limit | gd_ppm | gd_detection_limit | ge_ppm | ge_detection_limit | hf_ppm | hf_detection_limit | hg_ppm | hg_detection_limit | ho_ppm | ho_detection_limit | in_ppm | in_detection_limit | ir_ppm | ir_detection_limit | k_ppm | k_detection_limit | la_ppm | la_detection_limit | li_ppm | li_detection_limit | lu_ppm | lu_detection_limit | mg_ppm | mg_detection_limit | mn_ppm | mn_detection_limit | mo_ppm | mo_detection_limit | na_ppm | na_detection_limit | nb_ppm | nb_detection_limit | nd_ppm | nd_detection_limit | ni_ppm | ni_detection_limit | os_ppm | os_detection_limit | p_ppm | p_detection_limit | pb_ppm | pb_detection_limit | pd_ppm | pd_detection_limit | pr_ppm | pr_detection_limit | pt_ppm | pt_detection_limit | rb_ppm | rb_detection_limit | re_ppm | re_detection_limit | rh_ppm | rh_detection_limit | ru_ppm | ru_detection_limit | s_ppm | s_detection_limit | sb_ppm | sb_detection_limit | sc_ppm | sc_detection_limit | se_ppm | se_detection_limit | si_ppm | si_detection_limit | sm_ppm | sm_detection_limit | sn_ppm | sn_detection_limit | sr_ppm | sr_detection_limit | ta_ppm | ta_detection_limit | tb_ppm | tb_detection_limit | te_ppm | te_detection_limit | th_ppm | th_detection_limit | ti_ppm | ti_detection_limit | tl_ppm | tl_detection_limit | tm_ppm | tm_detection_limit | u_ppm | u_detection_limit | v_ppm | v_detection_limit | w_ppm | w_detection_limit | y_ppm | y_detection_limit | yb_ppm | yb_detection_limit | zn_ppm | zn_detection_limit | zr_ppm | zr_detection_limit | analysis_datetime | publication_date | sample_source | submitter | country | state | deposit_longitude_wgs84 | deposit_latitude_wgs84 | sample_longitude_wgs84 | sample_latitude_wgs84 | sample_easting | sample_northing | sample_utm_zone | sample_location_description | location_source | location_accuracy | comments | last_update
| Zhulingou |  | Basin hydrothermal | Mississippi Valley-type (MVT) | carbonate-hosted Zn(-Ge) | Zn | Ge | Zn, Ge, Pb | Yang et al., 2020 |  | ZLG-1-1-1 | ZLG-1-1-1 | underground mine |  |  |  |  | ore material | polished section | grab | mineral separate | [5 empty] | mineralisation | sphalerite |  |  | sphalerite | Stage I (Sp1: acicular colloform); Stage II (Sp3: euhedral sector-zoned); Sp2 (acicular-euhedral, both stages) | stratabound and stockwork orebodies | Colloform, acicular |  |  |  | pyrite, marcasite, galena, dolomite, calcite, quartz | polished sections (150 μm thick) | LA-ICPMS, EMPA | (JEOL) JXA8230; NWR ablation system | Wuhan Sample Solution Analytical Technology Co., Ltd, Hubei, China | beam current of 50 nA and an accelerating voltage of 15 kV (EMPA); background acquisition of 50 s followed by 40 s of sample data acquisition (LA-ICP-MS) | NIST SRM 610 |  |  |  |  | 160 | [15 empty] | 740 | [21 empty] | 2900 | [5 empty] | 380 | [7 empty] | 190 | [13 empty] | 70 | [15 empty] | 5610 | [15 empty] | 331120 |  | 180 | [37 empty] | 647790 |  |  |  |  | 2022 | Mineralium Deposita (2022) 57:1343–1365 |  | CHN | Guizhou
| Zhulingou |  | Basin hydrothermal | Mississippi Valley-type (MVT) | carbonate-hosted Zn(-Ge) | Zn | Ge | Zn, Ge, Pb | Yang et al., 2020 |  | ZLG-1-1-2 | ZLG-1-1-2 | underground mine |  |  |  |  | ore material | polished section | grab | mineral separate | [5 empty] | mineralisation | sphalerite |  |  | sphalerite | Stage I (Sp1: acicular colloform); Stage II (Sp3: euhedral sector-zoned); Sp2 (acicular-euhedral, both stages) | stratabound and stockwork orebodies | Colloform, acicular |  |  |  | pyrite, marcasite, galena, dolomite, calcite, quartz | polished sections (150 μm thick) | LA-ICPMS, EMPA | (JEOL) JXA8230; NWR ablation system | Wuhan Sample Solution Analytical Technology Co., Ltd, Hubei, China | beam current of 50 nA and an accelerating voltage of 15 kV (EMPA); background acquisition of 50 s followed by 40 s of sample data acquisition (LA-ICP-MS) | NIST SRM 610 | [20 empty] | 690 | [21 empty] | 6230 | [5 empty] | 930 | [21 empty] | 190 | [15 empty] | 5920 | [15 empty] | 334620 | [39 empty] | 645530 |  |  |  |  | 2022 | Mineralium Deposita (2022) 57:1343–1365 |  | CHN | Guizhou
| Zhulingou |  | Basin hydrothermal | Mississippi Valley-type (MVT) | carbonate-hosted Zn(-Ge) | Zn | Ge | Zn, Ge, Pb | Yang et al., 2020 |  | ZLG-1-1-3 | ZLG-1-1-3 | underground mine |  |  |  |  | ore material | polished section | grab | mineral separate | [5 empty] | mineralisation | sphalerite |  |  | sphalerite | Stage I (Sp1: acicular colloform); Stage II (Sp3: euhedral sector-zoned); Sp2 (acicular-euhedral, both stages) | stratabound and stockwork orebodies | Colloform, acicular |  |  |  | pyrite, marcasite, galena, dolomite, calcite, quartz | polished sections (150 μm thick) | LA-ICPMS, EMPA | (JEOL) JXA8230; NWR ablation system | Wuhan Sample Solution Analytical Technology Co., Ltd, Hubei, China | beam current of 50 nA and an accelerating voltage of 15 kV (EMPA); background acquisition of 50 s followed by 40 s of sample data acquisition (LA-ICP-MS) | NIST SRM 610 | [20 empty] | 690 | [21 empty] | 4990 | [5 empty] | 620 | [21 empty] | 30 | [15 empty] | 5170 | [15 empty] | 337050 | [39 empty] | 644080 |  |  |  |  | 2022 | Mineralium Deposita (2022) 57:1343–1365 |  | CHN | Guizhou
| Zhulingou |  | Basin hydrothermal | Mississippi Valley-type (MVT) | carbonate-hosted Zn(-Ge) | Zn | Ge | Zn, Ge, Pb | Yang et al., 2020 |  | ZLG-1-1-4 | ZLG-1-1-4 | underground mine |  |  |  |  | ore material | polished section | grab | mineral separate | [5 empty] | mineralisation | sphalerite |  |  | sphalerite | Stage I (Sp1: acicular colloform); Stage II (Sp3: euhedral sector-zoned); Sp2 (acicular-euhedral, both stages) | stratabound and stockwork orebodies | Colloform, acicular |  |  |  | pyrite, marcasite, galena, dolomite, calcite, quartz | polished sections (150 μm thick) | LA-ICPMS, EMPA | (JEOL) JXA8230; NWR ablation system | Wuhan Sample Solution Analytical Technology Co., Ltd, Hubei, China | beam current of 50 nA and an accelerating voltage of 15 kV (EMPA); background acquisition of 50 s followed by 40 s of sample data acquisition (LA-ICP-MS) | NIST SRM 610 | 10 | [19 empty] | 860 | [21 empty] | 860 | [5 empty] | 460 | [21 empty] | 100 | [15 empty] | 2910 | [15 empty] | 331430 | [39 empty] | 650620 |  |  |  |  | 2022 | Mineralium Deposita (2022) 57:1343–1365 |  | CHN | Guizhou
| Zhulingou |  | Basin hydrothermal | Mississippi Valley-type (MVT) | carbonate-hosted Zn(-Ge) | Zn | Ge | Zn, Ge, Pb | Yang et al., 2020 |  | ZLG-1-1-5 | ZLG-1-1-5 | underground mine |  |  |  |  | ore material | polished section | grab | mineral separate | [5 empty] | mineralisation | sphalerite |  |  | sphalerite | Stage I (Sp1: acicular colloform); Stage II (Sp3: euhedral sector-zoned); Sp2 (acicular-euhedral, both stages) | stratabound and stockwork orebodies | Colloform, acicular |  |  |  | pyrite, marcasite, galena, dolomite, calcite, quartz | polished sections (150 μm thick) | LA-ICPMS, EMPA | (JEOL) JXA8230; NWR ablation system | Wuhan Sample Solution Analytical Technology Co., Ltd, Hubei, China | beam current of 50 nA and an accelerating voltage of 15 kV (EMPA); background acquisition of 50 s followed by 40 s of sample data acquisition (LA-ICP-MS) | NIST SRM 610 | [20 empty] | 890 | [21 empty] | 500 | [5 empty] | 940 | [21 empty] | 100 | [15 empty] | 3280 | [15 empty] | 342000 | [39 empty] | 649000 |  |  |  |  | 2022 | Mineralium Deposita (2022) 57:1343–1365 |  | CHN | Guizhou
| Zhulingou |  | Basin hydrothermal | Mississippi Valley-type (MVT) | carbonate-hosted Zn(-Ge) | Zn | Ge | Zn, Ge, Pb | Yang et al., 2020 |  | ZLG-1-1-6 | ZLG-1-1-6 | underground mine |  |  |  |  | ore material | polished section | grab | mineral separate | [5 empty] | mineralisation | sphalerite |  |  | sphalerite | Stage I (Sp1: acicular colloform); Stage II (Sp3: euhedral sector-zoned); Sp2 (acicular-euhedral, both stages) | stratabound and stockwork orebodies | Colloform, acicular |  |  |  | pyrite, marcasite, galena, dolomite, calcite, quartz | polished sections (150 μm thick) | LA-ICPMS, EMPA | (JEOL) JXA8230; NWR ablation system | Wuhan Sample Solution Analytical Technology Co., Ltd, Hubei, China | beam current of 50 nA and an accelerating voltage of 15 kV (EMPA); background acquisition of 50 s followed by 40 s of sample data acquisition (LA-ICP-MS) | NIST SRM 610 | 90 | [19 empty] | 740 | [21 empty] | 750 | [5 empty] | 200 | [37 empty] | 2680 | [15 empty] | 332530 | [39 empty] | 652780 |  |  |  |  | 2022 | Mineralium Deposita (2022) 57:1343–1365 |  | CHN | Guizhou
| Zhulingou |  | Basin hydrothermal | Mississippi Valley-type (MVT) | carbonate-hosted Zn(-Ge) | Zn | Ge | Zn, Ge, Pb | Yang et al., 2020 |  | ZLG-1-1-7 | ZLG-1-1-7 | underground mine |  |  |  |  | ore material | polished section | grab | mineral separate | [5 empty] | mineralisation | sphalerite |  |  | sphalerite | Stage I (Sp1: acicular colloform); Stage II (Sp3: euhedral sector-zoned); Sp2 (acicular-euhedral, both stages) | stratabound and stockwork orebodies | Colloform, acicular |  |  |  | pyrite, marcasite, galena, dolomite, calcite, quartz | polished sections (150 μm thick) | LA-ICPMS, EMPA | (JEOL) JXA8230; NWR ablation system | Wuhan Sample Solution Analytical Technology Co., Ltd, Hubei, China | beam current of 50 nA and an accelerating voltage of 15 kV (EMPA); background acquisition of 50 s followed by 40 s of sample data acquisition (LA-ICP-MS) | NIST SRM 610 |  |  |  |  | 180 | [15 empty] | 640 | [21 empty] | 3710 | [5 empty] | 540 | [21 empty] | 60 | [15 empty] | 5070 | [15 empty] | 332660 | [39 empty] | 650470 |  |  |  |  | 2022 | Mineralium Deposita (2022) 57:1343–1365 |  | CHN | Guizhou
| Zhulingou |  | Basin hydrothermal | Mississippi Valley-type (MVT) | carbonate-hosted Zn(-Ge) | Zn | Ge | Zn, Ge, Pb | Yang et al., 2020 |  | ZLG-1-1-8 | ZLG-1-1-8 | underground mine |  |  |  |  | ore material | polished section | grab | mineral separate | [5 empty] | mineralisation | sphalerite |  |  | sphalerite | Stage I (Sp1: acicular colloform); Stage II (Sp3: euhedral sector-zoned); Sp2 (acicular-euhedral, both stages) | stratabound and stockwork orebodies | Colloform, acicular |  |  |  | pyrite, marcasite, galena, dolomite, calcite, quartz | polished sections (150 μm thick) | LA-ICPMS, EMPA | (JEOL) JXA8230; NWR ablation system | Wuhan Sample Solution Analytical Technology Co., Ltd, Hubei, China | beam current of 50 nA and an accelerating voltage of 15 kV (EMPA); background acquisition of 50 s followed by 40 s of sample data acquisition (LA-ICP-MS) | NIST SRM 610 | [20 empty] | 490 | [21 empty] | 7820 | [5 empty] | 750 | [21 empty] | 60 | [15 empty] | 4220 | [15 empty] | 335770 |  | 220 | [37 empty] | 646240 |  |  |  |  | 2022 | Mineralium Deposita (2022) 57:1343–1365 |  | CHN | Guizhou
| Zhulingou |  | Basin hydrothermal | Mississippi Valley-type (MVT) | carbonate-hosted Zn(-Ge) | Zn | Ge | Zn, Ge, Pb | Yang et al., 2020 |  | ZLG-1-1-9 | ZLG-1-1-9 | underground mine |  |  |  |  | ore material | polished section | grab | mineral separate | [5 empty] | mineralisation | sphalerite |  |  | sphalerite | Stage I (Sp1: acicular colloform); Stage II (Sp3: euhedral sector-zoned); Sp2 (acicular-euhedral, both stages) | stratabound and stockwork orebodies | Colloform, acicular |  |  |  | pyrite, marcasite, galena, dolomite, calcite, quartz | polished sections (150 μm thick) | LA-ICPMS, EMPA | (JEOL) JXA8230; NWR ablation system | Wuhan Sample Solution Analytical Technology Co., Ltd, Hubei, China | beam current of 50 nA and an accelerating voltage of 15 kV (EMPA); background acquisition of 50 s followed by 40 s of sample data acquisition (LA-ICP-MS) | NIST SRM 610 |  |  |  |  | 190 | [15 empty] | 600 | [21 empty] | 5680 | [5 empty] | 940 | [37 empty] | 8250 | [15 empty] | 335630 | [39 empty] | 641280 |  |  |  |  | 2022 | Mineralium Deposita (2022) 57:1343–1365 |  | CHN | Guizhou
| Zhulingou |  | Basin hydrothermal | Mississippi Valley-type (MVT) | carbonate-hosted Zn(-Ge) | Zn | Ge | Zn, Ge, Pb | Yang et al., 2020 |  | ZLG-1-1-10 | ZLG-1-1-10 | underground mine |  |  |  |  | ore material | polished section | grab | mineral separate | [5 empty] | mineralisation | sphalerite |  |  | sphalerite | Stage I (Sp1: acicular colloform); Stage II (Sp3: euhedral sector-zoned); Sp2 (acicular-euhedral, both stages) | stratabound and stockwork orebodies | Colloform, acicular |  |  |  | pyrite, marcasite, galena, dolomite, calcite, quartz | polished sections (150 μm thick) | LA-ICPMS, EMPA | (JEOL) JXA8230; NWR ablation system | Wuhan Sample Solution Analytical Technology Co., Ltd, Hubei, China | beam current of 50 nA and an accelerating voltage of 15 kV (EMPA); background acquisition of 50 s followed by 40 s of sample data acquisition (LA-ICP-MS) | NIST SRM 610 | [20 empty] | 610 | [21 empty] | 2800 | [5 empty] | 710 |  |  |  | 230 | [17 empty] | 190 | [15 empty] | 8430 | [15 empty] | 332150 | [39 empty] | 642980 |  |  |  |  | 2022 | Mineralium Deposita (2022) 57:1343–1365 |  | CHN | Guizhou
| Zhulingou |  | Basin hydrothermal | Mississippi Valley-type (MVT) | carbonate-hosted Zn(-Ge) | Zn | Ge | Zn, Ge, Pb | Yang et al., 2020 |  | ZLG-1-1-11 | ZLG-1-1-11 | underground mine |  |  |  |  | ore material | polished section | grab | mineral separate | [5 empty] | mineralisation | sphalerite |  |  | sphalerite | Stage I (Sp1: acicular colloform); Stage II (Sp3: euhedral sector-zoned); Sp2 (acicular-euhedral, both stages) | stratabound and stockwork orebodies | Colloform, acicular |  |  |  | pyrite, marcasite, galena, dolomite, calcite, quartz | polished sections (150 μm thick) | LA-ICPMS, EMPA | (JEOL) JXA8230; NWR ablation system | Wuhan Sample Solution Analytical Technology Co., Ltd, Hubei, China | beam current of 50 nA and an accelerating voltage of 15 kV (EMPA); background acquisition of 50 s followed by 40 s of sample data acquisition (LA-ICP-MS) | NIST SRM 610 |  |  |  |  | 410 | [15 empty] | 700 | [21 empty] | 5650 | [5 empty] | 460 | [21 empty] | 90 | [15 empty] | 8180 | [15 empty] | 335150 |  | 180 | [37 empty] | 642390 |  |  |  |  | 2022 | Mineralium Deposita (2022) 57:1343–1365 |  | CHN | Guizhou
| Zhulingou |  | Basin hydrothermal | Mississippi Valley-type (MVT) | carbonate-hosted Zn(-Ge) | Zn | Ge | Zn, Ge, Pb | Yang et al., 2020 |  | ZLG-1-1-12 | ZLG-1-1-12 | underground mine |  |  |  |  | ore material | polished section | grab | mineral separate | [5 empty] | mineralisation | sphalerite |  |  | sphalerite | Stage I (Sp1: acicular colloform); Stage II (Sp3: euhedral sector-zoned); Sp2 (acicular-euhedral, both stages) | stratabound and stockwork orebodies | Colloform, acicular |  |  |  | pyrite, marcasite, galena, dolomite, calcite, quartz | polished sections (150 μm thick) | LA-ICPMS, EMPA | (JEOL) JXA8230; NWR ablation system | Wuhan Sample Solution Analytical Technology Co., Ltd, Hubei, China | beam current of 50 nA and an accelerating voltage of 15 kV (EMPA); background acquisition of 50 s followed by 40 s of sample data acquisition (LA-ICP-MS) | NIST SRM 610 | [20 empty] | 560 | [21 empty] | 5540 | [5 empty] | 850 | [37 empty] | 2470 | [15 empty] | 332860 | [39 empty] | 649610 |  |  |  |  | 2022 | Mineralium Deposita (2022) 57:1343–1365 |  | CHN | Guizhou
| Zhulingou |  | Basin hydrothermal | Mississippi Valley-type (MVT) | carbonate-hosted Zn(-Ge) | Zn | Ge | Zn, Ge, Pb | Yang et al., 2020 |  | ZLG-1-1-13 | ZLG-1-1-13 | underground mine |  |  |  |  | ore material | polished section | grab | mineral separate | [5 empty] | mineralisation | sphalerite |  |  | sphalerite | Stage I (Sp1: acicular colloform); Stage II (Sp3: euhedral sector-zoned); Sp2 (acicular-euhedral, both stages) | stratabound and stockwork orebodies | Colloform, acicular |  |  |  | pyrite, marcasite, galena, dolomite, calcite, quartz | polished sections (150 μm thick) | LA-ICPMS, EMPA | (JEOL) JXA8230; NWR ablation system | Wuhan Sample Solution Analytical Technology Co., Ltd, Hubei, China | beam current of 50 nA and an accelerating voltage of 15 kV (EMPA); background acquisition of 50 s followed by 40 s of sample data acquisition (LA-ICP-MS) | NIST SRM 610 |  |  |  |  | 410 | [15 empty] | 540 | [21 empty] | 7090 | [5 empty] | 800 | [21 empty] | 90 | [15 empty] | 3930 | [15 empty] | 335910 | [39 empty] | 645140 |  |  |  |  | 2022 | Mineralium Deposita (2022) 57:1343–1365 |  | CHN | Guizhou
| Zhulingou |  | Basin hydrothermal | Mississippi Valley-type (MVT) | carbonate-hosted Zn(-Ge) | Zn | Ge | Zn, Ge, Pb | Yang et al., 2020 |  | ZLG-1-1-14 | ZLG-1-1-14 | underground mine |  |  |  |  | ore material | polished section | grab | mineral separate | [5 empty] | mineralisation | sphalerite |  |  | sphalerite | Stage I (Sp1: acicular colloform); Stage II (Sp3: euhedral sector-zoned); Sp2 (acicular-euhedral, both stages) | stratabound and stockwork orebodies | Colloform, acicular |  |  |  | pyrite, marcasite, galena, dolomite, calcite, quartz | polished sections (150 μm thick) | LA-ICPMS, EMPA | (JEOL) JXA8230; NWR ablation system | Wuhan Sample Solution Analytical Technology Co., Ltd, Hubei, China | beam current of 50 nA and an accelerating voltage of 15 kV (EMPA); background acquisition of 50 s followed by 40 s of sample data acquisition (LA-ICP-MS) | NIST SRM 610 |  |  |  |  | 250 | [15 empty] | 490 | [21 empty] | 8670 | [5 empty] | 560 | [7 empty] | 350 | [13 empty] | 130 | [15 empty] | 4040 | [15 empty] | 328150 | [11 empty] | 150 | [27 empty] | 644450 |  |  |  |  | 2022 | Mineralium Deposita (2022) 57:1343–1365 |  | CHN | Guizhou
| Zhulingou |  | Basin hydrothermal | Mississippi Valley-type (MVT) | carbonate-hosted Zn(-Ge) | Zn | Ge | Zn, Ge, Pb | Yang et al., 2020 |  | ZLG-1-2-1 | ZLG-1-2-1 | underground mine |  |  |  |  | ore material | polished section | grab | mineral separate | [5 empty] | mineralisation | sphalerite |  |  | sphalerite | Stage I (Sp1: acicular colloform); Stage II (Sp3: euhedral sector-zoned); Sp2 (acicular-euhedral, both stages) | stratabound and stockwork orebodies | Colloform, acicular |  |  |  | pyrite, marcasite, galena, dolomite, calcite, quartz | polished sections (150 μm thick) | LA-ICPMS, EMPA | (JEOL) JXA8230; NWR ablation system | Wuhan Sample Solution Analytical Technology Co., Ltd, Hubei, China | beam current of 50 nA and an accelerating voltage of 15 kV (EMPA); background acquisition of 50 s followed by 40 s of sample data acquisition (LA-ICP-MS) | NIST SRM 610 | 80 | [19 empty] | 500 | [11 empty] | 0.27587 | [9 empty] | 6140 |  | 61.5274 |  |  |  | 1100 | [7 empty] | 0.094856 | [13 empty] | 120 | [13 empty] | 0.01 |  | 3290 | [15 empty] | 334350 | [39 empty] | 645850 |  |  |  |  | 2022 | Mineralium Deposita (2022) 57:1343–1365 |  | CHN | Guizhou
| Zhulingou |  | Basin hydrothermal | Mississippi Valley-type (MVT) | carbonate-hosted Zn(-Ge) | Zn | Ge | Zn, Ge, Pb | Yang et al., 2020 |  | ZLG-1-2-2 | ZLG-1-2-2 | underground mine |  |  |  |  | ore material | polished section | grab | mineral separate | [5 empty] | mineralisation | sphalerite |  |  | sphalerite | Stage I (Sp1: acicular colloform); Stage II (Sp3: euhedral sector-zoned); Sp2 (acicular-euhedral, both stages) | stratabound and stockwork orebodies | Colloform, acicular |  |  |  | pyrite, marcasite, galena, dolomite, calcite, quartz | polished sections (150 μm thick) | LA-ICPMS, EMPA | (JEOL) JXA8230; NWR ablation system | Wuhan Sample Solution Analytical Technology Co., Ltd, Hubei, China | beam current of 50 nA and an accelerating voltage of 15 kV (EMPA); background acquisition of 50 s followed by 40 s of sample data acquisition (LA-ICP-MS) | NIST SRM 610 | 2.3825 |  |  |  | 380 | [15 empty] | 750 | [11 empty] | 0.40295 | [9 empty] | 1430 |  | 109.7196 |  |  |  | 750 | [7 empty] | 0.20394 | [13 empty] | 190 | [13 empty] | 0.01 |  | 2240 | [15 empty] | 333350 | [11 empty] | 180 | [27 empty] | 652920 |  |  |  |  | 2022 | Mineralium Deposita (2022) 57:1343–1365 |  | CHN | Guizhou
| Zhulingou |  | Basin hydrothermal | Mississippi Valley-type (MVT) | carbonate-hosted Zn(-Ge) | Zn | Ge | Zn, Ge, Pb | Yang et al., 2020 |  | ZLG-1-2-3 | ZLG-1-2-3 | underground mine |  |  |  |  | ore material | polished section | grab | mineral separate | [5 empty] | mineralisation | sphalerite |  |  | sphalerite | Stage I (Sp1: acicular colloform); Stage II (Sp3: euhedral sector-zoned); Sp2 (acicular-euhedral, both stages) | stratabound and stockwork orebodies | Colloform, acicular |  |  |  | pyrite, marcasite, galena, dolomite, calcite, quartz | polished sections (150 μm thick) | LA-ICPMS, EMPA | (JEOL) JXA8230; NWR ablation system | Wuhan Sample Solution Analytical Technology Co., Ltd, Hubei, China | beam current of 50 nA and an accelerating voltage of 15 kV (EMPA); background acquisition of 50 s followed by 40 s of sample data acquisition (LA-ICP-MS) | NIST SRM 610 | 2.2665 | [19 empty] | 810 | [11 empty] | 0.31084 | [9 empty] | 650 |  | 92.5761 |  |  |  | 280 | [7 empty] | 240 | [13 empty] | 117.1637 | [13 empty] | 0.01 |  | 2250 | [15 empty] | 334680 | [39 empty] | 656760 |  |  |  |  | 2022 | Mineralium Deposita (2022) 57:1343–1365 |  | CHN | Guizhou
| Zhulingou |  | Basin hydrothermal | Mississippi Valley-type (MVT) | carbonate-hosted Zn(-Ge) | Zn | Ge | Zn, Ge, Pb | Yang et al., 2020 |  | ZLG-1-2-4 | ZLG-1-2-4 | underground mine |  |  |  |  | ore material | polished section | grab | mineral separate | [5 empty] | mineralisation | sphalerite |  |  | sphalerite | Stage I (Sp1: acicular colloform); Stage II (Sp3: euhedral sector-zoned); Sp2 (acicular-euhedral, both stages) | stratabound and stockwork orebodies | Colloform, acicular |  |  |  | pyrite, marcasite, galena, dolomite, calcite, quartz | polished sections (150 μm thick) | LA-ICPMS, EMPA | (JEOL) JXA8230; NWR ablation system | Wuhan Sample Solution Analytical Technology Co., Ltd, Hubei, China | beam current of 50 nA and an accelerating voltage of 15 kV (EMPA); background acquisition of 50 s followed by 40 s of sample data acquisition (LA-ICP-MS) | NIST SRM 610 | 2.2277 | [19 empty] | 740 | [11 empty] | 0.28306 | [9 empty] | 1270 |  | 77.3595 |  |  |  | 990 | [7 empty] | 0.1498 | [13 empty] | 108.7922 | [13 empty] | 0.01 |  | 2020 | [15 empty] | 335830 |  | 190 | [37 empty] | 654760 |  |  |  |  | 2022 | Mineralium Deposita (2022) 57:1343–1365 |  | CHN | Guizhou
| Zhulingou |  | Basin hydrothermal | Mississippi Valley-type (MVT) | carbonate-hosted Zn(-Ge) | Zn | Ge | Zn, Ge, Pb | Yang et al., 2020 |  | ZLG-1-2-5 | ZLG-1-2-5 | underground mine |  |  |  |  | ore material | polished section | grab | mineral separate | [5 empty] | mineralisation | sphalerite |  |  | sphalerite | Stage I (Sp1: acicular colloform); Stage II (Sp3: euhedral sector-zoned); Sp2 (acicular-euhedral, both stages) | stratabound and stockwork orebodies | Colloform, acicular |  |  |  | pyrite, marcasite, galena, dolomite, calcite, quartz | polished sections (150 μm thick) | LA-ICPMS, EMPA | (JEOL) JXA8230; NWR ablation system | Wuhan Sample Solution Analytical Technology Co., Ltd, Hubei, China | beam current of 50 nA and an accelerating voltage of 15 kV (EMPA); background acquisition of 50 s followed by 40 s of sample data acquisition (LA-ICP-MS) | NIST SRM 610 | 80 | [19 empty] | 750 | [11 empty] | 0.31041 | [9 empty] | 1390 |  | 80.3595 |  |  |  | 660 | [7 empty] | 260 | [13 empty] | 80 | [13 empty] | 0.01 |  | 2350 | [15 empty] | 332880 | [11 empty] | 220 | [27 empty] | 654300 |  |  |  |  | 2022 | Mineralium Deposita (2022) 57:1343–1365 |  | CHN | Guizhou
| Zhulingou |  | Basin hydrothermal | Mississippi Valley-type (MVT) | carbonate-hosted Zn(-Ge) | Zn | Ge | Zn, Ge, Pb | Yang et al., 2020 |  | ZLG-1-2-6 | ZLG-1-2-6 | underground mine |  |  |  |  | ore material | polished section | grab | mineral separate | [5 empty] | mineralisation | sphalerite |  |  | sphalerite | Stage I (Sp1: acicular colloform); Stage II (Sp3: euhedral sector-zoned); Sp2 (acicular-euhedral, both stages) | stratabound and stockwork orebodies | Colloform, acicular |  |  |  | pyrite, marcasite, galena, dolomite, calcite, quartz | polished sections (150 μm thick) | LA-ICPMS, EMPA | (JEOL) JXA8230; NWR ablation system | Wuhan Sample Solution Analytical Technology Co., Ltd, Hubei, China | beam current of 50 nA and an accelerating voltage of 15 kV (EMPA); background acquisition of 50 s followed by 40 s of sample data acquisition (LA-ICP-MS) | NIST SRM 610 | 2.1173 | [19 empty] | 800 | [11 empty] | 0.21107 | [9 empty] | 1690 |  | 78.2286 |  |  |  | 750 | [7 empty] | 0.1381 | [13 empty] | 70 | [13 empty] | 0.01 |  | 3490 | [15 empty] | 332600 | [39 empty] | 650850 |  |  |  |  | 2022 | Mineralium Deposita (2022) 57:1343–1365 |  | CHN | Guizhou
| Zhulingou |  | Basin hydrothermal | Mississippi Valley-type (MVT) | carbonate-hosted Zn(-Ge) | Zn | Ge | Zn, Ge, Pb | Yang et al., 2020 |  | ZLG-1-2-7 | ZLG-1-2-7 | underground mine |  |  |  |  | ore material | polished section | grab | mineral separate | [5 empty] | mineralisation | sphalerite |  |  | sphalerite | Stage I (Sp1: acicular colloform); Stage II (Sp3: euhedral sector-zoned); Sp2 (acicular-euhedral, both stages) | stratabound and stockwork orebodies | Colloform, acicular |  |  |  | pyrite, marcasite, galena, dolomite, calcite, quartz | polished sections (150 μm thick) | LA-ICPMS, EMPA | (JEOL) JXA8230; NWR ablation system | Wuhan Sample Solution Analytical Technology Co., Ltd, Hubei, China | beam current of 50 nA and an accelerating voltage of 15 kV (EMPA); background acquisition of 50 s followed by 40 s of sample data acquisition (LA-ICP-MS) | NIST SRM 610 | 1.7394 |  |  |  | 310 | [15 empty] | 400 | [11 empty] | 0.2695 | [9 empty] | 5750 |  | 31.1698 |  |  |  | 1410 | [7 empty] | 0.063666 | [13 empty] | 180 | [13 empty] | 0.01 |  | 8610 | [15 empty] | 332680 | [11 empty] | 430 | [27 empty] | 642290 |  |  |  |  | 2022 | Mineralium Deposita (2022) 57:1343–1365 |  | CHN | Guizhou
| Zhulingou |  | Basin hydrothermal | Mississippi Valley-type (MVT) | carbonate-hosted Zn(-Ge) | Zn | Ge | Zn, Ge, Pb | Yang et al., 2020 |  | ZLG-1-2-8 | ZLG-1-2-8 | underground mine |  |  |  |  | ore material | polished section | grab | mineral separate | [5 empty] | mineralisation | sphalerite |  |  | sphalerite | Stage I (Sp1: acicular colloform); Stage II (Sp3: euhedral sector-zoned); Sp2 (acicular-euhedral, both stages) | stratabound and stockwork orebodies | Colloform, acicular |  |  |  | pyrite, marcasite, galena, dolomite, calcite, quartz | polished sections (150 μm thick) | LA-ICPMS, EMPA | (JEOL) JXA8230; NWR ablation system | Wuhan Sample Solution Analytical Technology Co., Ltd, Hubei, China | beam current of 50 nA and an accelerating voltage of 15 kV (EMPA); background acquisition of 50 s followed by 40 s of sample data acquisition (LA-ICP-MS) | NIST SRM 610 | 1.6809 | [19 empty] | 280 | [11 empty] | 0.37978 | [9 empty] | 7310 |  | 23.3894 |  |  |  | 820 | [7 empty] | 370 | [13 empty] | 170 | [13 empty] | 0.01 |  | 8710 | [15 empty] | 331420 | [39 empty] | 639970 |  |  |  |  | 2022 | Mineralium Deposita (2022) 57:1343–1365 |  | CHN | Guizhou
| Zhulingou |  | Basin hydrothermal | Mississippi Valley-type (MVT) | carbonate-hosted Zn(-Ge) | Zn | Ge | Zn, Ge, Pb | Yang et al., 2020 |  | ZLG-1-2-9 | ZLG-1-2-9 | underground mine |  |  |  |  | ore material | polished section | grab | mineral separate | [5 empty] | mineralisation | sphalerite |  |  | sphalerite | Stage I (Sp1: acicular colloform); Stage II (Sp3: euhedral sector-zoned); Sp2 (acicular-euhedral, both stages) | stratabound and stockwork orebodies | Colloform, acicular |  |  |  | pyrite, marcasite, galena, dolomite, calcite, quartz | polished sections (150 μm thick) | LA-ICPMS, EMPA | (JEOL) JXA8230; NWR ablation system | Wuhan Sample Solution Analytical Technology Co., Ltd, Hubei, China | beam current of 50 nA and an accelerating voltage of 15 kV (EMPA); background acquisition of 50 s followed by 40 s of sample data acquisition (LA-ICP-MS) | NIST SRM 610 | 1.908 | [19 empty] | 510 | [11 empty] | 390 | [9 empty] | 2300 |  | 54.3688 |  |  |  | 460 | [7 empty] | 0.098295 | [13 empty] | 90 | [13 empty] | 0.01 |  | 8820 | [15 empty] | 334540 | [39 empty] | 647340 |  |  |  |  | 2022 | Mineralium Deposita (2022) 57:1343–1365 |  | CHN | Guizhou
| Zhulingou |  | Basin hydrothermal | Mississippi Valley-type (MVT) | carbonate-hosted Zn(-Ge) | Zn | Ge | Zn, Ge, Pb | Yang et al., 2020 |  | ZLG-1-2-10 | ZLG-1-2-10 | underground mine |  |  |  |  | ore material | polished section | grab | mineral separate | [5 empty] | mineralisation | sphalerite |  |  | sphalerite | Stage I (Sp1: acicular colloform); Stage II (Sp3: euhedral sector-zoned); Sp2 (acicular-euhedral, both stages) | stratabound and stockwork orebodies | Colloform, acicular |  |  |  | pyrite, marcasite, galena, dolomite, calcite, quartz | polished sections (150 μm thick) | LA-ICPMS, EMPA | (JEOL) JXA8230; NWR ablation system | Wuhan Sample Solution Analytical Technology Co., Ltd, Hubei, China | beam current of 50 nA and an accelerating voltage of 15 kV (EMPA); background acquisition of 50 s followed by 40 s of sample data acquisition (LA-ICP-MS) | NIST SRM 610 | 2.2268 | [19 empty] | 660 | [11 empty] | 0.24228 | [9 empty] | 800 |  | 97.7901 |  |  |  | 620 | [7 empty] | 0.15702 | [13 empty] | 60 | [13 empty] | 0.01 |  | 4640 | [15 empty] | 336870 |  | 280 | [37 empty] | 655380 |  |  |  |  | 2022 | Mineralium Deposita (2022) 57:1343–1365 |  | CHN | Guizhou
| Zhulingou |  | Basin hydrothermal | Mississippi Valley-type (MVT) | carbonate-hosted Zn(-Ge) | Zn | Ge | Zn, Ge, Pb | Yang et al., 2020 |  | ZLG-1-2-11 | ZLG-1-2-11 | underground mine |  |  |  |  | ore material | polished section | grab | mineral separate | [5 empty] | mineralisation | sphalerite |  |  | sphalerite | Stage I (Sp1: acicular colloform); Stage II (Sp3: euhedral sector-zoned); Sp2 (acicular-euhedral, both stages) | stratabound and stockwork orebodies | Colloform, acicular |  |  |  | pyrite, marcasite, galena, dolomite, calcite, quartz | polished sections (150 μm thick) | LA-ICPMS, EMPA | (JEOL) JXA8230; NWR ablation system | Wuhan Sample Solution Analytical Technology Co., Ltd, Hubei, China | beam current of 50 nA and an accelerating voltage of 15 kV (EMPA); background acquisition of 50 s followed by 40 s of sample data acquisition (LA-ICP-MS) | NIST SRM 610 | 2.0777 |  |  |  | 350 | [15 empty] | 860 | [11 empty] | 0.39287 | [9 empty] | 960 |  | 93.253 |  |  |  | 310 | [7 empty] | 0.16592 | [13 empty] | 250 | [13 empty] | 0.01 |  | 5830 | [15 empty] | 334480 | [39 empty] | 648230 |  |  |  |  | 2022 | Mineralium Deposita (2022) 57:1343–1365 |  | CHN | Guizhou
| Zhulingou |  | Basin hydrothermal | Mississippi Valley-type (MVT) | carbonate-hosted Zn(-Ge) | Zn | Ge | Zn, Ge, Pb | Yang et al., 2020 |  | ZLG-1-2-12 | ZLG-1-2-12 | underground mine |  |  |  |  | ore material | polished section | grab | mineral separate | [5 empty] | mineralisation | sphalerite |  |  | sphalerite | Stage I (Sp1: acicular colloform); Stage II (Sp3: euhedral sector-zoned); Sp2 (acicular-euhedral, both stages) | stratabound and stockwork orebodies | Colloform, acicular |  |  |  | pyrite, marcasite, galena, dolomite, calcite, quartz | polished sections (150 μm thick) | LA-ICPMS, EMPA | (JEOL) JXA8230; NWR ablation system | Wuhan Sample Solution Analytical Technology Co., Ltd, Hubei, China | beam current of 50 nA and an accelerating voltage of 15 kV (EMPA); background acquisition of 50 s followed by 40 s of sample data acquisition (LA-ICP-MS) | NIST SRM 610 | 2.4764 |  |  |  | 210 | [15 empty] | 780 | [11 empty] | 0.33432 | [9 empty] | 700 |  | 131.8585 |  |  |  | 530 | [7 empty] | 0.24092 | [13 empty] | 180 | [13 empty] | 0.01 |  | 5100 | [15 empty] | 332810 | [39 empty] | 647770 |  |  |  |  | 2022 | Mineralium Deposita (2022) 57:1343–1365 |  | CHN | Guizhou
| Zhulingou |  | Basin hydrothermal | Mississippi Valley-type (MVT) | carbonate-hosted Zn(-Ge) | Zn | Ge | Zn, Ge, Pb | Yang et al., 2020 |  | ZLG-1-2-13 | ZLG-1-2-13 | underground mine |  |  |  |  | ore material | polished section | grab | mineral separate | [5 empty] | mineralisation | sphalerite |  |  | sphalerite | Stage I (Sp1: acicular colloform); Stage II (Sp3: euhedral sector-zoned); Sp2 (acicular-euhedral, both stages) | stratabound and stockwork orebodies | Colloform, acicular |  |  |  | pyrite, marcasite, galena, dolomite, calcite, quartz | polished sections (150 μm thick) | LA-ICPMS, EMPA | (JEOL) JXA8230; NWR ablation system | Wuhan Sample Solution Analytical Technology Co., Ltd, Hubei, China | beam current of 50 nA and an accelerating voltage of 15 kV (EMPA); background acquisition of 50 s followed by 40 s of sample data acquisition (LA-ICP-MS) | NIST SRM 610 | 2.2749 | [19 empty] | 610 | [11 empty] | 0.19234 | [9 empty] | 740 |  | 112.2669 |  |  |  | 870 | [7 empty] | 0.20277 | [13 empty] | 140 | [13 empty] | 0.01 |  | 4010 | [15 empty] | 330110 | [39 empty] | 647740 |  |  |  |  | 2022 | Mineralium Deposita (2022) 57:1343–1365 |  | CHN | Guizhou
| Zhulingou |  | Basin hydrothermal | Mississippi Valley-type (MVT) | carbonate-hosted Zn(-Ge) | Zn | Ge | Zn, Ge, Pb | Yang et al., 2020 |  | ZLG-1-2-14 | ZLG-1-2-14 | underground mine |  |  |  |  | ore material | polished section | grab | mineral separate | [5 empty] | mineralisation | sphalerite |  |  | sphalerite | Stage I (Sp1: acicular colloform); Stage II (Sp3: euhedral sector-zoned); Sp2 (acicular-euhedral, both stages) | stratabound and stockwork orebodies | Colloform, acicular |  |  |  | pyrite, marcasite, galena, dolomite, calcite, quartz | polished sections (150 μm thick) | LA-ICPMS, EMPA | (JEOL) JXA8230; NWR ablation system | Wuhan Sample Solution Analytical Technology Co., Ltd, Hubei, China | beam current of 50 nA and an accelerating voltage of 15 kV (EMPA); background acquisition of 50 s followed by 40 s of sample data acquisition (LA-ICP-MS) | NIST SRM 610 | 60 | [19 empty] | 830 | [11 empty] | 0.26984 | [9 empty] | 1820 |  | 63.6881 |  |  |  | 540 | [7 empty] | 320 | [13 empty] | 190 | [13 empty] | 0.01 |  | 5850 | [15 empty] | 330450 | [39 empty] | 648220 |  |  |  |  | 2022 | Mineralium Deposita (2022) 57:1343–1365 |  | CHN | Guizhou
| Zhulingou |  | Basin hydrothermal | Mississippi Valley-type (MVT) | carbonate-hosted Zn(-Ge) | Zn | Ge | Zn, Ge, Pb | Yang et al., 2020 |  | ZLG-1-2-15 | ZLG-1-2-15 | underground mine |  |  |  |  | ore material | polished section | grab | mineral separate | [5 empty] | mineralisation | sphalerite |  |  | sphalerite | Stage I (Sp1: acicular colloform); Stage II (Sp3: euhedral sector-zoned); Sp2 (acicular-euhedral, both stages) | stratabound and stockwork orebodies | Colloform, acicular |  |  |  | pyrite, marcasite, galena, dolomite, calcite, quartz | polished sections (150 μm thick) | LA-ICPMS, EMPA | (JEOL) JXA8230; NWR ablation system | Wuhan Sample Solution Analytical Technology Co., Ltd, Hubei, China | beam current of 50 nA and an accelerating voltage of 15 kV (EMPA); background acquisition of 50 s followed by 40 s of sample data acquisition (LA-ICP-MS) | NIST SRM 610 | 140 | [19 empty] | 610 | [11 empty] | 0.32984 | [9 empty] | 12790 |  | 79.2342 |  |  |  | 280 | [7 empty] | 0.11562 | [13 empty] | 100 | [13 empty] | 0.01 |  | 5680 | [15 empty] | 331760 | [39 empty] | 635900 |  |  |  |  | 2022 | Mineralium Deposita (2022) 57:1343–1365 |  | CHN | Guizhou
| Zhulingou |  | Basin hydrothermal | Mississippi Valley-type (MVT) | carbonate-hosted Zn(-Ge) | Zn | Ge | Zn, Ge, Pb | Yang et al., 2020 |  | ZLG-1-2-16 | ZLG-1-2-16 | underground mine |  |  |  |  | ore material | polished section | grab | mineral separate | [5 empty] | mineralisation | sphalerite |  |  | sphalerite | Stage I (Sp1: acicular colloform); Stage II (Sp3: euhedral sector-zoned); Sp2 (acicular-euhedral, both stages) | stratabound and stockwork orebodies | Colloform, acicular (Sp1); acicular-euhedral (Sp2); euhedral sector-zoned (Sp3) |  |  |  | pyrite, marcasite, galena, dolomite, calcite, quartz | polished sections (150 μm thick) | LA-ICPMS, EMPA | (JEOL) JXA8230; NWR ablation system | Wuhan Sample Solution Analytical Technology Co., Ltd, Hubei, China | beam current of 50 nA and an accelerating voltage of 15 kV (EMPA); background acquisition of 50 s followed by 40 s of sample data acquisition (LA-ICP-MS) | NIST SRM 610 | 140 |  |  |  | 410 | [15 empty] | 890 | [11 empty] | 390 | [9 empty] | 12790 |  | 0 |  |  |  | 1410 |  |  |  | 230 |  |  |  | 370 | [13 empty] | 250 | [15 empty] | 8820 | [15 empty] | 342000 |  | 280 | [9 empty] | 430 | [27 empty] | 656760 |  |  |  |  | 2022 | Mineralium Deposita (2022) 57:1343–1365 |  | CHN | Guizhou
| Zhulingou |  | Basin hydrothermal | Mississippi Valley-type (MVT) | carbonate-hosted Zn(-Ge) | Zn | Ge | Zn, Ge, Pb | Yang et al., 2020 |  | ZLG-1-2-17 | ZLG-1-2-17 | underground mine |  |  |  |  | ore material | polished section | grab | mineral separate | [5 empty] | mineralisation | sphalerite |  |  | sphalerite | Stage I (Sp1: acicular colloform); Stage II (Sp3: euhedral sector-zoned); Sp2 (acicular-euhedral, both stages) | stratabound and stockwork orebodies | Colloform, acicular (Sp1); acicular-euhedral (Sp2); euhedral sector-zoned (Sp3) |  |  |  | pyrite, marcasite, galena, dolomite, calcite, quartz | polished sections (150 μm thick) | LA-ICPMS, EMPA | (JEOL) JXA8230; NWR ablation system | Wuhan Sample Solution Analytical Technology Co., Ltd, Hubei, China | beam current of 50 nA and an accelerating voltage of 15 kV (EMPA); background acquisition of 50 s followed by 40 s of sample data acquisition (LA-ICP-MS) | NIST SRM 610 | 10 |  |  |  | 160 | [15 empty] | 280 | [11 empty] | 390 | [9 empty] | 500 |  | 0 |  |  |  | 200 |  |  |  | 230 |  |  |  | 190 | [13 empty] | 30 | [15 empty] | 2020 | [15 empty] | 328150 |  | 180 | [9 empty] | 150 | [27 empty] | 635900 |  |  |  |  | 2022 | Mineralium Deposita (2022) 57:1343–1365 |  | CHN | Guizhou
| Zhulingou |  | Basin hydrothermal | Mississippi Valley-type (MVT) | carbonate-hosted Zn(-Ge) | Zn | Ge | Zn, Ge, Pb | Yang et al., 2020 |  | ZLG-1-2-18 | ZLG-1-2-18 | underground mine |  |  |  |  | ore material | polished section | grab | mineral separate | [5 empty] | mineralisation | sphalerite |  |  | sphalerite | Stage I (Sp1: acicular colloform); Stage II (Sp3: euhedral sector-zoned); Sp2 (acicular-euhedral, both stages) | stratabound and stockwork orebodies | Colloform, acicular (Sp1); acicular-euhedral (Sp2); euhedral sector-zoned (Sp3) |  |  |  | pyrite, marcasite, galena, dolomite, calcite, quartz | polished sections (150 μm thick) | LA-ICPMS, EMPA | (JEOL) JXA8230; NWR ablation system | Wuhan Sample Solution Analytical Technology Co., Ltd, Hubei, China | beam current of 50 nA and an accelerating voltage of 15 kV (EMPA); background acquisition of 50 s followed by 40 s of sample data acquisition (LA-ICP-MS) | NIST SRM 610 | 76.25 |  |  |  | 285 | [15 empty] | 654.8387 | [11 empty] | 390 | [9 empty] | 3942.5806 |  | 0 |  |  |  | 681.2903 |  |  |  | 230 |  |  |  | 286.25 | [13 empty] | 123.4615 | [15 empty] | 4964.1935 | [15 empty] | 333741.6129 |  | 215.7143 | [9 empty] | 260 | [27 empty] | 647525.8065 |  |  |  |  | 2022 | Mineralium Deposita (2022) 57:1343–1365 |  | CHN | Guizhou
| Zhulingou |  | Basin hydrothermal | Mississippi Valley-type (MVT) | carbonate-hosted Zn(-Ge) | Zn | Ge | Zn, Ge, Pb | Yang et al., 2020 |  | ZLG-2-1-1 | ZLG-2-1-1 | underground mine |  |  |  |  | ore material | polished section | grab | mineral separate | [5 empty] | mineralisation | sphalerite |  |  | sphalerite | Stage I (Sp1: acicular colloform); Stage II (Sp3: euhedral sector-zoned); Sp2 (acicular-euhedral, both stages) | stratabound and stockwork orebodies | Acicular-euhedral |  |  |  | pyrite, marcasite, galena, dolomite, calcite, quartz | polished sections (150 μm thick) | LA-ICPMS, EMPA | (JEOL) JXA8230; NWR ablation system | Wuhan Sample Solution Analytical Technology Co., Ltd, Hubei, China | beam current of 50 nA and an accelerating voltage of 15 kV (EMPA); background acquisition of 50 s followed by 40 s of sample data acquisition (LA-ICP-MS) | NIST SRM 610 | 1.3086 |  |  |  | 210 | [15 empty] | 3880 | [11 empty] | 1.0355 | [9 empty] | 900 |  | 10 |  |  |  | 10 | [21 empty] | 11.7351 | [15 empty] | 140 | [15 empty] | 338480 | [39 empty] | 658600 |  |  |  |  | 2022 | Mineralium Deposita (2022) 57:1343–1365 |  | CHN | Guizhou
| Zhulingou |  | Basin hydrothermal | Mississippi Valley-type (MVT) | carbonate-hosted Zn(-Ge) | Zn | Ge | Zn, Ge, Pb | Yang et al., 2020 |  | ZLG-2-1-2 | ZLG-2-1-2 | underground mine |  |  |  |  | ore material | polished section | grab | mineral separate | [5 empty] | mineralisation | sphalerite |  |  | sphalerite | Stage I (Sp1: acicular colloform); Stage II (Sp3: euhedral sector-zoned); Sp2 (acicular-euhedral, both stages) | stratabound and stockwork orebodies | Acicular-euhedral |  |  |  | pyrite, marcasite, galena, dolomite, calcite, quartz | polished sections (150 μm thick) | LA-ICPMS, EMPA | (JEOL) JXA8230; NWR ablation system | Wuhan Sample Solution Analytical Technology Co., Ltd, Hubei, China | beam current of 50 nA and an accelerating voltage of 15 kV (EMPA); background acquisition of 50 s followed by 40 s of sample data acquisition (LA-ICP-MS) | NIST SRM 610 | 1.3018 |  |  |  | 210 | [15 empty] | 860 | [11 empty] | 2.4848 | [9 empty] | 3520 |  | 14.7037 |  |  |  | 970 | [7 empty] | 180 | [13 empty] | 42.6819 | [15 empty] | 2450 | [15 empty] | 332550 | [39 empty] | 642420 |  |  |  |  | 2022 | Mineralium Deposita (2022) 57:1343–1365 |  | CHN | Guizhou
| Zhulingou |  | Basin hydrothermal | Mississippi Valley-type (MVT) | carbonate-hosted Zn(-Ge) | Zn | Ge | Zn, Ge, Pb | Yang et al., 2020 |  | ZLG-2-1-3 | ZLG-2-1-3 | underground mine |  |  |  |  | ore material | polished section | grab | mineral separate | [5 empty] | mineralisation | sphalerite |  |  | sphalerite | Stage I (Sp1: acicular colloform); Stage II (Sp3: euhedral sector-zoned); Sp2 (acicular-euhedral, both stages) | stratabound and stockwork orebodies | Acicular-euhedral |  |  |  | pyrite, marcasite, galena, dolomite, calcite, quartz | polished sections (150 μm thick) | LA-ICPMS, EMPA | (JEOL) JXA8230; NWR ablation system | Wuhan Sample Solution Analytical Technology Co., Ltd, Hubei, China | beam current of 50 nA and an accelerating voltage of 15 kV (EMPA); background acquisition of 50 s followed by 40 s of sample data acquisition (LA-ICP-MS) | NIST SRM 610 | 1.2824 |  |  |  | 210 | [15 empty] | 1600 | [11 empty] | 4.6572 | [9 empty] | 10800 |  | 18.4136 |  |  |  | 470 | [7 empty] | 0.02076 | [13 empty] | 120 | [13 empty] | 0.01 |  | 1930 | [15 empty] | 337310 | [39 empty] | 648730 |  |  |  |  | 2022 | Mineralium Deposita (2022) 57:1343–1365 |  | CHN | Guizhou
| Zhulingou |  | Basin hydrothermal | Mississippi Valley-type (MVT) | carbonate-hosted Zn(-Ge) | Zn | Ge | Zn, Ge, Pb | Yang et al., 2020 |  | ZLG-2-1-4 | ZLG-2-1-4 | underground mine |  |  |  |  | ore material | polished section | grab | mineral separate | [5 empty] | mineralisation | sphalerite |  |  | sphalerite | Stage I (Sp1: acicular colloform); Stage II (Sp3: euhedral sector-zoned); Sp2 (acicular-euhedral, both stages) | stratabound and stockwork orebodies | Acicular-euhedral |  |  |  | pyrite, marcasite, galena, dolomite, calcite, quartz | polished sections (150 μm thick) | LA-ICPMS, EMPA | (JEOL) JXA8230; NWR ablation system | Wuhan Sample Solution Analytical Technology Co., Ltd, Hubei, China | beam current of 50 nA and an accelerating voltage of 15 kV (EMPA); background acquisition of 50 s followed by 40 s of sample data acquisition (LA-ICP-MS) | NIST SRM 610 | 1.2243 |  |  |  | 170 | [15 empty] | 1760 | [11 empty] | 4.4346 | [9 empty] | 8310 |  | 22.4718 |  |  |  | 80 | [21 empty] | 71.5335 | [15 empty] | 1460 | [15 empty] | 336710 | [39 empty] | 650030 |  |  |  |  | 2022 | Mineralium Deposita (2022) 57:1343–1365 |  | CHN | Guizhou
| Zhulingou |  | Basin hydrothermal | Mississippi Valley-type (MVT) | carbonate-hosted Zn(-Ge) | Zn | Ge | Zn, Ge, Pb | Yang et al., 2020 |  | ZLG-2-1-5 | ZLG-2-1-5 | underground mine |  |  |  |  | ore material | polished section | grab | mineral separate | [5 empty] | mineralisation | sphalerite |  |  | sphalerite | Stage I (Sp1: acicular colloform); Stage II (Sp3: euhedral sector-zoned); Sp2 (acicular-euhedral, both stages) | stratabound and stockwork orebodies | Acicular-euhedral |  |  |  | pyrite, marcasite, galena, dolomite, calcite, quartz | polished sections (150 μm thick) | LA-ICPMS, EMPA | (JEOL) JXA8230; NWR ablation system | Wuhan Sample Solution Analytical Technology Co., Ltd, Hubei, China | beam current of 50 nA and an accelerating voltage of 15 kV (EMPA); background acquisition of 50 s followed by 40 s of sample data acquisition (LA-ICP-MS) | NIST SRM 610 | 1.3019 | [19 empty] | 1120 | [11 empty] | 5.4482 | [9 empty] | 7910 |  | 13.2559 |  |  |  | 950 | [7 empty] | 0.013201 | [13 empty] | 120 | [13 empty] | 0.01 |  | 4380 | [15 empty] | 332910 | [39 empty] | 643500 |  |  |  |  | 2022 | Mineralium Deposita (2022) 57:1343–1365 |  | CHN | Guizhou
| Zhulingou |  | Basin hydrothermal | Mississippi Valley-type (MVT) | carbonate-hosted Zn(-Ge) | Zn | Ge | Zn, Ge, Pb | Yang et al., 2020 |  | ZLG-2-1-6 | ZLG-2-1-6 | underground mine |  |  |  |  | ore material | polished section | grab | mineral separate | [5 empty] | mineralisation | sphalerite |  |  | sphalerite | Stage I (Sp1: acicular colloform); Stage II (Sp3: euhedral sector-zoned); Sp2 (acicular-euhedral, both stages) | stratabound and stockwork orebodies | Acicular-euhedral |  |  |  | pyrite, marcasite, galena, dolomite, calcite, quartz | polished sections (150 μm thick) | LA-ICPMS, EMPA | (JEOL) JXA8230; NWR ablation system | Wuhan Sample Solution Analytical Technology Co., Ltd, Hubei, China | beam current of 50 nA and an accelerating voltage of 15 kV (EMPA); background acquisition of 50 s followed by 40 s of sample data acquisition (LA-ICP-MS) | NIST SRM 610 | 1.2553 |  |  |  | 220 | [15 empty] | 20 | [11 empty] | 2.9886 | [9 empty] | 2730 |  | 2.7389 |  |  |  | 370 | [21 empty] | 27.8291 | [15 empty] | 2790 | [15 empty] | 339540 | [39 empty] | 660340 |  |  |  |  | 2022 | Mineralium Deposita (2022) 57:1343–1365 |  | CHN | Guizhou
| Zhulingou |  | Basin hydrothermal | Mississippi Valley-type (MVT) | carbonate-hosted Zn(-Ge) | Zn | Ge | Zn, Ge, Pb | Yang et al., 2020 |  | ZLG-2-1-7 | ZLG-2-1-7 | underground mine |  |  |  |  | ore material | polished section | grab | mineral separate | [5 empty] | mineralisation | sphalerite |  |  | sphalerite | Stage I (Sp1: acicular colloform); Stage II (Sp3: euhedral sector-zoned); Sp2 (acicular-euhedral, both stages) | stratabound and stockwork orebodies | Acicular-euhedral |  |  |  | pyrite, marcasite, galena, dolomite, calcite, quartz | polished sections (150 μm thick) | LA-ICPMS, EMPA | (JEOL) JXA8230; NWR ablation system | Wuhan Sample Solution Analytical Technology Co., Ltd, Hubei, China | beam current of 50 nA and an accelerating voltage of 15 kV (EMPA); background acquisition of 50 s followed by 40 s of sample data acquisition (LA-ICP-MS) | NIST SRM 610 | 1.2998 | [19 empty] | 2220 | [11 empty] | 2.0115 | [9 empty] | 3520 |  | 35.6366 |  |  |  | 463.0695 | [21 empty] | 12.2377 | [15 empty] | 560 | [15 empty] | 335770 | [39 empty] | 656870 |  |  |  |  | 2022 | Mineralium Deposita (2022) 57:1343–1365 |  | CHN | Guizhou
| Zhulingou |  | Basin hydrothermal | Mississippi Valley-type (MVT) | carbonate-hosted Zn(-Ge) | Zn | Ge | Zn, Ge, Pb | Yang et al., 2020 |  | ZLG-2-1-8 | ZLG-2-1-8 | underground mine |  |  |  |  | ore material | polished section | grab | mineral separate | [5 empty] | mineralisation | sphalerite |  |  | sphalerite | Stage I (Sp1: acicular colloform); Stage II (Sp3: euhedral sector-zoned); Sp2 (acicular-euhedral, both stages) | stratabound and stockwork orebodies | Acicular-euhedral |  |  |  | pyrite, marcasite, galena, dolomite, calcite, quartz | polished sections (150 μm thick) | LA-ICPMS, EMPA | (JEOL) JXA8230; NWR ablation system | Wuhan Sample Solution Analytical Technology Co., Ltd, Hubei, China | beam current of 50 nA and an accelerating voltage of 15 kV (EMPA); background acquisition of 50 s followed by 40 s of sample data acquisition (LA-ICP-MS) | NIST SRM 610 | 1.2959 | [19 empty] | 3820 | [11 empty] | 0.55233 | [9 empty] | 7920 |  | 18.2471 |  |  |  | 507.5512 | [21 empty] | 16.2043 | [15 empty] | 390 | [15 empty] | 334480 | [39 empty] | 650820 |  |  |  |  | 2022 | Mineralium Deposita (2022) 57:1343–1365 |  | CHN | Guizhou
| Zhulingou |  | Basin hydrothermal | Mississippi Valley-type (MVT) | carbonate-hosted Zn(-Ge) | Zn | Ge | Zn, Ge, Pb | Yang et al., 2020 |  | ZLG-2-1-9 | ZLG-2-1-9 | underground mine |  |  |  |  | ore material | polished section | grab | mineral separate | [5 empty] | mineralisation | sphalerite |  |  | sphalerite | Stage I (Sp1: acicular colloform); Stage II (Sp3: euhedral sector-zoned); Sp2 (acicular-euhedral, both stages) | stratabound and stockwork orebodies | Acicular-euhedral |  |  |  | pyrite, marcasite, galena, dolomite, calcite, quartz | polished sections (150 μm thick) | LA-ICPMS, EMPA | (JEOL) JXA8230; NWR ablation system | Wuhan Sample Solution Analytical Technology Co., Ltd, Hubei, China | beam current of 50 nA and an accelerating voltage of 15 kV (EMPA); background acquisition of 50 s followed by 40 s of sample data acquisition (LA-ICP-MS) | NIST SRM 610 | 1.2981 | [19 empty] | 1870 | [11 empty] | 1.1246 | [9 empty] | 9970 |  | 14.2238 |  |  |  | 619.3469 | [21 empty] | 25.0959 | [15 empty] | 620 | [15 empty] | 336710 | [39 empty] | 648540 |  |  |  |  | 2022 | Mineralium Deposita (2022) 57:1343–1365 |  | CHN | Guizhou
| Zhulingou |  | Basin hydrothermal | Mississippi Valley-type (MVT) | carbonate-hosted Zn(-Ge) | Zn | Ge | Zn, Ge, Pb | Yang et al., 2020 |  | ZLG-2-1-10 | ZLG-2-1-10 | underground mine |  |  |  |  | ore material | polished section | grab | mineral separate | [5 empty] | mineralisation | sphalerite |  |  | sphalerite | Stage I (Sp1: acicular colloform); Stage II (Sp3: euhedral sector-zoned); Sp2 (acicular-euhedral, both stages) | stratabound and stockwork orebodies | Acicular-euhedral |  |  |  | pyrite, marcasite, galena, dolomite, calcite, quartz | polished sections (150 μm thick) | LA-ICPMS, EMPA | (JEOL) JXA8230; NWR ablation system | Wuhan Sample Solution Analytical Technology Co., Ltd, Hubei, China | beam current of 50 nA and an accelerating voltage of 15 kV (EMPA); background acquisition of 50 s followed by 40 s of sample data acquisition (LA-ICP-MS) | NIST SRM 610 | 1.2382 | [19 empty] | 4490 | [11 empty] | 0.99384 | [9 empty] | 6380 |  | 26.5766 |  |  |  | 455.4169 | [21 empty] | 24.4216 | [15 empty] | 900 | [15 empty] | 335590 | [11 empty] | 300 | [27 empty] | 652710 |  |  |  |  | 2022 | Mineralium Deposita (2022) 57:1343–1365 |  | CHN | Guizhou
| Zhulingou |  | Basin hydrothermal | Mississippi Valley-type (MVT) | carbonate-hosted Zn(-Ge) | Zn | Ge | Zn, Ge, Pb | Yang et al., 2020 |  | ZLG-2-1-11 | ZLG-2-1-11 | underground mine |  |  |  |  | ore material | polished section | grab | mineral separate | [5 empty] | mineralisation | sphalerite |  |  | sphalerite | Stage I (Sp1: acicular colloform); Stage II (Sp3: euhedral sector-zoned); Sp2 (acicular-euhedral, both stages) | stratabound and stockwork orebodies | Acicular-euhedral |  |  |  | pyrite, marcasite, galena, dolomite, calcite, quartz | polished sections (150 μm thick) | LA-ICPMS, EMPA | (JEOL) JXA8230; NWR ablation system | Wuhan Sample Solution Analytical Technology Co., Ltd, Hubei, China | beam current of 50 nA and an accelerating voltage of 15 kV (EMPA); background acquisition of 50 s followed by 40 s of sample data acquisition (LA-ICP-MS) | NIST SRM 610 | 40 | [19 empty] | 510 | [11 empty] | 1.7542 | [9 empty] | 5590 |  | 13.6426 |  |  |  | 660 | [7 empty] | 0.0158 | [13 empty] | 160 | [13 empty] | 0.01 |  | 2080 | [15 empty] | 338040 |  | 190 | [37 empty] | 655030 |  |  |  |  | 2022 | Mineralium Deposita (2022) 57:1343–1365 |  | CHN | Guizhou
| Zhulingou |  | Basin hydrothermal | Mississippi Valley-type (MVT) | carbonate-hosted Zn(-Ge) | Zn | Ge | Zn, Ge, Pb | Yang et al., 2020 |  | ZLG-2-1-12 | ZLG-2-1-12 | underground mine |  |  |  |  | ore material | polished section | grab | mineral separate | [5 empty] | mineralisation | sphalerite |  |  | sphalerite | Stage I (Sp1: acicular colloform); Stage II (Sp3: euhedral sector-zoned); Sp2 (acicular-euhedral, both stages) | stratabound and stockwork orebodies | Acicular-euhedral |  |  |  | pyrite, marcasite, galena, dolomite, calcite, quartz | polished sections (150 μm thick) | LA-ICPMS, EMPA | (JEOL) JXA8230; NWR ablation system | Wuhan Sample Solution Analytical Technology Co., Ltd, Hubei, China | beam current of 50 nA and an accelerating voltage of 15 kV (EMPA); background acquisition of 50 s followed by 40 s of sample data acquisition (LA-ICP-MS) | NIST SRM 610 | 90 |  |  |  | 270 | [15 empty] | 1240 | [11 empty] | 5.9054 | [9 empty] | 3430 |  | 8.4116 |  |  |  | 170 | [7 empty] | 0.016347 | [13 empty] | 20.9816 | [13 empty] | 0.01 |  | 1130 | [15 empty] | 336970 | [39 empty] | 657700 |  |  |  |  | 2022 | Mineralium Deposita (2022) 57:1343–1365 |  | CHN | Guizhou
| Zhulingou |  | Basin hydrothermal | Mississippi Valley-type (MVT) | carbonate-hosted Zn(-Ge) | Zn | Ge | Zn, Ge, Pb | Yang et al., 2020 |  | ZLG-2-1-13 | ZLG-2-1-13 | underground mine |  |  |  |  | ore material | polished section | grab | mineral separate | [5 empty] | mineralisation | sphalerite |  |  | sphalerite | Stage I (Sp1: acicular colloform); Stage II (Sp3: euhedral sector-zoned); Sp2 (acicular-euhedral, both stages) | stratabound and stockwork orebodies | Acicular-euhedral |  |  |  | pyrite, marcasite, galena, dolomite, calcite, quartz | polished sections (150 μm thick) | LA-ICPMS, EMPA | (JEOL) JXA8230; NWR ablation system | Wuhan Sample Solution Analytical Technology Co., Ltd, Hubei, China | beam current of 50 nA and an accelerating voltage of 15 kV (EMPA); background acquisition of 50 s followed by 40 s of sample data acquisition (LA-ICP-MS) | NIST SRM 610 | 1.2712 |  |  |  | 360 | [15 empty] | 990 | [11 empty] | 5.1819 | [9 empty] | 2770 |  | 1.9711 |  |  |  | 420 | [7 empty] | 0.008165 | [13 empty] | 70 | [13 empty] | 0.01 |  | 1550 | [15 empty] | 341980 | [39 empty] | 656140 |  |  |  |  | 2022 | Mineralium Deposita (2022) 57:1343–1365 |  | CHN | Guizhou
| Zhulingou |  | Basin hydrothermal | Mississippi Valley-type (MVT) | carbonate-hosted Zn(-Ge) | Zn | Ge | Zn, Ge, Pb | Yang et al., 2020 |  | ZLG-2-2-1 | ZLG-2-2-1 | underground mine |  |  |  |  | ore material | polished section | grab | mineral separate | [5 empty] | mineralisation | sphalerite |  |  | sphalerite | Stage I (Sp1: acicular colloform); Stage II (Sp3: euhedral sector-zoned); Sp2 (acicular-euhedral, both stages) | stratabound and stockwork orebodies | Acicular-euhedral |  |  |  | pyrite, marcasite, galena, dolomite, calcite, quartz | polished sections (150 μm thick) | LA-ICPMS, EMPA | (JEOL) JXA8230; NWR ablation system | Wuhan Sample Solution Analytical Technology Co., Ltd, Hubei, China | beam current of 50 nA and an accelerating voltage of 15 kV (EMPA); background acquisition of 50 s followed by 40 s of sample data acquisition (LA-ICP-MS) | NIST SRM 610 | 1.1502 |  |  |  | 490 | [15 empty] | 470 | [11 empty] | 3.3292 | [9 empty] | 5160 |  | 70 |  |  |  | 700 | [7 empty] | 0.017418 | [13 empty] | 60 | [13 empty] | 0.01 |  | 4330 | [15 empty] | 332780 |  | 390 | [37 empty] | 647220 |  |  |  |  | 2022 | Mineralium Deposita (2022) 57:1343–1365 |  | CHN | Guizhou
| Zhulingou |  | Basin hydrothermal | Mississippi Valley-type (MVT) | carbonate-hosted Zn(-Ge) | Zn | Ge | Zn, Ge, Pb | Yang et al., 2020 |  | ZLG-2-2-2 | ZLG-2-2-2 | underground mine |  |  |  |  | ore material | polished section | grab | mineral separate | [5 empty] | mineralisation | sphalerite |  |  | sphalerite | Stage I (Sp1: acicular colloform); Stage II (Sp3: euhedral sector-zoned); Sp2 (acicular-euhedral, both stages) | stratabound and stockwork orebodies | Acicular-euhedral |  |  |  | pyrite, marcasite, galena, dolomite, calcite, quartz | polished sections (150 μm thick) | LA-ICPMS, EMPA | (JEOL) JXA8230; NWR ablation system | Wuhan Sample Solution Analytical Technology Co., Ltd, Hubei, China | beam current of 50 nA and an accelerating voltage of 15 kV (EMPA); background acquisition of 50 s followed by 40 s of sample data acquisition (LA-ICP-MS) | NIST SRM 610 | 1.1016 |  |  |  | 130 | [15 empty] | 1160 | [11 empty] | 0.59103 | [9 empty] | 3280 |  | 32.093 |  |  |  | 470 | [7 empty] | 230 | [13 empty] | 16.0491 | [15 empty] | 880 | [15 empty] | 333640 | [39 empty] | 653730 |  |  |  |  | 2022 | Mineralium Deposita (2022) 57:1343–1365 |  | CHN | Guizhou
| Zhulingou |  | Basin hydrothermal | Mississippi Valley-type (MVT) | carbonate-hosted Zn(-Ge) | Zn | Ge | Zn, Ge, Pb | Yang et al., 2020 |  | ZLG-2-2-3 | ZLG-2-2-3 | underground mine |  |  |  |  | ore material | polished section | grab | mineral separate | [5 empty] | mineralisation | sphalerite |  |  | sphalerite | Stage I (Sp1: acicular colloform); Stage II (Sp3: euhedral sector-zoned); Sp2 (acicular-euhedral, both stages) | stratabound and stockwork orebodies | Acicular-euhedral |  |  |  | pyrite, marcasite, galena, dolomite, calcite, quartz | polished sections (150 μm thick) | LA-ICPMS, EMPA | (JEOL) JXA8230; NWR ablation system | Wuhan Sample Solution Analytical Technology Co., Ltd, Hubei, China | beam current of 50 nA and an accelerating voltage of 15 kV (EMPA); background acquisition of 50 s followed by 40 s of sample data acquisition (LA-ICP-MS) | NIST SRM 610 | 1.11 | [19 empty] | 1070 | [11 empty] | 0.46739 | [9 empty] | 1480 |  | 31.7175 |  |  |  | 450 | [21 empty] | 16.7591 | [15 empty] | 4600 | [15 empty] | 332060 |  | 240 | [37 empty] | 656750 |  |  |  |  | 2022 | Mineralium Deposita (2022) 57:1343–1365 |  | CHN | Guizhou
| Zhulingou |  | Basin hydrothermal | Mississippi Valley-type (MVT) | carbonate-hosted Zn(-Ge) | Zn | Ge | Zn, Ge, Pb | Yang et al., 2020 |  | ZLG-2-2-4 | ZLG-2-2-4 | underground mine |  |  |  |  | ore material | polished section | grab | mineral separate | [5 empty] | mineralisation | sphalerite |  |  | sphalerite | Stage I (Sp1: acicular colloform); Stage II (Sp3: euhedral sector-zoned); Sp2 (acicular-euhedral, both stages) | stratabound and stockwork orebodies | Acicular-euhedral |  |  |  | pyrite, marcasite, galena, dolomite, calcite, quartz | polished sections (150 μm thick) | LA-ICPMS, EMPA | (JEOL) JXA8230; NWR ablation system | Wuhan Sample Solution Analytical Technology Co., Ltd, Hubei, China | beam current of 50 nA and an accelerating voltage of 15 kV (EMPA); background acquisition of 50 s followed by 40 s of sample data acquisition (LA-ICP-MS) | NIST SRM 610 | 1.1205 | [19 empty] | 3680 | [11 empty] | 2.3675 | [9 empty] | 6890 |  | 79.6907 |  |  |  | 30 | [21 empty] | 70 | [15 empty] | 400 | [15 empty] | 334000 | [39 empty] | 648800 |  |  |  |  | 2022 | Mineralium Deposita (2022) 57:1343–1365 |  | CHN | Guizhou
| Zhulingou |  | Basin hydrothermal | Mississippi Valley-type (MVT) | carbonate-hosted Zn(-Ge) | Zn | Ge | Zn, Ge, Pb | Yang et al., 2020 |  | ZLG-2-2-5 | ZLG-2-2-5 | underground mine |  |  |  |  | ore material | polished section | grab | mineral separate | [5 empty] | mineralisation | sphalerite |  |  | sphalerite | Stage I (Sp1: acicular colloform); Stage II (Sp3: euhedral sector-zoned); Sp2 (acicular-euhedral, both stages) | stratabound and stockwork orebodies | Acicular-euhedral |  |  |  | pyrite, marcasite, galena, dolomite, calcite, quartz | polished sections (150 μm thick) | LA-ICPMS, EMPA | (JEOL) JXA8230; NWR ablation system | Wuhan Sample Solution Analytical Technology Co., Ltd, Hubei, China | beam current of 50 nA and an accelerating voltage of 15 kV (EMPA); background acquisition of 50 s followed by 40 s of sample data acquisition (LA-ICP-MS) | NIST SRM 610 | 1.1422 | [19 empty] | 1140 | [11 empty] | 1.0231 | [9 empty] | 1300 |  | 14.6748 |  |  |  | 440 |  |  |  | 90 | [17 empty] | 24.9967 | [15 empty] | 3360 | [15 empty] | 333570 | [11 empty] | 190 | [27 empty] | 658260 |  |  |  |  | 2022 | Mineralium Deposita (2022) 57:1343–1365 |  | CHN | Guizhou
| Zhulingou |  | Basin hydrothermal | Mississippi Valley-type (MVT) | carbonate-hosted Zn(-Ge) | Zn | Ge | Zn, Ge, Pb | Yang et al., 2020 |  | ZLG-2-2-6 | ZLG-2-2-6 | underground mine |  |  |  |  | ore material | polished section | grab | mineral separate | [5 empty] | mineralisation | sphalerite |  |  | sphalerite | Stage I (Sp1: acicular colloform); Stage II (Sp3: euhedral sector-zoned); Sp2 (acicular-euhedral, both stages) | stratabound and stockwork orebodies | Acicular-euhedral |  |  |  | pyrite, marcasite, galena, dolomite, calcite, quartz | polished sections (150 μm thick) | LA-ICPMS, EMPA | (JEOL) JXA8230; NWR ablation system | Wuhan Sample Solution Analytical Technology Co., Ltd, Hubei, China | beam current of 50 nA and an accelerating voltage of 15 kV (EMPA); background acquisition of 50 s followed by 40 s of sample data acquisition (LA-ICP-MS) | NIST SRM 610 | 1.1758 | [19 empty] | 1850 | [11 empty] | 0.39669 | [9 empty] | 8610 |  | 12.8927 |  |  |  | 190 | [21 empty] | 13.7715 | [15 empty] | 540 | [15 empty] | 333320 | [39 empty] | 648450 |  |  |  |  | 2022 | Mineralium Deposita (2022) 57:1343–1365 |  | CHN | Guizhou
| Zhulingou |  | Basin hydrothermal | Mississippi Valley-type (MVT) | carbonate-hosted Zn(-Ge) | Zn | Ge | Zn, Ge, Pb | Yang et al., 2020 |  | ZLG-2-2-7 | ZLG-2-2-7 | underground mine |  |  |  |  | ore material | polished section | grab | mineral separate | [5 empty] | mineralisation | sphalerite |  |  | sphalerite | Stage I (Sp1: acicular colloform); Stage II (Sp3: euhedral sector-zoned); Sp2 (acicular-euhedral, both stages) | stratabound and stockwork orebodies | Acicular-euhedral |  |  |  | pyrite, marcasite, galena, dolomite, calcite, quartz | polished sections (150 μm thick) | LA-ICPMS, EMPA | (JEOL) JXA8230; NWR ablation system | Wuhan Sample Solution Analytical Technology Co., Ltd, Hubei, China | beam current of 50 nA and an accelerating voltage of 15 kV (EMPA); background acquisition of 50 s followed by 40 s of sample data acquisition (LA-ICP-MS) | NIST SRM 610 | 1.2056 | [19 empty] | 2220 | [11 empty] | 1.256 | [9 empty] | 1820 |  | 39.2296 |  |  |  | 420 | [21 empty] | 80 | [15 empty] | 350 | [15 empty] | 332230 | [39 empty] | 656780 |  |  |  |  | 2022 | Mineralium Deposita (2022) 57:1343–1365 |  | CHN | Guizhou
| Zhulingou |  | Basin hydrothermal | Mississippi Valley-type (MVT) | carbonate-hosted Zn(-Ge) | Zn | Ge | Zn, Ge, Pb | Yang et al., 2020 |  | ZLG-2-2-8 | ZLG-2-2-8 | underground mine |  |  |  |  | ore material | polished section | grab | mineral separate | [5 empty] | mineralisation | sphalerite |  |  | sphalerite | Stage I (Sp1: acicular colloform); Stage II (Sp3: euhedral sector-zoned); Sp2 (acicular-euhedral, both stages) | stratabound and stockwork orebodies | Acicular-euhedral |  |  |  | pyrite, marcasite, galena, dolomite, calcite, quartz | polished sections (150 μm thick) | LA-ICPMS, EMPA | (JEOL) JXA8230; NWR ablation system | Wuhan Sample Solution Analytical Technology Co., Ltd, Hubei, China | beam current of 50 nA and an accelerating voltage of 15 kV (EMPA); background acquisition of 50 s followed by 40 s of sample data acquisition (LA-ICP-MS) | NIST SRM 610 | 1.2539 | [19 empty] | 890 | [11 empty] | 4.7256 | [9 empty] | 3930 |  | 20.1415 |  |  |  | 380 | [7 empty] | 0.04664 | [13 empty] | 120 | [13 empty] | 0.01 |  | 2470 | [15 empty] | 332430 | [39 empty] | 651500 |  |  |  |  | 2022 | Mineralium Deposita (2022) 57:1343–1365 |  | CHN | Guizhou
| Zhulingou |  | Basin hydrothermal | Mississippi Valley-type (MVT) | carbonate-hosted Zn(-Ge) | Zn | Ge | Zn, Ge, Pb | Yang et al., 2020 |  | ZLG-2-2-9 | ZLG-2-2-9 | underground mine |  |  |  |  | ore material | polished section | grab | mineral separate | [5 empty] | mineralisation | sphalerite |  |  | sphalerite | Stage I (Sp1: acicular colloform); Stage II (Sp3: euhedral sector-zoned); Sp2 (acicular-euhedral, both stages) | stratabound and stockwork orebodies | Acicular-euhedral |  |  |  | pyrite, marcasite, galena, dolomite, calcite, quartz | polished sections (150 μm thick) | LA-ICPMS, EMPA | (JEOL) JXA8230; NWR ablation system | Wuhan Sample Solution Analytical Technology Co., Ltd, Hubei, China | beam current of 50 nA and an accelerating voltage of 15 kV (EMPA); background acquisition of 50 s followed by 40 s of sample data acquisition (LA-ICP-MS) | NIST SRM 610 | 1.1783 |  |  |  | 130 | [15 empty] | 910 | [11 empty] | 4.1248 | [9 empty] | 2310 |  | 17.241 |  |  |  | 900 | [7 empty] | 0.020945 | [13 empty] | 50 | [13 empty] | 0.01 |  | 1500 | [15 empty] | 332320 |  | 280 | [37 empty] | 654900 |  |  |  |  | 2022 | Mineralium Deposita (2022) 57:1343–1365 |  | CHN | Guizhou
| Zhulingou |  | Basin hydrothermal | Mississippi Valley-type (MVT) | carbonate-hosted Zn(-Ge) | Zn | Ge | Zn, Ge, Pb | Yang et al., 2020 |  | ZLG-2-2-10 | ZLG-2-2-10 | underground mine |  |  |  |  | ore material | polished section | grab | mineral separate | [5 empty] | mineralisation | sphalerite |  |  | sphalerite | Stage I (Sp1: acicular colloform); Stage II (Sp3: euhedral sector-zoned); Sp2 (acicular-euhedral, both stages) | stratabound and stockwork orebodies | Acicular-euhedral |  |  |  | pyrite, marcasite, galena, dolomite, calcite, quartz | polished sections (150 μm thick) | LA-ICPMS, EMPA | (JEOL) JXA8230; NWR ablation system | Wuhan Sample Solution Analytical Technology Co., Ltd, Hubei, China | beam current of 50 nA and an accelerating voltage of 15 kV (EMPA); background acquisition of 50 s followed by 40 s of sample data acquisition (LA-ICP-MS) | NIST SRM 610 | 1.1941 | [19 empty] | 970 | [11 empty] | 1.958 | [9 empty] | 4530 |  | 11.559 |  |  |  | 460 | [21 empty] | 190 | [15 empty] | 1180 | [15 empty] | 331680 | [39 empty] | 650790 |  |  |  |  | 2022 | Mineralium Deposita (2022) 57:1343–1365 |  | CHN | Guizhou
| Zhulingou |  | Basin hydrothermal | Mississippi Valley-type (MVT) | carbonate-hosted Zn(-Ge) | Zn | Ge | Zn, Ge, Pb | Yang et al., 2020 |  | ZLG-2-2-11 | ZLG-2-2-11 | underground mine |  |  |  |  | ore material | polished section | grab | mineral separate | [5 empty] | mineralisation | sphalerite |  |  | sphalerite | Stage I (Sp1: acicular colloform); Stage II (Sp3: euhedral sector-zoned); Sp2 (acicular-euhedral, both stages) | stratabound and stockwork orebodies | Acicular-euhedral |  |  |  | pyrite, marcasite, galena, dolomite, calcite, quartz | polished sections (150 μm thick) | LA-ICPMS, EMPA | (JEOL) JXA8230; NWR ablation system | Wuhan Sample Solution Analytical Technology Co., Ltd, Hubei, China | beam current of 50 nA and an accelerating voltage of 15 kV (EMPA); background acquisition of 50 s followed by 40 s of sample data acquisition (LA-ICP-MS) | NIST SRM 610 | 1.2094 | [19 empty] | 1040 | [11 empty] | 1.6987 | [9 empty] | 5040 |  | 11.4665 |  |  |  | 380 | [21 empty] | 28.4101 | [15 empty] | 720 | [15 empty] | 335210 | [11 empty] | 300 | [27 empty] | 653530 |  |  |  |  | 2022 | Mineralium Deposita (2022) 57:1343–1365 |  | CHN | Guizhou
| Zhulingou |  | Basin hydrothermal | Mississippi Valley-type (MVT) | carbonate-hosted Zn(-Ge) | Zn | Ge | Zn, Ge, Pb | Yang et al., 2020 |  | ZLG-2-2-12 | ZLG-2-2-12 | underground mine |  |  |  |  | ore material | polished section | grab | mineral separate | [5 empty] | mineralisation | sphalerite |  |  | sphalerite | Stage I (Sp1: acicular colloform); Stage II (Sp3: euhedral sector-zoned); Sp2 (acicular-euhedral, both stages) | stratabound and stockwork orebodies | Acicular-euhedral |  |  |  | pyrite, marcasite, galena, dolomite, calcite, quartz | polished sections (150 μm thick) | LA-ICPMS, EMPA | (JEOL) JXA8230; NWR ablation system | Wuhan Sample Solution Analytical Technology Co., Ltd, Hubei, China | beam current of 50 nA and an accelerating voltage of 15 kV (EMPA); background acquisition of 50 s followed by 40 s of sample data acquisition (LA-ICP-MS) | NIST SRM 610 | 1.2251 | [19 empty] | 160 | [11 empty] | 4.3231 | [9 empty] | 5050 |  | 37.6954 |  |  |  | 740 | [21 empty] | 13.0018 | [15 empty] | 1030 | [15 empty] | 334200 | [39 empty] | 651870 |  |  |  |  | 2022 | Mineralium Deposita (2022) 57:1343–1365 |  | CHN | Guizhou
| Zhulingou |  | Basin hydrothermal | Mississippi Valley-type (MVT) | carbonate-hosted Zn(-Ge) | Zn | Ge | Zn, Ge, Pb | Yang et al., 2020 |  | ZLG-2-2-13 | ZLG-2-2-13 | underground mine |  |  |  |  | ore material | polished section | grab | mineral separate | [5 empty] | mineralisation | sphalerite |  |  | sphalerite | Stage I (Sp1: acicular colloform); Stage II (Sp3: euhedral sector-zoned); Sp2 (acicular-euhedral, both stages) | stratabound and stockwork orebodies | Acicular-euhedral |  |  |  | pyrite, marcasite, galena, dolomite, calcite, quartz | polished sections (150 μm thick) | LA-ICPMS, EMPA | (JEOL) JXA8230; NWR ablation system | Wuhan Sample Solution Analytical Technology Co., Ltd, Hubei, China | beam current of 50 nA and an accelerating voltage of 15 kV (EMPA); background acquisition of 50 s followed by 40 s of sample data acquisition (LA-ICP-MS) | NIST SRM 610 | 1.2265 | [19 empty] | 1190 | [11 empty] | 160 | [9 empty] | 6380 |  | 1.9279 |  |  |  | 410 | [7 empty] | 0.011607 | [13 empty] | 27.444 | [13 empty] | 0.01 |  | 790 | [15 empty] | 333790 |  | 230 | [37 empty] | 647700 |  |  |  |  | 2022 | Mineralium Deposita (2022) 57:1343–1365 |  | CHN | Guizhou
| Zhulingou |  | Basin hydrothermal | Mississippi Valley-type (MVT) | carbonate-hosted Zn(-Ge) | Zn | Ge | Zn, Ge, Pb | Yang et al., 2020 |  | ZLG-2-2-14 | ZLG-2-2-14 | underground mine |  |  |  |  | ore material | polished section | grab | mineral separate | [5 empty] | mineralisation | sphalerite |  |  | sphalerite | Stage I (Sp1: acicular colloform); Stage II (Sp3: euhedral sector-zoned); Sp2 (acicular-euhedral, both stages) | stratabound and stockwork orebodies | Acicular-euhedral |  |  |  | pyrite, marcasite, galena, dolomite, calcite, quartz | polished sections (150 μm thick) | LA-ICPMS, EMPA | (JEOL) JXA8230; NWR ablation system | Wuhan Sample Solution Analytical Technology Co., Ltd, Hubei, China | beam current of 50 nA and an accelerating voltage of 15 kV (EMPA); background acquisition of 50 s followed by 40 s of sample data acquisition (LA-ICP-MS) | NIST SRM 610 | 1.1884 | [19 empty] | 400 | [11 empty] | 3.1755 | [9 empty] | 15600 |  | 11.8616 |  |  |  | 476.2736 | [7 empty] | 0.012152 | [13 empty] | 23.4252 | [13 empty] | 0.01 |  | 540 | [15 empty] | 333570 | [11 empty] | 150 | [27 empty] | 639130 |  |  |  |  | 2022 | Mineralium Deposita (2022) 57:1343–1365 |  | CHN | Guizhou
| Zhulingou |  | Basin hydrothermal | Mississippi Valley-type (MVT) | carbonate-hosted Zn(-Ge) | Zn | Ge | Zn, Ge, Pb | Yang et al., 2020 |  | ZLG-2-2-15 | ZLG-2-2-15 | underground mine |  |  |  |  | ore material | polished section | grab | mineral separate | [5 empty] | mineralisation | sphalerite |  |  | sphalerite | Stage I (Sp1: acicular colloform); Stage II (Sp3: euhedral sector-zoned); Sp2 (acicular-euhedral, both stages) | stratabound and stockwork orebodies | Acicular-euhedral |  |  |  | pyrite, marcasite, galena, dolomite, calcite, quartz | polished sections (150 μm thick) | LA-ICPMS, EMPA | (JEOL) JXA8230; NWR ablation system | Wuhan Sample Solution Analytical Technology Co., Ltd, Hubei, China | beam current of 50 nA and an accelerating voltage of 15 kV (EMPA); background acquisition of 50 s followed by 40 s of sample data acquisition (LA-ICP-MS) | NIST SRM 610 | 100 |  |  |  | 290 | [15 empty] | 130 | [11 empty] | 1.0502 | [9 empty] | 7390 |  | 7.1562 |  |  |  | 1120 | [7 empty] | 0.012419 | [13 empty] | 53.8569 | [13 empty] | 0.01 |  | 1840 | [15 empty] | 334830 | [39 empty] | 649590 |  |  |  |  | 2022 | Mineralium Deposita (2022) 57:1343–1365 |  | CHN | Guizhou
| Zhulingou |  | Basin hydrothermal | Mississippi Valley-type (MVT) | carbonate-hosted Zn(-Ge) | Zn | Ge | Zn, Ge, Pb | Yang et al., 2020 |  | ZLG-2-2-16 | ZLG-2-2-16 | underground mine |  |  |  |  | ore material | polished section | grab | mineral separate | [5 empty] | mineralisation | sphalerite |  |  | sphalerite | Stage I (Sp1: acicular colloform); Stage II (Sp3: euhedral sector-zoned); Sp2 (acicular-euhedral, both stages) | stratabound and stockwork orebodies | Colloform, acicular (Sp1); acicular-euhedral (Sp2); euhedral sector-zoned (Sp3) |  |  |  | pyrite, marcasite, galena, dolomite, calcite, quartz | polished sections (150 μm thick) | LA-ICPMS, EMPA | (JEOL) JXA8230; NWR ablation system | Wuhan Sample Solution Analytical Technology Co., Ltd, Hubei, China | beam current of 50 nA and an accelerating voltage of 15 kV (EMPA); background acquisition of 50 s followed by 40 s of sample data acquisition (LA-ICP-MS) | NIST SRM 610 | 100 |  |  |  | 490 | [15 empty] | 4490 | [11 empty] | 160 | [9 empty] | 15600 |  | 70 |  |  |  | 1120 |  |  |  | 90 |  |  |  | 230 | [13 empty] | 190 | [15 empty] | 4600 | [15 empty] | 341980 |  | 390 | [9 empty] | 300 | [27 empty] | 660340 |  |  |  |  | 2022 | Mineralium Deposita (2022) 57:1343–1365 |  | CHN | Guizhou
| Zhulingou |  | Basin hydrothermal | Mississippi Valley-type (MVT) | carbonate-hosted Zn(-Ge) | Zn | Ge | Zn, Ge, Pb | Yang et al., 2020 |  | ZLG-2-2-17 | ZLG-2-2-17 | underground mine |  |  |  |  | ore material | polished section | grab | mineral separate | [5 empty] | mineralisation | sphalerite |  |  | sphalerite | Stage I (Sp1: acicular colloform); Stage II (Sp3: euhedral sector-zoned); Sp2 (acicular-euhedral, both stages) | stratabound and stockwork orebodies | Colloform, acicular (Sp1); acicular-euhedral (Sp2); euhedral sector-zoned (Sp3) |  |  |  | pyrite, marcasite, galena, dolomite, calcite, quartz | polished sections (150 μm thick) | LA-ICPMS, EMPA | (JEOL) JXA8230; NWR ablation system | Wuhan Sample Solution Analytical Technology Co., Ltd, Hubei, China | beam current of 50 nA and an accelerating voltage of 15 kV (EMPA); background acquisition of 50 s followed by 40 s of sample data acquisition (LA-ICP-MS) | NIST SRM 610 | 40 |  |  |  | 130 | [15 empty] | 20 | [11 empty] | 160 | [9 empty] | 900 |  | 10 |  |  |  | 10 |  |  |  | 90 |  |  |  | 180 | [13 empty] | 50 | [15 empty] | 140 | [15 empty] | 331680 |  | 190 | [9 empty] | 150 | [27 empty] | 639130 |  |  |  |  | 2022 | Mineralium Deposita (2022) 57:1343–1365 |  | CHN | Guizhou
| Zhulingou |  | Basin hydrothermal | Mississippi Valley-type (MVT) | carbonate-hosted Zn(-Ge) | Zn | Ge | Zn, Ge, Pb | Yang et al., 2020 |  | ZLG-2-2-18 | ZLG-2-2-18 | underground mine |  |  |  |  | ore material | polished section | grab | mineral separate | [5 empty] | mineralisation | sphalerite |  |  | sphalerite | Stage I (Sp1: acicular colloform); Stage II (Sp3: euhedral sector-zoned); Sp2 (acicular-euhedral, both stages) | stratabound and stockwork orebodies | Colloform, acicular (Sp1); acicular-euhedral (Sp2); euhedral sector-zoned (Sp3) |  |  |  | pyrite, marcasite, galena, dolomite, calcite, quartz | polished sections (150 μm thick) | LA-ICPMS, EMPA | (JEOL) JXA8230; NWR ablation system | Wuhan Sample Solution Analytical Technology Co., Ltd, Hubei, China | beam current of 50 nA and an accelerating voltage of 15 kV (EMPA); background acquisition of 50 s followed by 40 s of sample data acquisition (LA-ICP-MS) | NIST SRM 610 | 74 |  |  |  | 254.6154 | [15 empty] | 1539 | [11 empty] | 160 | [9 empty] | 5634 |  | 40 |  |  |  | 492.8 |  |  |  | 90 |  |  |  | 205 | [13 empty] | 106.6667 | [15 empty] | 1655 | [15 empty] | 335011 |  | 272.8571 | [9 empty] | 231.6667 | [27 empty] | 651663.3333 |  |  |  |  | 2022 | Mineralium Deposita (2022) 57:1343–1365 |  | CHN | Guizhou
| Zhulingou |  | Basin hydrothermal | Mississippi Valley-type (MVT) | carbonate-hosted Zn(-Ge) | Zn | Ge | Zn, Ge, Pb | Yang et al., 2020 |  | ZLG-3-1-1 | ZLG-3-1-1 | underground mine |  |  |  |  | ore material | polished section | grab | mineral separate | [5 empty] | mineralisation | sphalerite |  |  | sphalerite | Stage I (Sp1: acicular colloform); Stage II (Sp3: euhedral sector-zoned); Sp2 (acicular-euhedral, both stages) | stratabound and stockwork orebodies | Euhedral |  |  |  | pyrite, marcasite, galena, dolomite, calcite, quartz | polished sections (150 μm thick) | LA-ICPMS, EMPA | (JEOL) JXA8230; NWR ablation system | Wuhan Sample Solution Analytical Technology Co., Ltd, Hubei, China | beam current of 50 nA and an accelerating voltage of 15 kV (EMPA); background acquisition of 50 s followed by 40 s of sample data acquisition (LA-ICP-MS) | NIST SRM 610 | 1.3175 |  |  |  | 180 | [15 empty] | 770 | [11 empty] | 0.33492 | [9 empty] | 10630 |  | 2.7619 |  |  |  | 50 | [21 empty] | 60 | [15 empty] | 500 | [15 empty] | 330770 | [39 empty] | 645780 |  |  |  |  | 2022 | Mineralium Deposita (2022) 57:1343–1365 |  | CHN | Guizhou
| Zhulingou |  | Basin hydrothermal | Mississippi Valley-type (MVT) | carbonate-hosted Zn(-Ge) | Zn | Ge | Zn, Ge, Pb | Yang et al., 2020 |  | ZLG-3-1-2 | ZLG-3-1-2 | underground mine |  |  |  |  | ore material | polished section | grab | mineral separate | [5 empty] | mineralisation | sphalerite |  |  | sphalerite | Stage I (Sp1: acicular colloform); Stage II (Sp3: euhedral sector-zoned); Sp2 (acicular-euhedral, both stages) | stratabound and stockwork orebodies | Euhedral |  |  |  | pyrite, marcasite, galena, dolomite, calcite, quartz | polished sections (150 μm thick) | LA-ICPMS, EMPA | (JEOL) JXA8230; NWR ablation system | Wuhan Sample Solution Analytical Technology Co., Ltd, Hubei, China | beam current of 50 nA and an accelerating voltage of 15 kV (EMPA); background acquisition of 50 s followed by 40 s of sample data acquisition (LA-ICP-MS) | NIST SRM 610 | 1.3044 | [19 empty] | 750 | [11 empty] | 0.33998 | [9 empty] | 5360 |  | 9.8339 |  |  |  | 370 | [21 empty] | 160 | [15 empty] | 1730 | [15 empty] | 333510 | [39 empty] | 654660 |  |  |  |  | 2022 | Mineralium Deposita (2022) 57:1343–1365 |  | CHN | Guizhou
| Zhulingou |  | Basin hydrothermal | Mississippi Valley-type (MVT) | carbonate-hosted Zn(-Ge) | Zn | Ge | Zn, Ge, Pb | Yang et al., 2020 |  | ZLG-3-1-3 | ZLG-3-1-3 | underground mine |  |  |  |  | ore material | polished section | grab | mineral separate | [5 empty] | mineralisation | sphalerite |  |  | sphalerite | Stage I (Sp1: acicular colloform); Stage II (Sp3: euhedral sector-zoned); Sp2 (acicular-euhedral, both stages) | stratabound and stockwork orebodies | Euhedral |  |  |  | pyrite, marcasite, galena, dolomite, calcite, quartz | polished sections (150 μm thick) | LA-ICPMS, EMPA | (JEOL) JXA8230; NWR ablation system | Wuhan Sample Solution Analytical Technology Co., Ltd, Hubei, China | beam current of 50 nA and an accelerating voltage of 15 kV (EMPA); background acquisition of 50 s followed by 40 s of sample data acquisition (LA-ICP-MS) | NIST SRM 610 | 1.374 | [19 empty] | 660 | [11 empty] | 0.51936 | [9 empty] | 7710 |  | 8.9615 |  |  |  | 790 | [21 empty] | 27.9488 | [15 empty] | 1410 | [15 empty] | 333420 | [11 empty] | 150 | [27 empty] | 646840 |  |  |  |  | 2022 | Mineralium Deposita (2022) 57:1343–1365 |  | CHN | Guizhou
| Zhulingou |  | Basin hydrothermal | Mississippi Valley-type (MVT) | carbonate-hosted Zn(-Ge) | Zn | Ge | Zn, Ge, Pb | Yang et al., 2020 |  | ZLG-3-1-4 | ZLG-3-1-4 | underground mine |  |  |  |  | ore material | polished section | grab | mineral separate | [5 empty] | mineralisation | sphalerite |  |  | sphalerite | Stage I (Sp1: acicular colloform); Stage II (Sp3: euhedral sector-zoned); Sp2 (acicular-euhedral, both stages) | stratabound and stockwork orebodies | Euhedral |  |  |  | pyrite, marcasite, galena, dolomite, calcite, quartz | polished sections (150 μm thick) | LA-ICPMS, EMPA | (JEOL) JXA8230; NWR ablation system | Wuhan Sample Solution Analytical Technology Co., Ltd, Hubei, China | beam current of 50 nA and an accelerating voltage of 15 kV (EMPA); background acquisition of 50 s followed by 40 s of sample data acquisition (LA-ICP-MS) | NIST SRM 610 | 1.3636 | [19 empty] | 390 | [11 empty] | 0.31054 | [9 empty] | 2350 |  | 1.4608 |  |  |  | 670 | [21 empty] | 51.2228 | [15 empty] | 5440 | [15 empty] | 331670 | [39 empty] | 653830 |  |  |  |  | 2022 | Mineralium Deposita (2022) 57:1343–1365 |  | CHN | Guizhou
| Zhulingou |  | Basin hydrothermal | Mississippi Valley-type (MVT) | carbonate-hosted Zn(-Ge) | Zn | Ge | Zn, Ge, Pb | Yang et al., 2020 |  | ZLG-3-1-5 | ZLG-3-1-5 | underground mine |  |  |  |  | ore material | polished section | grab | mineral separate | [5 empty] | mineralisation | sphalerite |  |  | sphalerite | Stage I (Sp1: acicular colloform); Stage II (Sp3: euhedral sector-zoned); Sp2 (acicular-euhedral, both stages) | stratabound and stockwork orebodies | Euhedral |  |  |  | pyrite, marcasite, galena, dolomite, calcite, quartz | polished sections (150 μm thick) | LA-ICPMS, EMPA | (JEOL) JXA8230; NWR ablation system | Wuhan Sample Solution Analytical Technology Co., Ltd, Hubei, China | beam current of 50 nA and an accelerating voltage of 15 kV (EMPA); background acquisition of 50 s followed by 40 s of sample data acquisition (LA-ICP-MS) | NIST SRM 610 | 90 |  |  |  | 240 | [15 empty] | 1170 | [11 empty] | 0.51493 | [9 empty] | 12360 |  | 12.6266 |  |  |  | 330 | [21 empty] | 40 | [15 empty] | 590 | [15 empty] | 334790 | [39 empty] | 642490 |  |  |  |  | 2022 | Mineralium Deposita (2022) 57:1343–1365 |  | CHN | Guizhou
| Zhulingou |  | Basin hydrothermal | Mississippi Valley-type (MVT) | carbonate-hosted Zn(-Ge) | Zn | Ge | Zn, Ge, Pb | Yang et al., 2020 |  | ZLG-3-1-6 | ZLG-3-1-6 | underground mine |  |  |  |  | ore material | polished section | grab | mineral separate | [5 empty] | mineralisation | sphalerite |  |  | sphalerite | Stage I (Sp1: acicular colloform); Stage II (Sp3: euhedral sector-zoned); Sp2 (acicular-euhedral, both stages) | stratabound and stockwork orebodies | Euhedral |  |  |  | pyrite, marcasite, galena, dolomite, calcite, quartz | polished sections (150 μm thick) | LA-ICPMS, EMPA | (JEOL) JXA8230; NWR ablation system | Wuhan Sample Solution Analytical Technology Co., Ltd, Hubei, China | beam current of 50 nA and an accelerating voltage of 15 kV (EMPA); background acquisition of 50 s followed by 40 s of sample data acquisition (LA-ICP-MS) | NIST SRM 610 | 100 | [19 empty] | 590 | [11 empty] | 0.40903 | [9 empty] | 3290 |  | 6.4118 |  |  |  | 860 | [21 empty] | 40 | [15 empty] | 3060 | [15 empty] | 333120 | [39 empty] | 652760 |  |  |  |  | 2022 | Mineralium Deposita (2022) 57:1343–1365 |  | CHN | Guizhou
| Zhulingou |  | Basin hydrothermal | Mississippi Valley-type (MVT) | carbonate-hosted Zn(-Ge) | Zn | Ge | Zn, Ge, Pb | Yang et al., 2020 |  | ZLG-3-1-7 | ZLG-3-1-7 | underground mine |  |  |  |  | ore material | polished section | grab | mineral separate | [5 empty] | mineralisation | sphalerite |  |  | sphalerite | Stage I (Sp1: acicular colloform); Stage II (Sp3: euhedral sector-zoned); Sp2 (acicular-euhedral, both stages) | stratabound and stockwork orebodies | Euhedral |  |  |  | pyrite, marcasite, galena, dolomite, calcite, quartz | polished sections (150 μm thick) | LA-ICPMS, EMPA | (JEOL) JXA8230; NWR ablation system | Wuhan Sample Solution Analytical Technology Co., Ltd, Hubei, China | beam current of 50 nA and an accelerating voltage of 15 kV (EMPA); background acquisition of 50 s followed by 40 s of sample data acquisition (LA-ICP-MS) | NIST SRM 610 | 1.293 | [19 empty] | 550 | [11 empty] | 0.36388 | [9 empty] | 15630 |  | 11.6155 |  |  |  | 70 | [7 empty] | 0.009059 | [13 empty] | 150 | [13 empty] | 0.01 |  | 900 | [15 empty] | 333730 | [39 empty] | 639400 |  |  |  |  | 2022 | Mineralium Deposita (2022) 57:1343–1365 |  | CHN | Guizhou
| Zhulingou |  | Basin hydrothermal | Mississippi Valley-type (MVT) | carbonate-hosted Zn(-Ge) | Zn | Ge | Zn, Ge, Pb | Yang et al., 2020 |  | ZLG-3-1-8 | ZLG-3-1-8 | underground mine |  |  |  |  | ore material | polished section | grab | mineral separate | [5 empty] | mineralisation | sphalerite |  |  | sphalerite | Stage I (Sp1: acicular colloform); Stage II (Sp3: euhedral sector-zoned); Sp2 (acicular-euhedral, both stages) | stratabound and stockwork orebodies | Euhedral |  |  |  | pyrite, marcasite, galena, dolomite, calcite, quartz | polished sections (150 μm thick) | LA-ICPMS, EMPA | (JEOL) JXA8230; NWR ablation system | Wuhan Sample Solution Analytical Technology Co., Ltd, Hubei, China | beam current of 50 nA and an accelerating voltage of 15 kV (EMPA); background acquisition of 50 s followed by 40 s of sample data acquisition (LA-ICP-MS) | NIST SRM 610 | 1.4846 |  |  |  | 210 | [15 empty] | 460 | [11 empty] | 0.46734 | [9 empty] | 2300 |  | 14.3189 |  |  |  | 870 | [7 empty] | 0.012856 | [13 empty] | 41.1224 | [13 empty] | 0.01 |  | 3610 | [15 empty] | 331770 | [39 empty] | 655780 |  |  |  |  | 2022 | Mineralium Deposita (2022) 57:1343–1365 |  | CHN | Guizhou
| Zhulingou |  | Basin hydrothermal | Mississippi Valley-type (MVT) | carbonate-hosted Zn(-Ge) | Zn | Ge | Zn, Ge, Pb | Yang et al., 2020 |  | ZLG-3-1-9 | ZLG-3-1-9 | underground mine |  |  |  |  | ore material | polished section | grab | mineral separate | [5 empty] | mineralisation | sphalerite |  |  | sphalerite | Stage I (Sp1: acicular colloform); Stage II (Sp3: euhedral sector-zoned); Sp2 (acicular-euhedral, both stages) | stratabound and stockwork orebodies | Euhedral |  |  |  | pyrite, marcasite, galena, dolomite, calcite, quartz | polished sections (150 μm thick) | LA-ICPMS, EMPA | (JEOL) JXA8230; NWR ablation system | Wuhan Sample Solution Analytical Technology Co., Ltd, Hubei, China | beam current of 50 nA and an accelerating voltage of 15 kV (EMPA); background acquisition of 50 s followed by 40 s of sample data acquisition (LA-ICP-MS) | NIST SRM 610 | 70 |  |  |  | 560 | [15 empty] | 520 | [11 empty] | 0.36104 | [9 empty] | 8540 |  | 5.8249 |  |  |  | 360 | [21 empty] | 170 | [15 empty] | 610 | [15 empty] | 334230 | [39 empty] | 647640 |  |  |  |  | 2022 | Mineralium Deposita (2022) 57:1343–1365 |  | CHN | Guizhou
| Zhulingou |  | Basin hydrothermal | Mississippi Valley-type (MVT) | carbonate-hosted Zn(-Ge) | Zn | Ge | Zn, Ge, Pb | Yang et al., 2020 |  | ZLG-3-2-1 | ZLG-3-2-1 | underground mine |  |  |  |  | ore material | polished section | grab | mineral separate | [5 empty] | mineralisation | sphalerite |  |  | sphalerite | Stage I (Sp1: acicular colloform); Stage II (Sp3: euhedral sector-zoned); Sp2 (acicular-euhedral, both stages) | stratabound and stockwork orebodies | Euhedral |  |  |  | pyrite, marcasite, galena, dolomite, calcite, quartz | polished sections (150 μm thick) | LA-ICPMS, EMPA | (JEOL) JXA8230; NWR ablation system | Wuhan Sample Solution Analytical Technology Co., Ltd, Hubei, China | beam current of 50 nA and an accelerating voltage of 15 kV (EMPA); background acquisition of 50 s followed by 40 s of sample data acquisition (LA-ICP-MS) | NIST SRM 610 | 1.2615 | [19 empty] | 2200 | [11 empty] | 0.36764 | [9 empty] | 7590 |  | 21.2458 |  |  |  | 230 | [21 empty] | 90 | [15 empty] | 560 | [15 empty] | 336300 | [39 empty] | 648240 |  |  |  |  | 2022 | Mineralium Deposita (2022) 57:1343–1365 |  | CHN | Guizhou
| Zhulingou |  | Basin hydrothermal | Mississippi Valley-type (MVT) | carbonate-hosted Zn(-Ge) | Zn | Ge | Zn, Ge, Pb | Yang et al., 2020 |  | ZLG-3-2-2 | ZLG-3-2-2 | underground mine |  |  |  |  | ore material | polished section | grab | mineral separate | [5 empty] | mineralisation | sphalerite |  |  | sphalerite | Stage I (Sp1: acicular colloform); Stage II (Sp3: euhedral sector-zoned); Sp2 (acicular-euhedral, both stages) | stratabound and stockwork orebodies | Euhedral |  |  |  | pyrite, marcasite, galena, dolomite, calcite, quartz | polished sections (150 μm thick) | LA-ICPMS, EMPA | (JEOL) JXA8230; NWR ablation system | Wuhan Sample Solution Analytical Technology Co., Ltd, Hubei, China | beam current of 50 nA and an accelerating voltage of 15 kV (EMPA); background acquisition of 50 s followed by 40 s of sample data acquisition (LA-ICP-MS) | NIST SRM 610 | 1.3816 |  |  |  | 290 | [15 empty] | 640 | [11 empty] | 1.057 | [9 empty] | 2200 |  | 11.17 |  |  |  | 150 | [7 empty] | 0.015552 | [13 empty] | 28.6447 | [13 empty] | 0.01 |  | 1800 | [15 empty] | 333970 | [39 empty] | 657140 |  |  |  |  | 2022 | Mineralium Deposita (2022) 57:1343–1365 |  | CHN | Guizhou
| Zhulingou |  | Basin hydrothermal | Mississippi Valley-type (MVT) | carbonate-hosted Zn(-Ge) | Zn | Ge | Zn, Ge, Pb | Yang et al., 2020 |  | ZLG-3-2-3 | ZLG-3-2-3 | underground mine |  |  |  |  | ore material | polished section | grab | mineral separate | [5 empty] | mineralisation | sphalerite |  |  | sphalerite | Stage I (Sp1: acicular colloform); Stage II (Sp3: euhedral sector-zoned); Sp2 (acicular-euhedral, both stages) | stratabound and stockwork orebodies | Euhedral |  |  |  | pyrite, marcasite, galena, dolomite, calcite, quartz | polished sections (150 μm thick) | LA-ICPMS, EMPA | (JEOL) JXA8230; NWR ablation system | Wuhan Sample Solution Analytical Technology Co., Ltd, Hubei, China | beam current of 50 nA and an accelerating voltage of 15 kV (EMPA); background acquisition of 50 s followed by 40 s of sample data acquisition (LA-ICP-MS) | NIST SRM 610 | 1.3766 | [19 empty] | 3640 | [11 empty] | 0.37071 | [9 empty] | 8170 |  | 59.401 |  |  |  | 395.0208 | [21 empty] | 90 | [15 empty] | 310 | [15 empty] | 333500 |  | 300 | [37 empty] | 646120 |  |  |  |  | 2022 | Mineralium Deposita (2022) 57:1343–1365 |  | CHN | Guizhou
| Zhulingou |  | Basin hydrothermal | Mississippi Valley-type (MVT) | carbonate-hosted Zn(-Ge) | Zn | Ge | Zn, Ge, Pb | Yang et al., 2020 |  | ZLG-3-2-4 | ZLG-3-2-4 | underground mine |  |  |  |  | ore material | polished section | grab | mineral separate | [5 empty] | mineralisation | sphalerite |  |  | sphalerite | Stage I (Sp1: acicular colloform); Stage II (Sp3: euhedral sector-zoned); Sp2 (acicular-euhedral, both stages) | stratabound and stockwork orebodies | Euhedral |  |  |  | pyrite, marcasite, galena, dolomite, calcite, quartz | polished sections (150 μm thick) | LA-ICPMS, EMPA | (JEOL) JXA8230; NWR ablation system | Wuhan Sample Solution Analytical Technology Co., Ltd, Hubei, China | beam current of 50 nA and an accelerating voltage of 15 kV (EMPA); background acquisition of 50 s followed by 40 s of sample data acquisition (LA-ICP-MS) | NIST SRM 610 | 1.9225 |  |  |  | 130 | [15 empty] | 5360 | [11 empty] | 8.4237 | [9 empty] | 8650 |  | 110.2505 |  |  |  | 90 | [21 empty] | 60 | [15 empty] | 510 | [15 empty] | 333100 | [39 empty] | 643910 |  |  |  |  | 2022 | Mineralium Deposita (2022) 57:1343–1365 |  | CHN | Guizhou
| Zhulingou |  | Basin hydrothermal | Mississippi Valley-type (MVT) | carbonate-hosted Zn(-Ge) | Zn | Ge | Zn, Ge, Pb | Yang et al., 2020 |  | ZLG-3-2-5 | ZLG-3-2-5 | underground mine |  |  |  |  | ore material | polished section | grab | mineral separate | [5 empty] | mineralisation | sphalerite |  |  | sphalerite | Stage I (Sp1: acicular colloform); Stage II (Sp3: euhedral sector-zoned); Sp2 (acicular-euhedral, both stages) | stratabound and stockwork orebodies | Euhedral |  |  |  | pyrite, marcasite, galena, dolomite, calcite, quartz | polished sections (150 μm thick) | LA-ICPMS, EMPA | (JEOL) JXA8230; NWR ablation system | Wuhan Sample Solution Analytical Technology Co., Ltd, Hubei, China | beam current of 50 nA and an accelerating voltage of 15 kV (EMPA); background acquisition of 50 s followed by 40 s of sample data acquisition (LA-ICP-MS) | NIST SRM 610 | 1.33 |  |  |  | 340 | [15 empty] | 1570 | [11 empty] | 0.37977 | [9 empty] | 1370 |  | 63.9441 |  |  |  | 316.3314 | [21 empty] | 15.096 | [15 empty] | 3610 | [15 empty] | 333060 | [39 empty] | 655050 |  |  |  |  | 2022 | Mineralium Deposita (2022) 57:1343–1365 |  | CHN | Guizhou
| Zhulingou |  | Basin hydrothermal | Mississippi Valley-type (MVT) | carbonate-hosted Zn(-Ge) | Zn | Ge | Zn, Ge, Pb | Yang et al., 2020 |  | ZLG-3-2-6 | ZLG-3-2-6 | underground mine |  |  |  |  | ore material | polished section | grab | mineral separate | [5 empty] | mineralisation | sphalerite |  |  | sphalerite | Stage I (Sp1: acicular colloform); Stage II (Sp3: euhedral sector-zoned); Sp2 (acicular-euhedral, both stages) | stratabound and stockwork orebodies | Euhedral |  |  |  | pyrite, marcasite, galena, dolomite, calcite, quartz | polished sections (150 μm thick) | LA-ICPMS, EMPA | (JEOL) JXA8230; NWR ablation system | Wuhan Sample Solution Analytical Technology Co., Ltd, Hubei, China | beam current of 50 nA and an accelerating voltage of 15 kV (EMPA); background acquisition of 50 s followed by 40 s of sample data acquisition (LA-ICP-MS) | NIST SRM 610 | 1.3616 |  |  |  | 180 | [15 empty] | 1800 | [11 empty] | 0.29457 | [9 empty] | 2190 |  | 33.6289 |  |  |  | 300 | [7 empty] | 180 | [13 empty] | 70 | [15 empty] | 1070 | [15 empty] | 332050 | [39 empty] | 657270 |  |  |  |  | 2022 | Mineralium Deposita (2022) 57:1343–1365 |  | CHN | Guizhou
| Zhulingou |  | Basin hydrothermal | Mississippi Valley-type (MVT) | carbonate-hosted Zn(-Ge) | Zn | Ge | Zn, Ge, Pb | Yang et al., 2020 |  | ZLG-3-2-7 | ZLG-3-2-7 | underground mine |  |  |  |  | ore material | polished section | grab | mineral separate | [5 empty] | mineralisation | sphalerite |  |  | sphalerite | Stage I (Sp1: acicular colloform); Stage II (Sp3: euhedral sector-zoned); Sp2 (acicular-euhedral, both stages) | stratabound and stockwork orebodies | Euhedral |  |  |  | pyrite, marcasite, galena, dolomite, calcite, quartz | polished sections (150 μm thick) | LA-ICPMS, EMPA | (JEOL) JXA8230; NWR ablation system | Wuhan Sample Solution Analytical Technology Co., Ltd, Hubei, China | beam current of 50 nA and an accelerating voltage of 15 kV (EMPA); background acquisition of 50 s followed by 40 s of sample data acquisition (LA-ICP-MS) | NIST SRM 610 | 1.3849 |  |  |  | 160 | [15 empty] | 3100 | [11 empty] | 0.30214 | [9 empty] | 7700 |  | 13.1331 |  |  |  | 654.3225 | [7 empty] | 210 | [13 empty] | 33.4506 | [15 empty] | 1010 | [15 empty] | 334460 | [39 empty] | 646260 |  |  |  |  | 2022 | Mineralium Deposita (2022) 57:1343–1365 |  | CHN | Guizhou
| Zhulingou |  | Basin hydrothermal | Mississippi Valley-type (MVT) | carbonate-hosted Zn(-Ge) | Zn | Ge | Zn, Ge, Pb | Yang et al., 2020 |  | ZLG-3-2-8 | ZLG-3-2-8 | underground mine |  |  |  |  | ore material | polished section | grab | mineral separate | [5 empty] | mineralisation | sphalerite |  |  | sphalerite | Stage I (Sp1: acicular colloform); Stage II (Sp3: euhedral sector-zoned); Sp2 (acicular-euhedral, both stages) | stratabound and stockwork orebodies | Euhedral |  |  |  | pyrite, marcasite, galena, dolomite, calcite, quartz | polished sections (150 μm thick) | LA-ICPMS, EMPA | (JEOL) JXA8230; NWR ablation system | Wuhan Sample Solution Analytical Technology Co., Ltd, Hubei, China | beam current of 50 nA and an accelerating voltage of 15 kV (EMPA); background acquisition of 50 s followed by 40 s of sample data acquisition (LA-ICP-MS) | NIST SRM 610 | 50 | [19 empty] | 2670 | [11 empty] | 0.2851 | [9 empty] | 6800 |  | 36.5972 |  |  |  | 230 | [21 empty] | 20.1304 | [15 empty] | 580 | [15 empty] | 332980 | [11 empty] | 190 | [27 empty] | 650240 |  |  |  |  | 2022 | Mineralium Deposita (2022) 57:1343–1365 |  | CHN | Guizhou
| Zhulingou |  | Basin hydrothermal | Mississippi Valley-type (MVT) | carbonate-hosted Zn(-Ge) | Zn | Ge | Zn, Ge, Pb | Yang et al., 2020 |  | ZLG-3-2-9 | ZLG-3-2-9 | underground mine |  |  |  |  | ore material | polished section | grab | mineral separate | [5 empty] | mineralisation | sphalerite |  |  | sphalerite | Stage I (Sp1: acicular colloform); Stage II (Sp3: euhedral sector-zoned); Sp2 (acicular-euhedral, both stages) | stratabound and stockwork orebodies | Euhedral |  |  |  | pyrite, marcasite, galena, dolomite, calcite, quartz | polished sections (150 μm thick) | LA-ICPMS, EMPA | (JEOL) JXA8230; NWR ablation system | Wuhan Sample Solution Analytical Technology Co., Ltd, Hubei, China | beam current of 50 nA and an accelerating voltage of 15 kV (EMPA); background acquisition of 50 s followed by 40 s of sample data acquisition (LA-ICP-MS) | NIST SRM 610 | 1.337 |  |  |  | 540 | [15 empty] | 2650 | [11 empty] | 0.41267 | [9 empty] | 7400 |  | 55.3101 |  |  |  | 333.6817 | [21 empty] | 19.0466 | [15 empty] | 430 | [15 empty] | 330960 | [39 empty] | 647720 |  |  |  |  | 2022 | Mineralium Deposita (2022) 57:1343–1365 |  | CHN | Guizhou
| Zhulingou |  | Basin hydrothermal | Mississippi Valley-type (MVT) | carbonate-hosted Zn(-Ge) | Zn | Ge | Zn, Ge, Pb | Yang et al., 2020 |  | ZLG-3-2-10 | ZLG-3-2-10 | underground mine |  |  |  |  | ore material | polished section | grab | mineral separate | [5 empty] | mineralisation | sphalerite |  |  | sphalerite | Stage I (Sp1: acicular colloform); Stage II (Sp3: euhedral sector-zoned); Sp2 (acicular-euhedral, both stages) | stratabound and stockwork orebodies | Euhedral |  |  |  | pyrite, marcasite, galena, dolomite, calcite, quartz | polished sections (150 μm thick) | LA-ICPMS, EMPA | (JEOL) JXA8230; NWR ablation system | Wuhan Sample Solution Analytical Technology Co., Ltd, Hubei, China | beam current of 50 nA and an accelerating voltage of 15 kV (EMPA); background acquisition of 50 s followed by 40 s of sample data acquisition (LA-ICP-MS) | NIST SRM 610 | 1.3107 |  |  |  | 270 | [15 empty] | 2840 | [11 empty] | 0.24015 | [9 empty] | 9080 |  | 3.2032 |  |  |  | 100 | [21 empty] | 36.6497 | [15 empty] | 650 | [15 empty] | 333580 | [39 empty] | 645000 |  |  |  |  | 2022 | Mineralium Deposita (2022) 57:1343–1365 |  | CHN | Guizhou
| Zhulingou |  | Basin hydrothermal | Mississippi Valley-type (MVT) | carbonate-hosted Zn(-Ge) | Zn | Ge | Zn, Ge, Pb | Yang et al., 2020 |  | ZLG-3-2-11 | ZLG-3-2-11 | underground mine |  |  |  |  | ore material | polished section | grab | mineral separate | [5 empty] | mineralisation | sphalerite |  |  | sphalerite | Stage I (Sp1: acicular colloform); Stage II (Sp3: euhedral sector-zoned); Sp2 (acicular-euhedral, both stages) | stratabound and stockwork orebodies | Euhedral |  |  |  | pyrite, marcasite, galena, dolomite, calcite, quartz | polished sections (150 μm thick) | LA-ICPMS, EMPA | (JEOL) JXA8230; NWR ablation system | Wuhan Sample Solution Analytical Technology Co., Ltd, Hubei, China | beam current of 50 nA and an accelerating voltage of 15 kV (EMPA); background acquisition of 50 s followed by 40 s of sample data acquisition (LA-ICP-MS) | NIST SRM 610 | 10 | [19 empty] | 3070 | [11 empty] | 0.60642 | [9 empty] | 6620 |  | 8.4091 |  |  |  | 363.3252 | [21 empty] | 110 | [15 empty] | 340 | [15 empty] | 332710 | [11 empty] | 340 | [27 empty] | 648690 |  |  |  |  | 2022 | Mineralium Deposita (2022) 57:1343–1365 |  | CHN | Guizhou
| Zhulingou |  | Basin hydrothermal | Mississippi Valley-type (MVT) | carbonate-hosted Zn(-Ge) | Zn | Ge | Zn, Ge, Pb | Yang et al., 2020 |  | ZLG-3-2-12 | ZLG-3-2-12 | underground mine |  |  |  |  | ore material | polished section | grab | mineral separate | [5 empty] | mineralisation | sphalerite |  |  | sphalerite | Stage I (Sp1: acicular colloform); Stage II (Sp3: euhedral sector-zoned); Sp2 (acicular-euhedral, both stages) | stratabound and stockwork orebodies | Euhedral |  |  |  | pyrite, marcasite, galena, dolomite, calcite, quartz | polished sections (150 μm thick) | LA-ICPMS, EMPA | (JEOL) JXA8230; NWR ablation system | Wuhan Sample Solution Analytical Technology Co., Ltd, Hubei, China | beam current of 50 nA and an accelerating voltage of 15 kV (EMPA); background acquisition of 50 s followed by 40 s of sample data acquisition (LA-ICP-MS) | NIST SRM 610 | 1.4017 |  |  |  | 380 | [15 empty] | 470 | [11 empty] | 0.49719 | [9 empty] | 12730 |  | 48.8161 |  |  |  | 140 | [7 empty] | 310 | [13 empty] | 60 | [15 empty] | 698.1803 | [15 empty] | 333230 | [39 empty] | 639910 |  |  |  |  | 2022 | Mineralium Deposita (2022) 57:1343–1365 |  | CHN | Guizhou
| Zhulingou |  | Basin hydrothermal | Mississippi Valley-type (MVT) | carbonate-hosted Zn(-Ge) | Zn | Ge | Zn, Ge, Pb | Yang et al., 2020 |  | ZLG-3-2-13 | ZLG-3-2-13 | underground mine |  |  |  |  | ore material | polished section | grab | mineral separate | [5 empty] | mineralisation | sphalerite |  |  | sphalerite | Stage I (Sp1: acicular colloform); Stage II (Sp3: euhedral sector-zoned); Sp2 (acicular-euhedral, both stages) | stratabound and stockwork orebodies | Euhedral |  |  |  | pyrite, marcasite, galena, dolomite, calcite, quartz | polished sections (150 μm thick) | LA-ICPMS, EMPA | (JEOL) JXA8230; NWR ablation system | Wuhan Sample Solution Analytical Technology Co., Ltd, Hubei, China | beam current of 50 nA and an accelerating voltage of 15 kV (EMPA); background acquisition of 50 s followed by 40 s of sample data acquisition (LA-ICP-MS) | NIST SRM 610 | 1.2657 | [19 empty] | 2370 | [11 empty] | 0.46282 | [9 empty] | 7350 |  | 26.8747 |  |  |  | 561.5096 | [21 empty] | 27.2281 | [15 empty] | 600 | [15 empty] | 332470 | [39 empty] | 643800 |  |  |  |  | 2022 | Mineralium Deposita (2022) 57:1343–1365 |  | CHN | Guizhou
| Zhulingou |  | Basin hydrothermal | Mississippi Valley-type (MVT) | carbonate-hosted Zn(-Ge) | Zn | Ge | Zn, Ge, Pb | Yang et al., 2020 |  | ZLG-3-2-14 | ZLG-3-2-14 | underground mine |  |  |  |  | ore material | polished section | grab | mineral separate | [5 empty] | mineralisation | sphalerite |  |  | sphalerite | Stage I (Sp1: acicular colloform); Stage II (Sp3: euhedral sector-zoned); Sp2 (acicular-euhedral, both stages) | stratabound and stockwork orebodies | Euhedral |  |  |  | pyrite, marcasite, galena, dolomite, calcite, quartz | polished sections (150 μm thick) | LA-ICPMS, EMPA | (JEOL) JXA8230; NWR ablation system | Wuhan Sample Solution Analytical Technology Co., Ltd, Hubei, China | beam current of 50 nA and an accelerating voltage of 15 kV (EMPA); background acquisition of 50 s followed by 40 s of sample data acquisition (LA-ICP-MS) | NIST SRM 610 | 1.2942 |  |  |  | 220 | [15 empty] | 1000 | [11 empty] | 0.3899 | [9 empty] | 3610 |  | 15.1834 |  |  |  | 460 | [21 empty] | 19.8404 | [15 empty] | 740 | [15 empty] | 334690 | [39 empty] | 653850 |  |  |  |  | 2022 | Mineralium Deposita (2022) 57:1343–1365 |  | CHN | Guizhou
| Zhulingou |  | Basin hydrothermal | Mississippi Valley-type (MVT) | carbonate-hosted Zn(-Ge) | Zn | Ge | Zn, Ge, Pb | Yang et al., 2020 |  | ZLG-3-3-1 | ZLG-3-3-1 | underground mine |  |  |  |  | ore material | polished section | grab | mineral separate | [5 empty] | mineralisation | sphalerite |  |  | sphalerite | Stage I (Sp1: acicular colloform); Stage II (Sp3: euhedral sector-zoned); Sp2 (acicular-euhedral, both stages) | stratabound and stockwork orebodies | Euhedral |  |  |  | pyrite, marcasite, galena, dolomite, calcite, quartz | polished sections (150 μm thick) | LA-ICPMS, EMPA | (JEOL) JXA8230; NWR ablation system | Wuhan Sample Solution Analytical Technology Co., Ltd, Hubei, China | beam current of 50 nA and an accelerating voltage of 15 kV (EMPA); background acquisition of 50 s followed by 40 s of sample data acquisition (LA-ICP-MS) | NIST SRM 610 | 1.4441 |  |  |  | 330 | [15 empty] | 3660 | [11 empty] | 0.40795 | [9 empty] | 6870 |  | 75.2137 |  |  |  | 250 | [21 empty] | 14.0444 | [15 empty] | 290 | [15 empty] | 336140 | [11 empty] | 190 | [27 empty] | 648690 |  |  |  |  | 2022 | Mineralium Deposita (2022) 57:1343–1365 |  | CHN | Guizhou
| Zhulingou |  | Basin hydrothermal | Mississippi Valley-type (MVT) | carbonate-hosted Zn(-Ge) | Zn | Ge | Zn, Ge, Pb | Yang et al., 2020 |  | ZLG-3-3-2 | ZLG-3-3-2 | underground mine |  |  |  |  | ore material | polished section | grab | mineral separate | [5 empty] | mineralisation | sphalerite |  |  | sphalerite | Stage I (Sp1: acicular colloform); Stage II (Sp3: euhedral sector-zoned); Sp2 (acicular-euhedral, both stages) | stratabound and stockwork orebodies | Euhedral |  |  |  | pyrite, marcasite, galena, dolomite, calcite, quartz | polished sections (150 μm thick) | LA-ICPMS, EMPA | (JEOL) JXA8230; NWR ablation system | Wuhan Sample Solution Analytical Technology Co., Ltd, Hubei, China | beam current of 50 nA and an accelerating voltage of 15 kV (EMPA); background acquisition of 50 s followed by 40 s of sample data acquisition (LA-ICP-MS) | NIST SRM 610 | 1.5204 |  |  |  | 430 | [15 empty] | 3200 | [11 empty] | 0.83007 | [9 empty] | 2500 |  | 99.4006 |  |  |  | 360.8282 | [21 empty] | 12.9325 | [15 empty] | 470 | [15 empty] | 334170 | [39 empty] | 654200 |  |  |  |  | 2022 | Mineralium Deposita (2022) 57:1343–1365 |  | CHN | Guizhou
| Zhulingou |  | Basin hydrothermal | Mississippi Valley-type (MVT) | carbonate-hosted Zn(-Ge) | Zn | Ge | Zn, Ge, Pb | Yang et al., 2020 |  | ZLG-3-3-3 | ZLG-3-3-3 | underground mine |  |  |  |  | ore material | polished section | grab | mineral separate | [5 empty] | mineralisation | sphalerite |  |  | sphalerite | Stage I (Sp1: acicular colloform); Stage II (Sp3: euhedral sector-zoned); Sp2 (acicular-euhedral, both stages) | stratabound and stockwork orebodies | Euhedral |  |  |  | pyrite, marcasite, galena, dolomite, calcite, quartz | polished sections (150 μm thick) | LA-ICPMS, EMPA | (JEOL) JXA8230; NWR ablation system | Wuhan Sample Solution Analytical Technology Co., Ltd, Hubei, China | beam current of 50 nA and an accelerating voltage of 15 kV (EMPA); background acquisition of 50 s followed by 40 s of sample data acquisition (LA-ICP-MS) | NIST SRM 610 | 1.3807 | [19 empty] | 3550 | [11 empty] | 0.28434 | [9 empty] | 8450 |  | 88.0662 |  |  |  | 275.9823 | [21 empty] | 15.4476 | [15 empty] | 570 | [15 empty] | 333330 | [11 empty] | 330 | [27 empty] | 643090 |  |  |  |  | 2022 | Mineralium Deposita (2022) 57:1343–1365 |  | CHN | Guizhou
| Zhulingou |  | Basin hydrothermal | Mississippi Valley-type (MVT) | carbonate-hosted Zn(-Ge) | Zn | Ge | Zn, Ge, Pb | Yang et al., 2020 |  | ZLG-3-3-4 | ZLG-3-3-4 | underground mine |  |  |  |  | ore material | polished section | grab | mineral separate | [5 empty] | mineralisation | sphalerite |  |  | sphalerite | Stage I (Sp1: acicular colloform); Stage II (Sp3: euhedral sector-zoned); Sp2 (acicular-euhedral, both stages) | stratabound and stockwork orebodies | Euhedral |  |  |  | pyrite, marcasite, galena, dolomite, calcite, quartz | polished sections (150 μm thick) | LA-ICPMS, EMPA | (JEOL) JXA8230; NWR ablation system | Wuhan Sample Solution Analytical Technology Co., Ltd, Hubei, China | beam current of 50 nA and an accelerating voltage of 15 kV (EMPA); background acquisition of 50 s followed by 40 s of sample data acquisition (LA-ICP-MS) | NIST SRM 610 | 1.2531 | [19 empty] | 2300 | [11 empty] | 0.24759 | [9 empty] | 9930 |  | 19.6011 |  |  |  | 342.187 |  |  |  | 30 | [17 empty] | 90 | [15 empty] | 850 | [15 empty] | 335110 | [39 empty] | 645350 |  |  |  |  | 2022 | Mineralium Deposita (2022) 57:1343–1365 |  | CHN | Guizhou
| Zhulingou |  | Basin hydrothermal | Mississippi Valley-type (MVT) | carbonate-hosted Zn(-Ge) | Zn | Ge | Zn, Ge, Pb | Yang et al., 2020 |  | ZLG-3-3-5 | ZLG-3-3-5 | underground mine |  |  |  |  | ore material | polished section | grab | mineral separate | [5 empty] | mineralisation | sphalerite |  |  | sphalerite | Stage I (Sp1: acicular colloform); Stage II (Sp3: euhedral sector-zoned); Sp2 (acicular-euhedral, both stages) | stratabound and stockwork orebodies | Euhedral |  |  |  | pyrite, marcasite, galena, dolomite, calcite, quartz | polished sections (150 μm thick) | LA-ICPMS, EMPA | (JEOL) JXA8230; NWR ablation system | Wuhan Sample Solution Analytical Technology Co., Ltd, Hubei, China | beam current of 50 nA and an accelerating voltage of 15 kV (EMPA); background acquisition of 50 s followed by 40 s of sample data acquisition (LA-ICP-MS) | NIST SRM 610 | 1.403 |  |  |  | 170 | [15 empty] | 1760 | [11 empty] | 0.26355 | [9 empty] | 1670 |  | 78.2154 |  |  |  | 900 | [21 empty] | 80 | [15 empty] | 3880 | [15 empty] | 332840 | [39 empty] | 655230 |  |  |  |  | 2022 | Mineralium Deposita (2022) 57:1343–1365 |  | CHN | Guizhou
| Zhulingou |  | Basin hydrothermal | Mississippi Valley-type (MVT) | carbonate-hosted Zn(-Ge) | Zn | Ge | Zn, Ge, Pb | Yang et al., 2020 |  | ZLG-3-3-6 | ZLG-3-3-6 | underground mine |  |  |  |  | ore material | polished section | grab | mineral separate | [5 empty] | mineralisation | sphalerite |  |  | sphalerite | Stage I (Sp1: acicular colloform); Stage II (Sp3: euhedral sector-zoned); Sp2 (acicular-euhedral, both stages) | stratabound and stockwork orebodies | Euhedral |  |  |  | pyrite, marcasite, galena, dolomite, calcite, quartz | polished sections (150 μm thick) | LA-ICPMS, EMPA | (JEOL) JXA8230; NWR ablation system | Wuhan Sample Solution Analytical Technology Co., Ltd, Hubei, China | beam current of 50 nA and an accelerating voltage of 15 kV (EMPA); background acquisition of 50 s followed by 40 s of sample data acquisition (LA-ICP-MS) | NIST SRM 610 | 1.385 | [19 empty] | 3150 | [21 empty] | 10680 |  | 49.6328 |  |  |  | 397.3244 | [21 empty] | 19.4441 | [15 empty] | 850 | [15 empty] | 334260 | [39 empty] | 644410 |  |  |  |  | 2022 | Mineralium Deposita (2022) 57:1343–1365 |  | CHN | Guizhou
| Zhulingou |  | Basin hydrothermal | Mississippi Valley-type (MVT) | carbonate-hosted Zn(-Ge) | Zn | Ge | Zn, Ge, Pb | Yang et al., 2020 |  | ZLG-3-3-7 | ZLG-3-3-7 | underground mine |  |  |  |  | ore material | polished section | grab | mineral separate | [5 empty] | mineralisation | sphalerite |  |  | sphalerite | Stage I (Sp1: acicular colloform); Stage II (Sp3: euhedral sector-zoned); Sp2 (acicular-euhedral, both stages) | stratabound and stockwork orebodies | Euhedral |  |  |  | pyrite, marcasite, galena, dolomite, calcite, quartz | polished sections (150 μm thick) | LA-ICPMS, EMPA | (JEOL) JXA8230; NWR ablation system | Wuhan Sample Solution Analytical Technology Co., Ltd, Hubei, China | beam current of 50 nA and an accelerating voltage of 15 kV (EMPA); background acquisition of 50 s followed by 40 s of sample data acquisition (LA-ICP-MS) | NIST SRM 610 | 1.3532 | [19 empty] | 3700 | [11 empty] | 0.38186 | [9 empty] | 9630 |  | 39.5454 |  |  |  | 210 | [21 empty] | 18.7783 | [15 empty] | 900 | [15 empty] | 332160 |  | 200 | [37 empty] | 640940 |  |  |  |  | 2022 | Mineralium Deposita (2022) 57:1343–1365 |  | CHN | Guizhou
| Zhulingou |  | Basin hydrothermal | Mississippi Valley-type (MVT) | carbonate-hosted Zn(-Ge) | Zn | Ge | Zn, Ge, Pb | Yang et al., 2020 |  | ZLG-3-3-8 | ZLG-3-3-8 | underground mine |  |  |  |  | ore material | polished section | grab | mineral separate | [5 empty] | mineralisation | sphalerite |  |  | sphalerite | Stage I (Sp1: acicular colloform); Stage II (Sp3: euhedral sector-zoned); Sp2 (acicular-euhedral, both stages) | stratabound and stockwork orebodies | Euhedral |  |  |  | pyrite, marcasite, galena, dolomite, calcite, quartz | polished sections (150 μm thick) | LA-ICPMS, EMPA | (JEOL) JXA8230; NWR ablation system | Wuhan Sample Solution Analytical Technology Co., Ltd, Hubei, China | beam current of 50 nA and an accelerating voltage of 15 kV (EMPA); background acquisition of 50 s followed by 40 s of sample data acquisition (LA-ICP-MS) | NIST SRM 610 | 1.5224 | [19 empty] | 3960 | [11 empty] | 0.5726 | [9 empty] | 7340 |  | 113.1648 |  |  |  | 283.4778 | [7 empty] | 230 | [13 empty] | 13.7938 | [15 empty] | 660 | [15 empty] | 332790 | [39 empty] | 644340 |  |  |  |  | 2022 | Mineralium Deposita (2022) 57:1343–1365 |  | CHN | Guizhou
| Zhulingou |  | Basin hydrothermal | Mississippi Valley-type (MVT) | carbonate-hosted Zn(-Ge) | Zn | Ge | Zn, Ge, Pb | Yang et al., 2020 |  | ZLG-3-3-9 | ZLG-3-3-9 | underground mine |  |  |  |  | ore material | polished section | grab | mineral separate | [5 empty] | mineralisation | sphalerite |  |  | sphalerite | Stage I (Sp1: acicular colloform); Stage II (Sp3: euhedral sector-zoned); Sp2 (acicular-euhedral, both stages) | stratabound and stockwork orebodies | Euhedral |  |  |  | pyrite, marcasite, galena, dolomite, calcite, quartz | polished sections (150 μm thick) | LA-ICPMS, EMPA | (JEOL) JXA8230; NWR ablation system | Wuhan Sample Solution Analytical Technology Co., Ltd, Hubei, China | beam current of 50 nA and an accelerating voltage of 15 kV (EMPA); background acquisition of 50 s followed by 40 s of sample data acquisition (LA-ICP-MS) | NIST SRM 610 | 140 | [19 empty] | 1300 | [11 empty] | 0.61513 | [9 empty] | 1350 |  | 5.6299 |  |  |  | 650 | [21 empty] | 140 | [15 empty] | 3180 | [15 empty] | 332710 | [39 empty] | 656170 |  |  |  |  | 2022 | Mineralium Deposita (2022) 57:1343–1365 |  | CHN | Guizhou
| Zhulingou |  | Basin hydrothermal | Mississippi Valley-type (MVT) | carbonate-hosted Zn(-Ge) | Zn | Ge | Zn, Ge, Pb | Yang et al., 2020 |  | ZLG-3-3-10 | ZLG-3-3-10 | underground mine |  |  |  |  | ore material | polished section | grab | mineral separate | [5 empty] | mineralisation | sphalerite |  |  | sphalerite | Stage I (Sp1: acicular colloform); Stage II (Sp3: euhedral sector-zoned); Sp2 (acicular-euhedral, both stages) | stratabound and stockwork orebodies | Euhedral |  |  |  | pyrite, marcasite, galena, dolomite, calcite, quartz | polished sections (150 μm thick) | LA-ICPMS, EMPA | (JEOL) JXA8230; NWR ablation system | Wuhan Sample Solution Analytical Technology Co., Ltd, Hubei, China | beam current of 50 nA and an accelerating voltage of 15 kV (EMPA); background acquisition of 50 s followed by 40 s of sample data acquisition (LA-ICP-MS) | NIST SRM 610 | 1.2276 | [19 empty] | 560 | [11 empty] | 0.24587 | [9 empty] | 14780 |  | 6.3771 |  |  |  | 550.0065 | [21 empty] | 60 | [15 empty] | 500 | [15 empty] | 334990 | [39 empty] | 639520 |  |  |  |  | 2022 | Mineralium Deposita (2022) 57:1343–1365 |  | CHN | Guizhou
| Zhulingou |  | Basin hydrothermal | Mississippi Valley-type (MVT) | carbonate-hosted Zn(-Ge) | Zn | Ge | Zn, Ge, Pb | Yang et al., 2020 |  | ZLG-3-3-11 | ZLG-3-3-11 | underground mine |  |  |  |  | ore material | polished section | grab | mineral separate | [5 empty] | mineralisation | sphalerite |  |  | sphalerite | Stage I (Sp1: acicular colloform); Stage II (Sp3: euhedral sector-zoned); Sp2 (acicular-euhedral, both stages) | stratabound and stockwork orebodies | Euhedral |  |  |  | pyrite, marcasite, galena, dolomite, calcite, quartz | polished sections (150 μm thick) | LA-ICPMS, EMPA | (JEOL) JXA8230; NWR ablation system | Wuhan Sample Solution Analytical Technology Co., Ltd, Hubei, China | beam current of 50 nA and an accelerating voltage of 15 kV (EMPA); background acquisition of 50 s followed by 40 s of sample data acquisition (LA-ICP-MS) | NIST SRM 610 | 1.2834 | [19 empty] | 810 | [11 empty] | 0.47639 | [9 empty] | 12570 |  | 3.8883 |  |  |  | 581.0885 | [21 empty] | 70 | [15 empty] | 310 | [15 empty] | 331770 | [39 empty] | 638510 |  |  |  |  | 2022 | Mineralium Deposita (2022) 57:1343–1365 |  | CHN | Guizhou
| Zhulingou |  | Basin hydrothermal | Mississippi Valley-type (MVT) | carbonate-hosted Zn(-Ge) | Zn | Ge | Zn, Ge, Pb | Yang et al., 2020 |  | ZLG-3-3-12 | ZLG-3-3-12 | underground mine |  |  |  |  | ore material | polished section | grab | mineral separate | [5 empty] | mineralisation | sphalerite |  |  | sphalerite | Stage I (Sp1: acicular colloform); Stage II (Sp3: euhedral sector-zoned); Sp2 (acicular-euhedral, both stages) | stratabound and stockwork orebodies | Euhedral |  |  |  | pyrite, marcasite, galena, dolomite, calcite, quartz | polished sections (150 μm thick) | LA-ICPMS, EMPA | (JEOL) JXA8230; NWR ablation system | Wuhan Sample Solution Analytical Technology Co., Ltd, Hubei, China | beam current of 50 nA and an accelerating voltage of 15 kV (EMPA); background acquisition of 50 s followed by 40 s of sample data acquisition (LA-ICP-MS) | NIST SRM 610 | 1.4057 |  |  |  | 220 | [15 empty] | 3200 | [11 empty] | 0.42016 | [9 empty] | 9690 |  | 54.8866 |  |  |  | 340 | [21 empty] | 20.4438 | [15 empty] | 600 | [15 empty] | 334300 | [39 empty] | 645130 |  |  |  |  | 2022 | Mineralium Deposita (2022) 57:1343–1365 |  | CHN | Guizhou
| Zhulingou |  | Basin hydrothermal | Mississippi Valley-type (MVT) | carbonate-hosted Zn(-Ge) | Zn | Ge | Zn, Ge, Pb | Yang et al., 2020 |  | ZLG-3-3-13 | ZLG-3-3-13 | underground mine |  |  |  |  | ore material | polished section | grab | mineral separate | [5 empty] | mineralisation | sphalerite |  |  | sphalerite | Stage I (Sp1: acicular colloform); Stage II (Sp3: euhedral sector-zoned); Sp2 (acicular-euhedral, both stages) | stratabound and stockwork orebodies | Euhedral |  |  |  | pyrite, marcasite, galena, dolomite, calcite, quartz | polished sections (150 μm thick) | LA-ICPMS, EMPA | (JEOL) JXA8230; NWR ablation system | Wuhan Sample Solution Analytical Technology Co., Ltd, Hubei, China | beam current of 50 nA and an accelerating voltage of 15 kV (EMPA); background acquisition of 50 s followed by 40 s of sample data acquisition (LA-ICP-MS) | NIST SRM 610 | 1.3999 | [19 empty] | 3820 | [11 empty] | 0.27031 | [9 empty] | 8690 |  | 85.8899 |  |  |  | 140 | [21 empty] | 15.1805 | [15 empty] | 790 | [15 empty] | 334340 | [39 empty] | 644230 |  |  |  |  | 2022 | Mineralium Deposita (2022) 57:1343–1365 |  | CHN | Guizhou
| Zhulingou |  | Basin hydrothermal | Mississippi Valley-type (MVT) | carbonate-hosted Zn(-Ge) | Zn | Ge | Zn, Ge, Pb | Yang et al., 2020 |  | ZLG-3-4-1 | ZLG-3-4-1 | underground mine |  |  |  |  | ore material | polished section | grab | mineral separate | [5 empty] | mineralisation | sphalerite |  |  | sphalerite | Stage I (Sp1: acicular colloform); Stage II (Sp3: euhedral sector-zoned); Sp2 (acicular-euhedral, both stages) | stratabound and stockwork orebodies | Euhedral |  |  |  | pyrite, marcasite, galena, dolomite, calcite, quartz | polished sections (150 μm thick) | LA-ICPMS, EMPA | (JEOL) JXA8230; NWR ablation system | Wuhan Sample Solution Analytical Technology Co., Ltd, Hubei, China | beam current of 50 nA and an accelerating voltage of 15 kV (EMPA); background acquisition of 50 s followed by 40 s of sample data acquisition (LA-ICP-MS) | NIST SRM 610 | 1.5122 | [19 empty] | 1110 | [11 empty] | 0.61327 | [9 empty] | 7750 |  | 24.4243 |  |  |  | 460 | [7 empty] | 0.031289 | [13 empty] | 40.7873 | [13 empty] | 0.01 |  | 1710 | [15 empty] | 335920 | [39 empty] | 651640 |  |  |  |  | 2022 | Mineralium Deposita (2022) 57:1343–1365 |  | CHN | Guizhou
| Zhulingou |  | Basin hydrothermal | Mississippi Valley-type (MVT) | carbonate-hosted Zn(-Ge) | Zn | Ge | Zn, Ge, Pb | Yang et al., 2020 |  | ZLG-3-4-2 | ZLG-3-4-2 | underground mine |  |  |  |  | ore material | polished section | grab | mineral separate | [5 empty] | mineralisation | sphalerite |  |  | sphalerite | Stage I (Sp1: acicular colloform); Stage II (Sp3: euhedral sector-zoned); Sp2 (acicular-euhedral, both stages) | stratabound and stockwork orebodies | Euhedral |  |  |  | pyrite, marcasite, galena, dolomite, calcite, quartz | polished sections (150 μm thick) | LA-ICPMS, EMPA | (JEOL) JXA8230; NWR ablation system | Wuhan Sample Solution Analytical Technology Co., Ltd, Hubei, China | beam current of 50 nA and an accelerating voltage of 15 kV (EMPA); background acquisition of 50 s followed by 40 s of sample data acquisition (LA-ICP-MS) | NIST SRM 610 | 1.7493 | [19 empty] | 1940 | [11 empty] | 0.36754 | [9 empty] | 1280 |  | 33.6561 |  |  |  | 330 | [21 empty] | 150 | [15 empty] | 3040 | [15 empty] | 332280 | [39 empty] | 662750 |  |  |  |  | 2022 | Mineralium Deposita (2022) 57:1343–1365 |  | CHN | Guizhou
| Zhulingou |  | Basin hydrothermal | Mississippi Valley-type (MVT) | carbonate-hosted Zn(-Ge) | Zn | Ge | Zn, Ge, Pb | Yang et al., 2020 |  | ZLG-3-4-3 | ZLG-3-4-3 | underground mine |  |  |  |  | ore material | polished section | grab | mineral separate | [5 empty] | mineralisation | sphalerite |  |  | sphalerite | Stage I (Sp1: acicular colloform); Stage II (Sp3: euhedral sector-zoned); Sp2 (acicular-euhedral, both stages) | stratabound and stockwork orebodies | Euhedral |  |  |  | pyrite, marcasite, galena, dolomite, calcite, quartz | polished sections (150 μm thick) | LA-ICPMS, EMPA | (JEOL) JXA8230; NWR ablation system | Wuhan Sample Solution Analytical Technology Co., Ltd, Hubei, China | beam current of 50 nA and an accelerating voltage of 15 kV (EMPA); background acquisition of 50 s followed by 40 s of sample data acquisition (LA-ICP-MS) | NIST SRM 610 | 1.381 | [19 empty] | 2220 | [11 empty] | 0.27721 | [9 empty] | 4840 |  | 43.8585 |  |  |  | 640 | [21 empty] | 26.947 | [15 empty] | 1030 | [15 empty] | 331190 |  | 200 | [9 empty] | 230 | [27 empty] | 655530 |  |  |  |  | 2022 | Mineralium Deposita (2022) 57:1343–1365 |  | CHN | Guizhou
| Zhulingou |  | Basin hydrothermal | Mississippi Valley-type (MVT) | carbonate-hosted Zn(-Ge) | Zn | Ge | Zn, Ge, Pb | Yang et al., 2020 |  | ZLG-3-4-4 | ZLG-3-4-4 | underground mine |  |  |  |  | ore material | polished section | grab | mineral separate | [5 empty] | mineralisation | sphalerite |  |  | sphalerite | Stage I (Sp1: acicular colloform); Stage II (Sp3: euhedral sector-zoned); Sp2 (acicular-euhedral, both stages) | stratabound and stockwork orebodies | Euhedral |  |  |  | pyrite, marcasite, galena, dolomite, calcite, quartz | polished sections (150 μm thick) | LA-ICPMS, EMPA | (JEOL) JXA8230; NWR ablation system | Wuhan Sample Solution Analytical Technology Co., Ltd, Hubei, China | beam current of 50 nA and an accelerating voltage of 15 kV (EMPA); background acquisition of 50 s followed by 40 s of sample data acquisition (LA-ICP-MS) | NIST SRM 610 | 1.3342 |  |  |  | 140 | [15 empty] | 1500 | [11 empty] | 0.37507 | [9 empty] | 1460 |  | 23.9349 |  |  |  | 650 | [21 empty] | 36.9748 | [15 empty] | 4880 | [15 empty] | 331740 | [39 empty] | 659630 |  |  |  |  | 2022 | Mineralium Deposita (2022) 57:1343–1365 |  | CHN | Guizhou
| Zhulingou |  | Basin hydrothermal | Mississippi Valley-type (MVT) | carbonate-hosted Zn(-Ge) | Zn | Ge | Zn, Ge, Pb | Yang et al., 2020 |  | ZLG-3-4-5 | ZLG-3-4-5 | underground mine |  |  |  |  | ore material | polished section | grab | mineral separate | [5 empty] | mineralisation | sphalerite |  |  | sphalerite | Stage I (Sp1: acicular colloform); Stage II (Sp3: euhedral sector-zoned); Sp2 (acicular-euhedral, both stages) | stratabound and stockwork orebodies | Euhedral |  |  |  | pyrite, marcasite, galena, dolomite, calcite, quartz | polished sections (150 μm thick) | LA-ICPMS, EMPA | (JEOL) JXA8230; NWR ablation system | Wuhan Sample Solution Analytical Technology Co., Ltd, Hubei, China | beam current of 50 nA and an accelerating voltage of 15 kV (EMPA); background acquisition of 50 s followed by 40 s of sample data acquisition (LA-ICP-MS) | NIST SRM 610 | 1.7951 | [19 empty] | 2750 | [11 empty] | 0.66534 | [9 empty] | 11880 |  | 31.4687 |  |  |  | 100 | [7 empty] | 0.061029 | [13 empty] | 70 | [13 empty] | 0.01 |  | 780 | [15 empty] | 331880 | [39 empty] | 644110 |  |  |  |  | 2022 | Mineralium Deposita (2022) 57:1343–1365 |  | CHN | Guizhou
| Zhulingou |  | Basin hydrothermal | Mississippi Valley-type (MVT) | carbonate-hosted Zn(-Ge) | Zn | Ge | Zn, Ge, Pb | Yang et al., 2020 |  | ZLG-3-4-6 | ZLG-3-4-6 | underground mine |  |  |  |  | ore material | polished section | grab | mineral separate | [5 empty] | mineralisation | sphalerite |  |  | sphalerite | Stage I (Sp1: acicular colloform); Stage II (Sp3: euhedral sector-zoned); Sp2 (acicular-euhedral, both stages) | stratabound and stockwork orebodies | Euhedral |  |  |  | pyrite, marcasite, galena, dolomite, calcite, quartz | polished sections (150 μm thick) | LA-ICPMS, EMPA | (JEOL) JXA8230; NWR ablation system | Wuhan Sample Solution Analytical Technology Co., Ltd, Hubei, China | beam current of 50 nA and an accelerating voltage of 15 kV (EMPA); background acquisition of 50 s followed by 40 s of sample data acquisition (LA-ICP-MS) | NIST SRM 610 | 1.7312 |  |  |  | 190 | [15 empty] | 1930 | [11 empty] | 0.7773 | [9 empty] | 10380 |  | 26.9849 |  |  |  | 743.1587 | [7 empty] | 0.082611 | [13 empty] | 80 | [13 empty] | 0.01 |  | 1060 | [15 empty] | 333380 | [11 empty] | 150 | [27 empty] | 646230 |  |  |  |  | 2022 | Mineralium Deposita (2022) 57:1343–1365 |  | CHN | Guizhou
| Zhulingou |  | Basin hydrothermal | Mississippi Valley-type (MVT) | carbonate-hosted Zn(-Ge) | Zn | Ge | Zn, Ge, Pb | Yang et al., 2020 |  | ZLG-3-4-7 | ZLG-3-4-7 | underground mine |  |  |  |  | ore material | polished section | grab | mineral separate | [5 empty] | mineralisation | sphalerite |  |  | sphalerite | Stage I (Sp1: acicular colloform); Stage II (Sp3: euhedral sector-zoned); Sp2 (acicular-euhedral, both stages) | stratabound and stockwork orebodies | Euhedral |  |  |  | pyrite, marcasite, galena, dolomite, calcite, quartz | polished sections (150 μm thick) | LA-ICPMS, EMPA | (JEOL) JXA8230; NWR ablation system | Wuhan Sample Solution Analytical Technology Co., Ltd, Hubei, China | beam current of 50 nA and an accelerating voltage of 15 kV (EMPA); background acquisition of 50 s followed by 40 s of sample data acquisition (LA-ICP-MS) | NIST SRM 610 | 1.3467 |  |  |  | 300 | [15 empty] | 1570 | [11 empty] | 0.29695 | [9 empty] | 11580 |  | 20.5471 |  |  |  | 60 | [21 empty] | 29.9681 | [15 empty] | 360 | [15 empty] | 334780 |  | 200 | [37 empty] | 645410 |  |  |  |  | 2022 | Mineralium Deposita (2022) 57:1343–1365 |  | CHN | Guizhou
| Zhulingou |  | Basin hydrothermal | Mississippi Valley-type (MVT) | carbonate-hosted Zn(-Ge) | Zn | Ge | Zn, Ge, Pb | Yang et al., 2020 |  | ZLG-3-4-8 | ZLG-3-4-8 | underground mine |  |  |  |  | ore material | polished section | grab | mineral separate | [5 empty] | mineralisation | sphalerite |  |  | sphalerite | Stage I (Sp1: acicular colloform); Stage II (Sp3: euhedral sector-zoned); Sp2 (acicular-euhedral, both stages) | stratabound and stockwork orebodies | Colloform, acicular (Sp1); acicular-euhedral (Sp2); euhedral sector-zoned (Sp3) |  |  |  | pyrite, marcasite, galena, dolomite, calcite, quartz | polished sections (150 μm thick) | LA-ICPMS, EMPA | (JEOL) JXA8230; NWR ablation system | Wuhan Sample Solution Analytical Technology Co., Ltd, Hubei, China | beam current of 50 nA and an accelerating voltage of 15 kV (EMPA); background acquisition of 50 s followed by 40 s of sample data acquisition (LA-ICP-MS) | NIST SRM 610 | 140 |  |  |  | 560 | [15 empty] | 5360 | [11 empty] | 0 | [9 empty] | 15630 |  | 0 |  |  |  | 900 |  |  |  | 30 |  |  |  | 310 | [13 empty] | 170 | [15 empty] | 5440 | [15 empty] | 336300 |  | 300 | [9 empty] | 340 | [27 empty] | 662750 |  |  |  |  | 2022 | Mineralium Deposita (2022) 57:1343–1365 |  | CHN | Guizhou
| Zhulingou |  | Basin hydrothermal | Mississippi Valley-type (MVT) | carbonate-hosted Zn(-Ge) | Zn | Ge | Zn, Ge, Pb | Yang et al., 2020 |  | ZLG-3-4-9 | ZLG-3-4-9 | underground mine |  |  |  |  | ore material | polished section | grab | mineral separate | [5 empty] | mineralisation | sphalerite |  |  | sphalerite | Stage I (Sp1: acicular colloform); Stage II (Sp3: euhedral sector-zoned); Sp2 (acicular-euhedral, both stages) | stratabound and stockwork orebodies | Colloform, acicular (Sp1); acicular-euhedral (Sp2); euhedral sector-zoned (Sp3) |  |  |  | pyrite, marcasite, galena, dolomite, calcite, quartz | polished sections (150 μm thick) | LA-ICPMS, EMPA | (JEOL) JXA8230; NWR ablation system | Wuhan Sample Solution Analytical Technology Co., Ltd, Hubei, China | beam current of 50 nA and an accelerating voltage of 15 kV (EMPA); background acquisition of 50 s followed by 40 s of sample data acquisition (LA-ICP-MS) | NIST SRM 610 | 10 |  |  |  | 130 | [15 empty] | 390 | [11 empty] | 0 | [9 empty] | 1280 |  | 0 |  |  |  | 50 |  |  |  | 30 |  |  |  | 180 | [13 empty] | 40 | [15 empty] | 290 | [15 empty] | 330770 |  | 200 | [9 empty] | 150 | [27 empty] | 638510 |  |  |  |  | 2022 | Mineralium Deposita (2022) 57:1343–1365 |  | CHN | Guizhou
| Zhulingou |  | Basin hydrothermal | Mississippi Valley-type (MVT) | carbonate-hosted Zn(-Ge) | Zn | Ge | Zn, Ge, Pb | Yang et al., 2020 |  | ZLG-3-4-10 | ZLG-3-4-10 | underground mine |  |  |  |  | ore material | polished section | grab | mineral separate | [5 empty] | mineralisation | sphalerite |  |  | sphalerite | Stage I (Sp1: acicular colloform); Stage II (Sp3: euhedral sector-zoned); Sp2 (acicular-euhedral, both stages) | stratabound and stockwork orebodies | Colloform, acicular (Sp1); acicular-euhedral (Sp2); euhedral sector-zoned (Sp3) |  |  |  | pyrite, marcasite, galena, dolomite, calcite, quartz | polished sections (150 μm thick) | LA-ICPMS, EMPA | (JEOL) JXA8230; NWR ablation system | Wuhan Sample Solution Analytical Technology Co., Ltd, Hubei, China | beam current of 50 nA and an accelerating voltage of 15 kV (EMPA); background acquisition of 50 s followed by 40 s of sample data acquisition (LA-ICP-MS) | NIST SRM 610 | 76.25 |  |  |  | 280.4545 | [15 empty] | 2066.2222 | [11 empty] | 0 | [9 empty] | 7330.2222 |  | 0 |  |  |  | 379.0323 |  |  |  | 30 |  |  |  | 236.6667 | [13 empty] | 93.1818 | [15 empty] | 1420.4545 | [15 empty] | 333360.4444 |  | 233.3333 | [9 empty] | 230 | [27 empty] | 648638.8889 |  |  |  |  | 2022 | Mineralium Deposita (2022) 57:1343–1365 |  | CHN | Guizhou