## Sheet1
Uploaded | deposit_name | deposit_local_id | deposit_environment | deposit_group | deposit_type | primary_commodities | secondary_commodities | all_commodities | deposit_source | sample_uid | sample_name | sample_local_id | feature_type | feature_name | feature_uid | top_depth_m | bottom_depth_m | sample_deposit_relation | sample_type | sampling_method | material_class | material_class_comments | province | strat_unit_name | strat_unit_uid | strat_grouping | earth_material_group | earth_material_qualifier | earth_material | metamorphic_grade | mineral | paragenetic_stage | mode_of_occurrence | texture | color | alteration | sample_description | associated_minerals | sample_preparation | analytical_method | instrument_type_model | laboratory_location/if reported | operating_conditions/if reported | standards_used/if reported | ag_ppm | ag_detection_limit | al_ppm | al_detection_limit | as_ppm | as_detection_limit | au_ppm | au_detection_limit | b_ppm | b_detection_limit | ba_ppm | ba_detection_limit | be_ppm | be_detection_limit | bi_ppm | bi_detection_limit | br_ppm | br_detection_limit | ca_ppm | ca_detection_limit | cd_ppm | cd_detection_limit | ce_ppm | ce_detection_limit | cl_ppm | cl_detection_limit | co_ppm | co_detection_limit | cr_ppm | cr_detection_limit | cs_ppm | cs_detection_limit | cu_ppm | cu_detection_limit | dy_ppm | dy_detection_limit | er_ppm | er_detection_limit | eu_ppm | eu_detection_limit | f_ppm | f_detection_limit | fe_ppm | fe_detection_limit | ga_ppm | ga_detection_limit | gd_ppm | gd_detection_limit | ge_ppm | ge_detection_limit | hf_ppm | hf_detection_limit | hg_ppm | hg_detection_limit | ho_ppm | ho_detection_limit | in_ppm | in_detection_limit | ir_ppm | ir_detection_limit | k_ppm | k_detection_limit | la_ppm | la_detection_limit | li_ppm | li_detection_limit | lu_ppm | lu_detection_limit | mg_ppm | mg_detection_limit | mn_ppm | mn_detection_limit | mo_ppm | mo_detection_limit | na_ppm | na_detection_limit | nb_ppm | nb_detection_limit | nd_ppm | nd_detection_limit | ni_ppm | ni_detection_limit | os_ppm | os_detection_limit | p_ppm | p_detection_limit | pb_ppm | pb_detection_limit | pd_ppm | pd_detection_limit | pr_ppm | pr_detection_limit | pt_ppm | pt_detection_limit | rb_ppm | rb_detection_limit | re_ppm | re_detection_limit | rh_ppm | rh_detection_limit | ru_ppm | ru_detection_limit | s_ppm | s_detection_limit | sb_ppm | sb_detection_limit | sc_ppm | sc_detection_limit | se_ppm | se_detection_limit | si_ppm | si_detection_limit | sm_ppm | sm_detection_limit | sn_ppm | sn_detection_limit | sr_ppm | sr_detection_limit | ta_ppm | ta_detection_limit | tb_ppm | tb_detection_limit | te_ppm | te_detection_limit | th_ppm | th_detection_limit | ti_ppm | ti_detection_limit | tl_ppm | tl_detection_limit | tm_ppm | tm_detection_limit | u_ppm | u_detection_limit | v_ppm | v_detection_limit | w_ppm | w_detection_limit | y_ppm | y_detection_limit | yb_ppm | yb_detection_limit | zn_ppm | zn_detection_limit | zr_ppm | zr_detection_limit | analysis_datetime | publication_date | sample_source | submitter | country | state | deposit_longitude_wgs84 | deposit_latitude_wgs84 | sample_longitude_wgs84 | sample_latitude_wgs84 | sample_easting | sample_northing | sample_utm_zone | sample_location_description | location_source | location_accuracy | comments | last_update
| Pangxidong Pb-Zn-Ag deposit |  | Metamorphic | Orogenic gold | orogenic-type polymetallic | Pb, Zn, Ag | Au | Pb, Zn, Ag, Au, Cd, In, Ga, Ge | Wang, Z.W., Zhou, Y.Z., 2002 |  | 1.35694276462396 | [6 empty] | ore material | polished section | grab | mineral separate | [5 empty] | mineralisation |  |  |  | sphalerite | [8 empty] | EMPA, LA-ICPMS | NWR 193 nm Ar F Excimer laser-ablation system paired with an iCAP RQ ICP-MS | Guangzhou Tuoyan Analytical Technology Co., Ltd. | A flow of 0.7 l/min of He carrier gas was introduced into the system, followed by mixing with 0.89 l/min of Ar make-up gas. The laser operated at a fluence of 3.5 J/cm2 and a spot size of 30 μm for a 45-second analysis, followed by a 40-second background measurement. | NIST SRM610, MASS-1, SRM 612, Ge8 | 65.7612 |  | 88.3794 |  | 62.3346 |  | 45.4598 | [7 empty] | 61.0475 | [5 empty] | 77.9871 | [5 empty] | 63.2492 | [5 empty] | 135059.6641 | [9 empty] | 152739.1515 |  | 57.6911 |  |  |  | 50.4667 |  | 0.016217 |  | 55.8895 |  |  |  | 61.4139 | [11 empty] | 34.4461 |  | 260.7591 |  | 50.1969 | [7 empty] | 92.4844 | [5 empty] | 74.5446 | [15 empty] | 290098.0172 |  | 55.19 |  |  |  | 52.1283 |  | 1104.9626 |  |  |  | 55.2419 | [7 empty] | 20.1996 | [5 empty] | 55.7826 | [7 empty] | 17.1493 | [5 empty] | 210000 |  |  |  |  | 2024 | Chen, M., Zheng, Y., Chen, X., Yu, P., Zhang, G., Wu, Y., Huang, Y., Wang, X., Shu, L., Lin, Z. (2024). High-Cd sphalerite in the Pangxidong Pb-Zn-Ag deposit (Yunkai Domain, South China): Insight for physicochemical condition of orogenic-type deposit. Ore Geology Reviews, 167, 105974. |  | CHN | Guangdong
| Pangxidong Pb-Zn-Ag deposit |  | Metamorphic | Orogenic gold | orogenic-type polymetallic | Pb, Zn, Ag | Au | Pb, Zn, Ag, Au, Cd, In, Ga, Ge | Wang, Z.W., Zhou, Y.Z., 2002 |  | 4.99045366562421 | [6 empty] | ore material | polished section | grab | mineral separate | [5 empty] | mineralisation |  |  |  | sphalerite | [8 empty] | EMPA, LA-ICPMS | NWR 193 nm Ar F Excimer laser-ablation system paired with an iCAP RQ ICP-MS | Guangzhou Tuoyan Analytical Technology Co., Ltd. | A flow of 0.7 l/min of He carrier gas was introduced into the system, followed by mixing with 0.89 l/min of Ar make-up gas. The laser operated at a fluence of 3.5 J/cm2 and a spot size of 30 μm for a 45-second analysis, followed by a 40-second background measurement. | NIST SRM610, MASS-1, SRM 612, Ge8 | 64.6673 |  | 35.0071 |  | 60.1887 |  | 43.4954 | [7 empty] | 59.3777 | [5 empty] | 62.7495 | [5 empty] | 64.9766 | [5 empty] | 135355.3203 | [9 empty] | 164457.9874 |  | 61.8059 |  |  |  | 49.7757 |  | 0 |  | 57.7845 |  |  |  | 63.9168 | [11 empty] | 41.097 |  | 268.6407 |  | 55.0907 | [7 empty] | 89.1571 | [5 empty] | 79.6511 | [15 empty] | 263333.305 |  | 54.2686 |  |  |  | 55.555 | [5 empty] | 56.1421 | [7 empty] | 17.002 | [5 empty] | 61.2013 |  |  |  | 0.00341 |  |  |  | 17.5228 | [5 empty] | 210000 |  |  |  |  | 2024 | Chen, M., Zheng, Y., Chen, X., Yu, P., Zhang, G., Wu, Y., Huang, Y., Wang, X., Shu, L., Lin, Z. (2024). High-Cd sphalerite in the Pangxidong Pb-Zn-Ag deposit (Yunkai Domain, South China): Insight for physicochemical condition of orogenic-type deposit. Ore Geology Reviews, 167, 105974. |  | CHN | Guangdong
| Pangxidong Pb-Zn-Ag deposit |  | Metamorphic | Orogenic gold | orogenic-type polymetallic | Pb, Zn, Ag | Au | Pb, Zn, Ag, Au, Cd, In, Ga, Ge | Wang, Z.W., Zhou, Y.Z., 2002 |  | 1.45928795872435 | [6 empty] | ore material | polished section | grab | mineral separate | [5 empty] | mineralisation |  |  |  | sphalerite | [8 empty] | EMPA, LA-ICPMS | NWR 193 nm Ar F Excimer laser-ablation system paired with an iCAP RQ ICP-MS | Guangzhou Tuoyan Analytical Technology Co., Ltd. | A flow of 0.7 l/min of He carrier gas was introduced into the system, followed by mixing with 0.89 l/min of Ar make-up gas. The laser operated at a fluence of 3.5 J/cm2 and a spot size of 30 μm for a 45-second analysis, followed by a 40-second background measurement. | NIST SRM610, MASS-1, SRM 612, Ge8 | 60.7751 |  | 17.0146 |  | 67.5086 |  | 40.4015 | [7 empty] | 61.1398 | [5 empty] | 68.3799 | [5 empty] | 67.2326 | [5 empty] | 135317.8929 | [9 empty] | 159736.5118 |  | 62.0053 |  |  |  | 49.6332 |  |  |  | 59.2689 |  |  |  | 63.7297 | [11 empty] | 32.799 |  | 251.3989 |  | 53.3775 | [7 empty] | 99.0308 | [5 empty] | 85.3126 | [15 empty] | 277339.0366 |  | 54.7112 |  | 0.038013 |  | 52.8498 | [5 empty] | 55.9987 | [7 empty] | 17.9364 | [5 empty] | 59.8632 |  |  |  | 0.00314 |  |  |  | 17.6152 | [5 empty] | 210000 |  |  |  |  | 2024 | Chen, M., Zheng, Y., Chen, X., Yu, P., Zhang, G., Wu, Y., Huang, Y., Wang, X., Shu, L., Lin, Z. (2024). High-Cd sphalerite in the Pangxidong Pb-Zn-Ag deposit (Yunkai Domain, South China): Insight for physicochemical condition of orogenic-type deposit. Ore Geology Reviews, 167, 105974. |  | CHN | Guangdong
| Pangxidong Pb-Zn-Ag deposit |  | Metamorphic | Orogenic gold | orogenic-type polymetallic | Pb, Zn, Ag | Au | Pb, Zn, Ag, Au, Cd, In, Ga, Ge | Wang, Z.W., Zhou, Y.Z., 2002 |  | 1.27935225167933 | [6 empty] | ore material | polished section | grab | mineral separate | [5 empty] | mineralisation |  |  |  | sphalerite | [8 empty] | EMPA, LA-ICPMS | NWR 193 nm Ar F Excimer laser-ablation system paired with an iCAP RQ ICP-MS | Guangzhou Tuoyan Analytical Technology Co., Ltd. | A flow of 0.7 l/min of He carrier gas was introduced into the system, followed by mixing with 0.89 l/min of Ar make-up gas. The laser operated at a fluence of 3.5 J/cm2 and a spot size of 30 μm for a 45-second analysis, followed by a 40-second background measurement. | NIST SRM610, MASS-1, SRM 612, Ge8 | 62.7401 |  | 16.3062 |  | 63.9779 |  | 41.4766 | [7 empty] | 60.5778 | [5 empty] | 69.3639 | [5 empty] | 64.1727 | [5 empty] | 137166.0637 | [9 empty] | 157072.5114 |  | 60.244 |  |  |  | 53.3501 |  | 0 |  | 57.7739 |  |  |  | 63.2786 | [11 empty] | 31.986 |  | 254.1775 |  | 54.5832 | [7 empty] | 96.5026 | [5 empty] | 75.1203 | [15 empty] | 294752.5665 |  | 56.6942 |  |  |  | 55.0992 | [5 empty] | 55.7775 | [7 empty] | 19.3723 | [5 empty] | 58.3588 |  |  |  | 0.004045 |  |  |  | 17.3416 | [5 empty] | 210000 |  |  |  |  | 2024 | Chen, M., Zheng, Y., Chen, X., Yu, P., Zhang, G., Wu, Y., Huang, Y., Wang, X., Shu, L., Lin, Z. (2024). High-Cd sphalerite in the Pangxidong Pb-Zn-Ag deposit (Yunkai Domain, South China): Insight for physicochemical condition of orogenic-type deposit. Ore Geology Reviews, 167, 105974. |  | CHN | Guangdong
| Pangxidong Pb-Zn-Ag deposit |  | Metamorphic | Orogenic gold | orogenic-type polymetallic | Pb, Zn, Ag | Au | Pb, Zn, Ag, Au, Cd, In, Ga, Ge | Wang, Z.W., Zhou, Y.Z., 2002 |  | 1.27772948696686 | [6 empty] | ore material | polished section | grab | mineral separate | [5 empty] | mineralisation |  |  |  | sphalerite | [8 empty] | EMPA, LA-ICPMS | NWR 193 nm Ar F Excimer laser-ablation system paired with an iCAP RQ ICP-MS | Guangzhou Tuoyan Analytical Technology Co., Ltd. | A flow of 0.7 l/min of He carrier gas was introduced into the system, followed by mixing with 0.89 l/min of Ar make-up gas. The laser operated at a fluence of 3.5 J/cm2 and a spot size of 30 μm for a 45-second analysis, followed by a 40-second background measurement. | NIST SRM610, MASS-1, SRM 612, Ge8 | 59.4868 |  | 20.3346 |  | 63.3913 |  | 50.044 | [7 empty] | 56.0256 | [5 empty] | 63.8737 | [5 empty] | 66.442 | [5 empty] | 128246.8121 | [9 empty] | 152715.2814 |  | 61.3994 |  |  |  | 56.1883 |  | 0 |  | 58.7514 |  |  |  | 59.1437 | [11 empty] | 33.8285 |  | 263.2358 |  | 51.8201 | [7 empty] | 94.971 | [5 empty] | 70.3426 | [15 empty] | 275461.0118 |  | 56.634 |  |  |  | 52.7839 | [5 empty] | 54.8743 | [7 empty] | 19.2983 | [5 empty] | 55.0544 |  |  |  | 0.000657 |  |  |  | 16.6185 | [5 empty] | 210000 |  |  |  |  | 2024 | Chen, M., Zheng, Y., Chen, X., Yu, P., Zhang, G., Wu, Y., Huang, Y., Wang, X., Shu, L., Lin, Z. (2024). High-Cd sphalerite in the Pangxidong Pb-Zn-Ag deposit (Yunkai Domain, South China): Insight for physicochemical condition of orogenic-type deposit. Ore Geology Reviews, 167, 105974. |  | CHN | Guangdong
| Pangxidong Pb-Zn-Ag deposit |  | Metamorphic | Orogenic gold | orogenic-type polymetallic | Pb, Zn, Ag | Au | Pb, Zn, Ag, Au, Cd, In, Ga, Ge | Wang, Z.W., Zhou, Y.Z., 2002 |  | 4.11038465009229 | [6 empty] | ore material | polished section | grab | mineral separate | [5 empty] | mineralisation |  |  |  | sphalerite | [8 empty] | EMPA, LA-ICPMS | NWR 193 nm Ar F Excimer laser-ablation system paired with an iCAP RQ ICP-MS | Guangzhou Tuoyan Analytical Technology Co., Ltd. | A flow of 0.7 l/min of He carrier gas was introduced into the system, followed by mixing with 0.89 l/min of Ar make-up gas. The laser operated at a fluence of 3.5 J/cm2 and a spot size of 30 μm for a 45-second analysis, followed by a 40-second background measurement. | NIST SRM610, MASS-1, SRM 612, Ge8 | 62.1581 |  | 16.2932 |  | 65.0559 |  | 43.6584 | [7 empty] | 57.8531 | [5 empty] | 67.6008 | [5 empty] | 67.4679 | [5 empty] | 127989.642 | [9 empty] | 154954.8796 |  | 61.4865 |  |  |  | 49.3465 |  | 0 |  | 56.4171 |  |  |  | 63.9313 | [11 empty] | 39.5235 |  | 254.3459 |  | 57.5985 | [7 empty] | 105.4377 | [5 empty] | 72.2175 | [15 empty] | 301306.4886 |  | 55.0946 |  | 0.002801 |  | 45.8885 | [5 empty] | 56.0003 | [7 empty] | 21.5612 | [5 empty] | 58.3762 | [7 empty] | 17.4159 | [5 empty] | 210000 |  |  |  |  | 2024 | Chen, M., Zheng, Y., Chen, X., Yu, P., Zhang, G., Wu, Y., Huang, Y., Wang, X., Shu, L., Lin, Z. (2024). High-Cd sphalerite in the Pangxidong Pb-Zn-Ag deposit (Yunkai Domain, South China): Insight for physicochemical condition of orogenic-type deposit. Ore Geology Reviews, 167, 105974. |  | CHN | Guangdong
| Pangxidong Pb-Zn-Ag deposit |  | Metamorphic | Orogenic gold | orogenic-type polymetallic | Pb, Zn, Ag | Au | Pb, Zn, Ag, Au, Cd, In, Ga, Ge | Wang, Z.W., Zhou, Y.Z., 2002 |  | 1.26873557217065 | [6 empty] | ore material | polished section | grab | mineral separate | [5 empty] | mineralisation |  |  |  | sphalerite | [8 empty] | EMPA, LA-ICPMS | NWR 193 nm Ar F Excimer laser-ablation system paired with an iCAP RQ ICP-MS | Guangzhou Tuoyan Analytical Technology Co., Ltd. | A flow of 0.7 l/min of He carrier gas was introduced into the system, followed by mixing with 0.89 l/min of Ar make-up gas. The laser operated at a fluence of 3.5 J/cm2 and a spot size of 30 μm for a 45-second analysis, followed by a 40-second background measurement. | NIST SRM610, MASS-1, SRM 612, Ge8 | 64.3392 |  | 16.1021 |  | 67.4947 |  | 44.5605 | [7 empty] | 58.6791 | [5 empty] | 67.1206 | [5 empty] | 66.4759 | [5 empty] | 140577.9257 | [9 empty] | 160746.3742 |  | 62.458 |  |  |  | 50.9309 |  | 0 |  | 57.8593 |  |  |  | 67.7468 | [11 empty] | 31.9124 |  | 258.0782 |  | 54.7788 | [7 empty] | 95.2327 | [5 empty] | 77.1886 | [15 empty] | 270909.6731 |  | 55.2777 |  |  |  | 57.7217 | [5 empty] | 57.7536 | [7 empty] | 20.941 | [5 empty] | 60.8898 | [7 empty] | 17.6136 | [5 empty] | 210000 |  |  |  |  | 2024 | Chen, M., Zheng, Y., Chen, X., Yu, P., Zhang, G., Wu, Y., Huang, Y., Wang, X., Shu, L., Lin, Z. (2024). High-Cd sphalerite in the Pangxidong Pb-Zn-Ag deposit (Yunkai Domain, South China): Insight for physicochemical condition of orogenic-type deposit. Ore Geology Reviews, 167, 105974. |  | CHN | Guangdong
| Pangxidong Pb-Zn-Ag deposit |  | Metamorphic | Orogenic gold | orogenic-type polymetallic | Pb, Zn, Ag | Au | Pb, Zn, Ag, Au, Cd, In, Ga, Ge | Wang, Z.W., Zhou, Y.Z., 2002 |  | 1.48454593952661 | [6 empty] | ore material | polished section | grab | mineral separate | [5 empty] | mineralisation |  |  |  | sphalerite | [8 empty] | EMPA, LA-ICPMS | NWR 193 nm Ar F Excimer laser-ablation system paired with an iCAP RQ ICP-MS | Guangzhou Tuoyan Analytical Technology Co., Ltd. | A flow of 0.7 l/min of He carrier gas was introduced into the system, followed by mixing with 0.89 l/min of Ar make-up gas. The laser operated at a fluence of 3.5 J/cm2 and a spot size of 30 μm for a 45-second analysis, followed by a 40-second background measurement. | NIST SRM610, MASS-1, SRM 612, Ge8 | 64.0092 |  | 16.3629 |  | 64.2129 |  | 45.2519 | [7 empty] | 59.4426 | [5 empty] | 73.3778 | [5 empty] | 65.8002 | [5 empty] | 138655.2165 | [9 empty] | 158815.8837 |  | 62.3536 |  |  |  | 50.5212 |  | 0 |  | 59.0344 |  |  |  | 66.9422 | [11 empty] | 33.0453 |  | 258.3203 |  | 53.8252 | [7 empty] | 98.0469 | [5 empty] | 73.962 | [15 empty] | 287336.6562 |  | 55.0572 |  |  |  | 51.1362 | [5 empty] | 55.5481 | [7 empty] | 21.9188 | [5 empty] | 59.3711 |  |  |  | -0.0024 |  |  |  | 17.5476 | [5 empty] | 210000 |  |  |  |  | 2024 | Chen, M., Zheng, Y., Chen, X., Yu, P., Zhang, G., Wu, Y., Huang, Y., Wang, X., Shu, L., Lin, Z. (2024). High-Cd sphalerite in the Pangxidong Pb-Zn-Ag deposit (Yunkai Domain, South China): Insight for physicochemical condition of orogenic-type deposit. Ore Geology Reviews, 167, 105974. |  | CHN | Guangdong
| Pangxidong Pb-Zn-Ag deposit |  | Metamorphic | Orogenic gold | orogenic-type polymetallic | Pb, Zn, Ag | Au | Pb, Zn, Ag, Au, Cd, In, Ga, Ge | Wang, Z.W., Zhou, Y.Z., 2002 |  | 1.42554682557113 | [6 empty] | ore material | polished section | grab | mineral separate | [5 empty] | mineralisation |  |  |  | sphalerite | [8 empty] | EMPA, LA-ICPMS | NWR 193 nm Ar F Excimer laser-ablation system paired with an iCAP RQ ICP-MS | Guangzhou Tuoyan Analytical Technology Co., Ltd. | A flow of 0.7 l/min of He carrier gas was introduced into the system, followed by mixing with 0.89 l/min of Ar make-up gas. The laser operated at a fluence of 3.5 J/cm2 and a spot size of 30 μm for a 45-second analysis, followed by a 40-second background measurement. | NIST SRM610, MASS-1, SRM 612, Ge8 | 59.7179 |  | 17.8337 |  | 62.6332 |  | 41.671 | [7 empty] | 55.3359 | [5 empty] | 70.254 | [5 empty] | 65.2426 | [5 empty] | 130373.5838 | [9 empty] | 150244.4971 |  | 59.2293 |  |  |  | 50.8181 |  | 0 |  | 55.3206 |  |  |  | 62.8581 | [11 empty] | 31.8192 |  | 258.0729 |  | 54.7382 | [7 empty] | 92.5284 | [5 empty] | 78.2482 | [15 empty] | 277653.0764 |  | 53.7607 |  |  |  | 47.3126 | [5 empty] | 54.0728 | [7 empty] | 20.9588 | [5 empty] | 54.8857 |  |  |  | 0.003738 |  |  |  | 16.6956 | [5 empty] | 210000 |  |  |  |  | 2024 | Chen, M., Zheng, Y., Chen, X., Yu, P., Zhang, G., Wu, Y., Huang, Y., Wang, X., Shu, L., Lin, Z. (2024). High-Cd sphalerite in the Pangxidong Pb-Zn-Ag deposit (Yunkai Domain, South China): Insight for physicochemical condition of orogenic-type deposit. Ore Geology Reviews, 167, 105974. |  | CHN | Guangdong
| Pangxidong Pb-Zn-Ag deposit |  | Metamorphic | Orogenic gold | orogenic-type polymetallic | Pb, Zn, Ag | Au | Pb, Zn, Ag, Au, Cd, In, Ga, Ge | Wang, Z.W., Zhou, Y.Z., 2002 |  | 1.50958772571831 | [6 empty] | ore material | polished section | grab | mineral separate | [5 empty] | mineralisation |  |  |  | sphalerite | [8 empty] | EMPA, LA-ICPMS | NWR 193 nm Ar F Excimer laser-ablation system paired with an iCAP RQ ICP-MS | Guangzhou Tuoyan Analytical Technology Co., Ltd. | A flow of 0.7 l/min of He carrier gas was introduced into the system, followed by mixing with 0.89 l/min of Ar make-up gas. The laser operated at a fluence of 3.5 J/cm2 and a spot size of 30 μm for a 45-second analysis, followed by a 40-second background measurement. | NIST SRM610, MASS-1, SRM 612, Ge8 | 63.0677 |  | 15.9806 |  | 66.2886 |  | 46.4711 | [7 empty] | 57.491 | [5 empty] | 64.0006 | [5 empty] | 69.8436 | [5 empty] | 134750.8431 | [9 empty] | 155876.4487 |  | 58.0085 |  |  |  | 52.3362 |  | 0 |  | 57.3249 |  |  |  | 61.1724 | [11 empty] | 34.6076 |  | 277.223 |  | 55.4029 | [7 empty] | 99.6365 | [5 empty] | 71.6711 | [15 empty] | 276522.1252 |  | 57.1714 |  |  |  | 51.3824 | [5 empty] | 53.965 | [7 empty] | 20.3188 | [5 empty] | 56.0176 | [7 empty] | 18.1631 | [5 empty] | 210000 |  |  |  |  | 2024 | Chen, M., Zheng, Y., Chen, X., Yu, P., Zhang, G., Wu, Y., Huang, Y., Wang, X., Shu, L., Lin, Z. (2024). High-Cd sphalerite in the Pangxidong Pb-Zn-Ag deposit (Yunkai Domain, South China): Insight for physicochemical condition of orogenic-type deposit. Ore Geology Reviews, 167, 105974. |  | CHN | Guangdong
| Pangxidong Pb-Zn-Ag deposit |  | Metamorphic | Orogenic gold | orogenic-type polymetallic | Pb, Zn, Ag | Au | Pb, Zn, Ag, Au, Cd, In, Ga, Ge | Wang, Z.W., Zhou, Y.Z., 2002 |  | 1.41068641732348 | [6 empty] | ore material | polished section | grab | mineral separate | [5 empty] | mineralisation |  |  |  | sphalerite | [8 empty] | EMPA, LA-ICPMS | NWR 193 nm Ar F Excimer laser-ablation system paired with an iCAP RQ ICP-MS | Guangzhou Tuoyan Analytical Technology Co., Ltd. | A flow of 0.7 l/min of He carrier gas was introduced into the system, followed by mixing with 0.89 l/min of Ar make-up gas. The laser operated at a fluence of 3.5 J/cm2 and a spot size of 30 μm for a 45-second analysis, followed by a 40-second background measurement. | NIST SRM610, MASS-1, SRM 612, Ge8 | 66.4172 |  | 20.3693 |  | 66.2927 |  | 44.6374 | [7 empty] | 57.7067 | [5 empty] | 63.5441 | [5 empty] | 66.065 | [5 empty] | 135232.1604 | [9 empty] | 159316.1331 |  | 63.5183 |  |  |  | 52.5443 |  | 0 |  | 57.6604 |  |  |  | 65.2858 | [11 empty] | 32.7086 |  | 261.9103 |  | 50.9503 | [7 empty] | 91.0896 | [5 empty] | 75.5731 | [15 empty] | 275159.331 |  | 55.8927 |  | 0.02343 |  | 50.5296 | [5 empty] | 55.9864 | [7 empty] | 20.5554 | [5 empty] | 57.8804 | [7 empty] | 17.3544 | [5 empty] | 210000 |  |  |  |  | 2024 | Chen, M., Zheng, Y., Chen, X., Yu, P., Zhang, G., Wu, Y., Huang, Y., Wang, X., Shu, L., Lin, Z. (2024). High-Cd sphalerite in the Pangxidong Pb-Zn-Ag deposit (Yunkai Domain, South China): Insight for physicochemical condition of orogenic-type deposit. Ore Geology Reviews, 167, 105974. |  | CHN | Guangdong
| Pangxidong Pb-Zn-Ag deposit |  | Metamorphic | Orogenic gold | orogenic-type polymetallic | Pb, Zn, Ag | Au | Pb, Zn, Ag, Au, Cd, In, Ga, Ge | Wang, Z.W., Zhou, Y.Z., 2002 |  | 1.2364259763774 | [6 empty] | ore material | polished section | grab | mineral separate | [5 empty] | mineralisation |  |  |  | sphalerite | [8 empty] | EMPA, LA-ICPMS | NWR 193 nm Ar F Excimer laser-ablation system paired with an iCAP RQ ICP-MS | Guangzhou Tuoyan Analytical Technology Co., Ltd. | A flow of 0.7 l/min of He carrier gas was introduced into the system, followed by mixing with 0.89 l/min of Ar make-up gas. The laser operated at a fluence of 3.5 J/cm2 and a spot size of 30 μm for a 45-second analysis, followed by a 40-second background measurement. | NIST SRM610, MASS-1, SRM 612, Ge8 | 63.255 |  | 17.6941 |  | 64.4721 |  | 45.0504 | [7 empty] | 60.2077 | [5 empty] | 66.171 | [5 empty] | 64.3651 | [5 empty] | 132298.8126 | [9 empty] | 158083.5494 |  | 64.1178 |  |  |  | 50.5886 |  | 0 |  | 58.641 |  |  |  | 66.3727 | [11 empty] | 29.1213 |  | 253.7488 |  | 55.2781 | [7 empty] | 87.1899 | [5 empty] | 77.4225 | [15 empty] | 283414.2815 |  | 55.199 |  |  |  | 54.4956 | [5 empty] | 56.4685 | [7 empty] | 21.481 | [5 empty] | 60.075 |  |  |  | 0.000646 |  |  |  | 17.7868 | [5 empty] | 210000 |  |  |  |  | 2024 | Chen, M., Zheng, Y., Chen, X., Yu, P., Zhang, G., Wu, Y., Huang, Y., Wang, X., Shu, L., Lin, Z. (2024). High-Cd sphalerite in the Pangxidong Pb-Zn-Ag deposit (Yunkai Domain, South China): Insight for physicochemical condition of orogenic-type deposit. Ore Geology Reviews, 167, 105974. |  | CHN | Guangdong
| Pangxidong Pb-Zn-Ag deposit |  | Metamorphic | Orogenic gold | orogenic-type polymetallic | Pb, Zn, Ag | Au | Pb, Zn, Ag, Au, Cd, In, Ga, Ge | Wang, Z.W., Zhou, Y.Z., 2002 |  | 11.53530241524 | [6 empty] | ore material | polished section | grab | mineral separate | [5 empty] | mineralisation |  |  |  | sphalerite | [8 empty] | EMPA, LA-ICPMS | NWR 193 nm Ar F Excimer laser-ablation system paired with an iCAP RQ ICP-MS | Guangzhou Tuoyan Analytical Technology Co., Ltd. | A flow of 0.7 l/min of He carrier gas was introduced into the system, followed by mixing with 0.89 l/min of Ar make-up gas. The laser operated at a fluence of 3.5 J/cm2 and a spot size of 30 μm for a 45-second analysis, followed by a 40-second background measurement. | NIST SRM610, MASS-1, SRM 612, Ge8 | 263.2261 |  | 11005.3538 |  | 342.3278 |  | 24.5263 | [7 empty] | 350.5715 | [5 empty] | 277.1486 | [5 empty] | 420.7156 | [5 empty] | 507.4324 | [9 empty] | 500.9793 |  | 435.844 |  |  |  | 370.096 |  | 441.8258 | [5 empty] | 444.9747 | [11 empty] | 440.8217 |  | 434.4975 |  | 424.6553 | [7 empty] | 471.9434 | [5 empty] | 432.4605 | [17 empty] | 359.1649 |  | 452.5349 |  | 111.9389 |  | 336864.0598 |  |  |  | 410.2512 | [7 empty] | 305.0303 | [5 empty] | 54.6389 |  |  |  | 476.9106 |  |  |  | 457.7013 | [5 empty] | 460 |  |  |  |  | 2024 | Chen, M., Zheng, Y., Chen, X., Yu, P., Zhang, G., Wu, Y., Huang, Y., Wang, X., Shu, L., Lin, Z. (2024). High-Cd sphalerite in the Pangxidong Pb-Zn-Ag deposit (Yunkai Domain, South China): Insight for physicochemical condition of orogenic-type deposit. Ore Geology Reviews, 167, 105974. |  | CHN | Guangdong
| Pangxidong Pb-Zn-Ag deposit |  | Metamorphic | Orogenic gold | orogenic-type polymetallic | Pb, Zn, Ag | Au | Pb, Zn, Ag, Au, Cd, In, Ga, Ge | Wang, Z.W., Zhou, Y.Z., 2002 |  | 13.4167699346163 | [6 empty] | ore material | polished section | grab | mineral separate | [5 empty] | mineralisation |  |  |  | sphalerite | [8 empty] | EMPA, LA-ICPMS | NWR 193 nm Ar F Excimer laser-ablation system paired with an iCAP RQ ICP-MS | Guangzhou Tuoyan Analytical Technology Co., Ltd. | A flow of 0.7 l/min of He carrier gas was introduced into the system, followed by mixing with 0.89 l/min of Ar make-up gas. The laser operated at a fluence of 3.5 J/cm2 and a spot size of 30 μm for a 45-second analysis, followed by a 40-second background measurement. | NIST SRM610, MASS-1, SRM 612, Ge8 | 253.5299 |  | 10896.5479 |  | 342.3547 |  | 23.4375 | [7 empty] | 343.6232 | [5 empty] | 259.1561 | [5 empty] | 408.6244 | [5 empty] | 506.26 | [9 empty] | 487.4646 |  | 427.6797 |  |  |  | 367.4596 |  | 438.7823 | [5 empty] | 432.064 | [11 empty] | 420.0456 |  | 432.8707 |  | 428.667 | [7 empty] | 457.5841 | [5 empty] | 424.4674 | [17 empty] | 352.8166 |  | 458.9629 |  | 115.7182 |  | 328149.6448 |  |  |  | 401.2019 | [7 empty] | 292.0278 | [5 empty] | 53.6375 |  |  |  | 460.987 |  |  |  | 446.8348 | [5 empty] | 460 |  |  |  |  | 2024 | Chen, M., Zheng, Y., Chen, X., Yu, P., Zhang, G., Wu, Y., Huang, Y., Wang, X., Shu, L., Lin, Z. (2024). High-Cd sphalerite in the Pangxidong Pb-Zn-Ag deposit (Yunkai Domain, South China): Insight for physicochemical condition of orogenic-type deposit. Ore Geology Reviews, 167, 105974. |  | CHN | Guangdong
| Pangxidong Pb-Zn-Ag deposit |  | Metamorphic | Orogenic gold | orogenic-type polymetallic | Pb, Zn, Ag | Au | Pb, Zn, Ag, Au, Cd, In, Ga, Ge | Wang, Z.W., Zhou, Y.Z., 2002 |  | 13.0636747423778 | [6 empty] | ore material | polished section | grab | mineral separate | [5 empty] | mineralisation |  |  |  | sphalerite | [8 empty] | EMPA, LA-ICPMS | NWR 193 nm Ar F Excimer laser-ablation system paired with an iCAP RQ ICP-MS | Guangzhou Tuoyan Analytical Technology Co., Ltd. | A flow of 0.7 l/min of He carrier gas was introduced into the system, followed by mixing with 0.89 l/min of Ar make-up gas. The laser operated at a fluence of 3.5 J/cm2 and a spot size of 30 μm for a 45-second analysis, followed by a 40-second background measurement. | NIST SRM610, MASS-1, SRM 612, Ge8 | 256.9405 |  | 10783.1797 |  | 338.3943 |  | 24.2102 | [7 empty] | 340.0051 | [5 empty] | 274.5787 | [5 empty] | 410.1099 | [5 empty] | 482.3429 | [9 empty] | 513.999 |  | 430.17 |  |  |  | 362.773 |  | 433.1819 | [5 empty] | 433.0387 | [11 empty] | 426.6449 |  | 426.6568 |  | 412.5553 | [7 empty] | 445.8377 | [5 empty] | 424.7851 | [17 empty] | 352.1261 |  | 454.0875 |  | 140.5016 |  | 323488.9164 |  |  |  | 403.151 | [7 empty] | 299.4207 | [5 empty] | 54.2527 |  |  |  | 460.3361 |  |  |  | 445.5492 | [5 empty] | 460 |  |  |  |  | 2024 | Chen, M., Zheng, Y., Chen, X., Yu, P., Zhang, G., Wu, Y., Huang, Y., Wang, X., Shu, L., Lin, Z. (2024). High-Cd sphalerite in the Pangxidong Pb-Zn-Ag deposit (Yunkai Domain, South China): Insight for physicochemical condition of orogenic-type deposit. Ore Geology Reviews, 167, 105974. |  | CHN | Guangdong
| Pangxidong Pb-Zn-Ag deposit |  | Metamorphic | Orogenic gold | orogenic-type polymetallic | Pb, Zn, Ag | Au | Pb, Zn, Ag, Au, Cd, In, Ga, Ge | Wang, Z.W., Zhou, Y.Z., 2002 |  | 12.4984523934842 | [6 empty] | ore material | polished section | grab | mineral separate | [5 empty] | mineralisation |  |  |  | sphalerite | [8 empty] | EMPA, LA-ICPMS | NWR 193 nm Ar F Excimer laser-ablation system paired with an iCAP RQ ICP-MS | Guangzhou Tuoyan Analytical Technology Co., Ltd. | A flow of 0.7 l/min of He carrier gas was introduced into the system, followed by mixing with 0.89 l/min of Ar make-up gas. The laser operated at a fluence of 3.5 J/cm2 and a spot size of 30 μm for a 45-second analysis, followed by a 40-second background measurement. | NIST SRM610, MASS-1, SRM 612, Ge8 | 250.7525 |  | 10635.283 |  | 324.2436 |  | 23.5512 | [7 empty] | 338.34 | [5 empty] | 270.6681 | [5 empty] | 402.8988 | [5 empty] | 490.9061 | [9 empty] | 505.7463 |  | 434.6696 |  |  |  | 370.1185 |  | 431.3082 | [5 empty] | 429.5766 | [11 empty] | 435.9869 |  | 425.5698 |  | 408.1859 | [7 empty] | 459.915 | [5 empty] | 422.514 | [17 empty] | 343.273 |  | 452.9149 |  | 135.6888 |  | 321621.6219 |  |  |  | 400.0489 | [7 empty] | 306.3761 | [5 empty] | 54.0403 |  |  |  | 457.8301 |  |  |  | 442.0784 | [5 empty] | 460 |  |  |  |  | 2024 | Chen, M., Zheng, Y., Chen, X., Yu, P., Zhang, G., Wu, Y., Huang, Y., Wang, X., Shu, L., Lin, Z. (2024). High-Cd sphalerite in the Pangxidong Pb-Zn-Ag deposit (Yunkai Domain, South China): Insight for physicochemical condition of orogenic-type deposit. Ore Geology Reviews, 167, 105974. |  | CHN | Guangdong
| Pangxidong Pb-Zn-Ag deposit |  | Metamorphic | Orogenic gold | orogenic-type polymetallic | Pb, Zn, Ag | Au | Pb, Zn, Ag, Au, Cd, In, Ga, Ge | Wang, Z.W., Zhou, Y.Z., 2002 |  | 14.1989853457679 | [6 empty] | ore material | polished section | grab | mineral separate | [5 empty] | mineralisation |  |  |  | sphalerite | [8 empty] | EMPA, LA-ICPMS | NWR 193 nm Ar F Excimer laser-ablation system paired with an iCAP RQ ICP-MS | Guangzhou Tuoyan Analytical Technology Co., Ltd. | A flow of 0.7 l/min of He carrier gas was introduced into the system, followed by mixing with 0.89 l/min of Ar make-up gas. The laser operated at a fluence of 3.5 J/cm2 and a spot size of 30 μm for a 45-second analysis, followed by a 40-second background measurement. | NIST SRM610, MASS-1, SRM 612, Ge8 | 248.1768 |  | 10592.2243 |  | 335.89 |  | 23.756 | [7 empty] | 336.5611 | [5 empty] | 268.9731 | [5 empty] | 400.2655 | [5 empty] | 491.4815 | [9 empty] | 472.8129 |  | 427.9707 |  |  |  | 360.0502 |  | 431.4399 | [5 empty] | 428.6752 | [11 empty] | 437.2937 |  | 422.688 |  | 408.6123 | [7 empty] | 449.4603 | [5 empty] | 422.9447 | [17 empty] | 341.5431 |  | 447.8708 |  | 140.671 |  | 320268.8132 |  |  |  | 399.5948 | [7 empty] | 300.1647 | [5 empty] | 52.8575 |  |  |  | 453.3134 |  |  |  | 438.4072 | [5 empty] | 460 |  |  |  |  | 2024 | Chen, M., Zheng, Y., Chen, X., Yu, P., Zhang, G., Wu, Y., Huang, Y., Wang, X., Shu, L., Lin, Z. (2024). High-Cd sphalerite in the Pangxidong Pb-Zn-Ag deposit (Yunkai Domain, South China): Insight for physicochemical condition of orogenic-type deposit. Ore Geology Reviews, 167, 105974. |  | CHN | Guangdong
| Pangxidong Pb-Zn-Ag deposit |  | Metamorphic | Orogenic gold | orogenic-type polymetallic | Pb, Zn, Ag | Au | Pb, Zn, Ag, Au, Cd, In, Ga, Ge | Wang, Z.W., Zhou, Y.Z., 2002 |  | 14.9091864926229 | [6 empty] | ore material | polished section | grab | mineral separate | [5 empty] | mineralisation |  |  |  | sphalerite | [8 empty] | EMPA, LA-ICPMS | NWR 193 nm Ar F Excimer laser-ablation system paired with an iCAP RQ ICP-MS | Guangzhou Tuoyan Analytical Technology Co., Ltd. | A flow of 0.7 l/min of He carrier gas was introduced into the system, followed by mixing with 0.89 l/min of Ar make-up gas. The laser operated at a fluence of 3.5 J/cm2 and a spot size of 30 μm for a 45-second analysis, followed by a 40-second background measurement. | NIST SRM610, MASS-1, SRM 612, Ge8 | 254.0657 |  | 10871.3969 |  | 340.7069 |  | 25.0697 | [7 empty] | 340.6935 | [5 empty] | 282.6197 | [5 empty] | 415.7681 | [5 empty] | 513.0152 | [9 empty] | 514.0954 |  | 438.031 |  |  |  | 374.8179 |  | 444.3276 | [5 empty] | 439.6936 | [11 empty] | 430.2811 |  | 429.1432 |  | 425.8328 | [7 empty] | 458.5916 | [5 empty] | 433.2411 | [17 empty] | 350.4051 |  | 467.8122 |  | 160.6401 |  | 325726.6651 |  |  |  | 406.8613 | [7 empty] | 312.3286 | [5 empty] | 53.5461 |  |  |  | 461.0359 |  |  |  | 444.9765 | [5 empty] | 460 |  |  |  |  | 2024 | Chen, M., Zheng, Y., Chen, X., Yu, P., Zhang, G., Wu, Y., Huang, Y., Wang, X., Shu, L., Lin, Z. (2024). High-Cd sphalerite in the Pangxidong Pb-Zn-Ag deposit (Yunkai Domain, South China): Insight for physicochemical condition of orogenic-type deposit. Ore Geology Reviews, 167, 105974. |  | CHN | Guangdong
| Pangxidong Pb-Zn-Ag deposit |  | Metamorphic | Orogenic gold | orogenic-type polymetallic | Pb, Zn, Ag | Au | Pb, Zn, Ag, Au, Cd, In, Ga, Ge | Wang, Z.W., Zhou, Y.Z., 2002 |  | 13.163641148354 | [6 empty] | ore material | polished section | grab | mineral separate | [5 empty] | mineralisation |  |  |  | sphalerite | [8 empty] | EMPA, LA-ICPMS | NWR 193 nm Ar F Excimer laser-ablation system paired with an iCAP RQ ICP-MS | Guangzhou Tuoyan Analytical Technology Co., Ltd. | A flow of 0.7 l/min of He carrier gas was introduced into the system, followed by mixing with 0.89 l/min of Ar make-up gas. The laser operated at a fluence of 3.5 J/cm2 and a spot size of 30 μm for a 45-second analysis, followed by a 40-second background measurement. | NIST SRM610, MASS-1, SRM 612, Ge8 | 263.8696 |  | 11149.796 |  | 331.2526 |  | 24.5762 | [7 empty] | 346.9668 | [5 empty] | 287.4586 | [5 empty] | 416.7235 | [5 empty] | 506.7749 | [9 empty] | 476.4514 |  | 439.1797 |  |  |  | 356.8611 |  | 444.6314 | [5 empty] | 447.5009 | [11 empty] | 435.2342 |  | 424.7245 |  | 424.2679 | [7 empty] | 466.7861 | [5 empty] | 438.2633 | [17 empty] | 353.914 |  | 464.3744 |  | 152.6697 |  | 335504.5353 |  |  |  | 404.503 | [7 empty] | 319.4249 | [5 empty] | 54.7594 |  |  |  | 483.7961 |  |  |  | 457.3644 | [5 empty] | 460 |  |  |  |  | 2024 | Chen, M., Zheng, Y., Chen, X., Yu, P., Zhang, G., Wu, Y., Huang, Y., Wang, X., Shu, L., Lin, Z. (2024). High-Cd sphalerite in the Pangxidong Pb-Zn-Ag deposit (Yunkai Domain, South China): Insight for physicochemical condition of orogenic-type deposit. Ore Geology Reviews, 167, 105974. |  | CHN | Guangdong
| Pangxidong Pb-Zn-Ag deposit |  | Metamorphic | Orogenic gold | orogenic-type polymetallic | Pb, Zn, Ag | Au | Pb, Zn, Ag, Au, Cd, In, Ga, Ge | Wang, Z.W., Zhou, Y.Z., 2002 |  | 11.7047545924957 | [6 empty] | ore material | polished section | grab | mineral separate | [5 empty] | mineralisation |  |  |  | sphalerite | [8 empty] | EMPA, LA-ICPMS | NWR 193 nm Ar F Excimer laser-ablation system paired with an iCAP RQ ICP-MS | Guangzhou Tuoyan Analytical Technology Co., Ltd. | A flow of 0.7 l/min of He carrier gas was introduced into the system, followed by mixing with 0.89 l/min of Ar make-up gas. The laser operated at a fluence of 3.5 J/cm2 and a spot size of 30 μm for a 45-second analysis, followed by a 40-second background measurement. | NIST SRM610, MASS-1, SRM 612, Ge8 | 263.0908 |  | 10905.6539 |  | 341.5416 |  | 24.3763 | [7 empty] | 340.1364 | [5 empty] | 294.8667 | [5 empty] | 420.2051 | [5 empty] | 493.4817 | [9 empty] | 510.3848 |  | 445.2973 |  |  |  | 366.7059 |  | 439.0528 | [5 empty] | 442.7742 | [11 empty] | 434.2092 |  | 424.2854 |  | 424.7119 | [7 empty] | 472.9536 | [5 empty] | 431.3786 | [17 empty] | 350.2597 |  | 462.157 |  | 164.3287 |  | 329141.3068 |  |  |  | 405.2546 | [7 empty] | 307.5604 | [5 empty] | 53.6684 |  |  |  | 464.8078 |  |  |  | 450.2182 | [5 empty] | 460 |  |  |  |  | 2024 | Chen, M., Zheng, Y., Chen, X., Yu, P., Zhang, G., Wu, Y., Huang, Y., Wang, X., Shu, L., Lin, Z. (2024). High-Cd sphalerite in the Pangxidong Pb-Zn-Ag deposit (Yunkai Domain, South China): Insight for physicochemical condition of orogenic-type deposit. Ore Geology Reviews, 167, 105974. |  | CHN | Guangdong
| Pangxidong Pb-Zn-Ag deposit |  | Metamorphic | Orogenic gold | orogenic-type polymetallic | Pb, Zn, Ag | Au | Pb, Zn, Ag, Au, Cd, In, Ga, Ge | Wang, Z.W., Zhou, Y.Z., 2002 |  | 13.6068762223086 | [6 empty] | ore material | polished section | grab | mineral separate | [5 empty] | mineralisation |  |  |  | sphalerite | [8 empty] | EMPA, LA-ICPMS | NWR 193 nm Ar F Excimer laser-ablation system paired with an iCAP RQ ICP-MS | Guangzhou Tuoyan Analytical Technology Co., Ltd. | A flow of 0.7 l/min of He carrier gas was introduced into the system, followed by mixing with 0.89 l/min of Ar make-up gas. The laser operated at a fluence of 3.5 J/cm2 and a spot size of 30 μm for a 45-second analysis, followed by a 40-second background measurement. | NIST SRM610, MASS-1, SRM 612, Ge8 | 249.3164 |  | 10695.3814 |  | 329.3163 |  | 23.4645 | [7 empty] | 328.6478 | [5 empty] | 276.4512 | [5 empty] | 405.1992 | [5 empty] | 488.8519 | [9 empty] | 505.2172 |  | 432.5818 |  |  |  | 359.1399 |  | 428.5125 | [5 empty] | 429.902 | [11 empty] | 428.9155 |  | 408.6527 |  | 417.2359 | [7 empty] | 456.0032 | [5 empty] | 418.9049 | [17 empty] | 339.6207 |  | 451.6493 |  | 139.2014 |  | 324343.4724 |  |  |  | 396.0224 | [7 empty] | 317.6228 | [5 empty] | 52.2775 |  |  |  | 450.02 |  |  |  | 434.1416 | [5 empty] | 460 |  |  |  |  | 2024 | Chen, M., Zheng, Y., Chen, X., Yu, P., Zhang, G., Wu, Y., Huang, Y., Wang, X., Shu, L., Lin, Z. (2024). High-Cd sphalerite in the Pangxidong Pb-Zn-Ag deposit (Yunkai Domain, South China): Insight for physicochemical condition of orogenic-type deposit. Ore Geology Reviews, 167, 105974. |  | CHN | Guangdong
| Pangxidong Pb-Zn-Ag deposit |  | Metamorphic | Orogenic gold | orogenic-type polymetallic | Pb, Zn, Ag | Au | Pb, Zn, Ag, Au, Cd, In, Ga, Ge | Wang, Z.W., Zhou, Y.Z., 2002 |  | 14.2383042365956 | [6 empty] | ore material | polished section | grab | mineral separate | [5 empty] | mineralisation |  |  |  | sphalerite | [8 empty] | EMPA, LA-ICPMS | NWR 193 nm Ar F Excimer laser-ablation system paired with an iCAP RQ ICP-MS | Guangzhou Tuoyan Analytical Technology Co., Ltd. | A flow of 0.7 l/min of He carrier gas was introduced into the system, followed by mixing with 0.89 l/min of Ar make-up gas. The laser operated at a fluence of 3.5 J/cm2 and a spot size of 30 μm for a 45-second analysis, followed by a 40-second background measurement. | NIST SRM610, MASS-1, SRM 612, Ge8 | 253.8367 |  | 10998.9139 |  | 337.665 |  | 24.2616 | [7 empty] | 337.6503 | [5 empty] | 294.3236 | [5 empty] | 410.9369 | [5 empty] | 499.8191 | [9 empty] | 481.4009 |  | 436.782 |  |  |  | 373.7319 |  | 444.1998 | [5 empty] | 437.9748 | [11 empty] | 444.4349 |  | 416.8014 |  | 428.3874 | [7 empty] | 454.839 | [5 empty] | 429.2374 | [17 empty] | 348.629 |  | 471.1807 |  | 134.9991 |  | 332206.8817 |  |  |  | 397.7466 | [7 empty] | 306.7896 | [5 empty] | 54.0362 |  |  |  | 463.9511 |  |  |  | 453.0509 | [5 empty] | 460 |  |  |  |  | 2024 | Chen, M., Zheng, Y., Chen, X., Yu, P., Zhang, G., Wu, Y., Huang, Y., Wang, X., Shu, L., Lin, Z. (2024). High-Cd sphalerite in the Pangxidong Pb-Zn-Ag deposit (Yunkai Domain, South China): Insight for physicochemical condition of orogenic-type deposit. Ore Geology Reviews, 167, 105974. |  | CHN | Guangdong
| Pangxidong Pb-Zn-Ag deposit |  | Metamorphic | Orogenic gold | orogenic-type polymetallic | Pb, Zn, Ag | Au | Pb, Zn, Ag, Au, Cd, In, Ga, Ge | Wang, Z.W., Zhou, Y.Z., 2002 |  | 12.2251907967938 | [6 empty] | ore material | polished section | grab | mineral separate | [5 empty] | mineralisation |  |  |  | sphalerite | [8 empty] | EMPA, LA-ICPMS | NWR 193 nm Ar F Excimer laser-ablation system paired with an iCAP RQ ICP-MS | Guangzhou Tuoyan Analytical Technology Co., Ltd. | A flow of 0.7 l/min of He carrier gas was introduced into the system, followed by mixing with 0.89 l/min of Ar make-up gas. The laser operated at a fluence of 3.5 J/cm2 and a spot size of 30 μm for a 45-second analysis, followed by a 40-second background measurement. | NIST SRM610, MASS-1, SRM 612, Ge8 | 264.959 |  | 11133.3291 |  | 340.895 |  | 23.6865 | [7 empty] | 341.2027 | [5 empty] | 284.8713 | [5 empty] | 423.5424 | [5 empty] | 529.1688 | [9 empty] | 521.272 |  | 440.5974 |  |  |  | 367.5423 |  | 441.7074 | [5 empty] | 441.2986 | [11 empty] | 438.267 |  | 425.3596 |  | 431.7011 | [7 empty] | 483.8117 | [5 empty] | 423.4344 | [17 empty] | 347.4176 |  | 468.8037 |  | 144.1522 |  | 340275.6872 |  |  |  | 402.9341 | [7 empty] | 302.8837 | [5 empty] | 53.5646 |  |  |  | 463.587 |  |  |  | 453.5705 | [5 empty] | 460 |  |  |  |  | 2024 | Chen, M., Zheng, Y., Chen, X., Yu, P., Zhang, G., Wu, Y., Huang, Y., Wang, X., Shu, L., Lin, Z. (2024). High-Cd sphalerite in the Pangxidong Pb-Zn-Ag deposit (Yunkai Domain, South China): Insight for physicochemical condition of orogenic-type deposit. Ore Geology Reviews, 167, 105974. |  | CHN | Guangdong
| Pangxidong Pb-Zn-Ag deposit |  | Metamorphic | Orogenic gold | orogenic-type polymetallic | Pb, Zn, Ag | Au | Pb, Zn, Ag, Au, Cd, In, Ga, Ge | Wang, Z.W., Zhou, Y.Z., 2002 |  | 13.3802080680626 | [6 empty] | ore material | polished section | grab | mineral separate | [5 empty] | mineralisation |  |  |  | sphalerite | [8 empty] | EMPA, LA-ICPMS | NWR 193 nm Ar F Excimer laser-ablation system paired with an iCAP RQ ICP-MS | Guangzhou Tuoyan Analytical Technology Co., Ltd. | A flow of 0.7 l/min of He carrier gas was introduced into the system, followed by mixing with 0.89 l/min of Ar make-up gas. The laser operated at a fluence of 3.5 J/cm2 and a spot size of 30 μm for a 45-second analysis, followed by a 40-second background measurement. | NIST SRM610, MASS-1, SRM 612, Ge8 | 261.5323 |  | 11225.7082 |  | 331.3208 |  | 25.6641 | [7 empty] | 346.0604 | [5 empty] | 282.0956 | [5 empty] | 425.0239 | [5 empty] | 506.8713 | [9 empty] | 527.7223 |  | 448.0187 |  |  |  | 373.4304 |  | 454.6591 | [5 empty] | 450.061 | [11 empty] | 448.7422 |  | 430.0236 |  | 427.059 | [7 empty] | 469.5127 | [5 empty] | 440.9722 | [17 empty] | 357.8132 |  | 470.6976 |  | 147.851 |  | 341162.957 |  |  |  | 408.4233 | [7 empty] | 301.8144 | [5 empty] | 54.7923 |  |  |  | 479.9701 |  |  |  | 461.9417 | [5 empty] | 460 |  |  |  |  | 2024 | Chen, M., Zheng, Y., Chen, X., Yu, P., Zhang, G., Wu, Y., Huang, Y., Wang, X., Shu, L., Lin, Z. (2024). High-Cd sphalerite in the Pangxidong Pb-Zn-Ag deposit (Yunkai Domain, South China): Insight for physicochemical condition of orogenic-type deposit. Ore Geology Reviews, 167, 105974. |  | CHN | Guangdong
| Pangxidong Pb-Zn-Ag deposit |  | Metamorphic | Orogenic gold | orogenic-type polymetallic | Pb, Zn, Ag | Au | Pb, Zn, Ag, Au, Cd, In, Ga, Ge | Wang, Z.W., Zhou, Y.Z., 2002 |  | 16.1567928312629 | [6 empty] | ore material | polished section | grab | mineral separate | [5 empty] | mineralisation |  |  |  | sphalerite | [8 empty] | EMPA, LA-ICPMS | NWR 193 nm Ar F Excimer laser-ablation system paired with an iCAP RQ ICP-MS | Guangzhou Tuoyan Analytical Technology Co., Ltd. | A flow of 0.7 l/min of He carrier gas was introduced into the system, followed by mixing with 0.89 l/min of Ar make-up gas. The laser operated at a fluence of 3.5 J/cm2 and a spot size of 30 μm for a 45-second analysis, followed by a 40-second background measurement. | NIST SRM610, MASS-1, SRM 612, Ge8 | 262.1074 |  | 11415.452 |  | 338.1724 |  | 25.6335 | [7 empty] | 353.191 | [5 empty] | 295.7277 | [5 empty] | 424.2859 | [5 empty] | 514.3655 | [9 empty] | 490.5855 |  | 447.4333 |  |  |  | 386.203 |  | 470.6859 | [5 empty] | 455.7329 | [11 empty] | 457.6425 |  | 427.648 |  | 439.2654 | [7 empty] | 471.1006 | [5 empty] | 454.6691 | [17 empty] | 359.7246 |  | 482.9428 |  | 157.0756 |  | 338609.9263 |  |  |  | 414.0127 | [7 empty] | 320.7786 | [5 empty] | 56.5356 |  |  |  | 493.4259 |  |  |  | 476.9129 | [5 empty] | 460 |  |  |  |  | 2024 | Chen, M., Zheng, Y., Chen, X., Yu, P., Zhang, G., Wu, Y., Huang, Y., Wang, X., Shu, L., Lin, Z. (2024). High-Cd sphalerite in the Pangxidong Pb-Zn-Ag deposit (Yunkai Domain, South China): Insight for physicochemical condition of orogenic-type deposit. Ore Geology Reviews, 167, 105974. |  | CHN | Guangdong
| Pangxidong Pb-Zn-Ag deposit |  | Metamorphic | Orogenic gold | orogenic-type polymetallic | Pb, Zn, Ag | Au | Pb, Zn, Ag, Au, Cd, In, Ga, Ge | Wang, Z.W., Zhou, Y.Z., 2002 |  | 10.9251633463099 | [6 empty] | ore material | polished section | grab | mineral separate | [5 empty] | mineralisation |  |  |  | sphalerite | [8 empty] | EMPA, LA-ICPMS | NWR 193 nm Ar F Excimer laser-ablation system paired with an iCAP RQ ICP-MS | Guangzhou Tuoyan Analytical Technology Co., Ltd. | A flow of 0.7 l/min of He carrier gas was introduced into the system, followed by mixing with 0.89 l/min of Ar make-up gas. The laser operated at a fluence of 3.5 J/cm2 and a spot size of 30 μm for a 45-second analysis, followed by a 40-second background measurement. | NIST SRM610, MASS-1, SRM 612, Ge8 | 31.8254 |  | 14841.71 |  | 47.5523 |  | 6.4641 | [7 empty] | 41.4328 | [5 empty] | 39.3312 | [5 empty] | 46.1992 | [5 empty] | 54.8172 | [11 empty] | 50.0882 |  |  |  | 41.4378 |  | 46.7873 | [5 empty] | 49.4594 | [11 empty] | 74.6335 |  | 53.4558 |  | 50.4112 | [7 empty] | 56.1065 | [5 empty] | 53.1154 | [17 empty] | 42.0558 |  | 54.3069 |  |  |  | 458283.5203 |  |  |  | 48.2778 | [7 empty] | 45.3134 | [5 empty] | 18.4393 |  |  |  | 52.4335 |  |  |  | 52.9333 | [10 empty] | 2024 | Chen, M., Zheng, Y., Chen, X., Yu, P., Zhang, G., Wu, Y., Huang, Y., Wang, X., Shu, L., Lin, Z. (2024). High-Cd sphalerite in the Pangxidong Pb-Zn-Ag deposit (Yunkai Domain, South China): Insight for physicochemical condition of orogenic-type deposit. Ore Geology Reviews, 167, 105974. |  | CHN | Guangdong
| Pangxidong Pb-Zn-Ag deposit |  | Metamorphic | Orogenic gold | orogenic-type polymetallic | Pb, Zn, Ag | Au | Pb, Zn, Ag, Au, Cd, In, Ga, Ge | Wang, Z.W., Zhou, Y.Z., 2002 |  | 11.5127182634097 | [6 empty] | ore material | polished section | grab | mineral separate | [5 empty] | mineralisation |  |  |  | sphalerite | [8 empty] | EMPA, LA-ICPMS | NWR 193 nm Ar F Excimer laser-ablation system paired with an iCAP RQ ICP-MS | Guangzhou Tuoyan Analytical Technology Co., Ltd. | A flow of 0.7 l/min of He carrier gas was introduced into the system, followed by mixing with 0.89 l/min of Ar make-up gas. The laser operated at a fluence of 3.5 J/cm2 and a spot size of 30 μm for a 45-second analysis, followed by a 40-second background measurement. | NIST SRM610, MASS-1, SRM 612, Ge8 | 31.1009 |  | 14065.0873 |  | 45.4612 |  | 6.1667 | [7 empty] | 39.0064 | [5 empty] | 38.0612 | [5 empty] | 43.1907 | [5 empty] | 53.9097 | [9 empty] | 85.7712 |  | 46.238 |  |  |  | 41.6641 |  | 48.0791 | [5 empty] | 47.2553 | [11 empty] | 68.0334 |  | 45.9751 |  | 43.3823 | [7 empty] | 57.3996 | [5 empty] | 49.6065 | [17 empty] | 39.7143 |  | 50.2981 |  |  |  | 428933.69 |  |  |  | 43.8051 | [7 empty] | 49.7121 | [5 empty] | 17.4842 |  |  |  | 47.5922 |  |  |  | 46.6928 | [10 empty] | 2024 | Chen, M., Zheng, Y., Chen, X., Yu, P., Zhang, G., Wu, Y., Huang, Y., Wang, X., Shu, L., Lin, Z. (2024). High-Cd sphalerite in the Pangxidong Pb-Zn-Ag deposit (Yunkai Domain, South China): Insight for physicochemical condition of orogenic-type deposit. Ore Geology Reviews, 167, 105974. |  | CHN | Guangdong
| Pangxidong Pb-Zn-Ag deposit |  | Metamorphic | Orogenic gold | orogenic-type polymetallic | Pb, Zn, Ag | Au | Pb, Zn, Ag, Au, Cd, In, Ga, Ge | Wang, Z.W., Zhou, Y.Z., 2002 |  | 29.7051004254803 | [6 empty] | ore material | polished section | grab | mineral separate | [5 empty] | mineralisation |  |  |  | sphalerite | [8 empty] | EMPA, LA-ICPMS | NWR 193 nm Ar F Excimer laser-ablation system paired with an iCAP RQ ICP-MS | Guangzhou Tuoyan Analytical Technology Co., Ltd. | A flow of 0.7 l/min of He carrier gas was introduced into the system, followed by mixing with 0.89 l/min of Ar make-up gas. The laser operated at a fluence of 3.5 J/cm2 and a spot size of 30 μm for a 45-second analysis, followed by a 40-second background measurement. | NIST SRM610, MASS-1, SRM 612, Ge8 | 23.3839 |  | 14195.3163 |  | 41.425 |  | 4.7952 | [7 empty] | 38.8418 | [5 empty] | 26.3039 | [5 empty] | 37.2757 | [5 empty] | 43.921 | [9 empty] | 79.6287 |  | 39.8666 |  |  |  | 35.8131 |  | 38.9241 | [5 empty] | 45.721 | [11 empty] | 54.8968 |  | 33.334 |  | 31.9335 | [7 empty] | 30.3388 | [5 empty] | 43.5203 | [17 empty] | 38.0828 |  | 43.0268 |  |  |  | 431943.997 |  |  |  | 47.5215 | [7 empty] | 36.0789 | [5 empty] | 15.3998 |  |  |  | 47.5282 |  |  |  | 40.9527 | [10 empty] | 2024 | Chen, M., Zheng, Y., Chen, X., Yu, P., Zhang, G., Wu, Y., Huang, Y., Wang, X., Shu, L., Lin, Z. (2024). High-Cd sphalerite in the Pangxidong Pb-Zn-Ag deposit (Yunkai Domain, South China): Insight for physicochemical condition of orogenic-type deposit. Ore Geology Reviews, 167, 105974. |  | CHN | Guangdong
| Pangxidong Pb-Zn-Ag deposit |  | Metamorphic | Orogenic gold | orogenic-type polymetallic | Pb, Zn, Ag | Au | Pb, Zn, Ag, Au, Cd, In, Ga, Ge | Wang, Z.W., Zhou, Y.Z., 2002 |  | 17.7516810697358 | [6 empty] | ore material | polished section | grab | mineral separate | [5 empty] | mineralisation |  |  |  | sphalerite | [8 empty] | EMPA, LA-ICPMS | NWR 193 nm Ar F Excimer laser-ablation system paired with an iCAP RQ ICP-MS | Guangzhou Tuoyan Analytical Technology Co., Ltd. | A flow of 0.7 l/min of He carrier gas was introduced into the system, followed by mixing with 0.89 l/min of Ar make-up gas. The laser operated at a fluence of 3.5 J/cm2 and a spot size of 30 μm for a 45-second analysis, followed by a 40-second background measurement. | NIST SRM610, MASS-1, SRM 612, Ge8 | 29.297 |  | 14424.3637 |  | 42.9549 |  | 6.0498 | [7 empty] | 38.9624 | [5 empty] | 35.1293 | [5 empty] | 47.1574 | [5 empty] | 50.1542 | [11 empty] | 48.6708 |  |  |  | 51.1731 |  | 47.8916 | [5 empty] | 48.0118 | [11 empty] | 77.3667 |  | 50.7303 |  | 52.2712 | [7 empty] | 51.5609 | [5 empty] | 52.2722 | [15 empty] | -232.1509 |  | 40.1244 |  | 50.4419 |  |  |  | 439154.156 |  |  |  | 44.1285 | [7 empty] | 46.953 | [5 empty] | 17.8316 |  |  |  | 49.4005 |  |  |  | 51.4127 | [10 empty] | 2024 | Chen, M., Zheng, Y., Chen, X., Yu, P., Zhang, G., Wu, Y., Huang, Y., Wang, X., Shu, L., Lin, Z. (2024). High-Cd sphalerite in the Pangxidong Pb-Zn-Ag deposit (Yunkai Domain, South China): Insight for physicochemical condition of orogenic-type deposit. Ore Geology Reviews, 167, 105974. |  | CHN | Guangdong
| Pangxidong Pb-Zn-Ag deposit |  | Metamorphic | Orogenic gold | orogenic-type polymetallic | Pb, Zn, Ag | Au | Pb, Zn, Ag, Au, Cd, In, Ga, Ge | Wang, Z.W., Zhou, Y.Z., 2002 |  | 18.6138675413194 | [6 empty] | ore material | polished section | grab | mineral separate | [5 empty] | mineralisation |  |  |  | sphalerite | [8 empty] | EMPA, LA-ICPMS | NWR 193 nm Ar F Excimer laser-ablation system paired with an iCAP RQ ICP-MS | Guangzhou Tuoyan Analytical Technology Co., Ltd. | A flow of 0.7 l/min of He carrier gas was introduced into the system, followed by mixing with 0.89 l/min of Ar make-up gas. The laser operated at a fluence of 3.5 J/cm2 and a spot size of 30 μm for a 45-second analysis, followed by a 40-second background measurement. | NIST SRM610, MASS-1, SRM 612, Ge8 | 36.8913 |  | 18398.2292 |  | 58.8931 |  | 7.0232 | [7 empty] | 52.5337 | [5 empty] | 43.599 | [5 empty] | 65.4085 | [5 empty] | 87.6308 | [11 empty] | 59.8752 |  |  |  | 56.8758 |  | 53.6147 | [5 empty] | 62.5207 | [11 empty] | 85.3557 |  | 58.2027 |  | 56.9423 | [7 empty] | 69.6131 | [5 empty] | 66.3524 | [15 empty] | -1659.0855 |  | 56.2511 |  | 65.15 |  |  |  | 554740.119 |  |  |  | 60.2656 | [7 empty] | 58.2741 | [5 empty] | 21.4278 |  |  |  | 56.8525 |  |  |  | 59.5309 | [10 empty] | 2024 | Chen, M., Zheng, Y., Chen, X., Yu, P., Zhang, G., Wu, Y., Huang, Y., Wang, X., Shu, L., Lin, Z. (2024). High-Cd sphalerite in the Pangxidong Pb-Zn-Ag deposit (Yunkai Domain, South China): Insight for physicochemical condition of orogenic-type deposit. Ore Geology Reviews, 167, 105974. |  | CHN | Guangdong
| Pangxidong Pb-Zn-Ag deposit |  | Metamorphic | Orogenic gold | orogenic-type polymetallic | Pb, Zn, Ag | Au | Pb, Zn, Ag, Au, Cd, In, Ga, Ge | Wang, Z.W., Zhou, Y.Z., 2002 |  | 134.238565594312 | [6 empty] | ore material | polished section | grab | mineral separate | [5 empty] | mineralisation |  |  |  | sphalerite | [8 empty] | EMPA, LA-ICPMS | NWR 193 nm Ar F Excimer laser-ablation system paired with an iCAP RQ ICP-MS | Guangzhou Tuoyan Analytical Technology Co., Ltd. | A flow of 0.7 l/min of He carrier gas was introduced into the system, followed by mixing with 0.89 l/min of Ar make-up gas. The laser operated at a fluence of 3.5 J/cm2 and a spot size of 30 μm for a 45-second analysis, followed by a 40-second background measurement. | NIST SRM610, MASS-1, SRM 612, Ge8 | [20 empty] | 12.3036 | [31 empty] | -0.27101 | [17 empty] | 6.8852 | [31 empty] | 7232.7049 |  |  |  | 7.0864 | [7 empty] | 17.3074 | [7 empty] | 27.5872 | [19 empty] | 39.1 |  |  |  |  | 2024 | Chen, M., Zheng, Y., Chen, X., Yu, P., Zhang, G., Wu, Y., Huang, Y., Wang, X., Shu, L., Lin, Z. (2024). High-Cd sphalerite in the Pangxidong Pb-Zn-Ag deposit (Yunkai Domain, South China): Insight for physicochemical condition of orogenic-type deposit. Ore Geology Reviews, 167, 105974. |  | CHN | Guangdong
| Pangxidong Pb-Zn-Ag deposit |  | Metamorphic | Orogenic gold | orogenic-type polymetallic | Pb, Zn, Ag | Au | Pb, Zn, Ag, Au, Cd, In, Ga, Ge | Wang, Z.W., Zhou, Y.Z., 2002 |  | 11.3006877951954 | [6 empty] | ore material | polished section | grab | mineral separate | [5 empty] | mineralisation |  |  |  | sphalerite | [8 empty] | EMPA, LA-ICPMS | NWR 193 nm Ar F Excimer laser-ablation system paired with an iCAP RQ ICP-MS | Guangzhou Tuoyan Analytical Technology Co., Ltd. | A flow of 0.7 l/min of He carrier gas was introduced into the system, followed by mixing with 0.89 l/min of Ar make-up gas. The laser operated at a fluence of 3.5 J/cm2 and a spot size of 30 μm for a 45-second analysis, followed by a 40-second background measurement. | NIST SRM610, MASS-1, SRM 612, Ge8 | 27.8287 |  | 12722.1802 |  | 40.8867 |  | 5.9026 | [7 empty] | 33.9536 | [5 empty] | 43.7652 | [5 empty] | 38.6849 | [5 empty] | 51.8489 | [11 empty] | 39.194 |  |  |  | 38.9393 |  | 47.344 | [5 empty] | 45.4659 | [11 empty] | 59.0623 |  | 41.3785 |  | 44.1143 | [7 empty] | 46.2123 | [5 empty] | 45.3009 | [17 empty] | 38.1489 |  | 44.8316 |  | 25.3001 |  | 382302.0495 |  |  |  | 43.3272 | [7 empty] | 34.6305 | [5 empty] | 15.8052 |  |  |  | 43.7726 |  |  |  | 49.3847 | [10 empty] | 2024 | Chen, M., Zheng, Y., Chen, X., Yu, P., Zhang, G., Wu, Y., Huang, Y., Wang, X., Shu, L., Lin, Z. (2024). High-Cd sphalerite in the Pangxidong Pb-Zn-Ag deposit (Yunkai Domain, South China): Insight for physicochemical condition of orogenic-type deposit. Ore Geology Reviews, 167, 105974. |  | CHN | Guangdong
| Pangxidong Pb-Zn-Ag deposit |  | Metamorphic | Orogenic gold | orogenic-type polymetallic | Pb, Zn, Ag | Au | Pb, Zn, Ag, Au, Cd, In, Ga, Ge | Wang, Z.W., Zhou, Y.Z., 2002 |  | 26.6934184315057 | [6 empty] | ore material | polished section | grab | mineral separate | [5 empty] | mineralisation |  |  |  | sphalerite | [8 empty] | EMPA, LA-ICPMS | NWR 193 nm Ar F Excimer laser-ablation system paired with an iCAP RQ ICP-MS | Guangzhou Tuoyan Analytical Technology Co., Ltd. | A flow of 0.7 l/min of He carrier gas was introduced into the system, followed by mixing with 0.89 l/min of Ar make-up gas. The laser operated at a fluence of 3.5 J/cm2 and a spot size of 30 μm for a 45-second analysis, followed by a 40-second background measurement. | NIST SRM610, MASS-1, SRM 612, Ge8 | 33.1219 |  | 15339.0628 |  | 38.6659 |  | 4.085 | [7 empty] | 40.7082 | [5 empty] | 25.3292 | [5 empty] | 44.8651 | [5 empty] | 46.5363 | [9 empty] | 101.8256 |  | 50.0427 |  |  |  | 40.2111 |  | 52.4706 |  | 0.008013 |  |  |  | 51.4918 | [11 empty] | 71.5356 |  | 48.964 |  | 39.9311 | [7 empty] | 49.2302 | [5 empty] | 53.6602 | [17 empty] | 32.5195 |  | 55.0074 |  |  |  | 453960.5668 |  |  |  | 44.9671 | [7 empty] | 40.4333 | [5 empty] | 18.432 |  |  |  | 52.1482 |  |  |  | 44.2252 | [10 empty] | 2024 | Chen, M., Zheng, Y., Chen, X., Yu, P., Zhang, G., Wu, Y., Huang, Y., Wang, X., Shu, L., Lin, Z. (2024). High-Cd sphalerite in the Pangxidong Pb-Zn-Ag deposit (Yunkai Domain, South China): Insight for physicochemical condition of orogenic-type deposit. Ore Geology Reviews, 167, 105974. |  | CHN | Guangdong
| Pangxidong Pb-Zn-Ag deposit |  | Metamorphic | Orogenic gold | orogenic-type polymetallic | Pb, Zn, Ag | Au | Pb, Zn, Ag, Au, Cd, In, Ga, Ge | Wang, Z.W., Zhou, Y.Z., 2002 |  | 27.1532198536568 | [6 empty] | ore material | polished section | grab | mineral separate | [5 empty] | mineralisation |  |  |  | sphalerite | [8 empty] | EMPA, LA-ICPMS | NWR 193 nm Ar F Excimer laser-ablation system paired with an iCAP RQ ICP-MS | Guangzhou Tuoyan Analytical Technology Co., Ltd. | A flow of 0.7 l/min of He carrier gas was introduced into the system, followed by mixing with 0.89 l/min of Ar make-up gas. The laser operated at a fluence of 3.5 J/cm2 and a spot size of 30 μm for a 45-second analysis, followed by a 40-second background measurement. | NIST SRM610, MASS-1, SRM 612, Ge8 | 32.3409 |  | 15350.8146 |  | 43.3168 |  | 6.532 | [7 empty] | 41.6968 | [5 empty] | 47.1634 | [5 empty] | 50.5877 | [5 empty] | 57.0573 | [9 empty] | 114.1054 |  | 48.5978 |  |  |  | 41.8203 |  | 48.4428 | [5 empty] | 44.2055 | [11 empty] | 80.5805 |  | 44.5527 |  | 49.2083 | [7 empty] | 43.4579 | [5 empty] | 53.3403 | [17 empty] | 45.7835 |  | 56.6961 |  |  |  | 453141.1776 |  |  |  | 52.7741 | [7 empty] | 53.286 | [5 empty] | 18.5977 |  |  |  | 53.4638 |  |  |  | 52.3624 | [10 empty] | 2024 | Chen, M., Zheng, Y., Chen, X., Yu, P., Zhang, G., Wu, Y., Huang, Y., Wang, X., Shu, L., Lin, Z. (2024). High-Cd sphalerite in the Pangxidong Pb-Zn-Ag deposit (Yunkai Domain, South China): Insight for physicochemical condition of orogenic-type deposit. Ore Geology Reviews, 167, 105974. |  | CHN | Guangdong
| Pangxidong Pb-Zn-Ag deposit |  | Metamorphic | Orogenic gold | orogenic-type polymetallic | Pb, Zn, Ag | Au | Pb, Zn, Ag, Au, Cd, In, Ga, Ge | Wang, Z.W., Zhou, Y.Z., 2002 |  | 21.828511978691 | [6 empty] | ore material | polished section | grab | mineral separate | [5 empty] | mineralisation |  |  |  | sphalerite | [8 empty] | EMPA, LA-ICPMS | NWR 193 nm Ar F Excimer laser-ablation system paired with an iCAP RQ ICP-MS | Guangzhou Tuoyan Analytical Technology Co., Ltd. | A flow of 0.7 l/min of He carrier gas was introduced into the system, followed by mixing with 0.89 l/min of Ar make-up gas. The laser operated at a fluence of 3.5 J/cm2 and a spot size of 30 μm for a 45-second analysis, followed by a 40-second background measurement. | NIST SRM610, MASS-1, SRM 612, Ge8 | 35.987 |  | 17007.7895 |  | 43.9805 |  | 6.9775 | [7 empty] | 47.1319 | [5 empty] | 41.0713 | [5 empty] | 46.133 | [5 empty] | 62.6652 | [11 empty] | 59.3339 |  |  |  | 49.7747 |  | 59.2173 | [5 empty] | 50.6964 | [11 empty] | 85.3434 |  | 54.7398 |  | 51.4324 | [7 empty] | 43.2579 | [5 empty] | 58.3526 | [17 empty] | 41.0822 |  | 65.1295 |  |  |  | 536514.8178 |  |  |  | 52.8454 | [7 empty] | 52.2824 | [5 empty] | 18.9456 |  |  |  | 55.1304 |  |  |  | 57.4145 | [10 empty] | 2024 | Chen, M., Zheng, Y., Chen, X., Yu, P., Zhang, G., Wu, Y., Huang, Y., Wang, X., Shu, L., Lin, Z. (2024). High-Cd sphalerite in the Pangxidong Pb-Zn-Ag deposit (Yunkai Domain, South China): Insight for physicochemical condition of orogenic-type deposit. Ore Geology Reviews, 167, 105974. |  | CHN | Guangdong
| Pangxidong Pb-Zn-Ag deposit |  | Metamorphic | Orogenic gold | orogenic-type polymetallic | Pb, Zn, Ag | Au | Pb, Zn, Ag, Au, Cd, In, Ga, Ge | Wang, Z.W., Zhou, Y.Z., 2002 |  | 14.4884020330406 | [6 empty] | ore material | polished section | grab | mineral separate | [5 empty] | mineralisation |  |  |  | sphalerite | [8 empty] | EMPA, LA-ICPMS | NWR 193 nm Ar F Excimer laser-ablation system paired with an iCAP RQ ICP-MS | Guangzhou Tuoyan Analytical Technology Co., Ltd. | A flow of 0.7 l/min of He carrier gas was introduced into the system, followed by mixing with 0.89 l/min of Ar make-up gas. The laser operated at a fluence of 3.5 J/cm2 and a spot size of 30 μm for a 45-second analysis, followed by a 40-second background measurement. | NIST SRM610, MASS-1, SRM 612, Ge8 | 35.7088 |  | 17372.3974 |  | 48.4091 |  | 7.1501 | [7 empty] | 45.9111 | [5 empty] | 46.56 | [5 empty] | 52.8861 | [5 empty] | 61.616 | [9 empty] | 178.8874 |  | 57.9424 |  |  |  | 49.0731 |  | 56.2263 | [5 empty] | 56.7298 | [11 empty] | 86.8248 |  | 55.1346 |  | 57.9227 | [7 empty] | 57.0388 | [5 empty] | 60.7529 | [15 empty] | -337.7513 |  | 46.0364 |  | 63.5052 |  |  |  | 521528.6469 |  |  |  | 55.2985 | [7 empty] | 56.967 | [5 empty] | 20.698 |  |  |  | 56.8112 |  |  |  | 58.1414 | [10 empty] | 2024 | Chen, M., Zheng, Y., Chen, X., Yu, P., Zhang, G., Wu, Y., Huang, Y., Wang, X., Shu, L., Lin, Z. (2024). High-Cd sphalerite in the Pangxidong Pb-Zn-Ag deposit (Yunkai Domain, South China): Insight for physicochemical condition of orogenic-type deposit. Ore Geology Reviews, 167, 105974. |  | CHN | Guangdong
| Pangxidong Pb-Zn-Ag deposit |  | Metamorphic | Orogenic gold | orogenic-type polymetallic | Pb, Zn, Ag | Au | Pb, Zn, Ag, Au, Cd, In, Ga, Ge | Wang, Z.W., Zhou, Y.Z., 2002 |  | 17.1442765555353 | [6 empty] | ore material | polished section | grab | mineral separate | [5 empty] | mineralisation |  |  |  | sphalerite | [8 empty] | EMPA, LA-ICPMS | NWR 193 nm Ar F Excimer laser-ablation system paired with an iCAP RQ ICP-MS | Guangzhou Tuoyan Analytical Technology Co., Ltd. | A flow of 0.7 l/min of He carrier gas was introduced into the system, followed by mixing with 0.89 l/min of Ar make-up gas. The laser operated at a fluence of 3.5 J/cm2 and a spot size of 30 μm for a 45-second analysis, followed by a 40-second background measurement. | NIST SRM610, MASS-1, SRM 612, Ge8 | 39.4176 |  | 18549.2498 |  | 60.6322 |  | 7.4698 | [7 empty] | 51.7837 | [5 empty] | 51.2425 | [5 empty] | 59.0889 | [5 empty] | 50.5038 | [9 empty] | 113.336 |  | 57.0224 |  |  |  | 43.2105 |  | 61.0822 | [5 empty] | 59.7703 | [11 empty] | 96.2897 |  | 60.4247 |  | 64.7745 | [7 empty] | 62.3471 | [5 empty] | 66.6836 | [15 empty] | -1356.1382 |  | 47.1431 |  | 65.3892 |  | 33.3408 |  | 553799.5426 |  |  |  | 60.6672 | [7 empty] | 48.4722 | [5 empty] | 20.1968 |  |  |  | 59.7885 |  |  |  | 62.3763 | [10 empty] | 2024 | Chen, M., Zheng, Y., Chen, X., Yu, P., Zhang, G., Wu, Y., Huang, Y., Wang, X., Shu, L., Lin, Z. (2024). High-Cd sphalerite in the Pangxidong Pb-Zn-Ag deposit (Yunkai Domain, South China): Insight for physicochemical condition of orogenic-type deposit. Ore Geology Reviews, 167, 105974. |  | CHN | Guangdong
| Pangxidong Pb-Zn-Ag deposit |  | Metamorphic | Orogenic gold | orogenic-type polymetallic | Pb, Zn, Ag | Au | Pb, Zn, Ag, Au, Cd, In, Ga, Ge | Wang, Z.W., Zhou, Y.Z., 2002 |  | 24.0311120229175 | [6 empty] | ore material | polished section | grab | mineral separate | [5 empty] | mineralisation |  |  |  | sphalerite | [8 empty] | EMPA, LA-ICPMS | NWR 193 nm Ar F Excimer laser-ablation system paired with an iCAP RQ ICP-MS | Guangzhou Tuoyan Analytical Technology Co., Ltd. | A flow of 0.7 l/min of He carrier gas was introduced into the system, followed by mixing with 0.89 l/min of Ar make-up gas. The laser operated at a fluence of 3.5 J/cm2 and a spot size of 30 μm for a 45-second analysis, followed by a 40-second background measurement. | NIST SRM610, MASS-1, SRM 612, Ge8 | 27.7471 |  | 13857.4593 |  | 42.4648 |  | 4.6801 | [7 empty] | 35.0937 | [5 empty] | 32.0135 | [5 empty] | 37.5529 | [5 empty] | 38.6789 | [11 empty] | 37.7849 |  |  |  | 43.5695 |  | 42.6467 | [5 empty] | 48.1848 | [11 empty] | 73.6049 |  | 49.7398 |  | 49.0005 | [7 empty] | 41.8265 | [5 empty] | 37.5744 | [17 empty] | 33.7389 |  | 52.3771 |  | 19.0655 |  | 406946.5265 |  |  |  | 32.2104 | [7 empty] | 40.7424 | [5 empty] | 17.0225 |  |  |  | 46.3206 |  |  |  | 59.8794 | [10 empty] | 2024 | Chen, M., Zheng, Y., Chen, X., Yu, P., Zhang, G., Wu, Y., Huang, Y., Wang, X., Shu, L., Lin, Z. (2024). High-Cd sphalerite in the Pangxidong Pb-Zn-Ag deposit (Yunkai Domain, South China): Insight for physicochemical condition of orogenic-type deposit. Ore Geology Reviews, 167, 105974. |  | CHN | Guangdong
| Pangxidong Pb-Zn-Ag deposit |  | Metamorphic | Orogenic gold | orogenic-type polymetallic | Pb, Zn, Ag | Au | Pb, Zn, Ag, Au, Cd, In, Ga, Ge | Wang, Z.W., Zhou, Y.Z., 2002 |  | 1.47656244954779 | [6 empty] | ore material | polished section | grab | mineral separate | [5 empty] | mineralisation |  |  |  | sphalerite | [8 empty] | EMPA, LA-ICPMS | NWR 193 nm Ar F Excimer laser-ablation system paired with an iCAP RQ ICP-MS | Guangzhou Tuoyan Analytical Technology Co., Ltd. | A flow of 0.7 l/min of He carrier gas was introduced into the system, followed by mixing with 0.89 l/min of Ar make-up gas. The laser operated at a fluence of 3.5 J/cm2 and a spot size of 30 μm for a 45-second analysis, followed by a 40-second background measurement. | NIST SRM610, MASS-1, SRM 612, Ge8 | 15.8196 |  |  |  | 988.6304 |  | 7.8517 | [7 empty] | 44.9051 | [5 empty] | 8.7094 | [5 empty] | 19.623 | [5 empty] | 138.4357 | [9 empty] | 12035.129 |  | 15.5937 |  |  |  | 923638.6318 |  | 0 |  | 2.011 |  |  |  | 1.694 | [11 empty] | 6.6039 |  | 31.0392 |  | 7.5418 | [7 empty] | 250.9036 | [5 empty] | 1826.8285 | [15 empty] | 1030260.622 |  | 661628.8071 |  |  |  | 222.9176 | [5 empty] | 407.7821 | [7 empty] | 401.1835 | [5 empty] | 4.7034 | [7 empty] | 13.6827 | [5 empty] | 12.3293 |  |  |  |  | 2024 | Chen, M., Zheng, Y., Chen, X., Yu, P., Zhang, G., Wu, Y., Huang, Y., Wang, X., Shu, L., Lin, Z. (2024). High-Cd sphalerite in the Pangxidong Pb-Zn-Ag deposit (Yunkai Domain, South China): Insight for physicochemical condition of orogenic-type deposit. Ore Geology Reviews, 167, 105974. |  | CHN | Guangdong
| Pangxidong Pb-Zn-Ag deposit |  | Metamorphic | Orogenic gold | orogenic-type polymetallic | Pb, Zn, Ag | Au | Pb, Zn, Ag, Au, Cd, In, Ga, Ge | Wang, Z.W., Zhou, Y.Z., 2002 |  | 1.19641676891728 | [6 empty] | ore material | polished section | grab | mineral separate | [5 empty] | mineralisation |  |  |  | sphalerite | [8 empty] | EMPA, LA-ICPMS | NWR 193 nm Ar F Excimer laser-ablation system paired with an iCAP RQ ICP-MS | Guangzhou Tuoyan Analytical Technology Co., Ltd. | A flow of 0.7 l/min of He carrier gas was introduced into the system, followed by mixing with 0.89 l/min of Ar make-up gas. The laser operated at a fluence of 3.5 J/cm2 and a spot size of 30 μm for a 45-second analysis, followed by a 40-second background measurement. | NIST SRM610, MASS-1, SRM 612, Ge8 | 15.1296 |  |  |  | 952.5901 |  | 7.6306 | [7 empty] | 42.6681 | [5 empty] | 7.9582 | [5 empty] | 18.9087 | [5 empty] | 136.1558 | [9 empty] | 11931.5754 |  | 14.8569 |  |  |  | 914401.7856 |  | 0 | [5 empty] | 1.6899 | [11 empty] | 5.2957 |  | 32.7493 |  | 7.8197 | [7 empty] | 244.5943 | [5 empty] | 1787.0289 | [15 empty] | 1034232.2849 |  | 638569.276 |  |  |  | 218.4414 | [5 empty] | 391.245 | [7 empty] | 387.1625 | [5 empty] | 4.3772 | [7 empty] | 13.2297 | [5 empty] | 15.0404 |  |  |  |  | 2024 | Chen, M., Zheng, Y., Chen, X., Yu, P., Zhang, G., Wu, Y., Huang, Y., Wang, X., Shu, L., Lin, Z. (2024). High-Cd sphalerite in the Pangxidong Pb-Zn-Ag deposit (Yunkai Domain, South China): Insight for physicochemical condition of orogenic-type deposit. Ore Geology Reviews, 167, 105974. |  | CHN | Guangdong
| Pangxidong Pb-Zn-Ag deposit |  | Metamorphic | Orogenic gold | orogenic-type polymetallic | Pb, Zn, Ag | Au | Pb, Zn, Ag, Au, Cd, In, Ga, Ge | Wang, Z.W., Zhou, Y.Z., 2002 |  | 1.7080156563075 | [6 empty] | ore material | polished section | grab | mineral separate | [5 empty] | mineralisation |  |  |  | sphalerite | [8 empty] | EMPA, LA-ICPMS | NWR 193 nm Ar F Excimer laser-ablation system paired with an iCAP RQ ICP-MS | Guangzhou Tuoyan Analytical Technology Co., Ltd. | A flow of 0.7 l/min of He carrier gas was introduced into the system, followed by mixing with 0.89 l/min of Ar make-up gas. The laser operated at a fluence of 3.5 J/cm2 and a spot size of 30 μm for a 45-second analysis, followed by a 40-second background measurement. | NIST SRM610, MASS-1, SRM 612, Ge8 | 13.5787 |  |  |  | 842.626 |  | 6.8552 | [7 empty] | 37.5601 | [5 empty] | 5.7578 | [5 empty] | 16.2774 | [5 empty] | 120.7748 | [9 empty] | 10552.3423 |  | 13.6113 |  |  |  | 810905.5714 |  | 0 |  | 3.689 |  |  |  | 1.5494 | [11 empty] | 7.9876 |  | 27.2516 |  | 7.2899 | [7 empty] | 216.8639 | [5 empty] | 1573.7539 | [15 empty] | 939464.7026 |  | 564373.4256 |  |  |  | 194.7623 |  | 2017.7179 |  |  |  | 351.7766 | [7 empty] | 330.3384 | [5 empty] | 3.9717 |  |  |  | 0.013162 |  |  |  | 11.4594 | [5 empty] | 14.5434 |  |  |  |  | 2024 | Chen, M., Zheng, Y., Chen, X., Yu, P., Zhang, G., Wu, Y., Huang, Y., Wang, X., Shu, L., Lin, Z. (2024). High-Cd sphalerite in the Pangxidong Pb-Zn-Ag deposit (Yunkai Domain, South China): Insight for physicochemical condition of orogenic-type deposit. Ore Geology Reviews, 167, 105974. |  | CHN | Guangdong
| Pangxidong Pb-Zn-Ag deposit |  | Metamorphic | Orogenic gold | orogenic-type polymetallic | Pb, Zn, Ag | Au | Pb, Zn, Ag, Au, Cd, In, Ga, Ge | Wang, Z.W., Zhou, Y.Z., 2002 |  | 1.36971342269749 | [6 empty] | ore material | polished section | grab | mineral separate | [5 empty] | mineralisation |  |  |  | sphalerite | [8 empty] | EMPA, LA-ICPMS | NWR 193 nm Ar F Excimer laser-ablation system paired with an iCAP RQ ICP-MS | Guangzhou Tuoyan Analytical Technology Co., Ltd. | A flow of 0.7 l/min of He carrier gas was introduced into the system, followed by mixing with 0.89 l/min of Ar make-up gas. The laser operated at a fluence of 3.5 J/cm2 and a spot size of 30 μm for a 45-second analysis, followed by a 40-second background measurement. | NIST SRM610, MASS-1, SRM 612, Ge8 | 14.5043 |  |  |  | 918.7341 |  | 6.9146 | [7 empty] | 40.4757 | [5 empty] | 9.0851 | [5 empty] | 17.8149 | [5 empty] | 132.1345 | [9 empty] | 11333.1942 |  | 15.0112 |  |  |  | 883181.795 |  | 0 | [5 empty] | 1.7707 | [11 empty] | 6.0252 |  | 31.9628 |  | 8.1674 | [7 empty] | 230.8337 | [5 empty] | 1725.8229 | [15 empty] | 1020931.9119 |  | 605375.8422 |  |  |  | 192.3209 | [5 empty] | 381.998 | [7 empty] | 379.7039 | [5 empty] | 4.3112 |  |  |  | 0 |  |  |  | 12.0055 | [5 empty] | 16.3851 |  |  |  |  | 2024 | Chen, M., Zheng, Y., Chen, X., Yu, P., Zhang, G., Wu, Y., Huang, Y., Wang, X., Shu, L., Lin, Z. (2024). High-Cd sphalerite in the Pangxidong Pb-Zn-Ag deposit (Yunkai Domain, South China): Insight for physicochemical condition of orogenic-type deposit. Ore Geology Reviews, 167, 105974. |  | CHN | Guangdong
| Pangxidong Pb-Zn-Ag deposit |  | Metamorphic | Orogenic gold | orogenic-type polymetallic | Pb, Zn, Ag | Au | Pb, Zn, Ag, Au, Cd, In, Ga, Ge | Wang, Z.W., Zhou, Y.Z., 2002 |  | 1.38899750702502 | [6 empty] | ore material | polished section | grab | mineral separate | [5 empty] | mineralisation |  |  |  | sphalerite | [8 empty] | EMPA, LA-ICPMS | NWR 193 nm Ar F Excimer laser-ablation system paired with an iCAP RQ ICP-MS | Guangzhou Tuoyan Analytical Technology Co., Ltd. | A flow of 0.7 l/min of He carrier gas was introduced into the system, followed by mixing with 0.89 l/min of Ar make-up gas. The laser operated at a fluence of 3.5 J/cm2 and a spot size of 30 μm for a 45-second analysis, followed by a 40-second background measurement. | NIST SRM610, MASS-1, SRM 612, Ge8 | 14.4772 |  |  |  | 885.7441 |  | 6.9671 | [7 empty] | 39.0771 | [5 empty] | 8.6857 | [5 empty] | 16.946 | [5 empty] | 123.5705 | [9 empty] | 10814.3408 |  | 14.8385 |  |  |  | 856478.4304 |  | 0 |  | 2.2484 |  |  |  | 1.5595 | [11 empty] | 6.7758 |  | 30.879 |  | 8.0805 | [7 empty] | 215.1592 | [5 empty] | 1668.7307 | [15 empty] | 1006192.2428 |  | 588856.6282 |  |  |  | 212.0263 | [5 empty] | 372.3785 | [7 empty] | 358.2994 | [5 empty] | 4.1246 |  |  |  | 0.01667 |  |  |  | 11.745 | [10 empty] | 2024 | Chen, M., Zheng, Y., Chen, X., Yu, P., Zhang, G., Wu, Y., Huang, Y., Wang, X., Shu, L., Lin, Z. (2024). High-Cd sphalerite in the Pangxidong Pb-Zn-Ag deposit (Yunkai Domain, South China): Insight for physicochemical condition of orogenic-type deposit. Ore Geology Reviews, 167, 105974. |  | CHN | Guangdong
| Pangxidong Pb-Zn-Ag deposit |  | Metamorphic | Orogenic gold | orogenic-type polymetallic | Pb, Zn, Ag | Au | Pb, Zn, Ag, Au, Cd, In, Ga, Ge | Wang, Z.W., Zhou, Y.Z., 2002 |  | 1.39840236558413 | [6 empty] | ore material | polished section | grab | mineral separate | [5 empty] | mineralisation |  |  |  | sphalerite | [8 empty] | EMPA, LA-ICPMS | NWR 193 nm Ar F Excimer laser-ablation system paired with an iCAP RQ ICP-MS | Guangzhou Tuoyan Analytical Technology Co., Ltd. | A flow of 0.7 l/min of He carrier gas was introduced into the system, followed by mixing with 0.89 l/min of Ar make-up gas. The laser operated at a fluence of 3.5 J/cm2 and a spot size of 30 μm for a 45-second analysis, followed by a 40-second background measurement. | NIST SRM610, MASS-1, SRM 612, Ge8 | 7.0865 |  |  |  | 434.4102 |  | 3.4665 | [7 empty] | 19.2576 | [5 empty] | 3.1511 | [5 empty] | 8.3962 | [5 empty] | 59.4887 | [9 empty] | 5704.3668 |  | 7.1361 |  |  |  | 421598.3682 |  | 0 |  | 5.3996 |  |  |  | 0.93089 | [13 empty] | 14.8665 |  | 3.5197 | [7 empty] | 109.1086 | [5 empty] | 811.5149 | [15 empty] | 529305.6615 |  | 286457.1529 |  |  |  | 125.7997 | [5 empty] | 182.5024 | [7 empty] | 176.0783 | [5 empty] | 2.1348 | [7 empty] | 5.8285 | [10 empty] | 2024 | Chen, M., Zheng, Y., Chen, X., Yu, P., Zhang, G., Wu, Y., Huang, Y., Wang, X., Shu, L., Lin, Z. (2024). High-Cd sphalerite in the Pangxidong Pb-Zn-Ag deposit (Yunkai Domain, South China): Insight for physicochemical condition of orogenic-type deposit. Ore Geology Reviews, 167, 105974. |  | CHN | Guangdong
| Pangxidong Pb-Zn-Ag deposit |  | Metamorphic | Orogenic gold | orogenic-type polymetallic | Pb, Zn, Ag | Au | Pb, Zn, Ag, Au, Cd, In, Ga, Ge | Wang, Z.W., Zhou, Y.Z., 2002 |  | 1.23556506173318 | [6 empty] | ore material | polished section | grab | mineral separate | [5 empty] | mineralisation |  |  |  | sphalerite | [8 empty] | EMPA, LA-ICPMS | NWR 193 nm Ar F Excimer laser-ablation system paired with an iCAP RQ ICP-MS | Guangzhou Tuoyan Analytical Technology Co., Ltd. | A flow of 0.7 l/min of He carrier gas was introduced into the system, followed by mixing with 0.89 l/min of Ar make-up gas. The laser operated at a fluence of 3.5 J/cm2 and a spot size of 30 μm for a 45-second analysis, followed by a 40-second background measurement. | NIST SRM610, MASS-1, SRM 612, Ge8 | 14.0256 |  |  |  | 846.0144 |  | 6.9993 | [7 empty] | 38.0375 | [5 empty] | 6.7797 | [5 empty] | 16.3494 | [5 empty] | 118.1511 | [9 empty] | 10215.9973 |  | 13.6329 |  |  |  | 810856.6926 |  | 0 |  | 2.621 |  |  |  | 1.5032 | [11 empty] | 8.3784 |  | 25.8018 |  | 8.3239 | [7 empty] | 211.2457 | [5 empty] | 1603.1366 | [15 empty] | 985646.3432 |  | 561805.4948 |  |  |  | 188.4465 |  | 1803.067 |  |  |  | 345.5301 | [7 empty] | 354.3355 | [5 empty] | 4.0244 |  |  |  | 0 |  |  |  | 11.3898 | [5 empty] | 11.2537 |  |  |  |  | 2024 | Chen, M., Zheng, Y., Chen, X., Yu, P., Zhang, G., Wu, Y., Huang, Y., Wang, X., Shu, L., Lin, Z. (2024). High-Cd sphalerite in the Pangxidong Pb-Zn-Ag deposit (Yunkai Domain, South China): Insight for physicochemical condition of orogenic-type deposit. Ore Geology Reviews, 167, 105974. |  | CHN | Guangdong
| Pangxidong Pb-Zn-Ag deposit |  | Metamorphic | Orogenic gold | orogenic-type polymetallic | Pb, Zn, Ag | Au | Pb, Zn, Ag, Au, Cd, In, Ga, Ge | Wang, Z.W., Zhou, Y.Z., 2002 |  | 1.40317030327804 | [6 empty] | ore material | polished section | grab | mineral separate | [5 empty] | mineralisation |  |  |  | sphalerite | [8 empty] | EMPA, LA-ICPMS | NWR 193 nm Ar F Excimer laser-ablation system paired with an iCAP RQ ICP-MS | Guangzhou Tuoyan Analytical Technology Co., Ltd. | A flow of 0.7 l/min of He carrier gas was introduced into the system, followed by mixing with 0.89 l/min of Ar make-up gas. The laser operated at a fluence of 3.5 J/cm2 and a spot size of 30 μm for a 45-second analysis, followed by a 40-second background measurement. | NIST SRM610, MASS-1, SRM 612, Ge8 | 15.6484 |  |  |  | 910.0959 |  | 6.8693 | [7 empty] | 40.6908 | [5 empty] | 9.2472 | [5 empty] | 17.8524 | [5 empty] | 129.991 | [9 empty] | 10931.125 |  | 14.4447 |  |  |  | 868604.9883 |  | 0 |  | 2.0507 |  |  |  | 1.4326 | [11 empty] | 6.9108 |  | 31.047 |  | 7.7517 | [7 empty] | 232.8255 | [5 empty] | 1714.1422 | [15 empty] | 1072820.7166 |  | 595770.221 |  |  |  | 223.4581 |  | 1828.9208 |  |  |  | 364.6858 | [7 empty] | 383.9211 | [5 empty] | 4.2807 | [7 empty] | 11.2977 | [5 empty] | 7.6836 |  |  |  |  | 2024 | Chen, M., Zheng, Y., Chen, X., Yu, P., Zhang, G., Wu, Y., Huang, Y., Wang, X., Shu, L., Lin, Z. (2024). High-Cd sphalerite in the Pangxidong Pb-Zn-Ag deposit (Yunkai Domain, South China): Insight for physicochemical condition of orogenic-type deposit. Ore Geology Reviews, 167, 105974. |  | CHN | Guangdong
| Pangxidong Pb-Zn-Ag deposit |  | Metamorphic | Orogenic gold | orogenic-type polymetallic | Pb, Zn, Ag | Au | Pb, Zn, Ag, Au, Cd, In, Ga, Ge | Wang, Z.W., Zhou, Y.Z., 2002 |  | 1.37193021843697 | [6 empty] | ore material | polished section | grab | mineral separate | [5 empty] | mineralisation |  |  |  | sphalerite | [8 empty] | EMPA, LA-ICPMS | NWR 193 nm Ar F Excimer laser-ablation system paired with an iCAP RQ ICP-MS | Guangzhou Tuoyan Analytical Technology Co., Ltd. | A flow of 0.7 l/min of He carrier gas was introduced into the system, followed by mixing with 0.89 l/min of Ar make-up gas. The laser operated at a fluence of 3.5 J/cm2 and a spot size of 30 μm for a 45-second analysis, followed by a 40-second background measurement. | NIST SRM610, MASS-1, SRM 612, Ge8 | 15.0003 |  |  |  | 855.1359 |  | 6.7854 | [7 empty] | 37.5568 | [5 empty] | 6.729 | [5 empty] | 17.0744 | [5 empty] | 122.7545 | [9 empty] | 10193.9321 |  | 12.7627 |  |  |  | 825239.072 |  | 0 | [5 empty] | 1.4871 | [11 empty] | 6.7441 |  | 28.1508 |  | 6.8337 | [7 empty] | 221.2038 | [5 empty] | 1591.4942 | [15 empty] | 1055852.3144 |  | 556153.1485 |  |  |  | 224.136 | [5 empty] | 345.5549 | [7 empty] | 344.4007 | [5 empty] | 4.1701 | [7 empty] | 11.479 | [5 empty] | 14.8808 |  |  |  |  | 2024 | Chen, M., Zheng, Y., Chen, X., Yu, P., Zhang, G., Wu, Y., Huang, Y., Wang, X., Shu, L., Lin, Z. (2024). High-Cd sphalerite in the Pangxidong Pb-Zn-Ag deposit (Yunkai Domain, South China): Insight for physicochemical condition of orogenic-type deposit. Ore Geology Reviews, 167, 105974. |  | CHN | Guangdong
| Pangxidong Pb-Zn-Ag deposit |  | Metamorphic | Orogenic gold | orogenic-type polymetallic | Pb, Zn, Ag | Au | Pb, Zn, Ag, Au, Cd, In, Ga, Ge | Wang, Z.W., Zhou, Y.Z., 2002 |  | 1.36008584776081 | [6 empty] | ore material | polished section | grab | mineral separate | [5 empty] | mineralisation |  |  |  | sphalerite | [8 empty] | EMPA, LA-ICPMS | NWR 193 nm Ar F Excimer laser-ablation system paired with an iCAP RQ ICP-MS | Guangzhou Tuoyan Analytical Technology Co., Ltd. | A flow of 0.7 l/min of He carrier gas was introduced into the system, followed by mixing with 0.89 l/min of Ar make-up gas. The laser operated at a fluence of 3.5 J/cm2 and a spot size of 30 μm for a 45-second analysis, followed by a 40-second background measurement. | NIST SRM610, MASS-1, SRM 612, Ge8 | 12.7345 |  |  |  | 842.7474 |  | 6.6821 | [7 empty] | 35.6008 | [5 empty] | 6.8618 | [5 empty] | 16.245 | [5 empty] | 119.2619 | [9 empty] | 10018.4864 |  | 12.2879 |  |  |  | 814691.5408 |  | 0 | [5 empty] | 1.7428 | [11 empty] | 5.6017 |  | 27.6655 |  | 7.1162 | [7 empty] | 205.7723 | [5 empty] | 1566.6227 | [15 empty] | 1051632.5512 |  | 537541.2076 |  |  |  | 253.355 | [5 empty] | 341.6132 | [7 empty] | 366.7752 | [5 empty] | 3.833 | [7 empty] | 10.4407 | [5 empty] | 10.6665 |  |  |  |  | 2024 | Chen, M., Zheng, Y., Chen, X., Yu, P., Zhang, G., Wu, Y., Huang, Y., Wang, X., Shu, L., Lin, Z. (2024). High-Cd sphalerite in the Pangxidong Pb-Zn-Ag deposit (Yunkai Domain, South China): Insight for physicochemical condition of orogenic-type deposit. Ore Geology Reviews, 167, 105974. |  | CHN | Guangdong
| Pangxidong Pb-Zn-Ag deposit |  | Metamorphic | Orogenic gold | orogenic-type polymetallic | Pb, Zn, Ag | Au | Pb, Zn, Ag, Au, Cd, In, Ga, Ge | Wang, Z.W., Zhou, Y.Z., 2002 |  | 1.28460724416808 | [6 empty] | ore material | polished section | grab | mineral separate | [5 empty] | mineralisation |  |  |  | sphalerite | [8 empty] | EMPA, LA-ICPMS | NWR 193 nm Ar F Excimer laser-ablation system paired with an iCAP RQ ICP-MS | Guangzhou Tuoyan Analytical Technology Co., Ltd. | A flow of 0.7 l/min of He carrier gas was introduced into the system, followed by mixing with 0.89 l/min of Ar make-up gas. The laser operated at a fluence of 3.5 J/cm2 and a spot size of 30 μm for a 45-second analysis, followed by a 40-second background measurement. | NIST SRM610, MASS-1, SRM 612, Ge8 | 14.7479 |  |  |  | 894.8513 |  | 6.8238 | [7 empty] | 38.9769 | [5 empty] | 7.0794 | [5 empty] | 17.7509 | [5 empty] | 128.9876 | [9 empty] | 10848.4489 |  | 13.9693 |  |  |  | 852160.6109 |  | 0 | [5 empty] | 1.4847 | [11 empty] | 8.0217 |  | 30.5754 |  | 6.7575 | [7 empty] | 236.5289 | [5 empty] | 1667.3925 | [15 empty] | 1057963.3211 |  | 584838.8132 |  |  |  | 223.4348 | [5 empty] | 364.8096 | [7 empty] | 365.7338 | [5 empty] | 3.9405 |  |  |  | 0.005593 |  |  |  | 12.5377 | [5 empty] | 7.9516 |  |  |  |  | 2024 | Chen, M., Zheng, Y., Chen, X., Yu, P., Zhang, G., Wu, Y., Huang, Y., Wang, X., Shu, L., Lin, Z. (2024). High-Cd sphalerite in the Pangxidong Pb-Zn-Ag deposit (Yunkai Domain, South China): Insight for physicochemical condition of orogenic-type deposit. Ore Geology Reviews, 167, 105974. |  | CHN | Guangdong
| Pangxidong Pb-Zn-Ag deposit |  | Metamorphic | Orogenic gold | orogenic-type polymetallic | Pb, Zn, Ag | Au | Pb, Zn, Ag, Au, Cd, In, Ga, Ge | Wang, Z.W., Zhou, Y.Z., 2002 |  | 1.25776391064602 | [6 empty] | ore material | polished section | grab | mineral separate | [5 empty] | mineralisation |  |  |  | sphalerite | [8 empty] | EMPA, LA-ICPMS | NWR 193 nm Ar F Excimer laser-ablation system paired with an iCAP RQ ICP-MS | Guangzhou Tuoyan Analytical Technology Co., Ltd. | A flow of 0.7 l/min of He carrier gas was introduced into the system, followed by mixing with 0.89 l/min of Ar make-up gas. The laser operated at a fluence of 3.5 J/cm2 and a spot size of 30 μm for a 45-second analysis, followed by a 40-second background measurement. | NIST SRM610, MASS-1, SRM 612, Ge8 | 13.9894 |  |  |  | 857.7108 |  | 7.5507 | [7 empty] | 38.057 | [5 empty] | 6.5106 | [5 empty] | 17.2537 | [5 empty] | 115.4312 | [9 empty] | 10261.8196 |  | 13.5372 |  |  |  | 817356.1382 |  | 0 | [5 empty] | 1.4951 | [11 empty] | 5.9071 |  | 26.8235 |  | 7.9603 | [7 empty] | 216.1491 | [5 empty] | 1602.0242 | [15 empty] | 1029493.522 |  | 555623.0716 |  |  |  | 209.9996 | [5 empty] | 345.5884 | [7 empty] | 367.4887 | [5 empty] | 4.1425 |  |  |  | 0.019397 |  |  |  | 11.9125 | [5 empty] | 9.7093 |  |  |  |  | 2024 | Chen, M., Zheng, Y., Chen, X., Yu, P., Zhang, G., Wu, Y., Huang, Y., Wang, X., Shu, L., Lin, Z. (2024). High-Cd sphalerite in the Pangxidong Pb-Zn-Ag deposit (Yunkai Domain, South China): Insight for physicochemical condition of orogenic-type deposit. Ore Geology Reviews, 167, 105974. |  | CHN | Guangdong
| Pangxidong Pb-Zn-Ag deposit |  | Metamorphic | Orogenic gold | orogenic-type polymetallic | Pb, Zn, Ag | Au | Pb, Zn, Ag, Au, Cd, In, Ga, Ge | Wang, Z.W., Zhou, Y.Z., 2002 |  | 1.40328764501332 | [6 empty] | ore material | polished section | grab | mineral separate | [5 empty] | mineralisation |  |  |  | sphalerite | [8 empty] | EMPA, LA-ICPMS | NWR 193 nm Ar F Excimer laser-ablation system paired with an iCAP RQ ICP-MS | Guangzhou Tuoyan Analytical Technology Co., Ltd. | A flow of 0.7 l/min of He carrier gas was introduced into the system, followed by mixing with 0.89 l/min of Ar make-up gas. The laser operated at a fluence of 3.5 J/cm2 and a spot size of 30 μm for a 45-second analysis, followed by a 40-second background measurement. | NIST SRM610, MASS-1, SRM 612, Ge8 | 12.5847 |  |  |  | 772.7644 |  | 6.4975 | [7 empty] | 34.5037 | [5 empty] | 8.835 | [5 empty] | 16.0354 | [5 empty] | 106.0485 | [9 empty] | 9457.3818 |  | 12.087 |  |  |  | 754249.3968 |  | 0 | [5 empty] | 1.3058 | [11 empty] | 4.8707 |  | 26.1991 |  | 6.3503 | [7 empty] | 192.1422 | [5 empty] | 1504.4168 | [15 empty] | 968813.7981 |  | 509339.2321 |  |  |  | 203.7217 |  | 1556.6879 |  |  |  | 319.3448 | [7 empty] | 338.4215 | [5 empty] | 3.7456 | [7 empty] | 10.8236 | [5 empty] | 9.9316 |  |  |  |  | 2024 | Chen, M., Zheng, Y., Chen, X., Yu, P., Zhang, G., Wu, Y., Huang, Y., Wang, X., Shu, L., Lin, Z. (2024). High-Cd sphalerite in the Pangxidong Pb-Zn-Ag deposit (Yunkai Domain, South China): Insight for physicochemical condition of orogenic-type deposit. Ore Geology Reviews, 167, 105974. |  | CHN | Guangdong
| Pangxidong Pb-Zn-Ag deposit |  | Metamorphic | Orogenic gold | orogenic-type polymetallic | Pb, Zn, Ag | Au | Pb, Zn, Ag, Au, Cd, In, Ga, Ge | Wang, Z.W., Zhou, Y.Z., 2002 |  | 20PXD-05A-Para-1@1 | [6 empty] | ore material | polished section | grab | mineral separate | [5 empty] | mineralisation |  |  |  | sphalerite |  |  | Sp A | [5 empty] | EPMA | NWR 193 nm Ar F Excimer laser-ablation system paired with an iCAP RQ ICP-MS | Guangzhou Tuoyan Analytical Technology Co., Ltd. | A flow of 0.7 l/min of He carrier gas was introduced into the system, followed by mixing with 0.89 l/min of Ar make-up gas. The laser operated at a fluence of 3.5 J/cm2 and a spot size of 30 μm for a 45-second analysis, followed by a 40-second background measurement. | NIST SRM610, MASS-1, SRM 612, Ge8 | [20 empty] | 7900 | [11 empty] | 300 | [9 empty] | 1400 | [27 empty] | 100 | [31 empty] | 318200 | [39 empty] | 658500 |  |  |  |  | 2024 | Chen, M., Zheng, Y., Chen, X., Yu, P., Zhang, G., Wu, Y., Huang, Y., Wang, X., Shu, L., Lin, Z. (2024). High-Cd sphalerite in the Pangxidong Pb-Zn-Ag deposit (Yunkai Domain, South China): Insight for physicochemical condition of orogenic-type deposit. Ore Geology Reviews, 167, 105974. |  | CHN | Guangdong
| Pangxidong Pb-Zn-Ag deposit |  | Metamorphic | Orogenic gold | orogenic-type polymetallic | Pb, Zn, Ag | Au | Pb, Zn, Ag, Au, Cd, In, Ga, Ge | Wang, Z.W., Zhou, Y.Z., 2002 |  | 20PXD-05A-Para-1@2 | [6 empty] | ore material | polished section | grab | mineral separate | [5 empty] | mineralisation |  |  |  | sphalerite |  |  | Sp A | [5 empty] | EPMA | NWR 193 nm Ar F Excimer laser-ablation system paired with an iCAP RQ ICP-MS | Guangzhou Tuoyan Analytical Technology Co., Ltd. | A flow of 0.7 l/min of He carrier gas was introduced into the system, followed by mixing with 0.89 l/min of Ar make-up gas. The laser operated at a fluence of 3.5 J/cm2 and a spot size of 30 μm for a 45-second analysis, followed by a 40-second background measurement. | NIST SRM610, MASS-1, SRM 612, Ge8 | [20 empty] | 7500 | [11 empty] | 300 | [9 empty] | 2700 | [27 empty] | 100 | [31 empty] | 317100 | [39 empty] | 655300 |  |  |  |  | 2024 | Chen, M., Zheng, Y., Chen, X., Yu, P., Zhang, G., Wu, Y., Huang, Y., Wang, X., Shu, L., Lin, Z. (2024). High-Cd sphalerite in the Pangxidong Pb-Zn-Ag deposit (Yunkai Domain, South China): Insight for physicochemical condition of orogenic-type deposit. Ore Geology Reviews, 167, 105974. |  | CHN | Guangdong
| Pangxidong Pb-Zn-Ag deposit |  | Metamorphic | Orogenic gold | orogenic-type polymetallic | Pb, Zn, Ag | Au | Pb, Zn, Ag, Au, Cd, In, Ga, Ge | Wang, Z.W., Zhou, Y.Z., 2002 |  | 20PXD-05A-Para-1@3 | [6 empty] | ore material | polished section | grab | mineral separate | [5 empty] | mineralisation |  |  |  | sphalerite |  |  | Sp A | [5 empty] | EPMA | NWR 193 nm Ar F Excimer laser-ablation system paired with an iCAP RQ ICP-MS | Guangzhou Tuoyan Analytical Technology Co., Ltd. | A flow of 0.7 l/min of He carrier gas was introduced into the system, followed by mixing with 0.89 l/min of Ar make-up gas. The laser operated at a fluence of 3.5 J/cm2 and a spot size of 30 μm for a 45-second analysis, followed by a 40-second background measurement. | NIST SRM610, MASS-1, SRM 612, Ge8 | [20 empty] | 8300 | [11 empty] | 1000 | [9 empty] | 2700 | [27 empty] | 600 | [31 empty] | 319700 | [39 empty] | 656600 |  |  |  |  | 2024 | Chen, M., Zheng, Y., Chen, X., Yu, P., Zhang, G., Wu, Y., Huang, Y., Wang, X., Shu, L., Lin, Z. (2024). High-Cd sphalerite in the Pangxidong Pb-Zn-Ag deposit (Yunkai Domain, South China): Insight for physicochemical condition of orogenic-type deposit. Ore Geology Reviews, 167, 105974. |  | CHN | Guangdong
| Pangxidong Pb-Zn-Ag deposit |  | Metamorphic | Orogenic gold | orogenic-type polymetallic | Pb, Zn, Ag | Au | Pb, Zn, Ag, Au, Cd, In, Ga, Ge | Wang, Z.W., Zhou, Y.Z., 2002 |  | 20PXD-05A-Para-1@4 | [6 empty] | ore material | polished section | grab | mineral separate | [5 empty] | mineralisation |  |  |  | sphalerite |  |  | Sp A | [5 empty] | EPMA | NWR 193 nm Ar F Excimer laser-ablation system paired with an iCAP RQ ICP-MS | Guangzhou Tuoyan Analytical Technology Co., Ltd. | A flow of 0.7 l/min of He carrier gas was introduced into the system, followed by mixing with 0.89 l/min of Ar make-up gas. The laser operated at a fluence of 3.5 J/cm2 and a spot size of 30 μm for a 45-second analysis, followed by a 40-second background measurement. | NIST SRM610, MASS-1, SRM 612, Ge8 | [20 empty] | 7900 | [11 empty] | 300 | [9 empty] | 1700 | [27 empty] | 300 | [31 empty] | 320900 | [39 empty] | 652800 |  |  |  |  | 2024 | Chen, M., Zheng, Y., Chen, X., Yu, P., Zhang, G., Wu, Y., Huang, Y., Wang, X., Shu, L., Lin, Z. (2024). High-Cd sphalerite in the Pangxidong Pb-Zn-Ag deposit (Yunkai Domain, South China): Insight for physicochemical condition of orogenic-type deposit. Ore Geology Reviews, 167, 105974. |  | CHN | Guangdong
| Pangxidong Pb-Zn-Ag deposit |  | Metamorphic | Orogenic gold | orogenic-type polymetallic | Pb, Zn, Ag | Au | Pb, Zn, Ag, Au, Cd, In, Ga, Ge | Wang, Z.W., Zhou, Y.Z., 2002 |  | 20PXD-05A-Vert-1@1 | [6 empty] | ore material | polished section | grab | mineral separate | [5 empty] | mineralisation |  |  |  | sphalerite |  |  | Sp A | [5 empty] | EPMA | NWR 193 nm Ar F Excimer laser-ablation system paired with an iCAP RQ ICP-MS | Guangzhou Tuoyan Analytical Technology Co., Ltd. | A flow of 0.7 l/min of He carrier gas was introduced into the system, followed by mixing with 0.89 l/min of Ar make-up gas. The laser operated at a fluence of 3.5 J/cm2 and a spot size of 30 μm for a 45-second analysis, followed by a 40-second background measurement. | NIST SRM610, MASS-1, SRM 612, Ge8 | [20 empty] | 5900 | [11 empty] | 5700 | [9 empty] | 9100 | [27 empty] | 300 | [31 empty] | 325400 | [39 empty] | 647200 |  |  |  |  | 2024 | Chen, M., Zheng, Y., Chen, X., Yu, P., Zhang, G., Wu, Y., Huang, Y., Wang, X., Shu, L., Lin, Z. (2024). High-Cd sphalerite in the Pangxidong Pb-Zn-Ag deposit (Yunkai Domain, South China): Insight for physicochemical condition of orogenic-type deposit. Ore Geology Reviews, 167, 105974. |  | CHN | Guangdong
| Pangxidong Pb-Zn-Ag deposit |  | Metamorphic | Orogenic gold | orogenic-type polymetallic | Pb, Zn, Ag | Au | Pb, Zn, Ag, Au, Cd, In, Ga, Ge | Wang, Z.W., Zhou, Y.Z., 2002 |  | 20PXD-05A-Vert-1@2 | [6 empty] | ore material | polished section | grab | mineral separate | [5 empty] | mineralisation |  |  |  | sphalerite |  |  | Sp A | [5 empty] | EPMA | NWR 193 nm Ar F Excimer laser-ablation system paired with an iCAP RQ ICP-MS | Guangzhou Tuoyan Analytical Technology Co., Ltd. | A flow of 0.7 l/min of He carrier gas was introduced into the system, followed by mixing with 0.89 l/min of Ar make-up gas. The laser operated at a fluence of 3.5 J/cm2 and a spot size of 30 μm for a 45-second analysis, followed by a 40-second background measurement. | NIST SRM610, MASS-1, SRM 612, Ge8 | [20 empty] | 6200 | [11 empty] | 1800 | [9 empty] | 8800 | [27 empty] | 300 | [31 empty] | 323900 | [39 empty] | 648600 |  |  |  |  | 2024 | Chen, M., Zheng, Y., Chen, X., Yu, P., Zhang, G., Wu, Y., Huang, Y., Wang, X., Shu, L., Lin, Z. (2024). High-Cd sphalerite in the Pangxidong Pb-Zn-Ag deposit (Yunkai Domain, South China): Insight for physicochemical condition of orogenic-type deposit. Ore Geology Reviews, 167, 105974. |  | CHN | Guangdong
| Pangxidong Pb-Zn-Ag deposit |  | Metamorphic | Orogenic gold | orogenic-type polymetallic | Pb, Zn, Ag | Au | Pb, Zn, Ag, Au, Cd, In, Ga, Ge | Wang, Z.W., Zhou, Y.Z., 2002 |  | 20PXD-05A-Vert-1@3 | [6 empty] | ore material | polished section | grab | mineral separate | [5 empty] | mineralisation |  |  |  | sphalerite |  |  | Sp A | [5 empty] | EPMA | NWR 193 nm Ar F Excimer laser-ablation system paired with an iCAP RQ ICP-MS | Guangzhou Tuoyan Analytical Technology Co., Ltd. | A flow of 0.7 l/min of He carrier gas was introduced into the system, followed by mixing with 0.89 l/min of Ar make-up gas. The laser operated at a fluence of 3.5 J/cm2 and a spot size of 30 μm for a 45-second analysis, followed by a 40-second background measurement. | NIST SRM610, MASS-1, SRM 612, Ge8 | [20 empty] | 7100 | [11 empty] | 4800 | [9 empty] | 8200 | [27 empty] | 500 | [31 empty] | 325000 | [39 empty] | 648300 |  |  |  |  | 2024 | Chen, M., Zheng, Y., Chen, X., Yu, P., Zhang, G., Wu, Y., Huang, Y., Wang, X., Shu, L., Lin, Z. (2024). High-Cd sphalerite in the Pangxidong Pb-Zn-Ag deposit (Yunkai Domain, South China): Insight for physicochemical condition of orogenic-type deposit. Ore Geology Reviews, 167, 105974. |  | CHN | Guangdong
| Pangxidong Pb-Zn-Ag deposit |  | Metamorphic | Orogenic gold | orogenic-type polymetallic | Pb, Zn, Ag | Au | Pb, Zn, Ag, Au, Cd, In, Ga, Ge | Wang, Z.W., Zhou, Y.Z., 2002 |  | 20PXD-05A-Vert-1@4 | [6 empty] | ore material | polished section | grab | mineral separate | [5 empty] | mineralisation |  |  |  | sphalerite |  |  | Sp A | [5 empty] | EPMA | NWR 193 nm Ar F Excimer laser-ablation system paired with an iCAP RQ ICP-MS | Guangzhou Tuoyan Analytical Technology Co., Ltd. | A flow of 0.7 l/min of He carrier gas was introduced into the system, followed by mixing with 0.89 l/min of Ar make-up gas. The laser operated at a fluence of 3.5 J/cm2 and a spot size of 30 μm for a 45-second analysis, followed by a 40-second background measurement. | NIST SRM610, MASS-1, SRM 612, Ge8 | [20 empty] | 6400 | [11 empty] | 6600 | [9 empty] | 9100 | [27 empty] | 200 | [31 empty] | 327500 | [39 empty] | 647200 |  |  |  |  | 2024 | Chen, M., Zheng, Y., Chen, X., Yu, P., Zhang, G., Wu, Y., Huang, Y., Wang, X., Shu, L., Lin, Z. (2024). High-Cd sphalerite in the Pangxidong Pb-Zn-Ag deposit (Yunkai Domain, South China): Insight for physicochemical condition of orogenic-type deposit. Ore Geology Reviews, 167, 105974. |  | CHN | Guangdong
| Pangxidong Pb-Zn-Ag deposit |  | Metamorphic | Orogenic gold | orogenic-type polymetallic | Pb, Zn, Ag | Au | Pb, Zn, Ag, Au, Cd, In, Ga, Ge | Wang, Z.W., Zhou, Y.Z., 2002 |  | 20PXD-01A-1@1 | [6 empty] | ore material | polished section | grab | mineral separate | [5 empty] | mineralisation |  |  |  | sphalerite |  |  | Sp A | [5 empty] | EPMA | NWR 193 nm Ar F Excimer laser-ablation system paired with an iCAP RQ ICP-MS | Guangzhou Tuoyan Analytical Technology Co., Ltd. | A flow of 0.7 l/min of He carrier gas was introduced into the system, followed by mixing with 0.89 l/min of Ar make-up gas. The laser operated at a fluence of 3.5 J/cm2 and a spot size of 30 μm for a 45-second analysis, followed by a 40-second background measurement. | NIST SRM610, MASS-1, SRM 612, Ge8 | [20 empty] | 12600 | [11 empty] | 1000 | [9 empty] | 2100 | [27 empty] | 300 | [31 empty] | 327700 | [39 empty] | 646600 |  |  |  |  | 2024 | Chen, M., Zheng, Y., Chen, X., Yu, P., Zhang, G., Wu, Y., Huang, Y., Wang, X., Shu, L., Lin, Z. (2024). High-Cd sphalerite in the Pangxidong Pb-Zn-Ag deposit (Yunkai Domain, South China): Insight for physicochemical condition of orogenic-type deposit. Ore Geology Reviews, 167, 105974. |  | CHN | Guangdong
| Pangxidong Pb-Zn-Ag deposit |  | Metamorphic | Orogenic gold | orogenic-type polymetallic | Pb, Zn, Ag | Au | Pb, Zn, Ag, Au, Cd, In, Ga, Ge | Wang, Z.W., Zhou, Y.Z., 2002 |  | 20PXD-01A-1@2 | [6 empty] | ore material | polished section | grab | mineral separate | [5 empty] | mineralisation |  |  |  | sphalerite |  |  | Sp A | [5 empty] | EPMA | NWR 193 nm Ar F Excimer laser-ablation system paired with an iCAP RQ ICP-MS | Guangzhou Tuoyan Analytical Technology Co., Ltd. | A flow of 0.7 l/min of He carrier gas was introduced into the system, followed by mixing with 0.89 l/min of Ar make-up gas. The laser operated at a fluence of 3.5 J/cm2 and a spot size of 30 μm for a 45-second analysis, followed by a 40-second background measurement. | NIST SRM610, MASS-1, SRM 612, Ge8 | [20 empty] | 29500 | [11 empty] | 1500 | [9 empty] | 3900 | [27 empty] | 100 | [31 empty] | 318500 | [39 empty] | 635900 |  |  |  |  | 2024 | Chen, M., Zheng, Y., Chen, X., Yu, P., Zhang, G., Wu, Y., Huang, Y., Wang, X., Shu, L., Lin, Z. (2024). High-Cd sphalerite in the Pangxidong Pb-Zn-Ag deposit (Yunkai Domain, South China): Insight for physicochemical condition of orogenic-type deposit. Ore Geology Reviews, 167, 105974. |  | CHN | Guangdong
| Pangxidong Pb-Zn-Ag deposit |  | Metamorphic | Orogenic gold | orogenic-type polymetallic | Pb, Zn, Ag | Au | Pb, Zn, Ag, Au, Cd, In, Ga, Ge | Wang, Z.W., Zhou, Y.Z., 2002 |  | 20PXD-01A-1@3 | [6 empty] | ore material | polished section | grab | mineral separate | [5 empty] | mineralisation |  |  |  | sphalerite |  |  | Sp A | [5 empty] | EPMA | NWR 193 nm Ar F Excimer laser-ablation system paired with an iCAP RQ ICP-MS | Guangzhou Tuoyan Analytical Technology Co., Ltd. | A flow of 0.7 l/min of He carrier gas was introduced into the system, followed by mixing with 0.89 l/min of Ar make-up gas. The laser operated at a fluence of 3.5 J/cm2 and a spot size of 30 μm for a 45-second analysis, followed by a 40-second background measurement. | NIST SRM610, MASS-1, SRM 612, Ge8 | [20 empty] | 45000 | [11 empty] | 2500 | [9 empty] | 3300 | [27 empty] | 0 | [31 empty] | 314600 | [39 empty] | 621400 |  |  |  |  | 2024 | Chen, M., Zheng, Y., Chen, X., Yu, P., Zhang, G., Wu, Y., Huang, Y., Wang, X., Shu, L., Lin, Z. (2024). High-Cd sphalerite in the Pangxidong Pb-Zn-Ag deposit (Yunkai Domain, South China): Insight for physicochemical condition of orogenic-type deposit. Ore Geology Reviews, 167, 105974. |  | CHN | Guangdong
| Pangxidong Pb-Zn-Ag deposit |  | Metamorphic | Orogenic gold | orogenic-type polymetallic | Pb, Zn, Ag | Au | Pb, Zn, Ag, Au, Cd, In, Ga, Ge | Wang, Z.W., Zhou, Y.Z., 2002 |  | 20PXD-01A-1@4 | [6 empty] | ore material | polished section | grab | mineral separate | [5 empty] | mineralisation |  |  |  | sphalerite |  |  | Sp A | [5 empty] | EPMA | NWR 193 nm Ar F Excimer laser-ablation system paired with an iCAP RQ ICP-MS | Guangzhou Tuoyan Analytical Technology Co., Ltd. | A flow of 0.7 l/min of He carrier gas was introduced into the system, followed by mixing with 0.89 l/min of Ar make-up gas. The laser operated at a fluence of 3.5 J/cm2 and a spot size of 30 μm for a 45-second analysis, followed by a 40-second background measurement. | NIST SRM610, MASS-1, SRM 612, Ge8 | [20 empty] | 24200 | [11 empty] | 2300 | [9 empty] | 3700 | [27 empty] | 100 | [31 empty] | 322400 | [39 empty] | 640200 |  |  |  |  | 2024 | Chen, M., Zheng, Y., Chen, X., Yu, P., Zhang, G., Wu, Y., Huang, Y., Wang, X., Shu, L., Lin, Z. (2024). High-Cd sphalerite in the Pangxidong Pb-Zn-Ag deposit (Yunkai Domain, South China): Insight for physicochemical condition of orogenic-type deposit. Ore Geology Reviews, 167, 105974. |  | CHN | Guangdong
| Pangxidong Pb-Zn-Ag deposit |  | Metamorphic | Orogenic gold | orogenic-type polymetallic | Pb, Zn, Ag | Au | Pb, Zn, Ag, Au, Cd, In, Ga, Ge | Wang, Z.W., Zhou, Y.Z., 2002 |  | 20PXD-01A-1@5 | [6 empty] | ore material | polished section | grab | mineral separate | [5 empty] | mineralisation |  |  |  | sphalerite |  |  | Sp A | [5 empty] | EPMA | NWR 193 nm Ar F Excimer laser-ablation system paired with an iCAP RQ ICP-MS | Guangzhou Tuoyan Analytical Technology Co., Ltd. | A flow of 0.7 l/min of He carrier gas was introduced into the system, followed by mixing with 0.89 l/min of Ar make-up gas. The laser operated at a fluence of 3.5 J/cm2 and a spot size of 30 μm for a 45-second analysis, followed by a 40-second background measurement. | NIST SRM610, MASS-1, SRM 612, Ge8 | [20 empty] | 49900 | [11 empty] | 2200 | [9 empty] | 2900 | [27 empty] | 100 | [31 empty] | 315600 | [39 empty] | 620700 |  |  |  |  | 2024 | Chen, M., Zheng, Y., Chen, X., Yu, P., Zhang, G., Wu, Y., Huang, Y., Wang, X., Shu, L., Lin, Z. (2024). High-Cd sphalerite in the Pangxidong Pb-Zn-Ag deposit (Yunkai Domain, South China): Insight for physicochemical condition of orogenic-type deposit. Ore Geology Reviews, 167, 105974. |  | CHN | Guangdong
| Pangxidong Pb-Zn-Ag deposit |  | Metamorphic | Orogenic gold | orogenic-type polymetallic | Pb, Zn, Ag | Au | Pb, Zn, Ag, Au, Cd, In, Ga, Ge | Wang, Z.W., Zhou, Y.Z., 2002 |  | 20PXD-01A-2@1 | [6 empty] | ore material | polished section | grab | mineral separate | [5 empty] | mineralisation |  |  |  | sphalerite |  |  | Sp A | [5 empty] | EPMA | NWR 193 nm Ar F Excimer laser-ablation system paired with an iCAP RQ ICP-MS | Guangzhou Tuoyan Analytical Technology Co., Ltd. | A flow of 0.7 l/min of He carrier gas was introduced into the system, followed by mixing with 0.89 l/min of Ar make-up gas. The laser operated at a fluence of 3.5 J/cm2 and a spot size of 30 μm for a 45-second analysis, followed by a 40-second background measurement. | NIST SRM610, MASS-1, SRM 612, Ge8 | [20 empty] | 10600 | [11 empty] | 100 | [9 empty] | 1800 | [27 empty] | 0 | [31 empty] | 324500 | [39 empty] | 654300 |  |  |  |  | 2024 | Chen, M., Zheng, Y., Chen, X., Yu, P., Zhang, G., Wu, Y., Huang, Y., Wang, X., Shu, L., Lin, Z. (2024). High-Cd sphalerite in the Pangxidong Pb-Zn-Ag deposit (Yunkai Domain, South China): Insight for physicochemical condition of orogenic-type deposit. Ore Geology Reviews, 167, 105974. |  | CHN | Guangdong
| Pangxidong Pb-Zn-Ag deposit |  | Metamorphic | Orogenic gold | orogenic-type polymetallic | Pb, Zn, Ag | Au | Pb, Zn, Ag, Au, Cd, In, Ga, Ge | Wang, Z.W., Zhou, Y.Z., 2002 |  | 20PXD-01A-2@2 | [6 empty] | ore material | polished section | grab | mineral separate | [5 empty] | mineralisation |  |  |  | sphalerite |  |  | Sp A | [5 empty] | EPMA | NWR 193 nm Ar F Excimer laser-ablation system paired with an iCAP RQ ICP-MS | Guangzhou Tuoyan Analytical Technology Co., Ltd. | A flow of 0.7 l/min of He carrier gas was introduced into the system, followed by mixing with 0.89 l/min of Ar make-up gas. The laser operated at a fluence of 3.5 J/cm2 and a spot size of 30 μm for a 45-second analysis, followed by a 40-second background measurement. | NIST SRM610, MASS-1, SRM 612, Ge8 | [20 empty] | 13800 | [11 empty] | 3900 | [9 empty] | 4100 | [27 empty] | 300 | [31 empty] | 322500 | [39 empty] | 641400 |  |  |  |  | 2024 | Chen, M., Zheng, Y., Chen, X., Yu, P., Zhang, G., Wu, Y., Huang, Y., Wang, X., Shu, L., Lin, Z. (2024). High-Cd sphalerite in the Pangxidong Pb-Zn-Ag deposit (Yunkai Domain, South China): Insight for physicochemical condition of orogenic-type deposit. Ore Geology Reviews, 167, 105974. |  | CHN | Guangdong
| Pangxidong Pb-Zn-Ag deposit |  | Metamorphic | Orogenic gold | orogenic-type polymetallic | Pb, Zn, Ag | Au | Pb, Zn, Ag, Au, Cd, In, Ga, Ge | Wang, Z.W., Zhou, Y.Z., 2002 |  | 20PXD-01A-2@3 | [6 empty] | ore material | polished section | grab | mineral separate | [5 empty] | mineralisation |  |  |  | sphalerite |  |  | Sp A | [5 empty] | EPMA | NWR 193 nm Ar F Excimer laser-ablation system paired with an iCAP RQ ICP-MS | Guangzhou Tuoyan Analytical Technology Co., Ltd. | A flow of 0.7 l/min of He carrier gas was introduced into the system, followed by mixing with 0.89 l/min of Ar make-up gas. The laser operated at a fluence of 3.5 J/cm2 and a spot size of 30 μm for a 45-second analysis, followed by a 40-second background measurement. | NIST SRM610, MASS-1, SRM 612, Ge8 | [20 empty] | 13400 | [11 empty] | 3600 | [9 empty] | 3800 | [27 empty] | 300 | [31 empty] | 323800 | [39 empty] | 635300 |  |  |  |  | 2024 | Chen, M., Zheng, Y., Chen, X., Yu, P., Zhang, G., Wu, Y., Huang, Y., Wang, X., Shu, L., Lin, Z. (2024). High-Cd sphalerite in the Pangxidong Pb-Zn-Ag deposit (Yunkai Domain, South China): Insight for physicochemical condition of orogenic-type deposit. Ore Geology Reviews, 167, 105974. |  | CHN | Guangdong
| Pangxidong Pb-Zn-Ag deposit |  | Metamorphic | Orogenic gold | orogenic-type polymetallic | Pb, Zn, Ag | Au | Pb, Zn, Ag, Au, Cd, In, Ga, Ge | Wang, Z.W., Zhou, Y.Z., 2002 |  | 20PXD-01A-2@4 | [6 empty] | ore material | polished section | grab | mineral separate | [5 empty] | mineralisation |  |  |  | sphalerite |  |  | Sp A | [5 empty] | EPMA | NWR 193 nm Ar F Excimer laser-ablation system paired with an iCAP RQ ICP-MS | Guangzhou Tuoyan Analytical Technology Co., Ltd. | A flow of 0.7 l/min of He carrier gas was introduced into the system, followed by mixing with 0.89 l/min of Ar make-up gas. The laser operated at a fluence of 3.5 J/cm2 and a spot size of 30 μm for a 45-second analysis, followed by a 40-second background measurement. | NIST SRM610, MASS-1, SRM 612, Ge8 | [20 empty] | 14100 | [11 empty] | 2300 | [9 empty] | 3100 | [27 empty] | 400 | [31 empty] | 321700 | [39 empty] | 647100 |  |  |  |  | 2024 | Chen, M., Zheng, Y., Chen, X., Yu, P., Zhang, G., Wu, Y., Huang, Y., Wang, X., Shu, L., Lin, Z. (2024). High-Cd sphalerite in the Pangxidong Pb-Zn-Ag deposit (Yunkai Domain, South China): Insight for physicochemical condition of orogenic-type deposit. Ore Geology Reviews, 167, 105974. |  | CHN | Guangdong
| Pangxidong Pb-Zn-Ag deposit |  | Metamorphic | Orogenic gold | orogenic-type polymetallic | Pb, Zn, Ag | Au | Pb, Zn, Ag, Au, Cd, In, Ga, Ge | Wang, Z.W., Zhou, Y.Z., 2002 |  | 20PXD-01A-3@1 | [6 empty] | ore material | polished section | grab | mineral separate | [5 empty] | mineralisation |  |  |  | sphalerite |  |  | Sp A | [5 empty] | EPMA | NWR 193 nm Ar F Excimer laser-ablation system paired with an iCAP RQ ICP-MS | Guangzhou Tuoyan Analytical Technology Co., Ltd. | A flow of 0.7 l/min of He carrier gas was introduced into the system, followed by mixing with 0.89 l/min of Ar make-up gas. The laser operated at a fluence of 3.5 J/cm2 and a spot size of 30 μm for a 45-second analysis, followed by a 40-second background measurement. | NIST SRM610, MASS-1, SRM 612, Ge8 | [20 empty] | 11100 | [11 empty] | 3800 | [9 empty] | 4300 | [27 empty] | 300 | [31 empty] | 324200 | [39 empty] | 640900 |  |  |  |  | 2024 | Chen, M., Zheng, Y., Chen, X., Yu, P., Zhang, G., Wu, Y., Huang, Y., Wang, X., Shu, L., Lin, Z. (2024). High-Cd sphalerite in the Pangxidong Pb-Zn-Ag deposit (Yunkai Domain, South China): Insight for physicochemical condition of orogenic-type deposit. Ore Geology Reviews, 167, 105974. |  | CHN | Guangdong
| Pangxidong Pb-Zn-Ag deposit |  | Metamorphic | Orogenic gold | orogenic-type polymetallic | Pb, Zn, Ag | Au | Pb, Zn, Ag, Au, Cd, In, Ga, Ge | Wang, Z.W., Zhou, Y.Z., 2002 |  | 20PXD-01A-4@1 | [6 empty] | ore material | polished section | grab | mineral separate | [5 empty] | mineralisation |  |  |  | sphalerite |  |  | Sp A | [5 empty] | EPMA | NWR 193 nm Ar F Excimer laser-ablation system paired with an iCAP RQ ICP-MS | Guangzhou Tuoyan Analytical Technology Co., Ltd. | A flow of 0.7 l/min of He carrier gas was introduced into the system, followed by mixing with 0.89 l/min of Ar make-up gas. The laser operated at a fluence of 3.5 J/cm2 and a spot size of 30 μm for a 45-second analysis, followed by a 40-second background measurement. | NIST SRM610, MASS-1, SRM 612, Ge8 | [20 empty] | 10900 | [11 empty] | 400 | [9 empty] | 1400 | [27 empty] | 100 | [31 empty] | 322500 | [39 empty] | 648900 |  |  |  |  | 2024 | Chen, M., Zheng, Y., Chen, X., Yu, P., Zhang, G., Wu, Y., Huang, Y., Wang, X., Shu, L., Lin, Z. (2024). High-Cd sphalerite in the Pangxidong Pb-Zn-Ag deposit (Yunkai Domain, South China): Insight for physicochemical condition of orogenic-type deposit. Ore Geology Reviews, 167, 105974. |  | CHN | Guangdong
| Pangxidong Pb-Zn-Ag deposit |  | Metamorphic | Orogenic gold | orogenic-type polymetallic | Pb, Zn, Ag | Au | Pb, Zn, Ag, Au, Cd, In, Ga, Ge | Wang, Z.W., Zhou, Y.Z., 2002 |  | 20PXD-01A-4@2 | [6 empty] | ore material | polished section | grab | mineral separate | [5 empty] | mineralisation |  |  |  | sphalerite |  |  | Sp A | [5 empty] | EPMA | NWR 193 nm Ar F Excimer laser-ablation system paired with an iCAP RQ ICP-MS | Guangzhou Tuoyan Analytical Technology Co., Ltd. | A flow of 0.7 l/min of He carrier gas was introduced into the system, followed by mixing with 0.89 l/min of Ar make-up gas. The laser operated at a fluence of 3.5 J/cm2 and a spot size of 30 μm for a 45-second analysis, followed by a 40-second background measurement. | NIST SRM610, MASS-1, SRM 612, Ge8 | [20 empty] | 9900 | [11 empty] | 1900 | [9 empty] | 4500 | [27 empty] | 500 | [31 empty] | 324500 | [39 empty] | 651600 |  |  |  |  | 2024 | Chen, M., Zheng, Y., Chen, X., Yu, P., Zhang, G., Wu, Y., Huang, Y., Wang, X., Shu, L., Lin, Z. (2024). High-Cd sphalerite in the Pangxidong Pb-Zn-Ag deposit (Yunkai Domain, South China): Insight for physicochemical condition of orogenic-type deposit. Ore Geology Reviews, 167, 105974. |  | CHN | Guangdong
| Pangxidong Pb-Zn-Ag deposit |  | Metamorphic | Orogenic gold | orogenic-type polymetallic | Pb, Zn, Ag | Au | Pb, Zn, Ag, Au, Cd, In, Ga, Ge | Wang, Z.W., Zhou, Y.Z., 2002 |  | 20PXD-01A-4@3 | [6 empty] | ore material | polished section | grab | mineral separate | [5 empty] | mineralisation |  |  |  | sphalerite |  |  | Sp A | [5 empty] | EPMA | NWR 193 nm Ar F Excimer laser-ablation system paired with an iCAP RQ ICP-MS | Guangzhou Tuoyan Analytical Technology Co., Ltd. | A flow of 0.7 l/min of He carrier gas was introduced into the system, followed by mixing with 0.89 l/min of Ar make-up gas. The laser operated at a fluence of 3.5 J/cm2 and a spot size of 30 μm for a 45-second analysis, followed by a 40-second background measurement. | NIST SRM610, MASS-1, SRM 612, Ge8 | [20 empty] | 53300 | [11 empty] | 200 | [9 empty] | 2900 | [27 empty] | 0 | [31 empty] | 318300 | [39 empty] | 620100 |  |  |  |  | 2024 | Chen, M., Zheng, Y., Chen, X., Yu, P., Zhang, G., Wu, Y., Huang, Y., Wang, X., Shu, L., Lin, Z. (2024). High-Cd sphalerite in the Pangxidong Pb-Zn-Ag deposit (Yunkai Domain, South China): Insight for physicochemical condition of orogenic-type deposit. Ore Geology Reviews, 167, 105974. |  | CHN | Guangdong
| Pangxidong Pb-Zn-Ag deposit |  | Metamorphic | Orogenic gold | orogenic-type polymetallic | Pb, Zn, Ag | Au | Pb, Zn, Ag, Au, Cd, In, Ga, Ge | Wang, Z.W., Zhou, Y.Z., 2002 |  | 20PXD-01A-4@4 | [6 empty] | ore material | polished section | grab | mineral separate | [5 empty] | mineralisation |  |  |  | sphalerite |  |  | Sp A | [5 empty] | EPMA | NWR 193 nm Ar F Excimer laser-ablation system paired with an iCAP RQ ICP-MS | Guangzhou Tuoyan Analytical Technology Co., Ltd. | A flow of 0.7 l/min of He carrier gas was introduced into the system, followed by mixing with 0.89 l/min of Ar make-up gas. The laser operated at a fluence of 3.5 J/cm2 and a spot size of 30 μm for a 45-second analysis, followed by a 40-second background measurement. | NIST SRM610, MASS-1, SRM 612, Ge8 | [20 empty] | 54000 | [11 empty] | 100 | [9 empty] | 2600 | [27 empty] | 100 | [31 empty] | 315500 | [39 empty] | 615000 |  |  |  |  | 2024 | Chen, M., Zheng, Y., Chen, X., Yu, P., Zhang, G., Wu, Y., Huang, Y., Wang, X., Shu, L., Lin, Z. (2024). High-Cd sphalerite in the Pangxidong Pb-Zn-Ag deposit (Yunkai Domain, South China): Insight for physicochemical condition of orogenic-type deposit. Ore Geology Reviews, 167, 105974. |  | CHN | Guangdong
| Pangxidong Pb-Zn-Ag deposit |  | Metamorphic | Orogenic gold | orogenic-type polymetallic | Pb, Zn, Ag | Au | Pb, Zn, Ag, Au, Cd, In, Ga, Ge | Wang, Z.W., Zhou, Y.Z., 2002 |  | 20PXD-01A-4@5 | [6 empty] | ore material | polished section | grab | mineral separate | [5 empty] | mineralisation |  |  |  | sphalerite |  |  | Sp A | [5 empty] | EPMA | NWR 193 nm Ar F Excimer laser-ablation system paired with an iCAP RQ ICP-MS | Guangzhou Tuoyan Analytical Technology Co., Ltd. | A flow of 0.7 l/min of He carrier gas was introduced into the system, followed by mixing with 0.89 l/min of Ar make-up gas. The laser operated at a fluence of 3.5 J/cm2 and a spot size of 30 μm for a 45-second analysis, followed by a 40-second background measurement. | NIST SRM610, MASS-1, SRM 612, Ge8 | [20 empty] | 38400 | [11 empty] | 2800 | [9 empty] | 3800 | [27 empty] | 0 | [31 empty] | 318100 | [39 empty] | 629600 |  |  |  |  | 2024 | Chen, M., Zheng, Y., Chen, X., Yu, P., Zhang, G., Wu, Y., Huang, Y., Wang, X., Shu, L., Lin, Z. (2024). High-Cd sphalerite in the Pangxidong Pb-Zn-Ag deposit (Yunkai Domain, South China): Insight for physicochemical condition of orogenic-type deposit. Ore Geology Reviews, 167, 105974. |  | CHN | Guangdong
| Pangxidong Pb-Zn-Ag deposit |  | Metamorphic | Orogenic gold | orogenic-type polymetallic | Pb, Zn, Ag | Au | Pb, Zn, Ag, Au, Cd, In, Ga, Ge | Wang, Z.W., Zhou, Y.Z., 2002 |  | 20PXD-01A-4@6 | [6 empty] | ore material | polished section | grab | mineral separate | [5 empty] | mineralisation |  |  |  | sphalerite |  |  | Sp A | [5 empty] | EPMA | NWR 193 nm Ar F Excimer laser-ablation system paired with an iCAP RQ ICP-MS | Guangzhou Tuoyan Analytical Technology Co., Ltd. | A flow of 0.7 l/min of He carrier gas was introduced into the system, followed by mixing with 0.89 l/min of Ar make-up gas. The laser operated at a fluence of 3.5 J/cm2 and a spot size of 30 μm for a 45-second analysis, followed by a 40-second background measurement. | NIST SRM610, MASS-1, SRM 612, Ge8 | [20 empty] | 12500 | [11 empty] | 1200 | [9 empty] | 3100 | [27 empty] | 400 | [31 empty] | 323900 | [39 empty] | 649300 |  |  |  |  | 2024 | Chen, M., Zheng, Y., Chen, X., Yu, P., Zhang, G., Wu, Y., Huang, Y., Wang, X., Shu, L., Lin, Z. (2024). High-Cd sphalerite in the Pangxidong Pb-Zn-Ag deposit (Yunkai Domain, South China): Insight for physicochemical condition of orogenic-type deposit. Ore Geology Reviews, 167, 105974. |  | CHN | Guangdong
| Pangxidong Pb-Zn-Ag deposit |  | Metamorphic | Orogenic gold | orogenic-type polymetallic | Pb, Zn, Ag | Au | Pb, Zn, Ag, Au, Cd, In, Ga, Ge | Wang, Z.W., Zhou, Y.Z., 2002 |  | 20PXD-01A-5@1 | [6 empty] | ore material | polished section | grab | mineral separate | [5 empty] | mineralisation |  |  |  | sphalerite |  |  | Sp A | [5 empty] | EPMA | NWR 193 nm Ar F Excimer laser-ablation system paired with an iCAP RQ ICP-MS | Guangzhou Tuoyan Analytical Technology Co., Ltd. | A flow of 0.7 l/min of He carrier gas was introduced into the system, followed by mixing with 0.89 l/min of Ar make-up gas. The laser operated at a fluence of 3.5 J/cm2 and a spot size of 30 μm for a 45-second analysis, followed by a 40-second background measurement. | NIST SRM610, MASS-1, SRM 612, Ge8 | [20 empty] | 28800 | [11 empty] | 500 | [9 empty] | 3600 | [27 empty] | 0 | [31 empty] | 320700 | [39 empty] | 638200 |  |  |  |  | 2024 | Chen, M., Zheng, Y., Chen, X., Yu, P., Zhang, G., Wu, Y., Huang, Y., Wang, X., Shu, L., Lin, Z. (2024). High-Cd sphalerite in the Pangxidong Pb-Zn-Ag deposit (Yunkai Domain, South China): Insight for physicochemical condition of orogenic-type deposit. Ore Geology Reviews, 167, 105974. |  | CHN | Guangdong
| Pangxidong Pb-Zn-Ag deposit |  | Metamorphic | Orogenic gold | orogenic-type polymetallic | Pb, Zn, Ag | Au | Pb, Zn, Ag, Au, Cd, In, Ga, Ge | Wang, Z.W., Zhou, Y.Z., 2002 |  | 20PXD-01A-5@2 | [6 empty] | ore material | polished section | grab | mineral separate | [5 empty] | mineralisation |  |  |  | sphalerite |  |  | Sp A | [5 empty] | EPMA | NWR 193 nm Ar F Excimer laser-ablation system paired with an iCAP RQ ICP-MS | Guangzhou Tuoyan Analytical Technology Co., Ltd. | A flow of 0.7 l/min of He carrier gas was introduced into the system, followed by mixing with 0.89 l/min of Ar make-up gas. The laser operated at a fluence of 3.5 J/cm2 and a spot size of 30 μm for a 45-second analysis, followed by a 40-second background measurement. | NIST SRM610, MASS-1, SRM 612, Ge8 | [20 empty] | 23000 | [11 empty] | 700 | [9 empty] | 3600 | [27 empty] | 100 | [31 empty] | 325500 | [39 empty] | 645900 |  |  |  |  | 2024 | Chen, M., Zheng, Y., Chen, X., Yu, P., Zhang, G., Wu, Y., Huang, Y., Wang, X., Shu, L., Lin, Z. (2024). High-Cd sphalerite in the Pangxidong Pb-Zn-Ag deposit (Yunkai Domain, South China): Insight for physicochemical condition of orogenic-type deposit. Ore Geology Reviews, 167, 105974. |  | CHN | Guangdong
| Pangxidong Pb-Zn-Ag deposit |  | Metamorphic | Orogenic gold | orogenic-type polymetallic | Pb, Zn, Ag | Au | Pb, Zn, Ag, Au, Cd, In, Ga, Ge | Wang, Z.W., Zhou, Y.Z., 2002 |  | 20PXD-01A-5@3 | [6 empty] | ore material | polished section | grab | mineral separate | [5 empty] | mineralisation |  |  |  | sphalerite |  |  | Sp A | [5 empty] | EPMA | NWR 193 nm Ar F Excimer laser-ablation system paired with an iCAP RQ ICP-MS | Guangzhou Tuoyan Analytical Technology Co., Ltd. | A flow of 0.7 l/min of He carrier gas was introduced into the system, followed by mixing with 0.89 l/min of Ar make-up gas. The laser operated at a fluence of 3.5 J/cm2 and a spot size of 30 μm for a 45-second analysis, followed by a 40-second background measurement. | NIST SRM610, MASS-1, SRM 612, Ge8 | [20 empty] | 17800 | [11 empty] | 200 | [9 empty] | 3500 | [27 empty] | 100 | [31 empty] | 321200 | [39 empty] | 648900 |  |  |  |  | 2024 | Chen, M., Zheng, Y., Chen, X., Yu, P., Zhang, G., Wu, Y., Huang, Y., Wang, X., Shu, L., Lin, Z. (2024). High-Cd sphalerite in the Pangxidong Pb-Zn-Ag deposit (Yunkai Domain, South China): Insight for physicochemical condition of orogenic-type deposit. Ore Geology Reviews, 167, 105974. |  | CHN | Guangdong
| Pangxidong Pb-Zn-Ag deposit |  | Metamorphic | Orogenic gold | orogenic-type polymetallic | Pb, Zn, Ag | Au | Pb, Zn, Ag, Au, Cd, In, Ga, Ge | Wang, Z.W., Zhou, Y.Z., 2002 |  | 20PXD-01A-5@4 | [6 empty] | ore material | polished section | grab | mineral separate | [5 empty] | mineralisation |  |  |  | sphalerite |  |  | Sp A | [5 empty] | EPMA | NWR 193 nm Ar F Excimer laser-ablation system paired with an iCAP RQ ICP-MS | Guangzhou Tuoyan Analytical Technology Co., Ltd. | A flow of 0.7 l/min of He carrier gas was introduced into the system, followed by mixing with 0.89 l/min of Ar make-up gas. The laser operated at a fluence of 3.5 J/cm2 and a spot size of 30 μm for a 45-second analysis, followed by a 40-second background measurement. | NIST SRM610, MASS-1, SRM 612, Ge8 | [20 empty] | 10400 | [11 empty] | 1200 | [9 empty] | 3000 | [27 empty] | 200 | [31 empty] | 323900 | [39 empty] | 658700 |  |  |  |  | 2024 | Chen, M., Zheng, Y., Chen, X., Yu, P., Zhang, G., Wu, Y., Huang, Y., Wang, X., Shu, L., Lin, Z. (2024). High-Cd sphalerite in the Pangxidong Pb-Zn-Ag deposit (Yunkai Domain, South China): Insight for physicochemical condition of orogenic-type deposit. Ore Geology Reviews, 167, 105974. |  | CHN | Guangdong
| Pangxidong Pb-Zn-Ag deposit |  | Metamorphic | Orogenic gold | orogenic-type polymetallic | Pb, Zn, Ag | Au | Pb, Zn, Ag, Au, Cd, In, Ga, Ge | Wang, Z.W., Zhou, Y.Z., 2002 |  | 20PXD-01A-5@5 | [6 empty] | ore material | polished section | grab | mineral separate | [5 empty] | mineralisation |  |  |  | sphalerite |  |  | Sp A | [5 empty] | EPMA | NWR 193 nm Ar F Excimer laser-ablation system paired with an iCAP RQ ICP-MS | Guangzhou Tuoyan Analytical Technology Co., Ltd. | A flow of 0.7 l/min of He carrier gas was introduced into the system, followed by mixing with 0.89 l/min of Ar make-up gas. The laser operated at a fluence of 3.5 J/cm2 and a spot size of 30 μm for a 45-second analysis, followed by a 40-second background measurement. | NIST SRM610, MASS-1, SRM 612, Ge8 | [20 empty] | 48400 | [11 empty] | 200 | [9 empty] | 2900 | [27 empty] | 0 | [31 empty] | 317600 | [39 empty] | 614300 |  |  |  |  | 2024 | Chen, M., Zheng, Y., Chen, X., Yu, P., Zhang, G., Wu, Y., Huang, Y., Wang, X., Shu, L., Lin, Z. (2024). High-Cd sphalerite in the Pangxidong Pb-Zn-Ag deposit (Yunkai Domain, South China): Insight for physicochemical condition of orogenic-type deposit. Ore Geology Reviews, 167, 105974. |  | CHN | Guangdong
| Pangxidong Pb-Zn-Ag deposit |  | Metamorphic | Orogenic gold | orogenic-type polymetallic | Pb, Zn, Ag | Au | Pb, Zn, Ag, Au, Cd, In, Ga, Ge | Wang, Z.W., Zhou, Y.Z., 2002 |  | 20PXD-01A-5@6 | [6 empty] | ore material | polished section | grab | mineral separate | [5 empty] | mineralisation |  |  |  | sphalerite |  |  | Sp A | [5 empty] | EPMA | NWR 193 nm Ar F Excimer laser-ablation system paired with an iCAP RQ ICP-MS | Guangzhou Tuoyan Analytical Technology Co., Ltd. | A flow of 0.7 l/min of He carrier gas was introduced into the system, followed by mixing with 0.89 l/min of Ar make-up gas. The laser operated at a fluence of 3.5 J/cm2 and a spot size of 30 μm for a 45-second analysis, followed by a 40-second background measurement. | NIST SRM610, MASS-1, SRM 612, Ge8 | [20 empty] | 32300 | [11 empty] | 300 | [9 empty] | 2900 | [27 empty] | 100 | [31 empty] | 319600 | [39 empty] | 641400 |  |  |  |  | 2024 | Chen, M., Zheng, Y., Chen, X., Yu, P., Zhang, G., Wu, Y., Huang, Y., Wang, X., Shu, L., Lin, Z. (2024). High-Cd sphalerite in the Pangxidong Pb-Zn-Ag deposit (Yunkai Domain, South China): Insight for physicochemical condition of orogenic-type deposit. Ore Geology Reviews, 167, 105974. |  | CHN | Guangdong
| Pangxidong Pb-Zn-Ag deposit |  | Metamorphic | Orogenic gold | orogenic-type polymetallic | Pb, Zn, Ag | Au | Pb, Zn, Ag, Au, Cd, In, Ga, Ge | Wang, Z.W., Zhou, Y.Z., 2002 |  | 20PXD-01A-5@7 | [6 empty] | ore material | polished section | grab | mineral separate | [5 empty] | mineralisation |  |  |  | sphalerite |  |  | Sp A | [5 empty] | EPMA | NWR 193 nm Ar F Excimer laser-ablation system paired with an iCAP RQ ICP-MS | Guangzhou Tuoyan Analytical Technology Co., Ltd. | A flow of 0.7 l/min of He carrier gas was introduced into the system, followed by mixing with 0.89 l/min of Ar make-up gas. The laser operated at a fluence of 3.5 J/cm2 and a spot size of 30 μm for a 45-second analysis, followed by a 40-second background measurement. | NIST SRM610, MASS-1, SRM 612, Ge8 | [20 empty] | 27100 | [11 empty] | 1200 | [9 empty] | 2900 | [27 empty] | 100 | [31 empty] | 321600 | [39 empty] | 643200 |  |  |  |  | 2024 | Chen, M., Zheng, Y., Chen, X., Yu, P., Zhang, G., Wu, Y., Huang, Y., Wang, X., Shu, L., Lin, Z. (2024). High-Cd sphalerite in the Pangxidong Pb-Zn-Ag deposit (Yunkai Domain, South China): Insight for physicochemical condition of orogenic-type deposit. Ore Geology Reviews, 167, 105974. |  | CHN | Guangdong
| Pangxidong Pb-Zn-Ag deposit |  | Metamorphic | Orogenic gold | orogenic-type polymetallic | Pb, Zn, Ag | Au | Pb, Zn, Ag, Au, Cd, In, Ga, Ge | Wang, Z.W., Zhou, Y.Z., 2002 |  | 20PXD-01A-6@1 | [6 empty] | ore material | polished section | grab | mineral separate | [5 empty] | mineralisation |  |  |  | sphalerite |  |  | Sp A | [5 empty] | EPMA | NWR 193 nm Ar F Excimer laser-ablation system paired with an iCAP RQ ICP-MS | Guangzhou Tuoyan Analytical Technology Co., Ltd. | A flow of 0.7 l/min of He carrier gas was introduced into the system, followed by mixing with 0.89 l/min of Ar make-up gas. The laser operated at a fluence of 3.5 J/cm2 and a spot size of 30 μm for a 45-second analysis, followed by a 40-second background measurement. | NIST SRM610, MASS-1, SRM 612, Ge8 | [20 empty] | 12200 | [11 empty] | 2600 | [9 empty] | 4600 | [27 empty] | 600 | [31 empty] | 320000 | [39 empty] | 649400 |  |  |  |  | 2024 | Chen, M., Zheng, Y., Chen, X., Yu, P., Zhang, G., Wu, Y., Huang, Y., Wang, X., Shu, L., Lin, Z. (2024). High-Cd sphalerite in the Pangxidong Pb-Zn-Ag deposit (Yunkai Domain, South China): Insight for physicochemical condition of orogenic-type deposit. Ore Geology Reviews, 167, 105974. |  | CHN | Guangdong
| Pangxidong Pb-Zn-Ag deposit |  | Metamorphic | Orogenic gold | orogenic-type polymetallic | Pb, Zn, Ag | Au | Pb, Zn, Ag, Au, Cd, In, Ga, Ge | Wang, Z.W., Zhou, Y.Z., 2002 |  | 20PXD-01A-6@2 | [6 empty] | ore material | polished section | grab | mineral separate | [5 empty] | mineralisation |  |  |  | sphalerite |  |  | Sp A | [5 empty] | EPMA | NWR 193 nm Ar F Excimer laser-ablation system paired with an iCAP RQ ICP-MS | Guangzhou Tuoyan Analytical Technology Co., Ltd. | A flow of 0.7 l/min of He carrier gas was introduced into the system, followed by mixing with 0.89 l/min of Ar make-up gas. The laser operated at a fluence of 3.5 J/cm2 and a spot size of 30 μm for a 45-second analysis, followed by a 40-second background measurement. | NIST SRM610, MASS-1, SRM 612, Ge8 | [20 empty] | 13400 | [11 empty] | 1600 | [9 empty] | 2500 | [27 empty] | 0 | [31 empty] | 324300 | [39 empty] | 649000 |  |  |  |  | 2024 | Chen, M., Zheng, Y., Chen, X., Yu, P., Zhang, G., Wu, Y., Huang, Y., Wang, X., Shu, L., Lin, Z. (2024). High-Cd sphalerite in the Pangxidong Pb-Zn-Ag deposit (Yunkai Domain, South China): Insight for physicochemical condition of orogenic-type deposit. Ore Geology Reviews, 167, 105974. |  | CHN | Guangdong
| Pangxidong Pb-Zn-Ag deposit |  | Metamorphic | Orogenic gold | orogenic-type polymetallic | Pb, Zn, Ag | Au | Pb, Zn, Ag, Au, Cd, In, Ga, Ge | Wang, Z.W., Zhou, Y.Z., 2002 |  | 20PXD-01A-6@3 | [6 empty] | ore material | polished section | grab | mineral separate | [5 empty] | mineralisation |  |  |  | sphalerite |  |  | Sp A | [5 empty] | EPMA | NWR 193 nm Ar F Excimer laser-ablation system paired with an iCAP RQ ICP-MS | Guangzhou Tuoyan Analytical Technology Co., Ltd. | A flow of 0.7 l/min of He carrier gas was introduced into the system, followed by mixing with 0.89 l/min of Ar make-up gas. The laser operated at a fluence of 3.5 J/cm2 and a spot size of 30 μm for a 45-second analysis, followed by a 40-second background measurement. | NIST SRM610, MASS-1, SRM 612, Ge8 | [20 empty] | 14300 | [11 empty] | 2100 | [9 empty] | 3400 | [27 empty] | 200 | [31 empty] | 320300 | [39 empty] | 640000 |  |  |  |  | 2024 | Chen, M., Zheng, Y., Chen, X., Yu, P., Zhang, G., Wu, Y., Huang, Y., Wang, X., Shu, L., Lin, Z. (2024). High-Cd sphalerite in the Pangxidong Pb-Zn-Ag deposit (Yunkai Domain, South China): Insight for physicochemical condition of orogenic-type deposit. Ore Geology Reviews, 167, 105974. |  | CHN | Guangdong
| Pangxidong Pb-Zn-Ag deposit |  | Metamorphic | Orogenic gold | orogenic-type polymetallic | Pb, Zn, Ag | Au | Pb, Zn, Ag, Au, Cd, In, Ga, Ge | Wang, Z.W., Zhou, Y.Z., 2002 |  | 20PXD-01A-6@4 | [6 empty] | ore material | polished section | grab | mineral separate | [5 empty] | mineralisation |  |  |  | sphalerite |  |  | Sp A | [5 empty] | EPMA | NWR 193 nm Ar F Excimer laser-ablation system paired with an iCAP RQ ICP-MS | Guangzhou Tuoyan Analytical Technology Co., Ltd. | A flow of 0.7 l/min of He carrier gas was introduced into the system, followed by mixing with 0.89 l/min of Ar make-up gas. The laser operated at a fluence of 3.5 J/cm2 and a spot size of 30 μm for a 45-second analysis, followed by a 40-second background measurement. | NIST SRM610, MASS-1, SRM 612, Ge8 | [20 empty] | 12400 | [11 empty] | 4100 | [9 empty] | 4400 | [27 empty] | 200 | [31 empty] | 326100 | [39 empty] | 641600 |  |  |  |  | 2024 | Chen, M., Zheng, Y., Chen, X., Yu, P., Zhang, G., Wu, Y., Huang, Y., Wang, X., Shu, L., Lin, Z. (2024). High-Cd sphalerite in the Pangxidong Pb-Zn-Ag deposit (Yunkai Domain, South China): Insight for physicochemical condition of orogenic-type deposit. Ore Geology Reviews, 167, 105974. |  | CHN | Guangdong
| Pangxidong Pb-Zn-Ag deposit |  | Metamorphic | Orogenic gold | orogenic-type polymetallic | Pb, Zn, Ag | Au | Pb, Zn, Ag, Au, Cd, In, Ga, Ge | Wang, Z.W., Zhou, Y.Z., 2002 |  | 20PXD-01A-6@5 | [6 empty] | ore material | polished section | grab | mineral separate | [5 empty] | mineralisation |  |  |  | sphalerite |  |  | Sp A | [5 empty] | EPMA | NWR 193 nm Ar F Excimer laser-ablation system paired with an iCAP RQ ICP-MS | Guangzhou Tuoyan Analytical Technology Co., Ltd. | A flow of 0.7 l/min of He carrier gas was introduced into the system, followed by mixing with 0.89 l/min of Ar make-up gas. The laser operated at a fluence of 3.5 J/cm2 and a spot size of 30 μm for a 45-second analysis, followed by a 40-second background measurement. | NIST SRM610, MASS-1, SRM 612, Ge8 | [20 empty] | 14700 | [11 empty] | 4500 | [9 empty] | 5500 | [27 empty] | 200 | [31 empty] | 320200 | [39 empty] | 642200 |  |  |  |  | 2024 | Chen, M., Zheng, Y., Chen, X., Yu, P., Zhang, G., Wu, Y., Huang, Y., Wang, X., Shu, L., Lin, Z. (2024). High-Cd sphalerite in the Pangxidong Pb-Zn-Ag deposit (Yunkai Domain, South China): Insight for physicochemical condition of orogenic-type deposit. Ore Geology Reviews, 167, 105974. |  | CHN | Guangdong
| Pangxidong Pb-Zn-Ag deposit |  | Metamorphic | Orogenic gold | orogenic-type polymetallic | Pb, Zn, Ag | Au | Pb, Zn, Ag, Au, Cd, In, Ga, Ge | Wang, Z.W., Zhou, Y.Z., 2002 |  | 20PXD-01A-7@1 | [6 empty] | ore material | polished section | grab | mineral separate | [5 empty] | mineralisation |  |  |  | sphalerite |  |  | Sp A | [5 empty] | EPMA | NWR 193 nm Ar F Excimer laser-ablation system paired with an iCAP RQ ICP-MS | Guangzhou Tuoyan Analytical Technology Co., Ltd. | A flow of 0.7 l/min of He carrier gas was introduced into the system, followed by mixing with 0.89 l/min of Ar make-up gas. The laser operated at a fluence of 3.5 J/cm2 and a spot size of 30 μm for a 45-second analysis, followed by a 40-second background measurement. | NIST SRM610, MASS-1, SRM 612, Ge8 | [20 empty] | 26400 | [11 empty] | 4200 | [9 empty] | 5900 | [27 empty] | 500 | [31 empty] | 319500 | [39 empty] | 628600 |  |  |  |  | 2024 | Chen, M., Zheng, Y., Chen, X., Yu, P., Zhang, G., Wu, Y., Huang, Y., Wang, X., Shu, L., Lin, Z. (2024). High-Cd sphalerite in the Pangxidong Pb-Zn-Ag deposit (Yunkai Domain, South China): Insight for physicochemical condition of orogenic-type deposit. Ore Geology Reviews, 167, 105974. |  | CHN | Guangdong
| Pangxidong Pb-Zn-Ag deposit |  | Metamorphic | Orogenic gold | orogenic-type polymetallic | Pb, Zn, Ag | Au | Pb, Zn, Ag, Au, Cd, In, Ga, Ge | Wang, Z.W., Zhou, Y.Z., 2002 |  | 20PXD-05A-Para5@1 | [6 empty] | ore material | polished section | grab | mineral separate | [5 empty] | mineralisation |  |  |  | sphalerite |  |  | Sp A | [5 empty] | EPMA | NWR 193 nm Ar F Excimer laser-ablation system paired with an iCAP RQ ICP-MS | Guangzhou Tuoyan Analytical Technology Co., Ltd. | A flow of 0.7 l/min of He carrier gas was introduced into the system, followed by mixing with 0.89 l/min of Ar make-up gas. The laser operated at a fluence of 3.5 J/cm2 and a spot size of 30 μm for a 45-second analysis, followed by a 40-second background measurement. | NIST SRM610, MASS-1, SRM 612, Ge8 | [20 empty] | 6400 | [11 empty] | 100 | [9 empty] | 2300 | [27 empty] | 300 | [31 empty] | 324000 | [39 empty] | 661800 |  |  |  |  | 2024 | Chen, M., Zheng, Y., Chen, X., Yu, P., Zhang, G., Wu, Y., Huang, Y., Wang, X., Shu, L., Lin, Z. (2024). High-Cd sphalerite in the Pangxidong Pb-Zn-Ag deposit (Yunkai Domain, South China): Insight for physicochemical condition of orogenic-type deposit. Ore Geology Reviews, 167, 105974. |  | CHN | Guangdong
| Pangxidong Pb-Zn-Ag deposit |  | Metamorphic | Orogenic gold | orogenic-type polymetallic | Pb, Zn, Ag | Au | Pb, Zn, Ag, Au, Cd, In, Ga, Ge | Wang, Z.W., Zhou, Y.Z., 2002 |  | 20PXD-05A-Para5@2 | [6 empty] | ore material | polished section | grab | mineral separate | [5 empty] | mineralisation |  |  |  | sphalerite |  |  | Sp A | [5 empty] | EPMA | NWR 193 nm Ar F Excimer laser-ablation system paired with an iCAP RQ ICP-MS | Guangzhou Tuoyan Analytical Technology Co., Ltd. | A flow of 0.7 l/min of He carrier gas was introduced into the system, followed by mixing with 0.89 l/min of Ar make-up gas. The laser operated at a fluence of 3.5 J/cm2 and a spot size of 30 μm for a 45-second analysis, followed by a 40-second background measurement. | NIST SRM610, MASS-1, SRM 612, Ge8 | [20 empty] | 6800 | [11 empty] | 2700 | [9 empty] | 4300 | [27 empty] | 1700 | [31 empty] | 321800 | [39 empty] | 653600 |  |  |  |  | 2024 | Chen, M., Zheng, Y., Chen, X., Yu, P., Zhang, G., Wu, Y., Huang, Y., Wang, X., Shu, L., Lin, Z. (2024). High-Cd sphalerite in the Pangxidong Pb-Zn-Ag deposit (Yunkai Domain, South China): Insight for physicochemical condition of orogenic-type deposit. Ore Geology Reviews, 167, 105974. |  | CHN | Guangdong
| Pangxidong Pb-Zn-Ag deposit |  | Metamorphic | Orogenic gold | orogenic-type polymetallic | Pb, Zn, Ag | Au | Pb, Zn, Ag, Au, Cd, In, Ga, Ge | Wang, Z.W., Zhou, Y.Z., 2002 |  | 20PXD-05A-Para5@3 | [6 empty] | ore material | polished section | grab | mineral separate | [5 empty] | mineralisation |  |  |  | sphalerite |  |  | Sp A | [5 empty] | EPMA | NWR 193 nm Ar F Excimer laser-ablation system paired with an iCAP RQ ICP-MS | Guangzhou Tuoyan Analytical Technology Co., Ltd. | A flow of 0.7 l/min of He carrier gas was introduced into the system, followed by mixing with 0.89 l/min of Ar make-up gas. The laser operated at a fluence of 3.5 J/cm2 and a spot size of 30 μm for a 45-second analysis, followed by a 40-second background measurement. | NIST SRM610, MASS-1, SRM 612, Ge8 | [20 empty] | 7900 | [11 empty] | 900 | [9 empty] | 2300 | [27 empty] | 700 | [31 empty] | 327600 | [39 empty] | 649400 |  |  |  |  | 2024 | Chen, M., Zheng, Y., Chen, X., Yu, P., Zhang, G., Wu, Y., Huang, Y., Wang, X., Shu, L., Lin, Z. (2024). High-Cd sphalerite in the Pangxidong Pb-Zn-Ag deposit (Yunkai Domain, South China): Insight for physicochemical condition of orogenic-type deposit. Ore Geology Reviews, 167, 105974. |  | CHN | Guangdong
| Pangxidong Pb-Zn-Ag deposit |  | Metamorphic | Orogenic gold | orogenic-type polymetallic | Pb, Zn, Ag | Au | Pb, Zn, Ag, Au, Cd, In, Ga, Ge | Wang, Z.W., Zhou, Y.Z., 2002 |  | 20PXD-05A-Para-2@1 | [6 empty] | ore material | polished section | grab | mineral separate | [5 empty] | mineralisation |  |  |  | sphalerite |  |  | Sp B | [5 empty] | EPMA | NWR 193 nm Ar F Excimer laser-ablation system paired with an iCAP RQ ICP-MS | Guangzhou Tuoyan Analytical Technology Co., Ltd. | A flow of 0.7 l/min of He carrier gas was introduced into the system, followed by mixing with 0.89 l/min of Ar make-up gas. The laser operated at a fluence of 3.5 J/cm2 and a spot size of 30 μm for a 45-second analysis, followed by a 40-second background measurement. | NIST SRM610, MASS-1, SRM 612, Ge8 | [20 empty] | 7900 | [11 empty] | 0 | [9 empty] | 10300 | [27 empty] | 0 | [31 empty] | 322600 | [39 empty] | 655700 |  |  |  |  | 2024 | Chen, M., Zheng, Y., Chen, X., Yu, P., Zhang, G., Wu, Y., Huang, Y., Wang, X., Shu, L., Lin, Z. (2024). High-Cd sphalerite in the Pangxidong Pb-Zn-Ag deposit (Yunkai Domain, South China): Insight for physicochemical condition of orogenic-type deposit. Ore Geology Reviews, 167, 105974. |  | CHN | Guangdong
| Pangxidong Pb-Zn-Ag deposit |  | Metamorphic | Orogenic gold | orogenic-type polymetallic | Pb, Zn, Ag | Au | Pb, Zn, Ag, Au, Cd, In, Ga, Ge | Wang, Z.W., Zhou, Y.Z., 2002 |  | 20PXD-05A-Para-2@2 | [6 empty] | ore material | polished section | grab | mineral separate | [5 empty] | mineralisation |  |  |  | sphalerite |  |  | Sp B | [5 empty] | EPMA | NWR 193 nm Ar F Excimer laser-ablation system paired with an iCAP RQ ICP-MS | Guangzhou Tuoyan Analytical Technology Co., Ltd. | A flow of 0.7 l/min of He carrier gas was introduced into the system, followed by mixing with 0.89 l/min of Ar make-up gas. The laser operated at a fluence of 3.5 J/cm2 and a spot size of 30 μm for a 45-second analysis, followed by a 40-second background measurement. | NIST SRM610, MASS-1, SRM 612, Ge8 | [20 empty] | 7400 | [11 empty] | 900 | [9 empty] | 7100 | [27 empty] | 100 | [31 empty] | 323000 | [39 empty] | 654700 |  |  |  |  | 2024 | Chen, M., Zheng, Y., Chen, X., Yu, P., Zhang, G., Wu, Y., Huang, Y., Wang, X., Shu, L., Lin, Z. (2024). High-Cd sphalerite in the Pangxidong Pb-Zn-Ag deposit (Yunkai Domain, South China): Insight for physicochemical condition of orogenic-type deposit. Ore Geology Reviews, 167, 105974. |  | CHN | Guangdong
| Pangxidong Pb-Zn-Ag deposit |  | Metamorphic | Orogenic gold | orogenic-type polymetallic | Pb, Zn, Ag | Au | Pb, Zn, Ag, Au, Cd, In, Ga, Ge | Wang, Z.W., Zhou, Y.Z., 2002 |  | 20PXD-05A-Para-2@3 | [6 empty] | ore material | polished section | grab | mineral separate | [5 empty] | mineralisation |  |  |  | sphalerite |  |  | Sp B | [5 empty] | EPMA | NWR 193 nm Ar F Excimer laser-ablation system paired with an iCAP RQ ICP-MS | Guangzhou Tuoyan Analytical Technology Co., Ltd. | A flow of 0.7 l/min of He carrier gas was introduced into the system, followed by mixing with 0.89 l/min of Ar make-up gas. The laser operated at a fluence of 3.5 J/cm2 and a spot size of 30 μm for a 45-second analysis, followed by a 40-second background measurement. | NIST SRM610, MASS-1, SRM 612, Ge8 | [20 empty] | 7400 | [11 empty] | 0 | [9 empty] | 10200 | [27 empty] | 100 | [31 empty] | 320100 | [39 empty] | 654900 |  |  |  |  | 2024 | Chen, M., Zheng, Y., Chen, X., Yu, P., Zhang, G., Wu, Y., Huang, Y., Wang, X., Shu, L., Lin, Z. (2024). High-Cd sphalerite in the Pangxidong Pb-Zn-Ag deposit (Yunkai Domain, South China): Insight for physicochemical condition of orogenic-type deposit. Ore Geology Reviews, 167, 105974. |  | CHN | Guangdong
| Pangxidong Pb-Zn-Ag deposit |  | Metamorphic | Orogenic gold | orogenic-type polymetallic | Pb, Zn, Ag | Au | Pb, Zn, Ag, Au, Cd, In, Ga, Ge | Wang, Z.W., Zhou, Y.Z., 2002 |  | 20PXD-05A-Para-2@4 | [6 empty] | ore material | polished section | grab | mineral separate | [5 empty] | mineralisation |  |  |  | sphalerite |  |  | Sp B | [5 empty] | EPMA | NWR 193 nm Ar F Excimer laser-ablation system paired with an iCAP RQ ICP-MS | Guangzhou Tuoyan Analytical Technology Co., Ltd. | A flow of 0.7 l/min of He carrier gas was introduced into the system, followed by mixing with 0.89 l/min of Ar make-up gas. The laser operated at a fluence of 3.5 J/cm2 and a spot size of 30 μm for a 45-second analysis, followed by a 40-second background measurement. | NIST SRM610, MASS-1, SRM 612, Ge8 | [20 empty] | 8600 | [11 empty] | 0 | [9 empty] | 11000 | [27 empty] | 0 | [31 empty] | 322800 | [39 empty] | 654400 |  |  |  |  | 2024 | Chen, M., Zheng, Y., Chen, X., Yu, P., Zhang, G., Wu, Y., Huang, Y., Wang, X., Shu, L., Lin, Z. (2024). High-Cd sphalerite in the Pangxidong Pb-Zn-Ag deposit (Yunkai Domain, South China): Insight for physicochemical condition of orogenic-type deposit. Ore Geology Reviews, 167, 105974. |  | CHN | Guangdong
| Pangxidong Pb-Zn-Ag deposit |  | Metamorphic | Orogenic gold | orogenic-type polymetallic | Pb, Zn, Ag | Au | Pb, Zn, Ag, Au, Cd, In, Ga, Ge | Wang, Z.W., Zhou, Y.Z., 2002 |  | 20PXD-05A-Vert-2@1 | [6 empty] | ore material | polished section | grab | mineral separate | [5 empty] | mineralisation |  |  |  | sphalerite |  |  | Sp B | [5 empty] | EPMA | NWR 193 nm Ar F Excimer laser-ablation system paired with an iCAP RQ ICP-MS | Guangzhou Tuoyan Analytical Technology Co., Ltd. | A flow of 0.7 l/min of He carrier gas was introduced into the system, followed by mixing with 0.89 l/min of Ar make-up gas. The laser operated at a fluence of 3.5 J/cm2 and a spot size of 30 μm for a 45-second analysis, followed by a 40-second background measurement. | NIST SRM610, MASS-1, SRM 612, Ge8 | [20 empty] | 7800 | [11 empty] | 0 | [9 empty] | 7100 | [27 empty] | 400 | [31 empty] | 321200 | [39 empty] | 656000 |  |  |  |  | 2024 | Chen, M., Zheng, Y., Chen, X., Yu, P., Zhang, G., Wu, Y., Huang, Y., Wang, X., Shu, L., Lin, Z. (2024). High-Cd sphalerite in the Pangxidong Pb-Zn-Ag deposit (Yunkai Domain, South China): Insight for physicochemical condition of orogenic-type deposit. Ore Geology Reviews, 167, 105974. |  | CHN | Guangdong
| Pangxidong Pb-Zn-Ag deposit |  | Metamorphic | Orogenic gold | orogenic-type polymetallic | Pb, Zn, Ag | Au | Pb, Zn, Ag, Au, Cd, In, Ga, Ge | Wang, Z.W., Zhou, Y.Z., 2002 |  | 20PXD-05A-Vert-2@2 | [6 empty] | ore material | polished section | grab | mineral separate | [5 empty] | mineralisation |  |  |  | sphalerite |  |  | Sp B | [5 empty] | EPMA | NWR 193 nm Ar F Excimer laser-ablation system paired with an iCAP RQ ICP-MS | Guangzhou Tuoyan Analytical Technology Co., Ltd. | A flow of 0.7 l/min of He carrier gas was introduced into the system, followed by mixing with 0.89 l/min of Ar make-up gas. The laser operated at a fluence of 3.5 J/cm2 and a spot size of 30 μm for a 45-second analysis, followed by a 40-second background measurement. | NIST SRM610, MASS-1, SRM 612, Ge8 | [20 empty] | 7500 | [11 empty] | 0 | [9 empty] | 9700 | [27 empty] | 100 | [31 empty] | 321400 | [39 empty] | 652000 |  |  |  |  | 2024 | Chen, M., Zheng, Y., Chen, X., Yu, P., Zhang, G., Wu, Y., Huang, Y., Wang, X., Shu, L., Lin, Z. (2024). High-Cd sphalerite in the Pangxidong Pb-Zn-Ag deposit (Yunkai Domain, South China): Insight for physicochemical condition of orogenic-type deposit. Ore Geology Reviews, 167, 105974. |  | CHN | Guangdong
| Pangxidong Pb-Zn-Ag deposit |  | Metamorphic | Orogenic gold | orogenic-type polymetallic | Pb, Zn, Ag | Au | Pb, Zn, Ag, Au, Cd, In, Ga, Ge | Wang, Z.W., Zhou, Y.Z., 2002 |  | 20PXD-05A-Vert-2@3 | [6 empty] | ore material | polished section | grab | mineral separate | [5 empty] | mineralisation |  |  |  | sphalerite |  |  | Sp B | [5 empty] | EPMA | NWR 193 nm Ar F Excimer laser-ablation system paired with an iCAP RQ ICP-MS | Guangzhou Tuoyan Analytical Technology Co., Ltd. | A flow of 0.7 l/min of He carrier gas was introduced into the system, followed by mixing with 0.89 l/min of Ar make-up gas. The laser operated at a fluence of 3.5 J/cm2 and a spot size of 30 μm for a 45-second analysis, followed by a 40-second background measurement. | NIST SRM610, MASS-1, SRM 612, Ge8 | [20 empty] | 7700 | [11 empty] | 0 | [9 empty] | 9100 | [27 empty] | 300 | [31 empty] | 323900 | [39 empty] | 654500 |  |  |  |  | 2024 | Chen, M., Zheng, Y., Chen, X., Yu, P., Zhang, G., Wu, Y., Huang, Y., Wang, X., Shu, L., Lin, Z. (2024). High-Cd sphalerite in the Pangxidong Pb-Zn-Ag deposit (Yunkai Domain, South China): Insight for physicochemical condition of orogenic-type deposit. Ore Geology Reviews, 167, 105974. |  | CHN | Guangdong
| Pangxidong Pb-Zn-Ag deposit |  | Metamorphic | Orogenic gold | orogenic-type polymetallic | Pb, Zn, Ag | Au | Pb, Zn, Ag, Au, Cd, In, Ga, Ge | Wang, Z.W., Zhou, Y.Z., 2002 |  | 20PXD-05A-Vert-2@4 | [6 empty] | ore material | polished section | grab | mineral separate | [5 empty] | mineralisation |  |  |  | sphalerite |  |  | Sp B | [5 empty] | EPMA | NWR 193 nm Ar F Excimer laser-ablation system paired with an iCAP RQ ICP-MS | Guangzhou Tuoyan Analytical Technology Co., Ltd. | A flow of 0.7 l/min of He carrier gas was introduced into the system, followed by mixing with 0.89 l/min of Ar make-up gas. The laser operated at a fluence of 3.5 J/cm2 and a spot size of 30 μm for a 45-second analysis, followed by a 40-second background measurement. | NIST SRM610, MASS-1, SRM 612, Ge8 | [20 empty] | 8500 | [11 empty] | 0 | [9 empty] | 8900 | [27 empty] | 100 | [31 empty] | 322800 | [39 empty] | 652700 |  |  |  |  | 2024 | Chen, M., Zheng, Y., Chen, X., Yu, P., Zhang, G., Wu, Y., Huang, Y., Wang, X., Shu, L., Lin, Z. (2024). High-Cd sphalerite in the Pangxidong Pb-Zn-Ag deposit (Yunkai Domain, South China): Insight for physicochemical condition of orogenic-type deposit. Ore Geology Reviews, 167, 105974. |  | CHN | Guangdong
| Pangxidong Pb-Zn-Ag deposit |  | Metamorphic | Orogenic gold | orogenic-type polymetallic | Pb, Zn, Ag | Au | Pb, Zn, Ag, Au, Cd, In, Ga, Ge | Wang, Z.W., Zhou, Y.Z., 2002 |  | 20PXD-12-1@1 | [6 empty] | ore material | polished section | grab | mineral separate | [5 empty] | mineralisation |  |  |  | sphalerite |  |  | Sp B | [5 empty] | EPMA | NWR 193 nm Ar F Excimer laser-ablation system paired with an iCAP RQ ICP-MS | Guangzhou Tuoyan Analytical Technology Co., Ltd. | A flow of 0.7 l/min of He carrier gas was introduced into the system, followed by mixing with 0.89 l/min of Ar make-up gas. The laser operated at a fluence of 3.5 J/cm2 and a spot size of 30 μm for a 45-second analysis, followed by a 40-second background measurement. | NIST SRM610, MASS-1, SRM 612, Ge8 | [20 empty] | 7600 | [11 empty] | 0 | [9 empty] | 600 | [27 empty] | 0 | [31 empty] | 320000 | [39 empty] | 658500 |  |  |  |  | 2024 | Chen, M., Zheng, Y., Chen, X., Yu, P., Zhang, G., Wu, Y., Huang, Y., Wang, X., Shu, L., Lin, Z. (2024). High-Cd sphalerite in the Pangxidong Pb-Zn-Ag deposit (Yunkai Domain, South China): Insight for physicochemical condition of orogenic-type deposit. Ore Geology Reviews, 167, 105974. |  | CHN | Guangdong
| Pangxidong Pb-Zn-Ag deposit |  | Metamorphic | Orogenic gold | orogenic-type polymetallic | Pb, Zn, Ag | Au | Pb, Zn, Ag, Au, Cd, In, Ga, Ge | Wang, Z.W., Zhou, Y.Z., 2002 |  | 20PXD-12-1@2 | [6 empty] | ore material | polished section | grab | mineral separate | [5 empty] | mineralisation |  |  |  | sphalerite |  |  | Sp B | [5 empty] | EPMA | NWR 193 nm Ar F Excimer laser-ablation system paired with an iCAP RQ ICP-MS | Guangzhou Tuoyan Analytical Technology Co., Ltd. | A flow of 0.7 l/min of He carrier gas was introduced into the system, followed by mixing with 0.89 l/min of Ar make-up gas. The laser operated at a fluence of 3.5 J/cm2 and a spot size of 30 μm for a 45-second analysis, followed by a 40-second background measurement. | NIST SRM610, MASS-1, SRM 612, Ge8 | [20 empty] | 8300 | [11 empty] | 200 | [9 empty] | 5400 | [27 empty] | 100 | [31 empty] | 322100 | [39 empty] | 655700 |  |  |  |  | 2024 | Chen, M., Zheng, Y., Chen, X., Yu, P., Zhang, G., Wu, Y., Huang, Y., Wang, X., Shu, L., Lin, Z. (2024). High-Cd sphalerite in the Pangxidong Pb-Zn-Ag deposit (Yunkai Domain, South China): Insight for physicochemical condition of orogenic-type deposit. Ore Geology Reviews, 167, 105974. |  | CHN | Guangdong
| Pangxidong Pb-Zn-Ag deposit |  | Metamorphic | Orogenic gold | orogenic-type polymetallic | Pb, Zn, Ag | Au | Pb, Zn, Ag, Au, Cd, In, Ga, Ge | Wang, Z.W., Zhou, Y.Z., 2002 |  | 20PXD-12-1@3 | [6 empty] | ore material | polished section | grab | mineral separate | [5 empty] | mineralisation |  |  |  | sphalerite |  |  | Sp B | [5 empty] | EPMA | NWR 193 nm Ar F Excimer laser-ablation system paired with an iCAP RQ ICP-MS | Guangzhou Tuoyan Analytical Technology Co., Ltd. | A flow of 0.7 l/min of He carrier gas was introduced into the system, followed by mixing with 0.89 l/min of Ar make-up gas. The laser operated at a fluence of 3.5 J/cm2 and a spot size of 30 μm for a 45-second analysis, followed by a 40-second background measurement. | NIST SRM610, MASS-1, SRM 612, Ge8 | [20 empty] | 7000 | [11 empty] | 0 | [9 empty] | 8700 | [27 empty] | 200 | [31 empty] | 322100 | [39 empty] | 651900 |  |  |  |  | 2024 | Chen, M., Zheng, Y., Chen, X., Yu, P., Zhang, G., Wu, Y., Huang, Y., Wang, X., Shu, L., Lin, Z. (2024). High-Cd sphalerite in the Pangxidong Pb-Zn-Ag deposit (Yunkai Domain, South China): Insight for physicochemical condition of orogenic-type deposit. Ore Geology Reviews, 167, 105974. |  | CHN | Guangdong
| Pangxidong Pb-Zn-Ag deposit |  | Metamorphic | Orogenic gold | orogenic-type polymetallic | Pb, Zn, Ag | Au | Pb, Zn, Ag, Au, Cd, In, Ga, Ge | Wang, Z.W., Zhou, Y.Z., 2002 |  | 20PXD-12-1@4 | [6 empty] | ore material | polished section | grab | mineral separate | [5 empty] | mineralisation |  |  |  | sphalerite |  |  | Sp B | [5 empty] | EPMA | NWR 193 nm Ar F Excimer laser-ablation system paired with an iCAP RQ ICP-MS | Guangzhou Tuoyan Analytical Technology Co., Ltd. | A flow of 0.7 l/min of He carrier gas was introduced into the system, followed by mixing with 0.89 l/min of Ar make-up gas. The laser operated at a fluence of 3.5 J/cm2 and a spot size of 30 μm for a 45-second analysis, followed by a 40-second background measurement. | NIST SRM610, MASS-1, SRM 612, Ge8 | [20 empty] | 7400 | [11 empty] | 0 | [9 empty] | 1200 | [27 empty] | 200 | [31 empty] | 322700 | [39 empty] | 662000 |  |  |  |  | 2024 | Chen, M., Zheng, Y., Chen, X., Yu, P., Zhang, G., Wu, Y., Huang, Y., Wang, X., Shu, L., Lin, Z. (2024). High-Cd sphalerite in the Pangxidong Pb-Zn-Ag deposit (Yunkai Domain, South China): Insight for physicochemical condition of orogenic-type deposit. Ore Geology Reviews, 167, 105974. |  | CHN | Guangdong
| Pangxidong Pb-Zn-Ag deposit |  | Metamorphic | Orogenic gold | orogenic-type polymetallic | Pb, Zn, Ag | Au | Pb, Zn, Ag, Au, Cd, In, Ga, Ge | Wang, Z.W., Zhou, Y.Z., 2002 |  | 20PXD-12-1@5 | [6 empty] | ore material | polished section | grab | mineral separate | [5 empty] | mineralisation |  |  |  | sphalerite |  |  | Sp B | [5 empty] | EPMA | NWR 193 nm Ar F Excimer laser-ablation system paired with an iCAP RQ ICP-MS | Guangzhou Tuoyan Analytical Technology Co., Ltd. | A flow of 0.7 l/min of He carrier gas was introduced into the system, followed by mixing with 0.89 l/min of Ar make-up gas. The laser operated at a fluence of 3.5 J/cm2 and a spot size of 30 μm for a 45-second analysis, followed by a 40-second background measurement. | NIST SRM610, MASS-1, SRM 612, Ge8 | [20 empty] | 7100 | [11 empty] | 0 | [9 empty] | 3300 | [27 empty] | 0 | [31 empty] | 321400 | [39 empty] | 656400 |  |  |  |  | 2024 | Chen, M., Zheng, Y., Chen, X., Yu, P., Zhang, G., Wu, Y., Huang, Y., Wang, X., Shu, L., Lin, Z. (2024). High-Cd sphalerite in the Pangxidong Pb-Zn-Ag deposit (Yunkai Domain, South China): Insight for physicochemical condition of orogenic-type deposit. Ore Geology Reviews, 167, 105974. |  | CHN | Guangdong
| Pangxidong Pb-Zn-Ag deposit |  | Metamorphic | Orogenic gold | orogenic-type polymetallic | Pb, Zn, Ag | Au | Pb, Zn, Ag, Au, Cd, In, Ga, Ge | Wang, Z.W., Zhou, Y.Z., 2002 |  | 20PXD-12-1@6 | [6 empty] | ore material | polished section | grab | mineral separate | [5 empty] | mineralisation |  |  |  | sphalerite |  |  | Sp B | [5 empty] | EPMA | NWR 193 nm Ar F Excimer laser-ablation system paired with an iCAP RQ ICP-MS | Guangzhou Tuoyan Analytical Technology Co., Ltd. | A flow of 0.7 l/min of He carrier gas was introduced into the system, followed by mixing with 0.89 l/min of Ar make-up gas. The laser operated at a fluence of 3.5 J/cm2 and a spot size of 30 μm for a 45-second analysis, followed by a 40-second background measurement. | NIST SRM610, MASS-1, SRM 612, Ge8 | [20 empty] | 7300 | [11 empty] | 0 | [9 empty] | 600 | [27 empty] | 100 | [31 empty] | 323200 | [39 empty] | 662600 |  |  |  |  | 2024 | Chen, M., Zheng, Y., Chen, X., Yu, P., Zhang, G., Wu, Y., Huang, Y., Wang, X., Shu, L., Lin, Z. (2024). High-Cd sphalerite in the Pangxidong Pb-Zn-Ag deposit (Yunkai Domain, South China): Insight for physicochemical condition of orogenic-type deposit. Ore Geology Reviews, 167, 105974. |  | CHN | Guangdong
| Pangxidong Pb-Zn-Ag deposit |  | Metamorphic | Orogenic gold | orogenic-type polymetallic | Pb, Zn, Ag | Au | Pb, Zn, Ag, Au, Cd, In, Ga, Ge | Wang, Z.W., Zhou, Y.Z., 2002 |  | 20PXD-12-2@1 | [6 empty] | ore material | polished section | grab | mineral separate | [5 empty] | mineralisation |  |  |  | sphalerite |  |  | Sp B | [5 empty] | EPMA | NWR 193 nm Ar F Excimer laser-ablation system paired with an iCAP RQ ICP-MS | Guangzhou Tuoyan Analytical Technology Co., Ltd. | A flow of 0.7 l/min of He carrier gas was introduced into the system, followed by mixing with 0.89 l/min of Ar make-up gas. The laser operated at a fluence of 3.5 J/cm2 and a spot size of 30 μm for a 45-second analysis, followed by a 40-second background measurement. | NIST SRM610, MASS-1, SRM 612, Ge8 | [20 empty] | 9400 | [11 empty] | 0 | [9 empty] | 7000 | [27 empty] | 100 | [31 empty] | 321900 | [39 empty] | 655500 |  |  |  |  | 2024 | Chen, M., Zheng, Y., Chen, X., Yu, P., Zhang, G., Wu, Y., Huang, Y., Wang, X., Shu, L., Lin, Z. (2024). High-Cd sphalerite in the Pangxidong Pb-Zn-Ag deposit (Yunkai Domain, South China): Insight for physicochemical condition of orogenic-type deposit. Ore Geology Reviews, 167, 105974. |  | CHN | Guangdong
| Pangxidong Pb-Zn-Ag deposit |  | Metamorphic | Orogenic gold | orogenic-type polymetallic | Pb, Zn, Ag | Au | Pb, Zn, Ag, Au, Cd, In, Ga, Ge | Wang, Z.W., Zhou, Y.Z., 2002 |  | 20PXD-12-2@2 | [6 empty] | ore material | polished section | grab | mineral separate | [5 empty] | mineralisation |  |  |  | sphalerite |  |  | Sp B | [5 empty] | EPMA | NWR 193 nm Ar F Excimer laser-ablation system paired with an iCAP RQ ICP-MS | Guangzhou Tuoyan Analytical Technology Co., Ltd. | A flow of 0.7 l/min of He carrier gas was introduced into the system, followed by mixing with 0.89 l/min of Ar make-up gas. The laser operated at a fluence of 3.5 J/cm2 and a spot size of 30 μm for a 45-second analysis, followed by a 40-second background measurement. | NIST SRM610, MASS-1, SRM 612, Ge8 | [20 empty] | 9400 | [11 empty] | 0 | [9 empty] | 6600 | [27 empty] | 200 | [31 empty] | 321000 | [39 empty] | 652300 |  |  |  |  | 2024 | Chen, M., Zheng, Y., Chen, X., Yu, P., Zhang, G., Wu, Y., Huang, Y., Wang, X., Shu, L., Lin, Z. (2024). High-Cd sphalerite in the Pangxidong Pb-Zn-Ag deposit (Yunkai Domain, South China): Insight for physicochemical condition of orogenic-type deposit. Ore Geology Reviews, 167, 105974. |  | CHN | Guangdong
| Pangxidong Pb-Zn-Ag deposit |  | Metamorphic | Orogenic gold | orogenic-type polymetallic | Pb, Zn, Ag | Au | Pb, Zn, Ag, Au, Cd, In, Ga, Ge | Wang, Z.W., Zhou, Y.Z., 2002 |  | 20PXD-12-2@3 | [6 empty] | ore material | polished section | grab | mineral separate | [5 empty] | mineralisation |  |  |  | sphalerite |  |  | Sp B | [5 empty] | EPMA | NWR 193 nm Ar F Excimer laser-ablation system paired with an iCAP RQ ICP-MS | Guangzhou Tuoyan Analytical Technology Co., Ltd. | A flow of 0.7 l/min of He carrier gas was introduced into the system, followed by mixing with 0.89 l/min of Ar make-up gas. The laser operated at a fluence of 3.5 J/cm2 and a spot size of 30 μm for a 45-second analysis, followed by a 40-second background measurement. | NIST SRM610, MASS-1, SRM 612, Ge8 | [20 empty] | 9600 | [11 empty] | 0 | [9 empty] | 6500 | [27 empty] | 100 | [31 empty] | 321400 | [39 empty] | 652100 |  |  |  |  | 2024 | Chen, M., Zheng, Y., Chen, X., Yu, P., Zhang, G., Wu, Y., Huang, Y., Wang, X., Shu, L., Lin, Z. (2024). High-Cd sphalerite in the Pangxidong Pb-Zn-Ag deposit (Yunkai Domain, South China): Insight for physicochemical condition of orogenic-type deposit. Ore Geology Reviews, 167, 105974. |  | CHN | Guangdong
| Pangxidong Pb-Zn-Ag deposit |  | Metamorphic | Orogenic gold | orogenic-type polymetallic | Pb, Zn, Ag | Au | Pb, Zn, Ag, Au, Cd, In, Ga, Ge | Wang, Z.W., Zhou, Y.Z., 2002 |  | 20PXD-12-2@4 | [6 empty] | ore material | polished section | grab | mineral separate | [5 empty] | mineralisation |  |  |  | sphalerite |  |  | Sp B | [5 empty] | EPMA | NWR 193 nm Ar F Excimer laser-ablation system paired with an iCAP RQ ICP-MS | Guangzhou Tuoyan Analytical Technology Co., Ltd. | A flow of 0.7 l/min of He carrier gas was introduced into the system, followed by mixing with 0.89 l/min of Ar make-up gas. The laser operated at a fluence of 3.5 J/cm2 and a spot size of 30 μm for a 45-second analysis, followed by a 40-second background measurement. | NIST SRM610, MASS-1, SRM 612, Ge8 | [20 empty] | 9900 | [11 empty] | 0 | [9 empty] | 6300 | [27 empty] | 200 | [31 empty] | 325600 | [39 empty] | 651900 |  |  |  |  | 2024 | Chen, M., Zheng, Y., Chen, X., Yu, P., Zhang, G., Wu, Y., Huang, Y., Wang, X., Shu, L., Lin, Z. (2024). High-Cd sphalerite in the Pangxidong Pb-Zn-Ag deposit (Yunkai Domain, South China): Insight for physicochemical condition of orogenic-type deposit. Ore Geology Reviews, 167, 105974. |  | CHN | Guangdong
| Pangxidong Pb-Zn-Ag deposit |  | Metamorphic | Orogenic gold | orogenic-type polymetallic | Pb, Zn, Ag | Au | Pb, Zn, Ag, Au, Cd, In, Ga, Ge | Wang, Z.W., Zhou, Y.Z., 2002 |  | 20PXD-12-2@5 | [6 empty] | ore material | polished section | grab | mineral separate | [5 empty] | mineralisation |  |  |  | sphalerite |  |  | Sp B | [5 empty] | EPMA | NWR 193 nm Ar F Excimer laser-ablation system paired with an iCAP RQ ICP-MS | Guangzhou Tuoyan Analytical Technology Co., Ltd. | A flow of 0.7 l/min of He carrier gas was introduced into the system, followed by mixing with 0.89 l/min of Ar make-up gas. The laser operated at a fluence of 3.5 J/cm2 and a spot size of 30 μm for a 45-second analysis, followed by a 40-second background measurement. | NIST SRM610, MASS-1, SRM 612, Ge8 | [20 empty] | 10100 | [11 empty] | 0 | [9 empty] | 7200 | [27 empty] | 200 | [31 empty] | 323100 | [39 empty] | 650200 |  |  |  |  | 2024 | Chen, M., Zheng, Y., Chen, X., Yu, P., Zhang, G., Wu, Y., Huang, Y., Wang, X., Shu, L., Lin, Z. (2024). High-Cd sphalerite in the Pangxidong Pb-Zn-Ag deposit (Yunkai Domain, South China): Insight for physicochemical condition of orogenic-type deposit. Ore Geology Reviews, 167, 105974. |  | CHN | Guangdong
| Pangxidong Pb-Zn-Ag deposit |  | Metamorphic | Orogenic gold | orogenic-type polymetallic | Pb, Zn, Ag | Au | Pb, Zn, Ag, Au, Cd, In, Ga, Ge | Wang, Z.W., Zhou, Y.Z., 2002 |  | 20PXD-12-2@6 | [6 empty] | ore material | polished section | grab | mineral separate | [5 empty] | mineralisation |  |  |  | sphalerite |  |  | Sp B | [5 empty] | EPMA | NWR 193 nm Ar F Excimer laser-ablation system paired with an iCAP RQ ICP-MS | Guangzhou Tuoyan Analytical Technology Co., Ltd. | A flow of 0.7 l/min of He carrier gas was introduced into the system, followed by mixing with 0.89 l/min of Ar make-up gas. The laser operated at a fluence of 3.5 J/cm2 and a spot size of 30 μm for a 45-second analysis, followed by a 40-second background measurement. | NIST SRM610, MASS-1, SRM 612, Ge8 | [20 empty] | 9600 | [11 empty] | 0 | [9 empty] | 7900 | [27 empty] | 100 | [31 empty] | 323500 | [39 empty] | 649500 |  |  |  |  | 2024 | Chen, M., Zheng, Y., Chen, X., Yu, P., Zhang, G., Wu, Y., Huang, Y., Wang, X., Shu, L., Lin, Z. (2024). High-Cd sphalerite in the Pangxidong Pb-Zn-Ag deposit (Yunkai Domain, South China): Insight for physicochemical condition of orogenic-type deposit. Ore Geology Reviews, 167, 105974. |  | CHN | Guangdong
| Pangxidong Pb-Zn-Ag deposit |  | Metamorphic | Orogenic gold | orogenic-type polymetallic | Pb, Zn, Ag | Au | Pb, Zn, Ag, Au, Cd, In, Ga, Ge | Wang, Z.W., Zhou, Y.Z., 2002 |  | 20PXD-05A-Para2-2@1 | [6 empty] | ore material | polished section | grab | mineral separate | [5 empty] | mineralisation |  |  |  | sphalerite |  |  | Sp B | [5 empty] | EPMA | NWR 193 nm Ar F Excimer laser-ablation system paired with an iCAP RQ ICP-MS | Guangzhou Tuoyan Analytical Technology Co., Ltd. | A flow of 0.7 l/min of He carrier gas was introduced into the system, followed by mixing with 0.89 l/min of Ar make-up gas. The laser operated at a fluence of 3.5 J/cm2 and a spot size of 30 μm for a 45-second analysis, followed by a 40-second background measurement. | NIST SRM610, MASS-1, SRM 612, Ge8 | [20 empty] | 7400 | [11 empty] | 0 | [9 empty] | 9900 | [27 empty] | 200 | [31 empty] | 324700 | [39 empty] | 649200 |  |  |  |  | 2024 | Chen, M., Zheng, Y., Chen, X., Yu, P., Zhang, G., Wu, Y., Huang, Y., Wang, X., Shu, L., Lin, Z. (2024). High-Cd sphalerite in the Pangxidong Pb-Zn-Ag deposit (Yunkai Domain, South China): Insight for physicochemical condition of orogenic-type deposit. Ore Geology Reviews, 167, 105974. |  | CHN | Guangdong
| Pangxidong Pb-Zn-Ag deposit |  | Metamorphic | Orogenic gold | orogenic-type polymetallic | Pb, Zn, Ag | Au | Pb, Zn, Ag, Au, Cd, In, Ga, Ge | Wang, Z.W., Zhou, Y.Z., 2002 |  | 20PXD-05A-Para2-2@2 | [6 empty] | ore material | polished section | grab | mineral separate | [5 empty] | mineralisation |  |  |  | sphalerite |  |  | Sp B | [5 empty] | EPMA | NWR 193 nm Ar F Excimer laser-ablation system paired with an iCAP RQ ICP-MS | Guangzhou Tuoyan Analytical Technology Co., Ltd. | A flow of 0.7 l/min of He carrier gas was introduced into the system, followed by mixing with 0.89 l/min of Ar make-up gas. The laser operated at a fluence of 3.5 J/cm2 and a spot size of 30 μm for a 45-second analysis, followed by a 40-second background measurement. | NIST SRM610, MASS-1, SRM 612, Ge8 | [20 empty] | 7000 | [11 empty] | 400 | [9 empty] | 8600 | [27 empty] | 200 | [31 empty] | 322300 | [39 empty] | 651200 |  |  |  |  | 2024 | Chen, M., Zheng, Y., Chen, X., Yu, P., Zhang, G., Wu, Y., Huang, Y., Wang, X., Shu, L., Lin, Z. (2024). High-Cd sphalerite in the Pangxidong Pb-Zn-Ag deposit (Yunkai Domain, South China): Insight for physicochemical condition of orogenic-type deposit. Ore Geology Reviews, 167, 105974. |  | CHN | Guangdong
| Pangxidong Pb-Zn-Ag deposit |  | Metamorphic | Orogenic gold | orogenic-type polymetallic | Pb, Zn, Ag | Au | Pb, Zn, Ag, Au, Cd, In, Ga, Ge | Wang, Z.W., Zhou, Y.Z., 2002 |  | 20PXD-05A-Para2-2@3 | [6 empty] | ore material | polished section | grab | mineral separate | [5 empty] | mineralisation |  |  |  | sphalerite |  |  | Sp B | [5 empty] | EPMA | NWR 193 nm Ar F Excimer laser-ablation system paired with an iCAP RQ ICP-MS | Guangzhou Tuoyan Analytical Technology Co., Ltd. | A flow of 0.7 l/min of He carrier gas was introduced into the system, followed by mixing with 0.89 l/min of Ar make-up gas. The laser operated at a fluence of 3.5 J/cm2 and a spot size of 30 μm for a 45-second analysis, followed by a 40-second background measurement. | NIST SRM610, MASS-1, SRM 612, Ge8 | [20 empty] | 7600 | [11 empty] | 300 | [9 empty] | 9900 | [27 empty] | 100 | [31 empty] | 321700 | [39 empty] | 648500 |  |  |  |  | 2024 | Chen, M., Zheng, Y., Chen, X., Yu, P., Zhang, G., Wu, Y., Huang, Y., Wang, X., Shu, L., Lin, Z. (2024). High-Cd sphalerite in the Pangxidong Pb-Zn-Ag deposit (Yunkai Domain, South China): Insight for physicochemical condition of orogenic-type deposit. Ore Geology Reviews, 167, 105974. |  | CHN | Guangdong
| Pangxidong Pb-Zn-Ag deposit |  | Metamorphic | Orogenic gold | orogenic-type polymetallic | Pb, Zn, Ag | Au | Pb, Zn, Ag, Au, Cd, In, Ga, Ge | Wang, Z.W., Zhou, Y.Z., 2002 |  | 20PXD-05A-Para2-2@4 | [6 empty] | ore material | polished section | grab | mineral separate | [5 empty] | mineralisation |  |  |  | sphalerite |  |  | Sp B | [5 empty] | EPMA | NWR 193 nm Ar F Excimer laser-ablation system paired with an iCAP RQ ICP-MS | Guangzhou Tuoyan Analytical Technology Co., Ltd. | A flow of 0.7 l/min of He carrier gas was introduced into the system, followed by mixing with 0.89 l/min of Ar make-up gas. The laser operated at a fluence of 3.5 J/cm2 and a spot size of 30 μm for a 45-second analysis, followed by a 40-second background measurement. | NIST SRM610, MASS-1, SRM 612, Ge8 | [20 empty] | 7300 | [11 empty] | 400 | [9 empty] | 5500 | [27 empty] | 0 | [31 empty] | 321200 | [39 empty] | 647700 |  |  |  |  | 2024 | Chen, M., Zheng, Y., Chen, X., Yu, P., Zhang, G., Wu, Y., Huang, Y., Wang, X., Shu, L., Lin, Z. (2024). High-Cd sphalerite in the Pangxidong Pb-Zn-Ag deposit (Yunkai Domain, South China): Insight for physicochemical condition of orogenic-type deposit. Ore Geology Reviews, 167, 105974. |  | CHN | Guangdong
| Pangxidong Pb-Zn-Ag deposit |  | Metamorphic | Orogenic gold | orogenic-type polymetallic | Pb, Zn, Ag | Au | Pb, Zn, Ag, Au, Cd, In, Ga, Ge | Wang, Z.W., Zhou, Y.Z., 2002 |  | 20PXD-05A-Para2-2@5 | [6 empty] | ore material | polished section | grab | mineral separate | [5 empty] | mineralisation |  |  |  | sphalerite |  |  | Sp B | [5 empty] | EPMA | NWR 193 nm Ar F Excimer laser-ablation system paired with an iCAP RQ ICP-MS | Guangzhou Tuoyan Analytical Technology Co., Ltd. | A flow of 0.7 l/min of He carrier gas was introduced into the system, followed by mixing with 0.89 l/min of Ar make-up gas. The laser operated at a fluence of 3.5 J/cm2 and a spot size of 30 μm for a 45-second analysis, followed by a 40-second background measurement. | NIST SRM610, MASS-1, SRM 612, Ge8 | [20 empty] | 6500 | [11 empty] | 1300 | [9 empty] | 3700 | [27 empty] | 200 | [31 empty] | 321300 | [39 empty] | 655800 |  |  |  |  | 2024 | Chen, M., Zheng, Y., Chen, X., Yu, P., Zhang, G., Wu, Y., Huang, Y., Wang, X., Shu, L., Lin, Z. (2024). High-Cd sphalerite in the Pangxidong Pb-Zn-Ag deposit (Yunkai Domain, South China): Insight for physicochemical condition of orogenic-type deposit. Ore Geology Reviews, 167, 105974. |  | CHN | Guangdong
| Pangxidong Pb-Zn-Ag deposit |  | Metamorphic | Orogenic gold | orogenic-type polymetallic | Pb, Zn, Ag | Au | Pb, Zn, Ag, Au, Cd, In, Ga, Ge | Wang, Z.W., Zhou, Y.Z., 2002 |  | 20PXD-05A-Para2-2@6 | [6 empty] | ore material | polished section | grab | mineral separate | [5 empty] | mineralisation |  |  |  | sphalerite |  |  | Sp B | [5 empty] | EPMA | NWR 193 nm Ar F Excimer laser-ablation system paired with an iCAP RQ ICP-MS | Guangzhou Tuoyan Analytical Technology Co., Ltd. | A flow of 0.7 l/min of He carrier gas was introduced into the system, followed by mixing with 0.89 l/min of Ar make-up gas. The laser operated at a fluence of 3.5 J/cm2 and a spot size of 30 μm for a 45-second analysis, followed by a 40-second background measurement. | NIST SRM610, MASS-1, SRM 612, Ge8 | [20 empty] | 7000 | [11 empty] | 1200 | [9 empty] | 6100 | [27 empty] | 100 | [31 empty] | 323200 | [39 empty] | 651800 |  |  |  |  | 2024 | Chen, M., Zheng, Y., Chen, X., Yu, P., Zhang, G., Wu, Y., Huang, Y., Wang, X., Shu, L., Lin, Z. (2024). High-Cd sphalerite in the Pangxidong Pb-Zn-Ag deposit (Yunkai Domain, South China): Insight for physicochemical condition of orogenic-type deposit. Ore Geology Reviews, 167, 105974. |  | CHN | Guangdong
| Pangxidong Pb-Zn-Ag deposit |  | Metamorphic | Orogenic gold | orogenic-type polymetallic | Pb, Zn, Ag | Au | Pb, Zn, Ag, Au, Cd, In, Ga, Ge | Wang, Z.W., Zhou, Y.Z., 2002 |  | 20PXD-05A-Para3@1 | [6 empty] | ore material | polished section | grab | mineral separate | [5 empty] | mineralisation |  |  |  | sphalerite |  |  | Sp B | [5 empty] | EPMA | NWR 193 nm Ar F Excimer laser-ablation system paired with an iCAP RQ ICP-MS | Guangzhou Tuoyan Analytical Technology Co., Ltd. | A flow of 0.7 l/min of He carrier gas was introduced into the system, followed by mixing with 0.89 l/min of Ar make-up gas. The laser operated at a fluence of 3.5 J/cm2 and a spot size of 30 μm for a 45-second analysis, followed by a 40-second background measurement. | NIST SRM610, MASS-1, SRM 612, Ge8 | [20 empty] | 8800 | [11 empty] | 0 | [9 empty] | 10400 | [27 empty] | 100 | [31 empty] | 324000 | [39 empty] | 650900 |  |  |  |  | 2024 | Chen, M., Zheng, Y., Chen, X., Yu, P., Zhang, G., Wu, Y., Huang, Y., Wang, X., Shu, L., Lin, Z. (2024). High-Cd sphalerite in the Pangxidong Pb-Zn-Ag deposit (Yunkai Domain, South China): Insight for physicochemical condition of orogenic-type deposit. Ore Geology Reviews, 167, 105974. |  | CHN | Guangdong
| Pangxidong Pb-Zn-Ag deposit |  | Metamorphic | Orogenic gold | orogenic-type polymetallic | Pb, Zn, Ag | Au | Pb, Zn, Ag, Au, Cd, In, Ga, Ge | Wang, Z.W., Zhou, Y.Z., 2002 |  | 20PXD-05A-Para3@2 | [6 empty] | ore material | polished section | grab | mineral separate | [5 empty] | mineralisation |  |  |  | sphalerite |  |  | Sp B | [5 empty] | EPMA | NWR 193 nm Ar F Excimer laser-ablation system paired with an iCAP RQ ICP-MS | Guangzhou Tuoyan Analytical Technology Co., Ltd. | A flow of 0.7 l/min of He carrier gas was introduced into the system, followed by mixing with 0.89 l/min of Ar make-up gas. The laser operated at a fluence of 3.5 J/cm2 and a spot size of 30 μm for a 45-second analysis, followed by a 40-second background measurement. | NIST SRM610, MASS-1, SRM 612, Ge8 | [20 empty] | 8700 | [11 empty] | 0 | [9 empty] | 10500 | [27 empty] | 100 | [31 empty] | 323600 | [39 empty] | 649400 |  |  |  |  | 2024 | Chen, M., Zheng, Y., Chen, X., Yu, P., Zhang, G., Wu, Y., Huang, Y., Wang, X., Shu, L., Lin, Z. (2024). High-Cd sphalerite in the Pangxidong Pb-Zn-Ag deposit (Yunkai Domain, South China): Insight for physicochemical condition of orogenic-type deposit. Ore Geology Reviews, 167, 105974. |  | CHN | Guangdong
| Pangxidong Pb-Zn-Ag deposit |  | Metamorphic | Orogenic gold | orogenic-type polymetallic | Pb, Zn, Ag | Au | Pb, Zn, Ag, Au, Cd, In, Ga, Ge | Wang, Z.W., Zhou, Y.Z., 2002 |  | 20PXD-05A-Para3@3 | [6 empty] | ore material | polished section | grab | mineral separate | [5 empty] | mineralisation |  |  |  | sphalerite |  |  | Sp B | [5 empty] | EPMA | NWR 193 nm Ar F Excimer laser-ablation system paired with an iCAP RQ ICP-MS | Guangzhou Tuoyan Analytical Technology Co., Ltd. | A flow of 0.7 l/min of He carrier gas was introduced into the system, followed by mixing with 0.89 l/min of Ar make-up gas. The laser operated at a fluence of 3.5 J/cm2 and a spot size of 30 μm for a 45-second analysis, followed by a 40-second background measurement. | NIST SRM610, MASS-1, SRM 612, Ge8 | [20 empty] | 8300 | [11 empty] | 0 | [9 empty] | 10600 | [27 empty] | 0 | [31 empty] | 321800 | [39 empty] | 650800 |  |  |  |  | 2024 | Chen, M., Zheng, Y., Chen, X., Yu, P., Zhang, G., Wu, Y., Huang, Y., Wang, X., Shu, L., Lin, Z. (2024). High-Cd sphalerite in the Pangxidong Pb-Zn-Ag deposit (Yunkai Domain, South China): Insight for physicochemical condition of orogenic-type deposit. Ore Geology Reviews, 167, 105974. |  | CHN | Guangdong
| Pangxidong Pb-Zn-Ag deposit |  | Metamorphic | Orogenic gold | orogenic-type polymetallic | Pb, Zn, Ag | Au | Pb, Zn, Ag, Au, Cd, In, Ga, Ge | Wang, Z.W., Zhou, Y.Z., 2002 |  | 20PXD-05A-Para3@4 | [6 empty] | ore material | polished section | grab | mineral separate | [5 empty] | mineralisation |  |  |  | sphalerite |  |  | Sp B | [5 empty] | EPMA | NWR 193 nm Ar F Excimer laser-ablation system paired with an iCAP RQ ICP-MS | Guangzhou Tuoyan Analytical Technology Co., Ltd. | A flow of 0.7 l/min of He carrier gas was introduced into the system, followed by mixing with 0.89 l/min of Ar make-up gas. The laser operated at a fluence of 3.5 J/cm2 and a spot size of 30 μm for a 45-second analysis, followed by a 40-second background measurement. | NIST SRM610, MASS-1, SRM 612, Ge8 | [20 empty] | 8700 | [11 empty] | 100 | [9 empty] | 8100 | [27 empty] | 200 | [31 empty] | 323600 | [39 empty] | 653400 |  |  |  |  | 2024 | Chen, M., Zheng, Y., Chen, X., Yu, P., Zhang, G., Wu, Y., Huang, Y., Wang, X., Shu, L., Lin, Z. (2024). High-Cd sphalerite in the Pangxidong Pb-Zn-Ag deposit (Yunkai Domain, South China): Insight for physicochemical condition of orogenic-type deposit. Ore Geology Reviews, 167, 105974. |  | CHN | Guangdong
| Pangxidong Pb-Zn-Ag deposit |  | Metamorphic | Orogenic gold | orogenic-type polymetallic | Pb, Zn, Ag | Au | Pb, Zn, Ag, Au, Cd, In, Ga, Ge | Wang, Z.W., Zhou, Y.Z., 2002 |  | 20PXD-05A-Para3@5 | [6 empty] | ore material | polished section | grab | mineral separate | [5 empty] | mineralisation |  |  |  | sphalerite |  |  | Sp B | [5 empty] | EPMA | NWR 193 nm Ar F Excimer laser-ablation system paired with an iCAP RQ ICP-MS | Guangzhou Tuoyan Analytical Technology Co., Ltd. | A flow of 0.7 l/min of He carrier gas was introduced into the system, followed by mixing with 0.89 l/min of Ar make-up gas. The laser operated at a fluence of 3.5 J/cm2 and a spot size of 30 μm for a 45-second analysis, followed by a 40-second background measurement. | NIST SRM610, MASS-1, SRM 612, Ge8 | [20 empty] | 10500 | [11 empty] | 600 | [9 empty] | 3400 | [27 empty] | 500 | [31 empty] | 324400 | [39 empty] | 656500 |  |  |  |  | 2024 | Chen, M., Zheng, Y., Chen, X., Yu, P., Zhang, G., Wu, Y., Huang, Y., Wang, X., Shu, L., Lin, Z. (2024). High-Cd sphalerite in the Pangxidong Pb-Zn-Ag deposit (Yunkai Domain, South China): Insight for physicochemical condition of orogenic-type deposit. Ore Geology Reviews, 167, 105974. |  | CHN | Guangdong
| Pangxidong Pb-Zn-Ag deposit |  | Metamorphic | Orogenic gold | orogenic-type polymetallic | Pb, Zn, Ag | Au | Pb, Zn, Ag, Au, Cd, In, Ga, Ge | Wang, Z.W., Zhou, Y.Z., 2002 |  | 20PXD-05A-Para4@1 | [6 empty] | ore material | polished section | grab | mineral separate | [5 empty] | mineralisation |  |  |  | sphalerite |  |  | Sp B | [5 empty] | EPMA | NWR 193 nm Ar F Excimer laser-ablation system paired with an iCAP RQ ICP-MS | Guangzhou Tuoyan Analytical Technology Co., Ltd. | A flow of 0.7 l/min of He carrier gas was introduced into the system, followed by mixing with 0.89 l/min of Ar make-up gas. The laser operated at a fluence of 3.5 J/cm2 and a spot size of 30 μm for a 45-second analysis, followed by a 40-second background measurement. | NIST SRM610, MASS-1, SRM 612, Ge8 | [20 empty] | 7900 | [11 empty] | 6600 | [9 empty] | 8300 | [27 empty] | 400 | [31 empty] | 323600 | [39 empty] | 648800 |  |  |  |  | 2024 | Chen, M., Zheng, Y., Chen, X., Yu, P., Zhang, G., Wu, Y., Huang, Y., Wang, X., Shu, L., Lin, Z. (2024). High-Cd sphalerite in the Pangxidong Pb-Zn-Ag deposit (Yunkai Domain, South China): Insight for physicochemical condition of orogenic-type deposit. Ore Geology Reviews, 167, 105974. |  | CHN | Guangdong
| Pangxidong Pb-Zn-Ag deposit |  | Metamorphic | Orogenic gold | orogenic-type polymetallic | Pb, Zn, Ag | Au | Pb, Zn, Ag, Au, Cd, In, Ga, Ge | Wang, Z.W., Zhou, Y.Z., 2002 |  | 20PXD-05A-Para4@2 | [6 empty] | ore material | polished section | grab | mineral separate | [5 empty] | mineralisation |  |  |  | sphalerite |  |  | Sp B | [5 empty] | EPMA | NWR 193 nm Ar F Excimer laser-ablation system paired with an iCAP RQ ICP-MS | Guangzhou Tuoyan Analytical Technology Co., Ltd. | A flow of 0.7 l/min of He carrier gas was introduced into the system, followed by mixing with 0.89 l/min of Ar make-up gas. The laser operated at a fluence of 3.5 J/cm2 and a spot size of 30 μm for a 45-second analysis, followed by a 40-second background measurement. | NIST SRM610, MASS-1, SRM 612, Ge8 | [20 empty] | 6800 | [11 empty] | 500 | [9 empty] | 3100 | [27 empty] | 400 | [31 empty] | 324200 | [39 empty] | 661600 |  |  |  |  | 2024 | Chen, M., Zheng, Y., Chen, X., Yu, P., Zhang, G., Wu, Y., Huang, Y., Wang, X., Shu, L., Lin, Z. (2024). High-Cd sphalerite in the Pangxidong Pb-Zn-Ag deposit (Yunkai Domain, South China): Insight for physicochemical condition of orogenic-type deposit. Ore Geology Reviews, 167, 105974. |  | CHN | Guangdong
| Pangxidong Pb-Zn-Ag deposit |  | Metamorphic | Orogenic gold | orogenic-type polymetallic | Pb, Zn, Ag | Au | Pb, Zn, Ag, Au, Cd, In, Ga, Ge | Wang, Z.W., Zhou, Y.Z., 2002 |  | 20PXD-05A-Para4@3 | [6 empty] | ore material | polished section | grab | mineral separate | [5 empty] | mineralisation |  |  |  | sphalerite |  |  | Sp B | [5 empty] | EPMA | NWR 193 nm Ar F Excimer laser-ablation system paired with an iCAP RQ ICP-MS | Guangzhou Tuoyan Analytical Technology Co., Ltd. | A flow of 0.7 l/min of He carrier gas was introduced into the system, followed by mixing with 0.89 l/min of Ar make-up gas. The laser operated at a fluence of 3.5 J/cm2 and a spot size of 30 μm for a 45-second analysis, followed by a 40-second background measurement. | NIST SRM610, MASS-1, SRM 612, Ge8 | [20 empty] | 8000 | [11 empty] | 1100 | [9 empty] | 10000 | [27 empty] | 100 | [31 empty] | 324400 | [39 empty] | 653500 |  |  |  |  | 2024 | Chen, M., Zheng, Y., Chen, X., Yu, P., Zhang, G., Wu, Y., Huang, Y., Wang, X., Shu, L., Lin, Z. (2024). High-Cd sphalerite in the Pangxidong Pb-Zn-Ag deposit (Yunkai Domain, South China): Insight for physicochemical condition of orogenic-type deposit. Ore Geology Reviews, 167, 105974. |  | CHN | Guangdong
| Pangxidong Pb-Zn-Ag deposit |  | Metamorphic | Orogenic gold | orogenic-type polymetallic | Pb, Zn, Ag | Au | Pb, Zn, Ag, Au, Cd, In, Ga, Ge | Wang, Z.W., Zhou, Y.Z., 2002 |  | 20PXD-05A-Para4@4 | [6 empty] | ore material | polished section | grab | mineral separate | [5 empty] | mineralisation |  |  |  | sphalerite |  |  | Sp B | [5 empty] | EPMA | NWR 193 nm Ar F Excimer laser-ablation system paired with an iCAP RQ ICP-MS | Guangzhou Tuoyan Analytical Technology Co., Ltd. | A flow of 0.7 l/min of He carrier gas was introduced into the system, followed by mixing with 0.89 l/min of Ar make-up gas. The laser operated at a fluence of 3.5 J/cm2 and a spot size of 30 μm for a 45-second analysis, followed by a 40-second background measurement. | NIST SRM610, MASS-1, SRM 612, Ge8 | [20 empty] | 7300 | [11 empty] | 10600 | [9 empty] | 12000 | [27 empty] | 400 | [31 empty] | 323500 | [39 empty] | 638400 |  |  |  |  | 2024 | Chen, M., Zheng, Y., Chen, X., Yu, P., Zhang, G., Wu, Y., Huang, Y., Wang, X., Shu, L., Lin, Z. (2024). High-Cd sphalerite in the Pangxidong Pb-Zn-Ag deposit (Yunkai Domain, South China): Insight for physicochemical condition of orogenic-type deposit. Ore Geology Reviews, 167, 105974. |  | CHN | Guangdong
| Pangxidong Pb-Zn-Ag deposit |  | Metamorphic | Orogenic gold | orogenic-type polymetallic | Pb, Zn, Ag | Au | Pb, Zn, Ag, Au, Cd, In, Ga, Ge | Wang, Z.W., Zhou, Y.Z., 2002 |  | 20PXD-05A-Para4@5 | [6 empty] | ore material | polished section | grab | mineral separate | [5 empty] | mineralisation |  |  |  | sphalerite |  |  | Sp B | [5 empty] | EPMA | NWR 193 nm Ar F Excimer laser-ablation system paired with an iCAP RQ ICP-MS | Guangzhou Tuoyan Analytical Technology Co., Ltd. | A flow of 0.7 l/min of He carrier gas was introduced into the system, followed by mixing with 0.89 l/min of Ar make-up gas. The laser operated at a fluence of 3.5 J/cm2 and a spot size of 30 μm for a 45-second analysis, followed by a 40-second background measurement. | NIST SRM610, MASS-1, SRM 612, Ge8 | [20 empty] | 7400 | [11 empty] | 100 | [9 empty] | 3400 | [27 empty] | 400 | [31 empty] | 320600 | [39 empty] | 656400 |  |  |  |  | 2024 | Chen, M., Zheng, Y., Chen, X., Yu, P., Zhang, G., Wu, Y., Huang, Y., Wang, X., Shu, L., Lin, Z. (2024). High-Cd sphalerite in the Pangxidong Pb-Zn-Ag deposit (Yunkai Domain, South China): Insight for physicochemical condition of orogenic-type deposit. Ore Geology Reviews, 167, 105974. |  | CHN | Guangdong
| Pangxidong Pb-Zn-Ag deposit |  | Metamorphic | Orogenic gold | orogenic-type polymetallic | Pb, Zn, Ag | Au | Pb, Zn, Ag, Au, Cd, In, Ga, Ge | Wang, Z.W., Zhou, Y.Z., 2002 |  | 20PXD-05A-Para4@6 | [6 empty] | ore material | polished section | grab | mineral separate | [5 empty] | mineralisation |  |  |  | sphalerite |  |  | Sp B | [5 empty] | EPMA | NWR 193 nm Ar F Excimer laser-ablation system paired with an iCAP RQ ICP-MS | Guangzhou Tuoyan Analytical Technology Co., Ltd. | A flow of 0.7 l/min of He carrier gas was introduced into the system, followed by mixing with 0.89 l/min of Ar make-up gas. The laser operated at a fluence of 3.5 J/cm2 and a spot size of 30 μm for a 45-second analysis, followed by a 40-second background measurement. | NIST SRM610, MASS-1, SRM 612, Ge8 | [20 empty] | 8800 | [11 empty] | 800 | [9 empty] | 3600 | [27 empty] | 700 | [31 empty] | 322300 | [39 empty] | 658300 |  |  |  |  | 2024 | Chen, M., Zheng, Y., Chen, X., Yu, P., Zhang, G., Wu, Y., Huang, Y., Wang, X., Shu, L., Lin, Z. (2024). High-Cd sphalerite in the Pangxidong Pb-Zn-Ag deposit (Yunkai Domain, South China): Insight for physicochemical condition of orogenic-type deposit. Ore Geology Reviews, 167, 105974. |  | CHN | Guangdong
| Pangxidong Pb-Zn-Ag deposit |  | Metamorphic | Orogenic gold | orogenic-type polymetallic | Pb, Zn, Ag | Au | Pb, Zn, Ag, Au, Cd, In, Ga, Ge | Wang, Z.W., Zhou, Y.Z., 2002 |  | 20PXD-05A-Para-1@1_LAICP | [6 empty] | ore material | polished section | grab | mineral separate | [5 empty] | mineralisation |  |  |  | sphalerite |  |  | Sp A | [5 empty] | LA-ICPMS | NWR 193 nm Ar F Excimer laser-ablation system paired with an iCAP RQ ICP-MS | Guangzhou Tuoyan Analytical Technology Co., Ltd. | A flow of 0.7 l/min of He carrier gas was introduced into the system, followed by mixing with 0.89 l/min of Ar make-up gas. The laser operated at a fluence of 3.5 J/cm2 and a spot size of 30 μm for a 45-second analysis, followed by a 40-second background measurement. | NIST SRM610, MASS-1, SRM 612, Ge8 | 565.28 | [5 empty] | 6.53 | [13 empty] | 6326.32 | [11 empty] | 1140.58 | [9 empty] | 2009.54 |  | 0.46 |  |  |  | 0.82 | [7 empty] | 0.09 | [13 empty] | 240.88 | [15 empty] | 19.97 | [27 empty] | 0.81 | [13 empty] | 0.18 | [18 empty] | 2024 | Chen, M., Zheng, Y., Chen, X., Yu, P., Zhang, G., Wu, Y., Huang, Y., Wang, X., Shu, L., Lin, Z. (2024). High-Cd sphalerite in the Pangxidong Pb-Zn-Ag deposit (Yunkai Domain, South China): Insight for physicochemical condition of orogenic-type deposit. Ore Geology Reviews, 167, 105974. |  | CHN | Guangdong
| Pangxidong Pb-Zn-Ag deposit |  | Metamorphic | Orogenic gold | orogenic-type polymetallic | Pb, Zn, Ag | Au | Pb, Zn, Ag, Au, Cd, In, Ga, Ge | Wang, Z.W., Zhou, Y.Z., 2002 |  | 20PXD-05A-Para-1@2_LAICP | [6 empty] | ore material | polished section | grab | mineral separate | [5 empty] | mineralisation |  |  |  | sphalerite |  |  | Sp A | [5 empty] | LA-ICPMS | NWR 193 nm Ar F Excimer laser-ablation system paired with an iCAP RQ ICP-MS | Guangzhou Tuoyan Analytical Technology Co., Ltd. | A flow of 0.7 l/min of He carrier gas was introduced into the system, followed by mixing with 0.89 l/min of Ar make-up gas. The laser operated at a fluence of 3.5 J/cm2 and a spot size of 30 μm for a 45-second analysis, followed by a 40-second background measurement. | NIST SRM610, MASS-1, SRM 612, Ge8 | 298.41 | [5 empty] | 1.65 | [13 empty] | 6201.08 | [11 empty] | 7541 | [9 empty] | 8808.36 |  | 0.41 |  |  |  | 1.03 | [7 empty] | 0.08 | [13 empty] | 310.05 | [15 empty] | 18.5 | [27 empty] | 0.22 | [13 empty] | 0.07 | [18 empty] | 2024 | Chen, M., Zheng, Y., Chen, X., Yu, P., Zhang, G., Wu, Y., Huang, Y., Wang, X., Shu, L., Lin, Z. (2024). High-Cd sphalerite in the Pangxidong Pb-Zn-Ag deposit (Yunkai Domain, South China): Insight for physicochemical condition of orogenic-type deposit. Ore Geology Reviews, 167, 105974. |  | CHN | Guangdong
| Pangxidong Pb-Zn-Ag deposit |  | Metamorphic | Orogenic gold | orogenic-type polymetallic | Pb, Zn, Ag | Au | Pb, Zn, Ag, Au, Cd, In, Ga, Ge | Wang, Z.W., Zhou, Y.Z., 2002 |  | 20PXD-05A-Para-1@3_LAICP | [6 empty] | ore material | polished section | grab | mineral separate | [5 empty] | mineralisation |  |  |  | sphalerite |  |  | Sp A | [5 empty] | LA-ICPMS | NWR 193 nm Ar F Excimer laser-ablation system paired with an iCAP RQ ICP-MS | Guangzhou Tuoyan Analytical Technology Co., Ltd. | A flow of 0.7 l/min of He carrier gas was introduced into the system, followed by mixing with 0.89 l/min of Ar make-up gas. The laser operated at a fluence of 3.5 J/cm2 and a spot size of 30 μm for a 45-second analysis, followed by a 40-second background measurement. | NIST SRM610, MASS-1, SRM 612, Ge8 | 518.11 | [5 empty] | 0.64 | [13 empty] | 6371.35 | [11 empty] | 1683.93 | [9 empty] | 2865.44 |  | 0.62 |  |  |  | 1.29 | [7 empty] | 0.15 | [13 empty] | 1091.53 | [15 empty] | 15.79 | [27 empty] | 0.25 | [13 empty] | 0.05 | [18 empty] | 2024 | Chen, M., Zheng, Y., Chen, X., Yu, P., Zhang, G., Wu, Y., Huang, Y., Wang, X., Shu, L., Lin, Z. (2024). High-Cd sphalerite in the Pangxidong Pb-Zn-Ag deposit (Yunkai Domain, South China): Insight for physicochemical condition of orogenic-type deposit. Ore Geology Reviews, 167, 105974. |  | CHN | Guangdong
| Pangxidong Pb-Zn-Ag deposit |  | Metamorphic | Orogenic gold | orogenic-type polymetallic | Pb, Zn, Ag | Au | Pb, Zn, Ag, Au, Cd, In, Ga, Ge | Wang, Z.W., Zhou, Y.Z., 2002 |  | 20PXD-05A-Para-1@4_LAICP | [6 empty] | ore material | polished section | grab | mineral separate | [5 empty] | mineralisation |  |  |  | sphalerite |  |  | Sp A | [5 empty] | LA-ICPMS | NWR 193 nm Ar F Excimer laser-ablation system paired with an iCAP RQ ICP-MS | Guangzhou Tuoyan Analytical Technology Co., Ltd. | A flow of 0.7 l/min of He carrier gas was introduced into the system, followed by mixing with 0.89 l/min of Ar make-up gas. The laser operated at a fluence of 3.5 J/cm2 and a spot size of 30 μm for a 45-second analysis, followed by a 40-second background measurement. | NIST SRM610, MASS-1, SRM 612, Ge8 | 354.53 | [5 empty] | 7.4 | [13 empty] | 5933.35 | [11 empty] | 1621.11 | [9 empty] | 2550.09 |  | 1.3 |  |  |  | 1.49 | [7 empty] | 0.22 | [13 empty] | 178.23 | [15 empty] | 26.01 | [27 empty] | 1.55 | [13 empty] | 0.12 | [18 empty] | 2024 | Chen, M., Zheng, Y., Chen, X., Yu, P., Zhang, G., Wu, Y., Huang, Y., Wang, X., Shu, L., Lin, Z. (2024). High-Cd sphalerite in the Pangxidong Pb-Zn-Ag deposit (Yunkai Domain, South China): Insight for physicochemical condition of orogenic-type deposit. Ore Geology Reviews, 167, 105974. |  | CHN | Guangdong
| Pangxidong Pb-Zn-Ag deposit |  | Metamorphic | Orogenic gold | orogenic-type polymetallic | Pb, Zn, Ag | Au | Pb, Zn, Ag, Au, Cd, In, Ga, Ge | Wang, Z.W., Zhou, Y.Z., 2002 |  | 20PXD-05A-Vert-1@1_LAICP | [6 empty] | ore material | polished section | grab | mineral separate | [5 empty] | mineralisation |  |  |  | sphalerite |  |  | Sp A | [5 empty] | LA-ICPMS | NWR 193 nm Ar F Excimer laser-ablation system paired with an iCAP RQ ICP-MS | Guangzhou Tuoyan Analytical Technology Co., Ltd. | A flow of 0.7 l/min of He carrier gas was introduced into the system, followed by mixing with 0.89 l/min of Ar make-up gas. The laser operated at a fluence of 3.5 J/cm2 and a spot size of 30 μm for a 45-second analysis, followed by a 40-second background measurement. | NIST SRM610, MASS-1, SRM 612, Ge8 | 21.57 | [5 empty] | 0.74 | [13 empty] | 6162.5 | [11 empty] | 1779.8 | [9 empty] | 14617.09 |  | 0.96 |  |  |  | 1.25 | [7 empty] | 0.1 | [13 empty] | 202.2 | [15 empty] | 25.9 | [27 empty] | 0.45 | [13 empty] | 0.04 | [18 empty] | 2024 | Chen, M., Zheng, Y., Chen, X., Yu, P., Zhang, G., Wu, Y., Huang, Y., Wang, X., Shu, L., Lin, Z. (2024). High-Cd sphalerite in the Pangxidong Pb-Zn-Ag deposit (Yunkai Domain, South China): Insight for physicochemical condition of orogenic-type deposit. Ore Geology Reviews, 167, 105974. |  | CHN | Guangdong
| Pangxidong Pb-Zn-Ag deposit |  | Metamorphic | Orogenic gold | orogenic-type polymetallic | Pb, Zn, Ag | Au | Pb, Zn, Ag, Au, Cd, In, Ga, Ge | Wang, Z.W., Zhou, Y.Z., 2002 |  | 20PXD-05A-Vert-1@2_LAICP | [6 empty] | ore material | polished section | grab | mineral separate | [5 empty] | mineralisation |  |  |  | sphalerite |  |  | Sp A | [5 empty] | LA-ICPMS | NWR 193 nm Ar F Excimer laser-ablation system paired with an iCAP RQ ICP-MS | Guangzhou Tuoyan Analytical Technology Co., Ltd. | A flow of 0.7 l/min of He carrier gas was introduced into the system, followed by mixing with 0.89 l/min of Ar make-up gas. The laser operated at a fluence of 3.5 J/cm2 and a spot size of 30 μm for a 45-second analysis, followed by a 40-second background measurement. | NIST SRM610, MASS-1, SRM 612, Ge8 | 132.64 | [5 empty] | 2.18 | [13 empty] | 6984.65 | [11 empty] | 1922.88 | [9 empty] | 8502.22 |  | 0.46 |  |  |  | 1.27 | [7 empty] | 0.12 | [13 empty] | 2193.96 | [15 empty] | 27.78 | [27 empty] | 1.83 | [13 empty] | 0.07 | [18 empty] | 2024 | Chen, M., Zheng, Y., Chen, X., Yu, P., Zhang, G., Wu, Y., Huang, Y., Wang, X., Shu, L., Lin, Z. (2024). High-Cd sphalerite in the Pangxidong Pb-Zn-Ag deposit (Yunkai Domain, South China): Insight for physicochemical condition of orogenic-type deposit. Ore Geology Reviews, 167, 105974. |  | CHN | Guangdong
| Pangxidong Pb-Zn-Ag deposit |  | Metamorphic | Orogenic gold | orogenic-type polymetallic | Pb, Zn, Ag | Au | Pb, Zn, Ag, Au, Cd, In, Ga, Ge | Wang, Z.W., Zhou, Y.Z., 2002 |  | 20PXD-05A-Vert-1@3_LAICP | [6 empty] | ore material | polished section | grab | mineral separate | [5 empty] | mineralisation |  |  |  | sphalerite |  |  | Sp A | [5 empty] | LA-ICPMS | NWR 193 nm Ar F Excimer laser-ablation system paired with an iCAP RQ ICP-MS | Guangzhou Tuoyan Analytical Technology Co., Ltd. | A flow of 0.7 l/min of He carrier gas was introduced into the system, followed by mixing with 0.89 l/min of Ar make-up gas. The laser operated at a fluence of 3.5 J/cm2 and a spot size of 30 μm for a 45-second analysis, followed by a 40-second background measurement. | NIST SRM610, MASS-1, SRM 612, Ge8 | 62.47 | [5 empty] | 1.92 | [13 empty] | 5919.6 | [11 empty] | 6878.58 | [9 empty] | 9995.84 |  | 1.01 |  |  |  | 1.33 | [7 empty] | 0.06 | [13 empty] | 364.89 | [15 empty] | 21.6 | [27 empty] | 0.26 | [13 empty] | 0.05 | [18 empty] | 2024 | Chen, M., Zheng, Y., Chen, X., Yu, P., Zhang, G., Wu, Y., Huang, Y., Wang, X., Shu, L., Lin, Z. (2024). High-Cd sphalerite in the Pangxidong Pb-Zn-Ag deposit (Yunkai Domain, South China): Insight for physicochemical condition of orogenic-type deposit. Ore Geology Reviews, 167, 105974. |  | CHN | Guangdong
| Pangxidong Pb-Zn-Ag deposit |  | Metamorphic | Orogenic gold | orogenic-type polymetallic | Pb, Zn, Ag | Au | Pb, Zn, Ag, Au, Cd, In, Ga, Ge | Wang, Z.W., Zhou, Y.Z., 2002 |  | 20PXD-05A-Vert-1@4_LAICP | [6 empty] | ore material | polished section | grab | mineral separate | [5 empty] | mineralisation |  |  |  | sphalerite |  |  | Sp A | [5 empty] | LA-ICPMS | NWR 193 nm Ar F Excimer laser-ablation system paired with an iCAP RQ ICP-MS | Guangzhou Tuoyan Analytical Technology Co., Ltd. | A flow of 0.7 l/min of He carrier gas was introduced into the system, followed by mixing with 0.89 l/min of Ar make-up gas. The laser operated at a fluence of 3.5 J/cm2 and a spot size of 30 μm for a 45-second analysis, followed by a 40-second background measurement. | NIST SRM610, MASS-1, SRM 612, Ge8 | 95.84 | [5 empty] | 0.71 | [13 empty] | 5258.97 | [11 empty] | 3488.96 | [9 empty] | 8320.1 |  | 0.47 |  |  |  | 2.24 | [7 empty] | 0.04 | [13 empty] | 150.34 | [15 empty] | 21.77 | [27 empty] | 0.28 | [13 empty] | 0.07 | [18 empty] | 2024 | Chen, M., Zheng, Y., Chen, X., Yu, P., Zhang, G., Wu, Y., Huang, Y., Wang, X., Shu, L., Lin, Z. (2024). High-Cd sphalerite in the Pangxidong Pb-Zn-Ag deposit (Yunkai Domain, South China): Insight for physicochemical condition of orogenic-type deposit. Ore Geology Reviews, 167, 105974. |  | CHN | Guangdong
| Pangxidong Pb-Zn-Ag deposit |  | Metamorphic | Orogenic gold | orogenic-type polymetallic | Pb, Zn, Ag | Au | Pb, Zn, Ag, Au, Cd, In, Ga, Ge | Wang, Z.W., Zhou, Y.Z., 2002 |  | 20PXD-01A-1@1_LAICP | [6 empty] | ore material | polished section | grab | mineral separate | [5 empty] | mineralisation |  |  |  | sphalerite |  |  | Sp A | [5 empty] | LA-ICPMS | NWR 193 nm Ar F Excimer laser-ablation system paired with an iCAP RQ ICP-MS | Guangzhou Tuoyan Analytical Technology Co., Ltd. | A flow of 0.7 l/min of He carrier gas was introduced into the system, followed by mixing with 0.89 l/min of Ar make-up gas. The laser operated at a fluence of 3.5 J/cm2 and a spot size of 30 μm for a 45-second analysis, followed by a 40-second background measurement. | NIST SRM610, MASS-1, SRM 612, Ge8 | 256.61 | [5 empty] | 0.13 | [13 empty] | 10113.66 | [11 empty] | 1391.71 | [9 empty] | 2654.63 |  | 0.38 |  |  |  | 0.92 | [7 empty] | 0.18 | [13 empty] | 219.36 | [15 empty] | 14.27 | [27 empty] | 0.18 | [13 empty] | 0.06 | [18 empty] | 2024 | Chen, M., Zheng, Y., Chen, X., Yu, P., Zhang, G., Wu, Y., Huang, Y., Wang, X., Shu, L., Lin, Z. (2024). High-Cd sphalerite in the Pangxidong Pb-Zn-Ag deposit (Yunkai Domain, South China): Insight for physicochemical condition of orogenic-type deposit. Ore Geology Reviews, 167, 105974. |  | CHN | Guangdong
| Pangxidong Pb-Zn-Ag deposit |  | Metamorphic | Orogenic gold | orogenic-type polymetallic | Pb, Zn, Ag | Au | Pb, Zn, Ag, Au, Cd, In, Ga, Ge | Wang, Z.W., Zhou, Y.Z., 2002 |  | 20PXD-01A-1@2_LAICP | [6 empty] | ore material | polished section | grab | mineral separate | [5 empty] | mineralisation |  |  |  | sphalerite |  |  | Sp A | [5 empty] | LA-ICPMS | NWR 193 nm Ar F Excimer laser-ablation system paired with an iCAP RQ ICP-MS | Guangzhou Tuoyan Analytical Technology Co., Ltd. | A flow of 0.7 l/min of He carrier gas was introduced into the system, followed by mixing with 0.89 l/min of Ar make-up gas. The laser operated at a fluence of 3.5 J/cm2 and a spot size of 30 μm for a 45-second analysis, followed by a 40-second background measurement. | NIST SRM610, MASS-1, SRM 612, Ge8 | 2401.7 | [5 empty] | 4.15 | [13 empty] | 33782.02 | [11 empty] | 4454.71 | [9 empty] | 5903.79 |  | 0.82 |  |  |  | 1 | [7 empty] | 0.19 | [13 empty] | 88.27 | [15 empty] | 14.47 | [27 empty] | 0.5 | [13 empty] | 0.25 | [18 empty] | 2024 | Chen, M., Zheng, Y., Chen, X., Yu, P., Zhang, G., Wu, Y., Huang, Y., Wang, X., Shu, L., Lin, Z. (2024). High-Cd sphalerite in the Pangxidong Pb-Zn-Ag deposit (Yunkai Domain, South China): Insight for physicochemical condition of orogenic-type deposit. Ore Geology Reviews, 167, 105974. |  | CHN | Guangdong
| Pangxidong Pb-Zn-Ag deposit |  | Metamorphic | Orogenic gold | orogenic-type polymetallic | Pb, Zn, Ag | Au | Pb, Zn, Ag, Au, Cd, In, Ga, Ge | Wang, Z.W., Zhou, Y.Z., 2002 |  | 20PXD-01A-1@3_LAICP | [6 empty] | ore material | polished section | grab | mineral separate | [5 empty] | mineralisation |  |  |  | sphalerite |  |  | Sp A | [5 empty] | LA-ICPMS | NWR 193 nm Ar F Excimer laser-ablation system paired with an iCAP RQ ICP-MS | Guangzhou Tuoyan Analytical Technology Co., Ltd. | A flow of 0.7 l/min of He carrier gas was introduced into the system, followed by mixing with 0.89 l/min of Ar make-up gas. The laser operated at a fluence of 3.5 J/cm2 and a spot size of 30 μm for a 45-second analysis, followed by a 40-second background measurement. | NIST SRM610, MASS-1, SRM 612, Ge8 | 1063.04 | [5 empty] | 2.58 | [13 empty] | 17272.59 | [11 empty] | 3887.44 | [9 empty] | 5460.19 |  | 1.57 |  |  |  | 1.07 | [7 empty] | 0.04 | [13 empty] | 86.3 | [15 empty] | 15.43 | [27 empty] | 0.42 | [13 empty] | 0.27 | [18 empty] | 2024 | Chen, M., Zheng, Y., Chen, X., Yu, P., Zhang, G., Wu, Y., Huang, Y., Wang, X., Shu, L., Lin, Z. (2024). High-Cd sphalerite in the Pangxidong Pb-Zn-Ag deposit (Yunkai Domain, South China): Insight for physicochemical condition of orogenic-type deposit. Ore Geology Reviews, 167, 105974. |  | CHN | Guangdong
| Pangxidong Pb-Zn-Ag deposit |  | Metamorphic | Orogenic gold | orogenic-type polymetallic | Pb, Zn, Ag | Au | Pb, Zn, Ag, Au, Cd, In, Ga, Ge | Wang, Z.W., Zhou, Y.Z., 2002 |  | 20PXD-01A-1@4_LAICP | [6 empty] | ore material | polished section | grab | mineral separate | [5 empty] | mineralisation |  |  |  | sphalerite |  |  | Sp A | [5 empty] | LA-ICPMS | NWR 193 nm Ar F Excimer laser-ablation system paired with an iCAP RQ ICP-MS | Guangzhou Tuoyan Analytical Technology Co., Ltd. | A flow of 0.7 l/min of He carrier gas was introduced into the system, followed by mixing with 0.89 l/min of Ar make-up gas. The laser operated at a fluence of 3.5 J/cm2 and a spot size of 30 μm for a 45-second analysis, followed by a 40-second background measurement. | NIST SRM610, MASS-1, SRM 612, Ge8 | 643.77 | [5 empty] | 1.03 | [13 empty] | 40177.11 | [11 empty] | 3417 | [9 empty] | 4833.39 |  | 0.64 |  |  |  | 1.06 | [7 empty] | 0.23 | [13 empty] | 48.24 | [15 empty] | 14.41 | [27 empty] | 0.38 | [13 empty] | 0.05 | [18 empty] | 2024 | Chen, M., Zheng, Y., Chen, X., Yu, P., Zhang, G., Wu, Y., Huang, Y., Wang, X., Shu, L., Lin, Z. (2024). High-Cd sphalerite in the Pangxidong Pb-Zn-Ag deposit (Yunkai Domain, South China): Insight for physicochemical condition of orogenic-type deposit. Ore Geology Reviews, 167, 105974. |  | CHN | Guangdong
| Pangxidong Pb-Zn-Ag deposit |  | Metamorphic | Orogenic gold | orogenic-type polymetallic | Pb, Zn, Ag | Au | Pb, Zn, Ag, Au, Cd, In, Ga, Ge | Wang, Z.W., Zhou, Y.Z., 2002 |  | 20PXD-01A-1@5_LAICP | [6 empty] | ore material | polished section | grab | mineral separate | [5 empty] | mineralisation |  |  |  | sphalerite |  |  | Sp A | [5 empty] | LA-ICPMS | NWR 193 nm Ar F Excimer laser-ablation system paired with an iCAP RQ ICP-MS | Guangzhou Tuoyan Analytical Technology Co., Ltd. | A flow of 0.7 l/min of He carrier gas was introduced into the system, followed by mixing with 0.89 l/min of Ar make-up gas. The laser operated at a fluence of 3.5 J/cm2 and a spot size of 30 μm for a 45-second analysis, followed by a 40-second background measurement. | NIST SRM610, MASS-1, SRM 612, Ge8 | 1057.47 | [5 empty] | 1.14 | [13 empty] | 35042.33 | [11 empty] | 4551.1 | [9 empty] | 5895.97 |  | 1.13 |  |  |  | 1.06 | [7 empty] | 0.14 | [13 empty] | 75.66 | [15 empty] | 14.31 | [27 empty] | 0.39 | [13 empty] | 0.08 | [18 empty] | 2024 | Chen, M., Zheng, Y., Chen, X., Yu, P., Zhang, G., Wu, Y., Huang, Y., Wang, X., Shu, L., Lin, Z. (2024). High-Cd sphalerite in the Pangxidong Pb-Zn-Ag deposit (Yunkai Domain, South China): Insight for physicochemical condition of orogenic-type deposit. Ore Geology Reviews, 167, 105974. |  | CHN | Guangdong
| Pangxidong Pb-Zn-Ag deposit |  | Metamorphic | Orogenic gold | orogenic-type polymetallic | Pb, Zn, Ag | Au | Pb, Zn, Ag, Au, Cd, In, Ga, Ge | Wang, Z.W., Zhou, Y.Z., 2002 |  | 20PXD-01A-2@1_LAICP | [6 empty] | ore material | polished section | grab | mineral separate | [5 empty] | mineralisation |  |  |  | sphalerite |  |  | Sp A | [5 empty] | LA-ICPMS | NWR 193 nm Ar F Excimer laser-ablation system paired with an iCAP RQ ICP-MS | Guangzhou Tuoyan Analytical Technology Co., Ltd. | A flow of 0.7 l/min of He carrier gas was introduced into the system, followed by mixing with 0.89 l/min of Ar make-up gas. The laser operated at a fluence of 3.5 J/cm2 and a spot size of 30 μm for a 45-second analysis, followed by a 40-second background measurement. | NIST SRM610, MASS-1, SRM 612, Ge8 | 686.84 | [5 empty] | 7.61 | [13 empty] | 9728.39 | [11 empty] | 1503.44 | [9 empty] | 2348.25 |  | 0.13 |  |  |  | 0.85 | [7 empty] | 0.16 | [13 empty] | 240.89 | [15 empty] | 15.24 | [27 empty] | 0.16 | [13 empty] | 0.05 | [18 empty] | 2024 | Chen, M., Zheng, Y., Chen, X., Yu, P., Zhang, G., Wu, Y., Huang, Y., Wang, X., Shu, L., Lin, Z. (2024). High-Cd sphalerite in the Pangxidong Pb-Zn-Ag deposit (Yunkai Domain, South China): Insight for physicochemical condition of orogenic-type deposit. Ore Geology Reviews, 167, 105974. |  | CHN | Guangdong
| Pangxidong Pb-Zn-Ag deposit |  | Metamorphic | Orogenic gold | orogenic-type polymetallic | Pb, Zn, Ag | Au | Pb, Zn, Ag, Au, Cd, In, Ga, Ge | Wang, Z.W., Zhou, Y.Z., 2002 |  | 20PXD-01A-2@2_LAICP | [6 empty] | ore material | polished section | grab | mineral separate | [5 empty] | mineralisation |  |  |  | sphalerite |  |  | Sp A | [5 empty] | LA-ICPMS | NWR 193 nm Ar F Excimer laser-ablation system paired with an iCAP RQ ICP-MS | Guangzhou Tuoyan Analytical Technology Co., Ltd. | A flow of 0.7 l/min of He carrier gas was introduced into the system, followed by mixing with 0.89 l/min of Ar make-up gas. The laser operated at a fluence of 3.5 J/cm2 and a spot size of 30 μm for a 45-second analysis, followed by a 40-second background measurement. | NIST SRM610, MASS-1, SRM 612, Ge8 | 1061.5 | [5 empty] | 5.46 | [13 empty] | 10101.99 | [11 empty] | 1138.52 | [9 empty] | 1682.43 |  | 0.13 |  |  |  | 0.9 | [7 empty] | 0.2 | [13 empty] | 132.7 | [15 empty] | 9.41 | [27 empty] | 0.46 | [13 empty] | 0.57 | [18 empty] | 2024 | Chen, M., Zheng, Y., Chen, X., Yu, P., Zhang, G., Wu, Y., Huang, Y., Wang, X., Shu, L., Lin, Z. (2024). High-Cd sphalerite in the Pangxidong Pb-Zn-Ag deposit (Yunkai Domain, South China): Insight for physicochemical condition of orogenic-type deposit. Ore Geology Reviews, 167, 105974. |  | CHN | Guangdong
| Pangxidong Pb-Zn-Ag deposit |  | Metamorphic | Orogenic gold | orogenic-type polymetallic | Pb, Zn, Ag | Au | Pb, Zn, Ag, Au, Cd, In, Ga, Ge | Wang, Z.W., Zhou, Y.Z., 2002 |  | 20PXD-01A-2@3_LAICP | [6 empty] | ore material | polished section | grab | mineral separate | [5 empty] | mineralisation |  |  |  | sphalerite |  |  | Sp A | [5 empty] | LA-ICPMS | NWR 193 nm Ar F Excimer laser-ablation system paired with an iCAP RQ ICP-MS | Guangzhou Tuoyan Analytical Technology Co., Ltd. | A flow of 0.7 l/min of He carrier gas was introduced into the system, followed by mixing with 0.89 l/min of Ar make-up gas. The laser operated at a fluence of 3.5 J/cm2 and a spot size of 30 μm for a 45-second analysis, followed by a 40-second background measurement. | NIST SRM610, MASS-1, SRM 612, Ge8 | 2064.07 | [5 empty] | 2.28 | [13 empty] | 8643.61 | [11 empty] | 1789.74 | [9 empty] | 2265.87 |  | 0.1 |  |  |  | 0.91 | [7 empty] | 0.14 | [13 empty] | 266.3 | [15 empty] | 14.7 | [27 empty] | 0.16 | [13 empty] | 0.21 | [18 empty] | 2024 | Chen, M., Zheng, Y., Chen, X., Yu, P., Zhang, G., Wu, Y., Huang, Y., Wang, X., Shu, L., Lin, Z. (2024). High-Cd sphalerite in the Pangxidong Pb-Zn-Ag deposit (Yunkai Domain, South China): Insight for physicochemical condition of orogenic-type deposit. Ore Geology Reviews, 167, 105974. |  | CHN | Guangdong
| Pangxidong Pb-Zn-Ag deposit |  | Metamorphic | Orogenic gold | orogenic-type polymetallic | Pb, Zn, Ag | Au | Pb, Zn, Ag, Au, Cd, In, Ga, Ge | Wang, Z.W., Zhou, Y.Z., 2002 |  | 20PXD-01A-2@4_LAICP | [6 empty] | ore material | polished section | grab | mineral separate | [5 empty] | mineralisation |  |  |  | sphalerite |  |  | Sp A | [5 empty] | LA-ICPMS | NWR 193 nm Ar F Excimer laser-ablation system paired with an iCAP RQ ICP-MS | Guangzhou Tuoyan Analytical Technology Co., Ltd. | A flow of 0.7 l/min of He carrier gas was introduced into the system, followed by mixing with 0.89 l/min of Ar make-up gas. The laser operated at a fluence of 3.5 J/cm2 and a spot size of 30 μm for a 45-second analysis, followed by a 40-second background measurement. | NIST SRM610, MASS-1, SRM 612, Ge8 | 85.54 | [5 empty] | 0.14 | [13 empty] | 14656.6 | [11 empty] | 4329.19 | [9 empty] | 6216.87 |  | 7.41 |  |  |  | 0.89 | [7 empty] | 0.19 | [13 empty] | 79.2 | [15 empty] | 18.43 | [27 empty] | 0.15 | [13 empty] | 0.03 | [18 empty] | 2024 | Chen, M., Zheng, Y., Chen, X., Yu, P., Zhang, G., Wu, Y., Huang, Y., Wang, X., Shu, L., Lin, Z. (2024). High-Cd sphalerite in the Pangxidong Pb-Zn-Ag deposit (Yunkai Domain, South China): Insight for physicochemical condition of orogenic-type deposit. Ore Geology Reviews, 167, 105974. |  | CHN | Guangdong
| Pangxidong Pb-Zn-Ag deposit |  | Metamorphic | Orogenic gold | orogenic-type polymetallic | Pb, Zn, Ag | Au | Pb, Zn, Ag, Au, Cd, In, Ga, Ge | Wang, Z.W., Zhou, Y.Z., 2002 |  | 20PXD-01A-3@1_LAICP | [6 empty] | ore material | polished section | grab | mineral separate | [5 empty] | mineralisation |  |  |  | sphalerite |  |  | Sp A | [5 empty] | LA-ICPMS | NWR 193 nm Ar F Excimer laser-ablation system paired with an iCAP RQ ICP-MS | Guangzhou Tuoyan Analytical Technology Co., Ltd. | A flow of 0.7 l/min of He carrier gas was introduced into the system, followed by mixing with 0.89 l/min of Ar make-up gas. The laser operated at a fluence of 3.5 J/cm2 and a spot size of 30 μm for a 45-second analysis, followed by a 40-second background measurement. | NIST SRM610, MASS-1, SRM 612, Ge8 | 1500.99 | [5 empty] | 2.78 | [13 empty] | 9329.87 | [11 empty] | 2484.18 | [9 empty] | 2473.74 |  | 0.17 |  |  |  | 1.31 | [7 empty] | 0.17 | [13 empty] | 139.52 | [15 empty] | 82.76 | [27 empty] | 0.43 | [13 empty] | 2.76 | [18 empty] | 2024 | Chen, M., Zheng, Y., Chen, X., Yu, P., Zhang, G., Wu, Y., Huang, Y., Wang, X., Shu, L., Lin, Z. (2024). High-Cd sphalerite in the Pangxidong Pb-Zn-Ag deposit (Yunkai Domain, South China): Insight for physicochemical condition of orogenic-type deposit. Ore Geology Reviews, 167, 105974. |  | CHN | Guangdong
| Pangxidong Pb-Zn-Ag deposit |  | Metamorphic | Orogenic gold | orogenic-type polymetallic | Pb, Zn, Ag | Au | Pb, Zn, Ag, Au, Cd, In, Ga, Ge | Wang, Z.W., Zhou, Y.Z., 2002 |  | 20PXD-01A-4@1_LAICP | [6 empty] | ore material | polished section | grab | mineral separate | [5 empty] | mineralisation |  |  |  | sphalerite |  |  | Sp A | [5 empty] | LA-ICPMS | NWR 193 nm Ar F Excimer laser-ablation system paired with an iCAP RQ ICP-MS | Guangzhou Tuoyan Analytical Technology Co., Ltd. | A flow of 0.7 l/min of He carrier gas was introduced into the system, followed by mixing with 0.89 l/min of Ar make-up gas. The laser operated at a fluence of 3.5 J/cm2 and a spot size of 30 μm for a 45-second analysis, followed by a 40-second background measurement. | NIST SRM610, MASS-1, SRM 612, Ge8 | 266 | [5 empty] | 1.59 | [13 empty] | 4868.89 | [11 empty] | 5907.65 | [9 empty] | 5275.05 |  | 0.55 |  |  |  | 0.61 | [7 empty] | 0.11 | [13 empty] | 195.32 | [15 empty] | 11.19 | [27 empty] | 0.12 | [13 empty] | 0.85 | [18 empty] | 2024 | Chen, M., Zheng, Y., Chen, X., Yu, P., Zhang, G., Wu, Y., Huang, Y., Wang, X., Shu, L., Lin, Z. (2024). High-Cd sphalerite in the Pangxidong Pb-Zn-Ag deposit (Yunkai Domain, South China): Insight for physicochemical condition of orogenic-type deposit. Ore Geology Reviews, 167, 105974. |  | CHN | Guangdong
| Pangxidong Pb-Zn-Ag deposit |  | Metamorphic | Orogenic gold | orogenic-type polymetallic | Pb, Zn, Ag | Au | Pb, Zn, Ag, Au, Cd, In, Ga, Ge | Wang, Z.W., Zhou, Y.Z., 2002 |  | 20PXD-01A-4@2_LAICP | [6 empty] | ore material | polished section | grab | mineral separate | [5 empty] | mineralisation |  |  |  | sphalerite |  |  | Sp A | [5 empty] | LA-ICPMS | NWR 193 nm Ar F Excimer laser-ablation system paired with an iCAP RQ ICP-MS | Guangzhou Tuoyan Analytical Technology Co., Ltd. | A flow of 0.7 l/min of He carrier gas was introduced into the system, followed by mixing with 0.89 l/min of Ar make-up gas. The laser operated at a fluence of 3.5 J/cm2 and a spot size of 30 μm for a 45-second analysis, followed by a 40-second background measurement. | NIST SRM610, MASS-1, SRM 612, Ge8 | 20.18 | [5 empty] | 0.3 | [13 empty] | 36163.43 | [11 empty] | 1276.67 | [9 empty] | 2637.63 |  | 2.17 |  |  |  | 0.55 | [7 empty] | 0.09 | [13 empty] | 41.92 | [15 empty] | 13.31 | [27 empty] | 0.62 | [13 empty] | 0.03 | [18 empty] | 2024 | Chen, M., Zheng, Y., Chen, X., Yu, P., Zhang, G., Wu, Y., Huang, Y., Wang, X., Shu, L., Lin, Z. (2024). High-Cd sphalerite in the Pangxidong Pb-Zn-Ag deposit (Yunkai Domain, South China): Insight for physicochemical condition of orogenic-type deposit. Ore Geology Reviews, 167, 105974. |  | CHN | Guangdong
| Pangxidong Pb-Zn-Ag deposit |  | Metamorphic | Orogenic gold | orogenic-type polymetallic | Pb, Zn, Ag | Au | Pb, Zn, Ag, Au, Cd, In, Ga, Ge | Wang, Z.W., Zhou, Y.Z., 2002 |  | 20PXD-01A-4@3_LAICP | [6 empty] | ore material | polished section | grab | mineral separate | [5 empty] | mineralisation |  |  |  | sphalerite |  |  | Sp A | [5 empty] | LA-ICPMS | NWR 193 nm Ar F Excimer laser-ablation system paired with an iCAP RQ ICP-MS | Guangzhou Tuoyan Analytical Technology Co., Ltd. | A flow of 0.7 l/min of He carrier gas was introduced into the system, followed by mixing with 0.89 l/min of Ar make-up gas. The laser operated at a fluence of 3.5 J/cm2 and a spot size of 30 μm for a 45-second analysis, followed by a 40-second background measurement. | NIST SRM610, MASS-1, SRM 612, Ge8 | 34.49 | [5 empty] | 0.52 | [13 empty] | 47193.76 | [11 empty] | 2609.52 | [9 empty] | 4188.25 |  | 5.47 |  |  |  | 1.22 | [7 empty] | 0.25 | [13 empty] | 29.86 | [15 empty] | 18.82 | [27 empty] | 0.42 | [13 empty] | 0.03 | [18 empty] | 2024 | Chen, M., Zheng, Y., Chen, X., Yu, P., Zhang, G., Wu, Y., Huang, Y., Wang, X., Shu, L., Lin, Z. (2024). High-Cd sphalerite in the Pangxidong Pb-Zn-Ag deposit (Yunkai Domain, South China): Insight for physicochemical condition of orogenic-type deposit. Ore Geology Reviews, 167, 105974. |  | CHN | Guangdong
| Pangxidong Pb-Zn-Ag deposit |  | Metamorphic | Orogenic gold | orogenic-type polymetallic | Pb, Zn, Ag | Au | Pb, Zn, Ag, Au, Cd, In, Ga, Ge | Wang, Z.W., Zhou, Y.Z., 2002 |  | 20PXD-01A-4@4_LAICP | [6 empty] | ore material | polished section | grab | mineral separate | [5 empty] | mineralisation |  |  |  | sphalerite |  |  | Sp A | [5 empty] | LA-ICPMS | NWR 193 nm Ar F Excimer laser-ablation system paired with an iCAP RQ ICP-MS | Guangzhou Tuoyan Analytical Technology Co., Ltd. | A flow of 0.7 l/min of He carrier gas was introduced into the system, followed by mixing with 0.89 l/min of Ar make-up gas. The laser operated at a fluence of 3.5 J/cm2 and a spot size of 30 μm for a 45-second analysis, followed by a 40-second background measurement. | NIST SRM610, MASS-1, SRM 612, Ge8 | 307.95 | [5 empty] | 0.41 | [13 empty] | 39144.83 | [11 empty] | 2595.21 | [9 empty] | 3605.95 |  | 8.7 |  |  |  | 0.88 | [7 empty] | 0.25 | [13 empty] | 47.47 | [15 empty] | 18.46 | [27 empty] | 0.29 | [13 empty] | 0.05 | [18 empty] | 2024 | Chen, M., Zheng, Y., Chen, X., Yu, P., Zhang, G., Wu, Y., Huang, Y., Wang, X., Shu, L., Lin, Z. (2024). High-Cd sphalerite in the Pangxidong Pb-Zn-Ag deposit (Yunkai Domain, South China): Insight for physicochemical condition of orogenic-type deposit. Ore Geology Reviews, 167, 105974. |  | CHN | Guangdong
| Pangxidong Pb-Zn-Ag deposit |  | Metamorphic | Orogenic gold | orogenic-type polymetallic | Pb, Zn, Ag | Au | Pb, Zn, Ag, Au, Cd, In, Ga, Ge | Wang, Z.W., Zhou, Y.Z., 2002 |  | 20PXD-01A-4@5_LAICP | [6 empty] | ore material | polished section | grab | mineral separate | [5 empty] | mineralisation |  |  |  | sphalerite |  |  | Sp A | [5 empty] | LA-ICPMS | NWR 193 nm Ar F Excimer laser-ablation system paired with an iCAP RQ ICP-MS | Guangzhou Tuoyan Analytical Technology Co., Ltd. | A flow of 0.7 l/min of He carrier gas was introduced into the system, followed by mixing with 0.89 l/min of Ar make-up gas. The laser operated at a fluence of 3.5 J/cm2 and a spot size of 30 μm for a 45-second analysis, followed by a 40-second background measurement. | NIST SRM610, MASS-1, SRM 612, Ge8 | 142.3 | [5 empty] | 1.5 | [13 empty] | 32726.43 | [11 empty] | 2521.22 | [9 empty] | 4479.94 |  | 11.69 |  |  |  | 0.95 | [7 empty] | 0.06 | [13 empty] | 69.76 | [15 empty] | 17.24 | [27 empty] | 2.61 | [13 empty] | 0.03 | [18 empty] | 2024 | Chen, M., Zheng, Y., Chen, X., Yu, P., Zhang, G., Wu, Y., Huang, Y., Wang, X., Shu, L., Lin, Z. (2024). High-Cd sphalerite in the Pangxidong Pb-Zn-Ag deposit (Yunkai Domain, South China): Insight for physicochemical condition of orogenic-type deposit. Ore Geology Reviews, 167, 105974. |  | CHN | Guangdong
| Pangxidong Pb-Zn-Ag deposit |  | Metamorphic | Orogenic gold | orogenic-type polymetallic | Pb, Zn, Ag | Au | Pb, Zn, Ag, Au, Cd, In, Ga, Ge | Wang, Z.W., Zhou, Y.Z., 2002 |  | 20PXD-01A-4@6_LAICP | [6 empty] | ore material | polished section | grab | mineral separate | [5 empty] | mineralisation |  |  |  | sphalerite |  |  | Sp A | [5 empty] | LA-ICPMS | NWR 193 nm Ar F Excimer laser-ablation system paired with an iCAP RQ ICP-MS | Guangzhou Tuoyan Analytical Technology Co., Ltd. | A flow of 0.7 l/min of He carrier gas was introduced into the system, followed by mixing with 0.89 l/min of Ar make-up gas. The laser operated at a fluence of 3.5 J/cm2 and a spot size of 30 μm for a 45-second analysis, followed by a 40-second background measurement. | NIST SRM610, MASS-1, SRM 612, Ge8 | 102.37 | [5 empty] | 1.49 | [13 empty] | 12206.89 | [11 empty] | 5221.81 | [9 empty] | 7150.71 |  | 10.12 |  |  |  | 0.97 | [7 empty] | 0.1 | [13 empty] | 75.37 | [15 empty] | 17.45 | [27 empty] | 0.93 | [13 empty] | 0.05 | [18 empty] | 2024 | Chen, M., Zheng, Y., Chen, X., Yu, P., Zhang, G., Wu, Y., Huang, Y., Wang, X., Shu, L., Lin, Z. (2024). High-Cd sphalerite in the Pangxidong Pb-Zn-Ag deposit (Yunkai Domain, South China): Insight for physicochemical condition of orogenic-type deposit. Ore Geology Reviews, 167, 105974. |  | CHN | Guangdong
| Pangxidong Pb-Zn-Ag deposit |  | Metamorphic | Orogenic gold | orogenic-type polymetallic | Pb, Zn, Ag | Au | Pb, Zn, Ag, Au, Cd, In, Ga, Ge | Wang, Z.W., Zhou, Y.Z., 2002 |  | 20PXD-01A-5@1_LAICP | [6 empty] | ore material | polished section | grab | mineral separate | [5 empty] | mineralisation |  |  |  | sphalerite |  |  | Sp A | [5 empty] | LA-ICPMS | NWR 193 nm Ar F Excimer laser-ablation system paired with an iCAP RQ ICP-MS | Guangzhou Tuoyan Analytical Technology Co., Ltd. | A flow of 0.7 l/min of He carrier gas was introduced into the system, followed by mixing with 0.89 l/min of Ar make-up gas. The laser operated at a fluence of 3.5 J/cm2 and a spot size of 30 μm for a 45-second analysis, followed by a 40-second background measurement. | NIST SRM610, MASS-1, SRM 612, Ge8 | 52.79 | [5 empty] | 0.28 | [13 empty] | 19440.85 | [11 empty] | 3652.23 | [9 empty] | 5660.83 |  | 6.01 |  |  |  | 0.98 | [7 empty] | 0.18 | [13 empty] | 83.7 | [15 empty] | 18.53 | [27 empty] | 0.22 | [13 empty] | 0.03 | [18 empty] | 2024 | Chen, M., Zheng, Y., Chen, X., Yu, P., Zhang, G., Wu, Y., Huang, Y., Wang, X., Shu, L., Lin, Z. (2024). High-Cd sphalerite in the Pangxidong Pb-Zn-Ag deposit (Yunkai Domain, South China): Insight for physicochemical condition of orogenic-type deposit. Ore Geology Reviews, 167, 105974. |  | CHN | Guangdong
| Pangxidong Pb-Zn-Ag deposit |  | Metamorphic | Orogenic gold | orogenic-type polymetallic | Pb, Zn, Ag | Au | Pb, Zn, Ag, Au, Cd, In, Ga, Ge | Wang, Z.W., Zhou, Y.Z., 2002 |  | 20PXD-01A-5@2_LAICP | [6 empty] | ore material | polished section | grab | mineral separate | [5 empty] | mineralisation |  |  |  | sphalerite |  |  | Sp A | [5 empty] | LA-ICPMS | NWR 193 nm Ar F Excimer laser-ablation system paired with an iCAP RQ ICP-MS | Guangzhou Tuoyan Analytical Technology Co., Ltd. | A flow of 0.7 l/min of He carrier gas was introduced into the system, followed by mixing with 0.89 l/min of Ar make-up gas. The laser operated at a fluence of 3.5 J/cm2 and a spot size of 30 μm for a 45-second analysis, followed by a 40-second background measurement. | NIST SRM610, MASS-1, SRM 612, Ge8 | 31.07 | [5 empty] | 0.33 | [13 empty] | 21909.8 | [11 empty] | 3203.62 | [9 empty] | 5539.58 |  | 0.37 |  |  |  | 0.97 | [7 empty] | 0.4 | [13 empty] | 100.2 | [15 empty] | 19.58 | [27 empty] | 3.18 | [13 empty] | 0.04 | [18 empty] | 2024 | Chen, M., Zheng, Y., Chen, X., Yu, P., Zhang, G., Wu, Y., Huang, Y., Wang, X., Shu, L., Lin, Z. (2024). High-Cd sphalerite in the Pangxidong Pb-Zn-Ag deposit (Yunkai Domain, South China): Insight for physicochemical condition of orogenic-type deposit. Ore Geology Reviews, 167, 105974. |  | CHN | Guangdong
| Pangxidong Pb-Zn-Ag deposit |  | Metamorphic | Orogenic gold | orogenic-type polymetallic | Pb, Zn, Ag | Au | Pb, Zn, Ag, Au, Cd, In, Ga, Ge | Wang, Z.W., Zhou, Y.Z., 2002 |  | 20PXD-01A-5@3_LAICP | [6 empty] | ore material | polished section | grab | mineral separate | [5 empty] | mineralisation |  |  |  | sphalerite |  |  | Sp A | [5 empty] | LA-ICPMS | NWR 193 nm Ar F Excimer laser-ablation system paired with an iCAP RQ ICP-MS | Guangzhou Tuoyan Analytical Technology Co., Ltd. | A flow of 0.7 l/min of He carrier gas was introduced into the system, followed by mixing with 0.89 l/min of Ar make-up gas. The laser operated at a fluence of 3.5 J/cm2 and a spot size of 30 μm for a 45-second analysis, followed by a 40-second background measurement. | NIST SRM610, MASS-1, SRM 612, Ge8 | 286.29 | [5 empty] | 1.63 | [13 empty] | 8535.65 | [11 empty] | 6015.63 | [9 empty] | 7056.45 |  | 11.34 |  |  |  | 0.9 | [7 empty] | 0.08 | [13 empty] | 185.34 | [15 empty] | 16.22 | [27 empty] | 0.18 | [13 empty] | 0.04 | [18 empty] | 2024 | Chen, M., Zheng, Y., Chen, X., Yu, P., Zhang, G., Wu, Y., Huang, Y., Wang, X., Shu, L., Lin, Z. (2024). High-Cd sphalerite in the Pangxidong Pb-Zn-Ag deposit (Yunkai Domain, South China): Insight for physicochemical condition of orogenic-type deposit. Ore Geology Reviews, 167, 105974. |  | CHN | Guangdong
| Pangxidong Pb-Zn-Ag deposit |  | Metamorphic | Orogenic gold | orogenic-type polymetallic | Pb, Zn, Ag | Au | Pb, Zn, Ag, Au, Cd, In, Ga, Ge | Wang, Z.W., Zhou, Y.Z., 2002 |  | 20PXD-01A-5@4_LAICP | [6 empty] | ore material | polished section | grab | mineral separate | [5 empty] | mineralisation |  |  |  | sphalerite |  |  | Sp A | [5 empty] | LA-ICPMS | NWR 193 nm Ar F Excimer laser-ablation system paired with an iCAP RQ ICP-MS | Guangzhou Tuoyan Analytical Technology Co., Ltd. | A flow of 0.7 l/min of He carrier gas was introduced into the system, followed by mixing with 0.89 l/min of Ar make-up gas. The laser operated at a fluence of 3.5 J/cm2 and a spot size of 30 μm for a 45-second analysis, followed by a 40-second background measurement. | NIST SRM610, MASS-1, SRM 612, Ge8 | 868.92 | [5 empty] | 2.06 | [13 empty] | 8440.33 | [11 empty] | 4476.58 | [9 empty] | 5643.66 |  | 1.55 |  |  |  | 0.88 | [7 empty] | 0.13 | [13 empty] | 154.75 | [15 empty] | 15.59 | [27 empty] | 0.5 | [13 empty] | 0.11 | [18 empty] | 2024 | Chen, M., Zheng, Y., Chen, X., Yu, P., Zhang, G., Wu, Y., Huang, Y., Wang, X., Shu, L., Lin, Z. (2024). High-Cd sphalerite in the Pangxidong Pb-Zn-Ag deposit (Yunkai Domain, South China): Insight for physicochemical condition of orogenic-type deposit. Ore Geology Reviews, 167, 105974. |  | CHN | Guangdong
| Pangxidong Pb-Zn-Ag deposit |  | Metamorphic | Orogenic gold | orogenic-type polymetallic | Pb, Zn, Ag | Au | Pb, Zn, Ag, Au, Cd, In, Ga, Ge | Wang, Z.W., Zhou, Y.Z., 2002 |  | 20PXD-01A-5@5_LAICP | [6 empty] | ore material | polished section | grab | mineral separate | [5 empty] | mineralisation |  |  |  | sphalerite |  |  | Sp A | [5 empty] | LA-ICPMS | NWR 193 nm Ar F Excimer laser-ablation system paired with an iCAP RQ ICP-MS | Guangzhou Tuoyan Analytical Technology Co., Ltd. | A flow of 0.7 l/min of He carrier gas was introduced into the system, followed by mixing with 0.89 l/min of Ar make-up gas. The laser operated at a fluence of 3.5 J/cm2 and a spot size of 30 μm for a 45-second analysis, followed by a 40-second background measurement. | NIST SRM610, MASS-1, SRM 612, Ge8 | 250.9 | [5 empty] | 1.23 | [13 empty] | 36834.59 | [11 empty] | 2530.79 | [9 empty] | 4609.87 |  | 2.43 |  |  |  | 0.85 | [7 empty] | 0.02 | [13 empty] | 79.15 | [15 empty] | 16.48 | [27 empty] | 0.26 | [13 empty] | 0.03 | [18 empty] | 2024 | Chen, M., Zheng, Y., Chen, X., Yu, P., Zhang, G., Wu, Y., Huang, Y., Wang, X., Shu, L., Lin, Z. (2024). High-Cd sphalerite in the Pangxidong Pb-Zn-Ag deposit (Yunkai Domain, South China): Insight for physicochemical condition of orogenic-type deposit. Ore Geology Reviews, 167, 105974. |  | CHN | Guangdong
| Pangxidong Pb-Zn-Ag deposit |  | Metamorphic | Orogenic gold | orogenic-type polymetallic | Pb, Zn, Ag | Au | Pb, Zn, Ag, Au, Cd, In, Ga, Ge | Wang, Z.W., Zhou, Y.Z., 2002 |  | 20PXD-01A-5@6_LAICP | [6 empty] | ore material | polished section | grab | mineral separate | [5 empty] | mineralisation |  |  |  | sphalerite |  |  | Sp A | [5 empty] | LA-ICPMS | NWR 193 nm Ar F Excimer laser-ablation system paired with an iCAP RQ ICP-MS | Guangzhou Tuoyan Analytical Technology Co., Ltd. | A flow of 0.7 l/min of He carrier gas was introduced into the system, followed by mixing with 0.89 l/min of Ar make-up gas. The laser operated at a fluence of 3.5 J/cm2 and a spot size of 30 μm for a 45-second analysis, followed by a 40-second background measurement. | NIST SRM610, MASS-1, SRM 612, Ge8 | 168.05 | [5 empty] | 1.84 | [13 empty] | 20032.07 | [11 empty] | 4934.67 | [9 empty] | 6546.94 |  | 11.44 |  |  |  | 0.95 | [7 empty] | 0.05 | [13 empty] | 81.44 | [15 empty] | 16.63 | [27 empty] | 2.83 | [13 empty] | 0.06 | [18 empty] | 2024 | Chen, M., Zheng, Y., Chen, X., Yu, P., Zhang, G., Wu, Y., Huang, Y., Wang, X., Shu, L., Lin, Z. (2024). High-Cd sphalerite in the Pangxidong Pb-Zn-Ag deposit (Yunkai Domain, South China): Insight for physicochemical condition of orogenic-type deposit. Ore Geology Reviews, 167, 105974. |  | CHN | Guangdong
| Pangxidong Pb-Zn-Ag deposit |  | Metamorphic | Orogenic gold | orogenic-type polymetallic | Pb, Zn, Ag | Au | Pb, Zn, Ag, Au, Cd, In, Ga, Ge | Wang, Z.W., Zhou, Y.Z., 2002 |  | 20PXD-01A-5@7_LAICP | [6 empty] | ore material | polished section | grab | mineral separate | [5 empty] | mineralisation |  |  |  | sphalerite |  |  | Sp A | [5 empty] | LA-ICPMS | NWR 193 nm Ar F Excimer laser-ablation system paired with an iCAP RQ ICP-MS | Guangzhou Tuoyan Analytical Technology Co., Ltd. | A flow of 0.7 l/min of He carrier gas was introduced into the system, followed by mixing with 0.89 l/min of Ar make-up gas. The laser operated at a fluence of 3.5 J/cm2 and a spot size of 30 μm for a 45-second analysis, followed by a 40-second background measurement. | NIST SRM610, MASS-1, SRM 612, Ge8 | 569.67 | [5 empty] | 0.5 | [13 empty] | 13160.09 | [11 empty] | 4037.69 | [9 empty] | 4867.74 |  | 6.37 |  |  |  | 0.89 | [7 empty] | 0.07 | [13 empty] | 95.76 | [15 empty] | 12.64 | [27 empty] | 1.11 | [13 empty] | 0.04 | [18 empty] | 2024 | Chen, M., Zheng, Y., Chen, X., Yu, P., Zhang, G., Wu, Y., Huang, Y., Wang, X., Shu, L., Lin, Z. (2024). High-Cd sphalerite in the Pangxidong Pb-Zn-Ag deposit (Yunkai Domain, South China): Insight for physicochemical condition of orogenic-type deposit. Ore Geology Reviews, 167, 105974. |  | CHN | Guangdong
| Pangxidong Pb-Zn-Ag deposit |  | Metamorphic | Orogenic gold | orogenic-type polymetallic | Pb, Zn, Ag | Au | Pb, Zn, Ag, Au, Cd, In, Ga, Ge | Wang, Z.W., Zhou, Y.Z., 2002 |  | 20PXD-01A-6@1_LAICP | [6 empty] | ore material | polished section | grab | mineral separate | [5 empty] | mineralisation |  |  |  | sphalerite |  |  | Sp A | [5 empty] | LA-ICPMS | NWR 193 nm Ar F Excimer laser-ablation system paired with an iCAP RQ ICP-MS | Guangzhou Tuoyan Analytical Technology Co., Ltd. | A flow of 0.7 l/min of He carrier gas was introduced into the system, followed by mixing with 0.89 l/min of Ar make-up gas. The laser operated at a fluence of 3.5 J/cm2 and a spot size of 30 μm for a 45-second analysis, followed by a 40-second background measurement. | NIST SRM610, MASS-1, SRM 612, Ge8 | 314.88 | [5 empty] | 0.67 | [13 empty] | 13483.61 | [11 empty] | 3842.2 | [9 empty] | 6402.75 |  | 0.64 |  |  |  | 1.08 | [7 empty] | 0.02 | [13 empty] | 141.99 | [15 empty] | 13.12 | [27 empty] | 0.15 | [13 empty] | 0.08 | [18 empty] | 2024 | Chen, M., Zheng, Y., Chen, X., Yu, P., Zhang, G., Wu, Y., Huang, Y., Wang, X., Shu, L., Lin, Z. (2024). High-Cd sphalerite in the Pangxidong Pb-Zn-Ag deposit (Yunkai Domain, South China): Insight for physicochemical condition of orogenic-type deposit. Ore Geology Reviews, 167, 105974. |  | CHN | Guangdong
| Pangxidong Pb-Zn-Ag deposit |  | Metamorphic | Orogenic gold | orogenic-type polymetallic | Pb, Zn, Ag | Au | Pb, Zn, Ag, Au, Cd, In, Ga, Ge | Wang, Z.W., Zhou, Y.Z., 2002 |  | 20PXD-01A-6@2_LAICP | [6 empty] | ore material | polished section | grab | mineral separate | [5 empty] | mineralisation |  |  |  | sphalerite |  |  | Sp A | [5 empty] | LA-ICPMS | NWR 193 nm Ar F Excimer laser-ablation system paired with an iCAP RQ ICP-MS | Guangzhou Tuoyan Analytical Technology Co., Ltd. | A flow of 0.7 l/min of He carrier gas was introduced into the system, followed by mixing with 0.89 l/min of Ar make-up gas. The laser operated at a fluence of 3.5 J/cm2 and a spot size of 30 μm for a 45-second analysis, followed by a 40-second background measurement. | NIST SRM610, MASS-1, SRM 612, Ge8 | 2940.4 | [5 empty] | 4.67 | [13 empty] | 9974.59 | [11 empty] | 3066.56 | [9 empty] | 3835.08 |  | 0.14 |  |  |  | 1.01 | [7 empty] | 0.22 | [13 empty] | 69.27 | [15 empty] | 10.16 | [27 empty] | 0.2 | [13 empty] | 0.38 | [18 empty] | 2024 | Chen, M., Zheng, Y., Chen, X., Yu, P., Zhang, G., Wu, Y., Huang, Y., Wang, X., Shu, L., Lin, Z. (2024). High-Cd sphalerite in the Pangxidong Pb-Zn-Ag deposit (Yunkai Domain, South China): Insight for physicochemical condition of orogenic-type deposit. Ore Geology Reviews, 167, 105974. |  | CHN | Guangdong
| Pangxidong Pb-Zn-Ag deposit |  | Metamorphic | Orogenic gold | orogenic-type polymetallic | Pb, Zn, Ag | Au | Pb, Zn, Ag, Au, Cd, In, Ga, Ge | Wang, Z.W., Zhou, Y.Z., 2002 |  | 20PXD-01A-6@3_LAICP | [6 empty] | ore material | polished section | grab | mineral separate | [5 empty] | mineralisation |  |  |  | sphalerite |  |  | Sp A | [5 empty] | LA-ICPMS | NWR 193 nm Ar F Excimer laser-ablation system paired with an iCAP RQ ICP-MS | Guangzhou Tuoyan Analytical Technology Co., Ltd. | A flow of 0.7 l/min of He carrier gas was introduced into the system, followed by mixing with 0.89 l/min of Ar make-up gas. The laser operated at a fluence of 3.5 J/cm2 and a spot size of 30 μm for a 45-second analysis, followed by a 40-second background measurement. | NIST SRM610, MASS-1, SRM 612, Ge8 | 1474.93 | [5 empty] | 1 | [13 empty] | 10497.98 | [11 empty] | 8165.04 | [9 empty] | 8934.26 |  | 2.66 |  |  |  | 1.09 | [7 empty] | 0.2 | [13 empty] | 174.68 | [15 empty] | 12.12 | [27 empty] | 8.87 | [13 empty] | 0.97 | [18 empty] | 2024 | Chen, M., Zheng, Y., Chen, X., Yu, P., Zhang, G., Wu, Y., Huang, Y., Wang, X., Shu, L., Lin, Z. (2024). High-Cd sphalerite in the Pangxidong Pb-Zn-Ag deposit (Yunkai Domain, South China): Insight for physicochemical condition of orogenic-type deposit. Ore Geology Reviews, 167, 105974. |  | CHN | Guangdong
| Pangxidong Pb-Zn-Ag deposit |  | Metamorphic | Orogenic gold | orogenic-type polymetallic | Pb, Zn, Ag | Au | Pb, Zn, Ag, Au, Cd, In, Ga, Ge | Wang, Z.W., Zhou, Y.Z., 2002 |  | 20PXD-01A-6@4_LAICP | [6 empty] | ore material | polished section | grab | mineral separate | [5 empty] | mineralisation |  |  |  | sphalerite |  |  | Sp A | [5 empty] | LA-ICPMS | NWR 193 nm Ar F Excimer laser-ablation system paired with an iCAP RQ ICP-MS | Guangzhou Tuoyan Analytical Technology Co., Ltd. | A flow of 0.7 l/min of He carrier gas was introduced into the system, followed by mixing with 0.89 l/min of Ar make-up gas. The laser operated at a fluence of 3.5 J/cm2 and a spot size of 30 μm for a 45-second analysis, followed by a 40-second background measurement. | NIST SRM610, MASS-1, SRM 612, Ge8 | 5589 | [5 empty] | 5.28 | [13 empty] | 9684.93 | [11 empty] | 1778.59 | [9 empty] | 2476.17 |  | 0.21 |  |  |  | 1.29 | [7 empty] | 0.22 | [13 empty] | 117.78 | [15 empty] | 14.72 | [27 empty] | 0.66 | [13 empty] | 26.69 | [18 empty] | 2024 | Chen, M., Zheng, Y., Chen, X., Yu, P., Zhang, G., Wu, Y., Huang, Y., Wang, X., Shu, L., Lin, Z. (2024). High-Cd sphalerite in the Pangxidong Pb-Zn-Ag deposit (Yunkai Domain, South China): Insight for physicochemical condition of orogenic-type deposit. Ore Geology Reviews, 167, 105974. |  | CHN | Guangdong
| Pangxidong Pb-Zn-Ag deposit |  | Metamorphic | Orogenic gold | orogenic-type polymetallic | Pb, Zn, Ag | Au | Pb, Zn, Ag, Au, Cd, In, Ga, Ge | Wang, Z.W., Zhou, Y.Z., 2002 |  | 20PXD-01A-6@5_LAICP | [6 empty] | ore material | polished section | grab | mineral separate | [5 empty] | mineralisation |  |  |  | sphalerite |  |  | Sp A | [5 empty] | LA-ICPMS | NWR 193 nm Ar F Excimer laser-ablation system paired with an iCAP RQ ICP-MS | Guangzhou Tuoyan Analytical Technology Co., Ltd. | A flow of 0.7 l/min of He carrier gas was introduced into the system, followed by mixing with 0.89 l/min of Ar make-up gas. The laser operated at a fluence of 3.5 J/cm2 and a spot size of 30 μm for a 45-second analysis, followed by a 40-second background measurement. | NIST SRM610, MASS-1, SRM 612, Ge8 | 1519.72 | [5 empty] | 1.5 | [13 empty] | 16976.61 | [11 empty] | 5005.99 | [9 empty] | 6027.73 |  | 4.23 |  |  |  | 0.91 | [7 empty] | 0.02 | [13 empty] | 72.59 | [15 empty] | 12.78 | [27 empty] | 0.16 | [13 empty] | 0.07 | [18 empty] | 2024 | Chen, M., Zheng, Y., Chen, X., Yu, P., Zhang, G., Wu, Y., Huang, Y., Wang, X., Shu, L., Lin, Z. (2024). High-Cd sphalerite in the Pangxidong Pb-Zn-Ag deposit (Yunkai Domain, South China): Insight for physicochemical condition of orogenic-type deposit. Ore Geology Reviews, 167, 105974. |  | CHN | Guangdong
| Pangxidong Pb-Zn-Ag deposit |  | Metamorphic | Orogenic gold | orogenic-type polymetallic | Pb, Zn, Ag | Au | Pb, Zn, Ag, Au, Cd, In, Ga, Ge | Wang, Z.W., Zhou, Y.Z., 2002 |  | 20PXD-01A-7@1_LAICP | [6 empty] | ore material | polished section | grab | mineral separate | [5 empty] | mineralisation |  |  |  | sphalerite |  |  | Sp A | [5 empty] | LA-ICPMS | NWR 193 nm Ar F Excimer laser-ablation system paired with an iCAP RQ ICP-MS | Guangzhou Tuoyan Analytical Technology Co., Ltd. | A flow of 0.7 l/min of He carrier gas was introduced into the system, followed by mixing with 0.89 l/min of Ar make-up gas. The laser operated at a fluence of 3.5 J/cm2 and a spot size of 30 μm for a 45-second analysis, followed by a 40-second background measurement. | NIST SRM610, MASS-1, SRM 612, Ge8 | 1137.47 | [5 empty] | 5.27 | [13 empty] | 14310.17 | [11 empty] | 104114.11 | [9 empty] | 114239.32 |  | 0.19 |  |  |  | 1.14 | [7 empty] | 2.9 | [13 empty] | 363.77 | [15 empty] | 13.04 | [27 empty] | 103.94 | [13 empty] | 0.28 | [18 empty] | 2024 | Chen, M., Zheng, Y., Chen, X., Yu, P., Zhang, G., Wu, Y., Huang, Y., Wang, X., Shu, L., Lin, Z. (2024). High-Cd sphalerite in the Pangxidong Pb-Zn-Ag deposit (Yunkai Domain, South China): Insight for physicochemical condition of orogenic-type deposit. Ore Geology Reviews, 167, 105974. |  | CHN | Guangdong
| Pangxidong Pb-Zn-Ag deposit |  | Metamorphic | Orogenic gold | orogenic-type polymetallic | Pb, Zn, Ag | Au | Pb, Zn, Ag, Au, Cd, In, Ga, Ge | Wang, Z.W., Zhou, Y.Z., 2002 |  | 20PXD-05A-Para5@1_LAICP | [6 empty] | ore material | polished section | grab | mineral separate | [5 empty] | mineralisation |  |  |  | sphalerite |  |  | Sp A | [5 empty] | LA-ICPMS | NWR 193 nm Ar F Excimer laser-ablation system paired with an iCAP RQ ICP-MS | Guangzhou Tuoyan Analytical Technology Co., Ltd. | A flow of 0.7 l/min of He carrier gas was introduced into the system, followed by mixing with 0.89 l/min of Ar make-up gas. The laser operated at a fluence of 3.5 J/cm2 and a spot size of 30 μm for a 45-second analysis, followed by a 40-second background measurement. | NIST SRM610, MASS-1, SRM 612, Ge8 | 110.27 | [5 empty] | 0.55 | [13 empty] | 8806.66 | [11 empty] | 204.9 | [9 empty] | 1431.65 |  | 0.11 |  |  |  | 1.15 | [7 empty] | 0.1 | [13 empty] | 301.48 | [15 empty] | 11.8 | [27 empty] | 0.21 | [13 empty] | 0.04 | [18 empty] | 2024 | Chen, M., Zheng, Y., Chen, X., Yu, P., Zhang, G., Wu, Y., Huang, Y., Wang, X., Shu, L., Lin, Z. (2024). High-Cd sphalerite in the Pangxidong Pb-Zn-Ag deposit (Yunkai Domain, South China): Insight for physicochemical condition of orogenic-type deposit. Ore Geology Reviews, 167, 105974. |  | CHN | Guangdong
| Pangxidong Pb-Zn-Ag deposit |  | Metamorphic | Orogenic gold | orogenic-type polymetallic | Pb, Zn, Ag | Au | Pb, Zn, Ag, Au, Cd, In, Ga, Ge | Wang, Z.W., Zhou, Y.Z., 2002 |  | 20PXD-05A-Para5@2_LAICP | [6 empty] | ore material | polished section | grab | mineral separate | [5 empty] | mineralisation |  |  |  | sphalerite |  |  | Sp A | [5 empty] | LA-ICPMS | NWR 193 nm Ar F Excimer laser-ablation system paired with an iCAP RQ ICP-MS | Guangzhou Tuoyan Analytical Technology Co., Ltd. | A flow of 0.7 l/min of He carrier gas was introduced into the system, followed by mixing with 0.89 l/min of Ar make-up gas. The laser operated at a fluence of 3.5 J/cm2 and a spot size of 30 μm for a 45-second analysis, followed by a 40-second background measurement. | NIST SRM610, MASS-1, SRM 612, Ge8 | 96.94 | [5 empty] | 1.74 | [13 empty] | 8172.09 | [11 empty] | 2071.6 | [9 empty] | 3466.85 |  | 0.41 |  |  |  | 1.03 | [7 empty] | 0.11 | [13 empty] | 105.37 | [15 empty] | 8.66 | [27 empty] | 0.19 | [13 empty] | 0.22 | [18 empty] | 2024 | Chen, M., Zheng, Y., Chen, X., Yu, P., Zhang, G., Wu, Y., Huang, Y., Wang, X., Shu, L., Lin, Z. (2024). High-Cd sphalerite in the Pangxidong Pb-Zn-Ag deposit (Yunkai Domain, South China): Insight for physicochemical condition of orogenic-type deposit. Ore Geology Reviews, 167, 105974. |  | CHN | Guangdong
| Pangxidong Pb-Zn-Ag deposit |  | Metamorphic | Orogenic gold | orogenic-type polymetallic | Pb, Zn, Ag | Au | Pb, Zn, Ag, Au, Cd, In, Ga, Ge | Wang, Z.W., Zhou, Y.Z., 2002 |  | 20PXD-05A-Para5@3_LAICP | [6 empty] | ore material | polished section | grab | mineral separate | [5 empty] | mineralisation |  |  |  | sphalerite |  |  | Sp A | [5 empty] | LA-ICPMS | NWR 193 nm Ar F Excimer laser-ablation system paired with an iCAP RQ ICP-MS | Guangzhou Tuoyan Analytical Technology Co., Ltd. | A flow of 0.7 l/min of He carrier gas was introduced into the system, followed by mixing with 0.89 l/min of Ar make-up gas. The laser operated at a fluence of 3.5 J/cm2 and a spot size of 30 μm for a 45-second analysis, followed by a 40-second background measurement. | NIST SRM610, MASS-1, SRM 612, Ge8 | 366.35 | [5 empty] | 0.44 | [13 empty] | 8471 | [11 empty] | 541.59 | [9 empty] | 1270.98 |  | 0.26 |  |  |  | 2.14 | [7 empty] | 0.12 | [13 empty] | 212.03 | [15 empty] | 18.94 | [27 empty] | 0.61 | [13 empty] | 0.03 | [18 empty] | 2024 | Chen, M., Zheng, Y., Chen, X., Yu, P., Zhang, G., Wu, Y., Huang, Y., Wang, X., Shu, L., Lin, Z. (2024). High-Cd sphalerite in the Pangxidong Pb-Zn-Ag deposit (Yunkai Domain, South China): Insight for physicochemical condition of orogenic-type deposit. Ore Geology Reviews, 167, 105974. |  | CHN | Guangdong