## Sheet1
Uploaded | deposit_name | deposit_local_id | deposit_environment | deposit_group | deposit_type | primary_commodities | secondary_commodities | all_commodities | deposit_source | sample_uid | sample_name | sample_local_id | feature_type | feature_name | feature_uid | top_depth_m | bottom_depth_m | sample_deposit_relation | sample_type | sampling_method | material_class | material_class_comments | province | strat_unit_name | strat_unit_uid | strat_grouping | earth_material_group | earth_material_qualifier | earth_material | metamorphic_grade | mineral | paragenetic_stage | mode_of_occurrence | texture | color | alteration | sample_description | associated_minerals | sample_preparation | analytical_method | instrument_type_model | laboratory_location/if reported | operating_conditions/if reported | standards_used/if reported | ag_ppm | ag_detection_limit | al_ppm | al_detection_limit | as_ppm | as_detection_limit | au_ppm | au_detection_limit | b_ppm | b_detection_limit | ba_ppm | ba_detection_limit | be_ppm | be_detection_limit | bi_ppm | bi_detection_limit | br_ppm | br_detection_limit | ca_ppm | ca_detection_limit | cd_ppm | cd_detection_limit | ce_ppm | ce_detection_limit | cl_ppm | cl_detection_limit | co_ppm | co_detection_limit | cr_ppm | cr_detection_limit | cs_ppm | cs_detection_limit | cu_ppm | cu_detection_limit | dy_ppm | dy_detection_limit | er_ppm | er_detection_limit | eu_ppm | eu_detection_limit | f_ppm | f_detection_limit | fe_ppm | fe_detection_limit | ga_ppm | ga_detection_limit | gd_ppm | gd_detection_limit | ge_ppm | ge_detection_limit | hf_ppm | hf_detection_limit | hg_ppm | hg_detection_limit | ho_ppm | ho_detection_limit | in_ppm | in_detection_limit | ir_ppm | ir_detection_limit | k_ppm | k_detection_limit | la_ppm | la_detection_limit | li_ppm | li_detection_limit | lu_ppm | lu_detection_limit | mg_ppm | mg_detection_limit | mn_ppm | mn_detection_limit | mo_ppm | mo_detection_limit | na_ppm | na_detection_limit | nb_ppm | nb_detection_limit | nd_ppm | nd_detection_limit | ni_ppm | ni_detection_limit | os_ppm | os_detection_limit | p_ppm | p_detection_limit | pb_ppm | pb_detection_limit | pd_ppm | pd_detection_limit | pr_ppm | pr_detection_limit | pt_ppm | pt_detection_limit | rb_ppm | rb_detection_limit | re_ppm | re_detection_limit | rh_ppm | rh_detection_limit | ru_ppm | ru_detection_limit | s_ppm | s_detection_limit | sb_ppm | sb_detection_limit | sc_ppm | sc_detection_limit | se_ppm | se_detection_limit | si_ppm | si_detection_limit | sm_ppm | sm_detection_limit | sn_ppm | sn_detection_limit | sr_ppm | sr_detection_limit | ta_ppm | ta_detection_limit | tb_ppm | tb_detection_limit | te_ppm | te_detection_limit | th_ppm | th_detection_limit | ti_ppm | ti_detection_limit | tl_ppm | tl_detection_limit | tm_ppm | tm_detection_limit | u_ppm | u_detection_limit | v_ppm | v_detection_limit | w_ppm | w_detection_limit | y_ppm | y_detection_limit | yb_ppm | yb_detection_limit | zn_ppm | zn_detection_limit | zr_ppm | zr_detection_limit | analysis_datetime | publication_date | sample_source | submitter | country | state | deposit_longitude_wgs84 | deposit_latitude_wgs84 | sample_longitude_wgs84 | sample_latitude_wgs84 | sample_easting | sample_northing | sample_utm_zone | sample_location_description | location_source | location_accuracy | comments | last_update
| Sinongduo |  | Epithermal | Epithermal | Epithermal Ag-Pb-Zn | Ag, Pb, Zn |  | Ag, Pb, Zn | Li et al., 2025 |  | BZK0-1-150@01 | BZK0-1-150@01-1 | drill core |  |  |  |  | ore material | drill core | drill core | mineral separate | [5 empty] | mineralisation |  |  |  | sphalerite, pyrite, galena | [6 empty] | quartz, chalcopyrite, calcite | major element determined by EPMA as internal standard to calibrate the LA-ICP-MS data such as Zn for sphalerite, Fe for pyrite, and Pb for galena | LA-ICPMS, EMPA | NWR 193 nm Ar F Excimer laser-ablation system interfaced with an i CAP RQ ICPMS | Guangzhou Tuoyan Analytical Technology Co., Ltd. in Guangzhou, China | 0.7 l/min He carrier gas, which was later mixed with 0.89 l/min Ar make-up gas. The laser was set at a fluence of 3.5 J/cm², operating at 6 Hz with a 30 μm spot size. Each analysis lasted 45 seconds, followed by a 40-second background measurement. | NIST SRM610, MASS-1, NIST SRM612, GE8 | 55.7312 |  |  |  | 1137.2184 |  | 6.5362 | [13 empty] | 0.89817 | [5 empty] | 0.097537 |  | 2.2296 |  |  |  | 138.9744 | [11 empty] | 0.14101 |  |  |  | 3.4084 | [7 empty] | 0.067742 | [13 empty] | 0.27044 | [9 empty] | 1.1212 | [5 empty] | 40.981 | [17 empty] | 13.8041 |  |  |  | 8.6918 | [5 empty] | 0.83312 | [11 empty] | 1.2449 |  | 0.14421 | [5 empty] | 0.18544 | [7 empty] | 2.6307 |  |  |  |  | 2025 | Li, Z., Lang, X., Song, W., Li, H., Li, C., Ma, X. (2025). LA-ICP-MS analysis of sulfides from the Sinongduo Ag-Pb-Zn deposit, Tibet: Insights into element incorporation mechanisms and ore genesis. Ore Geology Reviews, 106858. https://doi.org/10.1016/j.oregeorev.2025.106858 |  | CHN | Tibet
| Sinongduo |  | Epithermal | Epithermal | Epithermal Ag-Pb-Zn | Ag, Pb, Zn |  | Ag, Pb, Zn | Li et al., 2025 |  | BZK0-1-150@02 | BZK0-1-150@02-1 | drill core |  |  |  |  | ore material | drill core | drill core | mineral separate | [5 empty] | mineralisation |  |  |  | sphalerite, pyrite, galena | [6 empty] | quartz, chalcopyrite, calcite | major element determined by EPMA as internal standard to calibrate the LA-ICP-MS data such as Zn for sphalerite, Fe for pyrite, and Pb for galena | LA-ICPMS, EMPA | NWR 193 nm Ar F Excimer laser-ablation system interfaced with an i CAP RQ ICPMS | Guangzhou Tuoyan Analytical Technology Co., Ltd. in Guangzhou, China | 0.7 l/min He carrier gas, which was later mixed with 0.89 l/min Ar make-up gas. The laser was set at a fluence of 3.5 J/cm², operating at 6 Hz with a 30 μm spot size. Each analysis lasted 45 seconds, followed by a 40-second background measurement. | NIST SRM610, MASS-1, NIST SRM612, GE8 | 0.71023 |  |  |  | 11.1952 | [15 empty] | 0.73612 | [5 empty] | 0.058467 |  | 2.0197 |  |  |  | 0.99747 | [11 empty] | 0.13139 |  |  |  | 3.3472 | [7 empty] | 0.024759 | [13 empty] | 0.25361 | [9 empty] | 0.96809 | [5 empty] | 1.4744 | [17 empty] | 0.22713 |  |  |  | 7.3078 | [5 empty] | 0.78931 | [11 empty] | 1.2128 | [7 empty] | 0.17763 | [7 empty] | 2.1712 |  |  |  |  | 2025 | Li, Z., Lang, X., Song, W., Li, H., Li, C., Ma, X. (2025). LA-ICP-MS analysis of sulfides from the Sinongduo Ag-Pb-Zn deposit, Tibet: Insights into element incorporation mechanisms and ore genesis. Ore Geology Reviews, 106858. https://doi.org/10.1016/j.oregeorev.2025.106858 |  | CHN | Tibet
| Sinongduo |  | Epithermal | Epithermal | Epithermal Ag-Pb-Zn | Ag, Pb, Zn |  | Ag, Pb, Zn | Li et al., 2025 |  | BZK0-1-150@03 | BZK0-1-150@03-1 | drill core |  |  |  |  | ore material | drill core | drill core | mineral separate | [5 empty] | mineralisation |  |  |  | sphalerite, pyrite, galena | [6 empty] | quartz, chalcopyrite, calcite | major element determined by EPMA as internal standard to calibrate the LA-ICP-MS data such as Zn for sphalerite, Fe for pyrite, and Pb for galena | LA-ICPMS, EMPA | NWR 193 nm Ar F Excimer laser-ablation system interfaced with an i CAP RQ ICPMS | Guangzhou Tuoyan Analytical Technology Co., Ltd. in Guangzhou, China | 0.7 l/min He carrier gas, which was later mixed with 0.89 l/min Ar make-up gas. The laser was set at a fluence of 3.5 J/cm², operating at 6 Hz with a 30 μm spot size. Each analysis lasted 45 seconds, followed by a 40-second background measurement. | NIST SRM610, MASS-1, NIST SRM612, GE8 | 0.071494 |  |  |  | 9.9742 | [15 empty] | 0.52027 | [5 empty] | 0.059982 |  | 2.0958 |  |  |  | 0.82552 | [11 empty] | 0.13668 |  |  |  | 3.13 | [21 empty] | 0.27263 | [9 empty] | 1.0117 | [23 empty] | 0.21669 |  |  |  | 8.3449 | [5 empty] | 0.81792 | [11 empty] | 1.0261 | [15 empty] | 2.3467 |  |  |  |  | 2025 | Li, Z., Lang, X., Song, W., Li, H., Li, C., Ma, X. (2025). LA-ICP-MS analysis of sulfides from the Sinongduo Ag-Pb-Zn deposit, Tibet: Insights into element incorporation mechanisms and ore genesis. Ore Geology Reviews, 106858. https://doi.org/10.1016/j.oregeorev.2025.106858 |  | CHN | Tibet
| Sinongduo |  | Epithermal | Epithermal | Epithermal Ag-Pb-Zn | Ag, Pb, Zn |  | Ag, Pb, Zn | Li et al., 2025 |  | BZK0-1-150@04 | BZK0-1-150@04-1 | drill core |  |  |  |  | ore material | drill core | drill core | mineral separate | [5 empty] | mineralisation |  |  |  | sphalerite, pyrite, galena | [6 empty] | quartz, chalcopyrite, calcite | major element determined by EPMA as internal standard to calibrate the LA-ICP-MS data such as Zn for sphalerite, Fe for pyrite, and Pb for galena | LA-ICPMS, EMPA | NWR 193 nm Ar F Excimer laser-ablation system interfaced with an i CAP RQ ICPMS | Guangzhou Tuoyan Analytical Technology Co., Ltd. in Guangzhou, China | 0.7 l/min He carrier gas, which was later mixed with 0.89 l/min Ar make-up gas. The laser was set at a fluence of 3.5 J/cm², operating at 6 Hz with a 30 μm spot size. Each analysis lasted 45 seconds, followed by a 40-second background measurement. | NIST SRM610, MASS-1, NIST SRM612, GE8 | 0.08007 |  |  |  | 9.065 | [15 empty] | 0.4549 | [5 empty] | 0.052447 | [5 empty] | 0.68987 | [11 empty] | 0.1114 |  |  |  | 3.5305 | [7 empty] | 0.039256 | [13 empty] | 0.26327 | [9 empty] | 0.98877 | [5 empty] | 0.060594 | [17 empty] | 0.23143 |  |  |  | 8.7367 | [5 empty] | 0.79704 | [11 empty] | 1.466 |  | 0.042868 | [5 empty] | 0.15596 | [7 empty] | 2.2127 |  |  |  |  | 2025 | Li, Z., Lang, X., Song, W., Li, H., Li, C., Ma, X. (2025). LA-ICP-MS analysis of sulfides from the Sinongduo Ag-Pb-Zn deposit, Tibet: Insights into element incorporation mechanisms and ore genesis. Ore Geology Reviews, 106858. https://doi.org/10.1016/j.oregeorev.2025.106858 |  | CHN | Tibet
| Sinongduo |  | Epithermal | Epithermal | Epithermal Ag-Pb-Zn | Ag, Pb, Zn |  | Ag, Pb, Zn | Li et al., 2025 |  | BZK0-1-150@05 | BZK0-1-150@05-1 | drill core |  |  |  |  | ore material | drill core | drill core | mineral separate | [5 empty] | mineralisation |  |  |  | sphalerite, pyrite, galena | [6 empty] | quartz, chalcopyrite, calcite | major element determined by EPMA as internal standard to calibrate the LA-ICP-MS data such as Zn for sphalerite, Fe for pyrite, and Pb for galena | LA-ICPMS, EMPA | NWR 193 nm Ar F Excimer laser-ablation system interfaced with an i CAP RQ ICPMS | Guangzhou Tuoyan Analytical Technology Co., Ltd. in Guangzhou, China | 0.7 l/min He carrier gas, which was later mixed with 0.89 l/min Ar make-up gas. The laser was set at a fluence of 3.5 J/cm², operating at 6 Hz with a 30 μm spot size. Each analysis lasted 45 seconds, followed by a 40-second background measurement. | NIST SRM610, MASS-1, NIST SRM612, GE8 | 0.059327 |  |  |  | 12.6467 | [21 empty] | 0.096618 |  | 1.9199 |  |  |  | 0.74328 | [11 empty] | 0.12055 |  |  |  | 3.7722 | [7 empty] | 0.029627 | [23 empty] | 1.0377 | [5 empty] | 0.13201 | [21 empty] | 8.3125 | [17 empty] | 1.1033 | [7 empty] | 0.16351 | [7 empty] | 2.2974 |  |  |  |  | 2025 | Li, Z., Lang, X., Song, W., Li, H., Li, C., Ma, X. (2025). LA-ICP-MS analysis of sulfides from the Sinongduo Ag-Pb-Zn deposit, Tibet: Insights into element incorporation mechanisms and ore genesis. Ore Geology Reviews, 106858. https://doi.org/10.1016/j.oregeorev.2025.106858 |  | CHN | Tibet
| Sinongduo |  | Epithermal | Epithermal | Epithermal Ag-Pb-Zn | Ag, Pb, Zn |  | Ag, Pb, Zn | Li et al., 2025 |  | BZK0-1-150@06 | BZK0-1-150@06-1 | drill core |  |  |  |  | ore material | drill core | drill core | mineral separate | [5 empty] | mineralisation |  |  |  | sphalerite, pyrite, galena | [6 empty] | quartz, chalcopyrite, calcite | major element determined by EPMA as internal standard to calibrate the LA-ICP-MS data such as Zn for sphalerite, Fe for pyrite, and Pb for galena | LA-ICPMS, EMPA | NWR 193 nm Ar F Excimer laser-ablation system interfaced with an i CAP RQ ICPMS | Guangzhou Tuoyan Analytical Technology Co., Ltd. in Guangzhou, China | 0.7 l/min He carrier gas, which was later mixed with 0.89 l/min Ar make-up gas. The laser was set at a fluence of 3.5 J/cm², operating at 6 Hz with a 30 μm spot size. Each analysis lasted 45 seconds, followed by a 40-second background measurement. | NIST SRM610, MASS-1, NIST SRM612, GE8 | 0.11196 |  |  |  | 49.326 | [15 empty] | 0.7969 | [5 empty] | 0.075105 | [5 empty] | 0.69487 | [15 empty] | 3.6348 | [7 empty] | 0.045349 | [13 empty] | 0.26405 | [9 empty] | 0.93029 | [5 empty] | 0.79245 | [27 empty] | 0.78567 | [11 empty] | 1.1544 | [7 empty] | 0.15118 | [7 empty] | 2.296 |  |  |  |  | 2025 | Li, Z., Lang, X., Song, W., Li, H., Li, C., Ma, X. (2025). LA-ICP-MS analysis of sulfides from the Sinongduo Ag-Pb-Zn deposit, Tibet: Insights into element incorporation mechanisms and ore genesis. Ore Geology Reviews, 106858. https://doi.org/10.1016/j.oregeorev.2025.106858 |  | CHN | Tibet
| Sinongduo |  | Epithermal | Epithermal | Epithermal Ag-Pb-Zn | Ag, Pb, Zn |  | Ag, Pb, Zn | Li et al., 2025 |  | BZK0-1-150@07 | BZK0-1-150@07-1 | drill core |  |  |  |  | ore material | drill core | drill core | mineral separate | [5 empty] | mineralisation |  |  |  | sphalerite, pyrite, galena | [6 empty] | quartz, chalcopyrite, calcite | major element determined by EPMA as internal standard to calibrate the LA-ICP-MS data such as Zn for sphalerite, Fe for pyrite, and Pb for galena | LA-ICPMS, EMPA | NWR 193 nm Ar F Excimer laser-ablation system interfaced with an i CAP RQ ICPMS | Guangzhou Tuoyan Analytical Technology Co., Ltd. in Guangzhou, China | 0.7 l/min He carrier gas, which was later mixed with 0.89 l/min Ar make-up gas. The laser was set at a fluence of 3.5 J/cm², operating at 6 Hz with a 30 μm spot size. Each analysis lasted 45 seconds, followed by a 40-second background measurement. | NIST SRM610, MASS-1, NIST SRM612, GE8 | 0.018792 |  |  |  | 630.8501 | [15 empty] | 0.53869 | [5 empty] | 0.084697 |  | 2.2051 |  |  |  | 0.6268 | [11 empty] | 0.14579 |  |  |  | 3.2653 | [7 empty] | 0.042551 | [13 empty] | 0.26005 | [9 empty] | 1.0198 | [23 empty] | 0.19801 |  |  |  | 8.3814 | [25 empty] | 0.17076 | [7 empty] | 2.2093 |  |  |  |  | 2025 | Li, Z., Lang, X., Song, W., Li, H., Li, C., Ma, X. (2025). LA-ICP-MS analysis of sulfides from the Sinongduo Ag-Pb-Zn deposit, Tibet: Insights into element incorporation mechanisms and ore genesis. Ore Geology Reviews, 106858. https://doi.org/10.1016/j.oregeorev.2025.106858 |  | CHN | Tibet
| Sinongduo |  | Epithermal | Epithermal | Epithermal Ag-Pb-Zn | Ag, Pb, Zn |  | Ag, Pb, Zn | Li et al., 2025 |  | BZK0-1-150@08 | BZK0-1-150@08-1 | drill core |  |  |  |  | ore material | drill core | drill core | mineral separate | [5 empty] | mineralisation |  |  |  | sphalerite, pyrite, galena | [6 empty] | quartz, chalcopyrite, calcite | major element determined by EPMA as internal standard to calibrate the LA-ICP-MS data such as Zn for sphalerite, Fe for pyrite, and Pb for galena | LA-ICPMS, EMPA | NWR 193 nm Ar F Excimer laser-ablation system interfaced with an i CAP RQ ICPMS | Guangzhou Tuoyan Analytical Technology Co., Ltd. in Guangzhou, China | 0.7 l/min He carrier gas, which was later mixed with 0.89 l/min Ar make-up gas. The laser was set at a fluence of 3.5 J/cm², operating at 6 Hz with a 30 μm spot size. Each analysis lasted 45 seconds, followed by a 40-second background measurement. | NIST SRM610, MASS-1, NIST SRM612, GE8 | 0.092913 |  |  |  | 31.448 | [15 empty] | 0.059503 | [7 empty] | 2.1686 |  |  |  | 0.63259 | [11 empty] | 0.12476 |  |  |  | 3.6843 | [7 empty] | 0.029364 | [13 empty] | 0.25617 | [9 empty] | 0.92358 | [5 empty] | 0.076227 | [17 empty] | 0.19484 |  |  |  | 7.9441 | [5 empty] | 0.76762 | [11 empty] | 1.1452 | [15 empty] | 2.059 |  |  |  |  | 2025 | Li, Z., Lang, X., Song, W., Li, H., Li, C., Ma, X. (2025). LA-ICP-MS analysis of sulfides from the Sinongduo Ag-Pb-Zn deposit, Tibet: Insights into element incorporation mechanisms and ore genesis. Ore Geology Reviews, 106858. https://doi.org/10.1016/j.oregeorev.2025.106858 |  | CHN | Tibet
| Sinongduo |  | Epithermal | Epithermal | Epithermal Ag-Pb-Zn | Ag, Pb, Zn |  | Ag, Pb, Zn | Li et al., 2025 |  | BZK0-1-150@09 | BZK0-1-150@09-1 | drill core |  |  |  |  | ore material | drill core | drill core | mineral separate | [5 empty] | mineralisation |  |  |  | sphalerite, pyrite, galena | [6 empty] | quartz, chalcopyrite, calcite | major element determined by EPMA as internal standard to calibrate the LA-ICP-MS data such as Zn for sphalerite, Fe for pyrite, and Pb for galena | LA-ICPMS, EMPA | NWR 193 nm Ar F Excimer laser-ablation system interfaced with an i CAP RQ ICPMS | Guangzhou Tuoyan Analytical Technology Co., Ltd. in Guangzhou, China | 0.7 l/min He carrier gas, which was later mixed with 0.89 l/min Ar make-up gas. The laser was set at a fluence of 3.5 J/cm², operating at 6 Hz with a 30 μm spot size. Each analysis lasted 45 seconds, followed by a 40-second background measurement. | NIST SRM610, MASS-1, NIST SRM612, GE8 | 0.07385 |  |  |  | 13.331 | [15 empty] | 0.52794 | [5 empty] | 0.082362 |  | 1.9874 |  |  |  | 0.60559 | [11 empty] | 0.12313 |  |  |  | 3.4548 | [7 empty] | 0.038165 | [13 empty] | 0.25239 | [9 empty] | 0.93981 | [23 empty] | 0.19752 |  |  |  | 7.6745 | [5 empty] | 0.79515 | [11 empty] | 1.2601 | [7 empty] | 0.14558 | [7 empty] | 2.0082 |  |  |  |  | 2025 | Li, Z., Lang, X., Song, W., Li, H., Li, C., Ma, X. (2025). LA-ICP-MS analysis of sulfides from the Sinongduo Ag-Pb-Zn deposit, Tibet: Insights into element incorporation mechanisms and ore genesis. Ore Geology Reviews, 106858. https://doi.org/10.1016/j.oregeorev.2025.106858 |  | CHN | Tibet
| Sinongduo |  | Epithermal | Epithermal | Epithermal Ag-Pb-Zn | Ag, Pb, Zn |  | Ag, Pb, Zn | Li et al., 2025 |  | BZK0-1-150@10 | BZK0-1-150@10-1 | drill core |  |  |  |  | ore material | drill core | drill core | mineral separate | [5 empty] | mineralisation |  |  |  | sphalerite, pyrite, galena | [6 empty] | quartz, chalcopyrite, calcite | major element determined by EPMA as internal standard to calibrate the LA-ICP-MS data such as Zn for sphalerite, Fe for pyrite, and Pb for galena | LA-ICPMS, EMPA | NWR 193 nm Ar F Excimer laser-ablation system interfaced with an i CAP RQ ICPMS | Guangzhou Tuoyan Analytical Technology Co., Ltd. in Guangzhou, China | 0.7 l/min He carrier gas, which was later mixed with 0.89 l/min Ar make-up gas. The laser was set at a fluence of 3.5 J/cm², operating at 6 Hz with a 30 μm spot size. Each analysis lasted 45 seconds, followed by a 40-second background measurement. | NIST SRM610, MASS-1, NIST SRM612, GE8 | 0.07468 |  |  |  | 18.7918 | [15 empty] | 0.76525 | [5 empty] | 0.088227 |  | 1.9762 |  |  |  | 0.77083 | [11 empty] | 0.083058 |  |  |  | 3.3074 | [7 empty] | 0.025957 | [23 empty] | 0.89411 | [23 empty] | 0.2085 |  |  |  | 8.1021 | [5 empty] | 0.74832 | [11 empty] | 1.2568 | [7 empty] | 0.13741 | [7 empty] | 2.1613 |  |  |  |  | 2025 | Li, Z., Lang, X., Song, W., Li, H., Li, C., Ma, X. (2025). LA-ICP-MS analysis of sulfides from the Sinongduo Ag-Pb-Zn deposit, Tibet: Insights into element incorporation mechanisms and ore genesis. Ore Geology Reviews, 106858. https://doi.org/10.1016/j.oregeorev.2025.106858 |  | CHN | Tibet
| Sinongduo |  | Epithermal | Epithermal | Epithermal Ag-Pb-Zn | Ag, Pb, Zn |  | Ag, Pb, Zn | Li et al., 2025 |  | BZK0-1-150@11 | BZK0-1-150@11-1 | drill core |  |  |  |  | ore material | drill core | drill core | mineral separate | [5 empty] | mineralisation |  |  |  | sphalerite, pyrite, galena | [6 empty] | quartz, chalcopyrite, calcite | major element determined by EPMA as internal standard to calibrate the LA-ICP-MS data such as Zn for sphalerite, Fe for pyrite, and Pb for galena | LA-ICPMS, EMPA | NWR 193 nm Ar F Excimer laser-ablation system interfaced with an i CAP RQ ICPMS | Guangzhou Tuoyan Analytical Technology Co., Ltd. in Guangzhou, China | 0.7 l/min He carrier gas, which was later mixed with 0.89 l/min Ar make-up gas. The laser was set at a fluence of 3.5 J/cm², operating at 6 Hz with a 30 μm spot size. Each analysis lasted 45 seconds, followed by a 40-second background measurement. | NIST SRM610, MASS-1, NIST SRM612, GE8 | 0.5816 |  |  |  | 99.7697 | [15 empty] | 0.52865 | [5 empty] | 0.076524 |  | 2.0904 |  |  |  | 0.69789 | [11 empty] | 0.11481 | [11 empty] | 0.038445 | [13 empty] | 0.24509 | [9 empty] | 0.90215 | [5 empty] | 0.14681 | [17 empty] | 0.26569 |  |  |  | 7.6883 | [5 empty] | 0.80534 | [11 empty] | 1.0942 | [7 empty] | 0.14599 | [7 empty] | 2.4686 |  |  |  |  | 2025 | Li, Z., Lang, X., Song, W., Li, H., Li, C., Ma, X. (2025). LA-ICP-MS analysis of sulfides from the Sinongduo Ag-Pb-Zn deposit, Tibet: Insights into element incorporation mechanisms and ore genesis. Ore Geology Reviews, 106858. https://doi.org/10.1016/j.oregeorev.2025.106858 |  | CHN | Tibet
| Sinongduo |  | Epithermal | Epithermal | Epithermal Ag-Pb-Zn | Ag, Pb, Zn |  | Ag, Pb, Zn | Li et al., 2025 |  | BZK0022-200@01 | BZK0022-200@01-1 | drill core |  |  |  |  | ore material | drill core | drill core | mineral separate | [5 empty] | mineralisation |  |  |  | sphalerite, pyrite, galena | [6 empty] | quartz, chalcopyrite, calcite | major element determined by EPMA as internal standard to calibrate the LA-ICP-MS data such as Zn for sphalerite, Fe for pyrite, and Pb for galena | LA-ICPMS, EMPA | NWR 193 nm Ar F Excimer laser-ablation system interfaced with an i CAP RQ ICPMS | Guangzhou Tuoyan Analytical Technology Co., Ltd. in Guangzhou, China | 0.7 l/min He carrier gas, which was later mixed with 0.89 l/min Ar make-up gas. The laser was set at a fluence of 3.5 J/cm², operating at 6 Hz with a 30 μm spot size. Each analysis lasted 45 seconds, followed by a 40-second background measurement. | NIST SRM610, MASS-1, NIST SRM612, GE8 | 0.072011 |  |  |  | 26.3374 | [15 empty] | 0.58858 | [5 empty] | 0.037963 |  | 2.1361 |  |  |  | 0.71622 | [15 empty] | 3.6264 | [7 empty] | 0.030067 | [13 empty] | 0.23863 | [9 empty] | 1.071 | [5 empty] | 1.9163 | [17 empty] | 0.22257 |  |  |  | 8.1688 | [5 empty] | 0.80302 | [11 empty] | 1.1617 | [7 empty] | 0.13691 | [12 empty] | 2025 | Li, Z., Lang, X., Song, W., Li, H., Li, C., Ma, X. (2025). LA-ICP-MS analysis of sulfides from the Sinongduo Ag-Pb-Zn deposit, Tibet: Insights into element incorporation mechanisms and ore genesis. Ore Geology Reviews, 106858. https://doi.org/10.1016/j.oregeorev.2025.106858 |  | CHN | Tibet
| Sinongduo |  | Epithermal | Epithermal | Epithermal Ag-Pb-Zn | Ag, Pb, Zn |  | Ag, Pb, Zn | Li et al., 2025 |  | BZK0022-200@02 | BZK0022-200@02-1 | drill core |  |  |  |  | ore material | drill core | drill core | mineral separate | [5 empty] | mineralisation |  |  |  | sphalerite, pyrite, galena | [6 empty] | quartz, chalcopyrite, calcite | major element determined by EPMA as internal standard to calibrate the LA-ICP-MS data such as Zn for sphalerite, Fe for pyrite, and Pb for galena | LA-ICPMS, EMPA | NWR 193 nm Ar F Excimer laser-ablation system interfaced with an i CAP RQ ICPMS | Guangzhou Tuoyan Analytical Technology Co., Ltd. in Guangzhou, China | 0.7 l/min He carrier gas, which was later mixed with 0.89 l/min Ar make-up gas. The laser was set at a fluence of 3.5 J/cm², operating at 6 Hz with a 30 μm spot size. Each analysis lasted 45 seconds, followed by a 40-second background measurement. | NIST SRM610, MASS-1, NIST SRM612, GE8 | 0.026563 |  |  |  | 9.7072 | [15 empty] | 0.4732 | [5 empty] | 0.054556 |  | 1.801 |  |  |  | 0.78428 | [11 empty] | 0.12819 |  |  |  | 3.7302 | [7 empty] | 0.014174 | [13 empty] | 0.24007 | [9 empty] | 0.91452 | [23 empty] | 0.20935 |  |  |  | 7.8136 | [5 empty] | 0.74664 | [11 empty] | 1.2217 | [7 empty] | 0.15748 | [7 empty] | 2.3379 |  |  |  |  | 2025 | Li, Z., Lang, X., Song, W., Li, H., Li, C., Ma, X. (2025). LA-ICP-MS analysis of sulfides from the Sinongduo Ag-Pb-Zn deposit, Tibet: Insights into element incorporation mechanisms and ore genesis. Ore Geology Reviews, 106858. https://doi.org/10.1016/j.oregeorev.2025.106858 |  | CHN | Tibet
| Sinongduo |  | Epithermal | Epithermal | Epithermal Ag-Pb-Zn | Ag, Pb, Zn |  | Ag, Pb, Zn | Li et al., 2025 |  | BZK0022-200@03 | BZK0022-200@03-1 | drill core |  |  |  |  | ore material | drill core | drill core | mineral separate | [5 empty] | mineralisation |  |  |  | sphalerite, pyrite, galena | [6 empty] | quartz, chalcopyrite, calcite | major element determined by EPMA as internal standard to calibrate the LA-ICP-MS data such as Zn for sphalerite, Fe for pyrite, and Pb for galena | LA-ICPMS, EMPA | NWR 193 nm Ar F Excimer laser-ablation system interfaced with an i CAP RQ ICPMS | Guangzhou Tuoyan Analytical Technology Co., Ltd. in Guangzhou, China | 0.7 l/min He carrier gas, which was later mixed with 0.89 l/min Ar make-up gas. The laser was set at a fluence of 3.5 J/cm², operating at 6 Hz with a 30 μm spot size. Each analysis lasted 45 seconds, followed by a 40-second background measurement. | NIST SRM610, MASS-1, NIST SRM612, GE8 | 0.015286 |  |  |  | 90.7412 | [15 empty] | 0.5019 | [5 empty] | 0.072358 |  | 1.9728 |  |  |  | 0.73981 | [11 empty] | 0.085711 |  |  |  | 3.4016 | [7 empty] | 0.02907 | [13 empty] | 0.22969 | [9 empty] | 0.87272 | [23 empty] | 0.19984 |  |  |  | 7.4851 | [5 empty] | 0.665 | [11 empty] | 1.0302 | [7 empty] | 0.12685 | [7 empty] | 2.126 |  |  |  |  | 2025 | Li, Z., Lang, X., Song, W., Li, H., Li, C., Ma, X. (2025). LA-ICP-MS analysis of sulfides from the Sinongduo Ag-Pb-Zn deposit, Tibet: Insights into element incorporation mechanisms and ore genesis. Ore Geology Reviews, 106858. https://doi.org/10.1016/j.oregeorev.2025.106858 |  | CHN | Tibet
| Sinongduo |  | Epithermal | Epithermal | Epithermal Ag-Pb-Zn | Ag, Pb, Zn |  | Ag, Pb, Zn | Li et al., 2025 |  | BZK0022-200@04 | BZK0022-200@04-1 | drill core |  |  |  |  | ore material | drill core | drill core | mineral separate | [5 empty] | mineralisation |  |  |  | sphalerite, pyrite, galena | [6 empty] | quartz, chalcopyrite, calcite | major element determined by EPMA as internal standard to calibrate the LA-ICP-MS data such as Zn for sphalerite, Fe for pyrite, and Pb for galena | LA-ICPMS, EMPA | NWR 193 nm Ar F Excimer laser-ablation system interfaced with an i CAP RQ ICPMS | Guangzhou Tuoyan Analytical Technology Co., Ltd. in Guangzhou, China | 0.7 l/min He carrier gas, which was later mixed with 0.89 l/min Ar make-up gas. The laser was set at a fluence of 3.5 J/cm², operating at 6 Hz with a 30 μm spot size. Each analysis lasted 45 seconds, followed by a 40-second background measurement. | NIST SRM610, MASS-1, NIST SRM612, GE8 | 0.43912 |  |  |  | 35.3828 | [21 empty] | 0.086099 |  | 2.1822 |  |  |  | 0.71889 | [11 empty] | 0.12051 |  |  |  | 3.7508 | [7 empty] | 0.035074 | [13 empty] | 0.25167 | [9 empty] | 0.91816 | [5 empty] | 21.4435 | [17 empty] | 0.22925 |  |  |  | 8.0095 | [5 empty] | 0.78888 | [11 empty] | 1.1959 | [7 empty] | 0.13551 | [7 empty] | 2.2174 |  |  |  |  | 2025 | Li, Z., Lang, X., Song, W., Li, H., Li, C., Ma, X. (2025). LA-ICP-MS analysis of sulfides from the Sinongduo Ag-Pb-Zn deposit, Tibet: Insights into element incorporation mechanisms and ore genesis. Ore Geology Reviews, 106858. https://doi.org/10.1016/j.oregeorev.2025.106858 |  | CHN | Tibet
| Sinongduo |  | Epithermal | Epithermal | Epithermal Ag-Pb-Zn | Ag, Pb, Zn |  | Ag, Pb, Zn | Li et al., 2025 |  | BZK0022-200@05 | BZK0022-200@05-1 | drill core |  |  |  |  | ore material | drill core | drill core | mineral separate | [5 empty] | mineralisation |  |  |  | sphalerite, pyrite, galena | [6 empty] | quartz, chalcopyrite, calcite | major element determined by EPMA as internal standard to calibrate the LA-ICP-MS data such as Zn for sphalerite, Fe for pyrite, and Pb for galena | LA-ICPMS, EMPA | NWR 193 nm Ar F Excimer laser-ablation system interfaced with an i CAP RQ ICPMS | Guangzhou Tuoyan Analytical Technology Co., Ltd. in Guangzhou, China | 0.7 l/min He carrier gas, which was later mixed with 0.89 l/min Ar make-up gas. The laser was set at a fluence of 3.5 J/cm², operating at 6 Hz with a 30 μm spot size. Each analysis lasted 45 seconds, followed by a 40-second background measurement. | NIST SRM610, MASS-1, NIST SRM612, GE8 | 0.1989 |  |  |  | 108.6805 | [15 empty] | 0.48689 | [5 empty] | 0.086496 |  | 2.1725 |  |  |  | 0.75473 | [11 empty] | 0.13583 |  |  |  | 4.0351 | [7 empty] | 0.051821 | [13 empty] | 0.2894 | [9 empty] | 0.93707 | [5 empty] | 1.1428 | [17 empty] | 0.21321 |  |  |  | 8.2081 | [5 empty] | 0.7975 | [11 empty] | 1.3734 | [7 empty] | 0.16566 | [7 empty] | 2.1508 |  |  |  |  | 2025 | Li, Z., Lang, X., Song, W., Li, H., Li, C., Ma, X. (2025). LA-ICP-MS analysis of sulfides from the Sinongduo Ag-Pb-Zn deposit, Tibet: Insights into element incorporation mechanisms and ore genesis. Ore Geology Reviews, 106858. https://doi.org/10.1016/j.oregeorev.2025.106858 |  | CHN | Tibet
| Sinongduo |  | Epithermal | Epithermal | Epithermal Ag-Pb-Zn | Ag, Pb, Zn |  | Ag, Pb, Zn | Li et al., 2025 |  | BZK0022-200@06 | BZK0022-200@06-1 | drill core |  |  |  |  | ore material | drill core | drill core | mineral separate | [5 empty] | mineralisation |  |  |  | sphalerite, pyrite, galena | [6 empty] | quartz, chalcopyrite, calcite | major element determined by EPMA as internal standard to calibrate the LA-ICP-MS data such as Zn for sphalerite, Fe for pyrite, and Pb for galena | LA-ICPMS, EMPA | NWR 193 nm Ar F Excimer laser-ablation system interfaced with an i CAP RQ ICPMS | Guangzhou Tuoyan Analytical Technology Co., Ltd. in Guangzhou, China | 0.7 l/min He carrier gas, which was later mixed with 0.89 l/min Ar make-up gas. The laser was set at a fluence of 3.5 J/cm², operating at 6 Hz with a 30 μm spot size. Each analysis lasted 45 seconds, followed by a 40-second background measurement. | NIST SRM610, MASS-1, NIST SRM612, GE8 | 17.6131 |  |  |  | 454.6166 | [9 empty] | 0.049688 | [5 empty] | 0.43533 | [5 empty] | 0.074634 |  | 1.9659 |  |  |  | 5.4824 | [11 empty] | 0.12597 |  |  |  | 3.3079 | [7 empty] | 1.805 | [13 empty] | 2.9773 | [9 empty] | 1.0061 | [5 empty] | 8977.9776 | [17 empty] | 2.3057 |  |  |  | 7.3255 | [5 empty] | 2.1571 | [11 empty] | 1.1625 | [7 empty] | 0.1283 | [7 empty] | 8.4439 |  |  |  |  | 2025 | Li, Z., Lang, X., Song, W., Li, H., Li, C., Ma, X. (2025). LA-ICP-MS analysis of sulfides from the Sinongduo Ag-Pb-Zn deposit, Tibet: Insights into element incorporation mechanisms and ore genesis. Ore Geology Reviews, 106858. https://doi.org/10.1016/j.oregeorev.2025.106858 |  | CHN | Tibet
| Sinongduo |  | Epithermal | Epithermal | Epithermal Ag-Pb-Zn | Ag, Pb, Zn |  | Ag, Pb, Zn | Li et al., 2025 |  | BZK0022-200@07 | BZK0022-200@07-1 | drill core |  |  |  |  | ore material | drill core | drill core | mineral separate | [5 empty] | mineralisation |  |  |  | sphalerite, pyrite, galena | [6 empty] | quartz, chalcopyrite, calcite | major element determined by EPMA as internal standard to calibrate the LA-ICP-MS data such as Zn for sphalerite, Fe for pyrite, and Pb for galena | LA-ICPMS, EMPA | NWR 193 nm Ar F Excimer laser-ablation system interfaced with an i CAP RQ ICPMS | Guangzhou Tuoyan Analytical Technology Co., Ltd. in Guangzhou, China | 0.7 l/min He carrier gas, which was later mixed with 0.89 l/min Ar make-up gas. The laser was set at a fluence of 3.5 J/cm², operating at 6 Hz with a 30 μm spot size. Each analysis lasted 45 seconds, followed by a 40-second background measurement. | NIST SRM610, MASS-1, NIST SRM612, GE8 | 50.2044 |  |  |  | 69.2105 | [9 empty] | 0.074127 | [5 empty] | 0.54186 | [5 empty] | 0.04635 |  | 2.0289 |  |  |  | 16.9828 | [11 empty] | 0.10314 |  |  |  | 3.5723 | [7 empty] | 9.2395 | [13 empty] | 6.4253 | [9 empty] | 1.0281 | [5 empty] | 33862.4255 | [17 empty] | 9.6635 |  |  |  | 7.4217 | [5 empty] | 10.3356 | [11 empty] | 4.4417 | [7 empty] | 0.32454 | [7 empty] | 29.8697 |  |  |  |  | 2025 | Li, Z., Lang, X., Song, W., Li, H., Li, C., Ma, X. (2025). LA-ICP-MS analysis of sulfides from the Sinongduo Ag-Pb-Zn deposit, Tibet: Insights into element incorporation mechanisms and ore genesis. Ore Geology Reviews, 106858. https://doi.org/10.1016/j.oregeorev.2025.106858 |  | CHN | Tibet
| Sinongduo |  | Epithermal | Epithermal | Epithermal Ag-Pb-Zn | Ag, Pb, Zn |  | Ag, Pb, Zn | Li et al., 2025 |  | BZK0022-200@08 | BZK0022-200@08-1 | drill core |  |  |  |  | ore material | drill core | drill core | mineral separate | [5 empty] | mineralisation |  |  |  | sphalerite, pyrite, galena | [6 empty] | quartz, chalcopyrite, calcite | major element determined by EPMA as internal standard to calibrate the LA-ICP-MS data such as Zn for sphalerite, Fe for pyrite, and Pb for galena | LA-ICPMS, EMPA | NWR 193 nm Ar F Excimer laser-ablation system interfaced with an i CAP RQ ICPMS | Guangzhou Tuoyan Analytical Technology Co., Ltd. in Guangzhou, China | 0.7 l/min He carrier gas, which was later mixed with 0.89 l/min Ar make-up gas. The laser was set at a fluence of 3.5 J/cm², operating at 6 Hz with a 30 μm spot size. Each analysis lasted 45 seconds, followed by a 40-second background measurement. | NIST SRM610, MASS-1, NIST SRM612, GE8 | 0.073919 |  |  |  | 17.6004 | [15 empty] | 0.67913 | [5 empty] | 0.054949 |  | 2.119 |  |  |  | 0.75406 | [11 empty] | 0.14173 |  |  |  | 3.3385 | [7 empty] | 0.024398 | [13 empty] | 0.23775 | [9 empty] | 1.0411 | [5 empty] | 12.0008 | [17 empty] | 0.16816 |  |  |  | 7.6443 | [5 empty] | 0.71671 | [11 empty] | 0.92812 | [7 empty] | 0.15873 | [7 empty] | 2.0692 |  |  |  |  | 2025 | Li, Z., Lang, X., Song, W., Li, H., Li, C., Ma, X. (2025). LA-ICP-MS analysis of sulfides from the Sinongduo Ag-Pb-Zn deposit, Tibet: Insights into element incorporation mechanisms and ore genesis. Ore Geology Reviews, 106858. https://doi.org/10.1016/j.oregeorev.2025.106858 |  | CHN | Tibet
| Sinongduo |  | Epithermal | Epithermal | Epithermal Ag-Pb-Zn | Ag, Pb, Zn |  | Ag, Pb, Zn | Li et al., 2025 |  | BZK0022-200@09 | BZK0022-200@09-1 | drill core |  |  |  |  | ore material | drill core | drill core | mineral separate | [5 empty] | mineralisation |  |  |  | sphalerite, pyrite, galena | [6 empty] | quartz, chalcopyrite, calcite | major element determined by EPMA as internal standard to calibrate the LA-ICP-MS data such as Zn for sphalerite, Fe for pyrite, and Pb for galena | LA-ICPMS, EMPA | NWR 193 nm Ar F Excimer laser-ablation system interfaced with an i CAP RQ ICPMS | Guangzhou Tuoyan Analytical Technology Co., Ltd. in Guangzhou, China | 0.7 l/min He carrier gas, which was later mixed with 0.89 l/min Ar make-up gas. The laser was set at a fluence of 3.5 J/cm², operating at 6 Hz with a 30 μm spot size. Each analysis lasted 45 seconds, followed by a 40-second background measurement. | NIST SRM610, MASS-1, NIST SRM612, GE8 | 27.0639 |  |  |  | 33.8164 | [15 empty] | 0.31128 | [5 empty] | 0.05693 |  | 1.9466 |  |  |  | 0.68548 | [11 empty] | 0.096576 |  |  |  | 3.5181 | [7 empty] | 0.43492 | [13 empty] | 0.23557 | [9 empty] | 0.79773 | [5 empty] | 2271.9623 | [17 empty] | 0.36077 |  |  |  | 7.5925 | [5 empty] | 1.5181 | [11 empty] | 1.0203 |  | 0.06219 | [5 empty] | 0.15609 | [7 empty] | 2.0251 |  |  |  |  | 2025 | Li, Z., Lang, X., Song, W., Li, H., Li, C., Ma, X. (2025). LA-ICP-MS analysis of sulfides from the Sinongduo Ag-Pb-Zn deposit, Tibet: Insights into element incorporation mechanisms and ore genesis. Ore Geology Reviews, 106858. https://doi.org/10.1016/j.oregeorev.2025.106858 |  | CHN | Tibet
| Sinongduo |  | Epithermal | Epithermal | Epithermal Ag-Pb-Zn | Ag, Pb, Zn |  | Ag, Pb, Zn | Li et al., 2025 |  | BZK0022-200@10 | BZK0022-200@10-1 | drill core |  |  |  |  | ore material | drill core | drill core | mineral separate | [5 empty] | mineralisation |  |  |  | sphalerite, pyrite, galena | [6 empty] | quartz, chalcopyrite, calcite | major element determined by EPMA as internal standard to calibrate the LA-ICP-MS data such as Zn for sphalerite, Fe for pyrite, and Pb for galena | LA-ICPMS, EMPA | NWR 193 nm Ar F Excimer laser-ablation system interfaced with an i CAP RQ ICPMS | Guangzhou Tuoyan Analytical Technology Co., Ltd. in Guangzhou, China | 0.7 l/min He carrier gas, which was later mixed with 0.89 l/min Ar make-up gas. The laser was set at a fluence of 3.5 J/cm², operating at 6 Hz with a 30 μm spot size. Each analysis lasted 45 seconds, followed by a 40-second background measurement. | NIST SRM610, MASS-1, NIST SRM612, GE8 | 0.015885 |  |  |  | 26.3235 | [21 empty] | 0.050096 |  | 2.0072 |  |  |  | 0.70894 | [15 empty] | 2.0082 | [7 empty] | 0.029878 | [13 empty] | 0.23827 | [9 empty] | 0.90956 | [23 empty] | 0.2469 | [9 empty] | 0.78531 | [11 empty] | 1.0082 | [15 empty] | 2.2943 |  |  |  |  | 2025 | Li, Z., Lang, X., Song, W., Li, H., Li, C., Ma, X. (2025). LA-ICP-MS analysis of sulfides from the Sinongduo Ag-Pb-Zn deposit, Tibet: Insights into element incorporation mechanisms and ore genesis. Ore Geology Reviews, 106858. https://doi.org/10.1016/j.oregeorev.2025.106858 |  | CHN | Tibet
| Sinongduo |  | Epithermal | Epithermal | Epithermal Ag-Pb-Zn | Ag, Pb, Zn |  | Ag, Pb, Zn | Li et al., 2025 |  | BZK0022-200@11 | BZK0022-200@11-1 | drill core |  |  |  |  | ore material | drill core | drill core | mineral separate | [5 empty] | mineralisation |  |  |  | sphalerite, pyrite, galena | [6 empty] | quartz, chalcopyrite, calcite | major element determined by EPMA as internal standard to calibrate the LA-ICP-MS data such as Zn for sphalerite, Fe for pyrite, and Pb for galena | LA-ICPMS, EMPA | NWR 193 nm Ar F Excimer laser-ablation system interfaced with an i CAP RQ ICPMS | Guangzhou Tuoyan Analytical Technology Co., Ltd. in Guangzhou, China | 0.7 l/min He carrier gas, which was later mixed with 0.89 l/min Ar make-up gas. The laser was set at a fluence of 3.5 J/cm², operating at 6 Hz with a 30 μm spot size. Each analysis lasted 45 seconds, followed by a 40-second background measurement. | NIST SRM610, MASS-1, NIST SRM612, GE8 | 0.071842 |  |  |  | 7.8217 | [15 empty] | 0.43323 | [5 empty] | 0.059211 |  | 1.9333 |  |  |  | 0.62947 | [11 empty] | 0.10501 |  |  |  | 3.6229 | [31 empty] | 0.85989 | [23 empty] | 0.22407 |  |  |  | 7.3311 | [5 empty] | 0.74325 | [11 empty] | 1.1845 | [7 empty] | 0.14162 | [7 empty] | 2.2694 |  |  |  |  | 2025 | Li, Z., Lang, X., Song, W., Li, H., Li, C., Ma, X. (2025). LA-ICP-MS analysis of sulfides from the Sinongduo Ag-Pb-Zn deposit, Tibet: Insights into element incorporation mechanisms and ore genesis. Ore Geology Reviews, 106858. https://doi.org/10.1016/j.oregeorev.2025.106858 |  | CHN | Tibet
| Sinongduo |  | Epithermal | Epithermal | Epithermal Ag-Pb-Zn | Ag, Pb, Zn |  | Ag, Pb, Zn | Li et al., 2025 |  | BZK0022-200@12 | BZK0022-200@12-1 | drill core |  |  |  |  | ore material | drill core | drill core | mineral separate | [5 empty] | mineralisation |  |  |  | sphalerite, pyrite, galena | [6 empty] | quartz, chalcopyrite, calcite | major element determined by EPMA as internal standard to calibrate the LA-ICP-MS data such as Zn for sphalerite, Fe for pyrite, and Pb for galena | LA-ICPMS, EMPA | NWR 193 nm Ar F Excimer laser-ablation system interfaced with an i CAP RQ ICPMS | Guangzhou Tuoyan Analytical Technology Co., Ltd. in Guangzhou, China | 0.7 l/min He carrier gas, which was later mixed with 0.89 l/min Ar make-up gas. The laser was set at a fluence of 3.5 J/cm², operating at 6 Hz with a 30 μm spot size. Each analysis lasted 45 seconds, followed by a 40-second background measurement. | NIST SRM610, MASS-1, NIST SRM612, GE8 | 0.29751 |  |  |  | 14.7512 | [15 empty] | 0.84689 | [5 empty] | 0.075244 |  | 1.8849 | [15 empty] | 0.10662 |  |  |  | 3.434 | [21 empty] | 0.24182 | [9 empty] | 0.85776 | [5 empty] | 0.14781 | [17 empty] | 0.21272 |  |  |  | 8.1296 | [5 empty] | 0.79476 | [11 empty] | 0.78146 | [7 empty] | 0.15301 | [7 empty] | 2.3945 |  |  |  |  | 2025 | Li, Z., Lang, X., Song, W., Li, H., Li, C., Ma, X. (2025). LA-ICP-MS analysis of sulfides from the Sinongduo Ag-Pb-Zn deposit, Tibet: Insights into element incorporation mechanisms and ore genesis. Ore Geology Reviews, 106858. https://doi.org/10.1016/j.oregeorev.2025.106858 |  | CHN | Tibet
| Sinongduo |  | Epithermal | Epithermal | Epithermal Ag-Pb-Zn | Ag, Pb, Zn |  | Ag, Pb, Zn | Li et al., 2025 |  | BZK0022-200@13 | BZK0022-200@13-1 | drill core |  |  |  |  | ore material | drill core | drill core | mineral separate | [5 empty] | mineralisation |  |  |  | sphalerite, pyrite, galena | [6 empty] | quartz, chalcopyrite, calcite | major element determined by EPMA as internal standard to calibrate the LA-ICP-MS data such as Zn for sphalerite, Fe for pyrite, and Pb for galena | LA-ICPMS, EMPA | NWR 193 nm Ar F Excimer laser-ablation system interfaced with an i CAP RQ ICPMS | Guangzhou Tuoyan Analytical Technology Co., Ltd. in Guangzhou, China | 0.7 l/min He carrier gas, which was later mixed with 0.89 l/min Ar make-up gas. The laser was set at a fluence of 3.5 J/cm², operating at 6 Hz with a 30 μm spot size. Each analysis lasted 45 seconds, followed by a 40-second background measurement. | NIST SRM610, MASS-1, NIST SRM612, GE8 | 0.076532 | [19 empty] | 0.45666 | [5 empty] | 0.083399 | [5 empty] | 0.6505 | [11 empty] | 0.097431 |  |  |  | 3.3471 | [7 empty] | 0.041898 | [23 empty] | 0.95405 | [5 empty] | 0.23008 | [17 empty] | 0.21277 |  |  |  | 7.6871 | [5 empty] | 0.75028 | [11 empty] | 1.4931 | [7 empty] | 0.16626 | [7 empty] | 2.2567 |  |  |  |  | 2025 | Li, Z., Lang, X., Song, W., Li, H., Li, C., Ma, X. (2025). LA-ICP-MS analysis of sulfides from the Sinongduo Ag-Pb-Zn deposit, Tibet: Insights into element incorporation mechanisms and ore genesis. Ore Geology Reviews, 106858. https://doi.org/10.1016/j.oregeorev.2025.106858 |  | CHN | Tibet
| Sinongduo |  | Epithermal | Epithermal | Epithermal Ag-Pb-Zn | Ag, Pb, Zn |  | Ag, Pb, Zn | Li et al., 2025 |  | BZK0022-200@14 | BZK0022-200@14-1 | drill core |  |  |  |  | ore material | drill core | drill core | mineral separate | [5 empty] | mineralisation |  |  |  | sphalerite, pyrite, galena | [6 empty] | quartz, chalcopyrite, calcite | major element determined by EPMA as internal standard to calibrate the LA-ICP-MS data such as Zn for sphalerite, Fe for pyrite, and Pb for galena | LA-ICPMS, EMPA | NWR 193 nm Ar F Excimer laser-ablation system interfaced with an i CAP RQ ICPMS | Guangzhou Tuoyan Analytical Technology Co., Ltd. in Guangzhou, China | 0.7 l/min He carrier gas, which was later mixed with 0.89 l/min Ar make-up gas. The laser was set at a fluence of 3.5 J/cm², operating at 6 Hz with a 30 μm spot size. Each analysis lasted 45 seconds, followed by a 40-second background measurement. | NIST SRM610, MASS-1, NIST SRM612, GE8 | 0.092181 |  |  |  | 21.2908 | [15 empty] | 0.56719 | [5 empty] | 0.078288 |  | 2.2259 |  |  |  | 0.75355 | [11 empty] | 0.097353 |  |  |  | 3.4911 | [7 empty] | 0.028994 | [13 empty] | 0.23042 | [9 empty] | 0.88368 | [5 empty] | 0.077668 | [21 empty] | 7.4439 | [17 empty] | 1.2005 | [7 empty] | 0.14576 | [7 empty] | 2.1335 |  |  |  |  | 2025 | Li, Z., Lang, X., Song, W., Li, H., Li, C., Ma, X. (2025). LA-ICP-MS analysis of sulfides from the Sinongduo Ag-Pb-Zn deposit, Tibet: Insights into element incorporation mechanisms and ore genesis. Ore Geology Reviews, 106858. https://doi.org/10.1016/j.oregeorev.2025.106858 |  | CHN | Tibet
| Sinongduo |  | Epithermal | Epithermal | Epithermal Ag-Pb-Zn | Ag, Pb, Zn |  | Ag, Pb, Zn | Li et al., 2025 |  | BZK0022-200@15 | BZK0022-200@15-1 | drill core |  |  |  |  | ore material | drill core | drill core | mineral separate | [5 empty] | mineralisation |  |  |  | sphalerite, pyrite, galena | [6 empty] | quartz, chalcopyrite, calcite | major element determined by EPMA as internal standard to calibrate the LA-ICP-MS data such as Zn for sphalerite, Fe for pyrite, and Pb for galena | LA-ICPMS, EMPA | NWR 193 nm Ar F Excimer laser-ablation system interfaced with an i CAP RQ ICPMS | Guangzhou Tuoyan Analytical Technology Co., Ltd. in Guangzhou, China | 0.7 l/min He carrier gas, which was later mixed with 0.89 l/min Ar make-up gas. The laser was set at a fluence of 3.5 J/cm², operating at 6 Hz with a 30 μm spot size. Each analysis lasted 45 seconds, followed by a 40-second background measurement. | NIST SRM610, MASS-1, NIST SRM612, GE8 | 0.017758 |  |  |  | 2.3931 | [15 empty] | 0.646 | [5 empty] | 0.067613 |  | 1.8057 |  |  |  | 0.77153 | [11 empty] | 0.094369 |  |  |  | 3.4669 | [7 empty] | 0.030048 | [13 empty] | 0.23847 | [9 empty] | 0.9169 | [23 empty] | 0.2093 |  |  |  | 7.1548 | [5 empty] | 0.72367 | [11 empty] | 0.95484 | [7 empty] | 0.14678 | [7 empty] | 2.0642 |  |  |  |  | 2025 | Li, Z., Lang, X., Song, W., Li, H., Li, C., Ma, X. (2025). LA-ICP-MS analysis of sulfides from the Sinongduo Ag-Pb-Zn deposit, Tibet: Insights into element incorporation mechanisms and ore genesis. Ore Geology Reviews, 106858. https://doi.org/10.1016/j.oregeorev.2025.106858 |  | CHN | Tibet
| Sinongduo |  | Epithermal | Epithermal | Epithermal Ag-Pb-Zn | Ag, Pb, Zn |  | Ag, Pb, Zn | Li et al., 2025 |  | BZK0021-150@01 | BZK0021-150@01-1 | drill core |  |  |  |  | ore material | drill core | drill core | mineral separate | [5 empty] | mineralisation |  |  |  | sphalerite, pyrite, galena | [6 empty] | quartz, chalcopyrite, calcite | major element determined by EPMA as internal standard to calibrate the LA-ICP-MS data such as Zn for sphalerite, Fe for pyrite, and Pb for galena | LA-ICPMS, EMPA | NWR 193 nm Ar F Excimer laser-ablation system interfaced with an i CAP RQ ICPMS | Guangzhou Tuoyan Analytical Technology Co., Ltd. in Guangzhou, China | 0.7 l/min He carrier gas, which was later mixed with 0.89 l/min Ar make-up gas. The laser was set at a fluence of 3.5 J/cm², operating at 6 Hz with a 30 μm spot size. Each analysis lasted 45 seconds, followed by a 40-second background measurement. | NIST SRM610, MASS-1, NIST SRM612, GE8 | 0.038576 |  |  |  | 1.9591 | [9 empty] | 2.3905 | [5 empty] | 0.36822 | [7 empty] | 2.0856 |  |  |  | 0.66934 | [9 empty] | 12852.143 |  | 0.14508 |  |  |  | 3.93 | [7 empty] | 0.045266 | [13 empty] | 0.22635 | [9 empty] | 0.89291 | [5 empty] | 0.0965 | [17 empty] | 0.19571 |  |  |  | 7.6402 | [5 empty] | 0.74729 | [11 empty] | 1.0934 |  | 0.12553 | [5 empty] | 0.15182 | [7 empty] | 2.1171 |  |  |  |  | 2025 | Li, Z., Lang, X., Song, W., Li, H., Li, C., Ma, X. (2025). LA-ICP-MS analysis of sulfides from the Sinongduo Ag-Pb-Zn deposit, Tibet: Insights into element incorporation mechanisms and ore genesis. Ore Geology Reviews, 106858. https://doi.org/10.1016/j.oregeorev.2025.106858 |  | CHN | Tibet
| Sinongduo |  | Epithermal | Epithermal | Epithermal Ag-Pb-Zn | Ag, Pb, Zn |  | Ag, Pb, Zn | Li et al., 2025 |  | BZK0021-150@02 | BZK0021-150@02-1 | drill core |  |  |  |  | ore material | drill core | drill core | mineral separate | [5 empty] | mineralisation |  |  |  | sphalerite, pyrite, galena | [6 empty] | quartz, chalcopyrite, calcite | major element determined by EPMA as internal standard to calibrate the LA-ICP-MS data such as Zn for sphalerite, Fe for pyrite, and Pb for galena | LA-ICPMS, EMPA | NWR 193 nm Ar F Excimer laser-ablation system interfaced with an i CAP RQ ICPMS | Guangzhou Tuoyan Analytical Technology Co., Ltd. in Guangzhou, China | 0.7 l/min He carrier gas, which was later mixed with 0.89 l/min Ar make-up gas. The laser was set at a fluence of 3.5 J/cm², operating at 6 Hz with a 30 μm spot size. Each analysis lasted 45 seconds, followed by a 40-second background measurement. | NIST SRM610, MASS-1, NIST SRM612, GE8 | 0.050428 |  |  |  | 3.8485 | [9 empty] | 1.103 | [5 empty] | 0.54858 | [5 empty] | 0.077831 |  | 1.8839 |  |  |  | 0.66685 | [9 empty] | 9.2829 |  | 0.11909 |  |  |  | 2.9618 | [7 empty] | 0.006636 | [13 empty] | 0.21987 | [9 empty] | 0.87621 | [5 empty] | 0.18698 | [17 empty] | 0.18275 |  |  |  | 7.4916 | [5 empty] | 0.79521 | [11 empty] | 1.3777 |  | 0.11535 | [5 empty] | 0.142 | [7 empty] | 2.8193 |  |  |  |  | 2025 | Li, Z., Lang, X., Song, W., Li, H., Li, C., Ma, X. (2025). LA-ICP-MS analysis of sulfides from the Sinongduo Ag-Pb-Zn deposit, Tibet: Insights into element incorporation mechanisms and ore genesis. Ore Geology Reviews, 106858. https://doi.org/10.1016/j.oregeorev.2025.106858 |  | CHN | Tibet
| Sinongduo |  | Epithermal | Epithermal | Epithermal Ag-Pb-Zn | Ag, Pb, Zn |  | Ag, Pb, Zn | Li et al., 2025 |  | BZK0021-150@03 | BZK0021-150@03-1 | drill core |  |  |  |  | ore material | drill core | drill core | mineral separate | [5 empty] | mineralisation |  |  |  | sphalerite, pyrite, galena | [6 empty] | quartz, chalcopyrite, calcite | major element determined by EPMA as internal standard to calibrate the LA-ICP-MS data such as Zn for sphalerite, Fe for pyrite, and Pb for galena | LA-ICPMS, EMPA | NWR 193 nm Ar F Excimer laser-ablation system interfaced with an i CAP RQ ICPMS | Guangzhou Tuoyan Analytical Technology Co., Ltd. in Guangzhou, China | 0.7 l/min He carrier gas, which was later mixed with 0.89 l/min Ar make-up gas. The laser was set at a fluence of 3.5 J/cm², operating at 6 Hz with a 30 μm spot size. Each analysis lasted 45 seconds, followed by a 40-second background measurement. | NIST SRM610, MASS-1, NIST SRM612, GE8 | 0.11749 |  |  |  | 4.4008 |  | 0.025748 | [7 empty] | 0.91063 | [5 empty] | 0.53701 | [5 empty] | 0.069105 |  | 1.7568 |  |  |  | 0.65192 | [9 empty] | 15.6125 |  | 0.10943 |  |  |  | 3.3765 | [7 empty] | 0.034719 | [13 empty] | 0.2052 | [9 empty] | 0.74689 | [5 empty] | 0.13997 | [17 empty] | 0.18372 |  |  |  | 7.1836 | [5 empty] | 0.71766 | [11 empty] | 1.1271 |  | 0.12101 | [5 empty] | 0.13662 | [7 empty] | 1.8575 |  |  |  |  | 2025 | Li, Z., Lang, X., Song, W., Li, H., Li, C., Ma, X. (2025). LA-ICP-MS analysis of sulfides from the Sinongduo Ag-Pb-Zn deposit, Tibet: Insights into element incorporation mechanisms and ore genesis. Ore Geology Reviews, 106858. https://doi.org/10.1016/j.oregeorev.2025.106858 |  | CHN | Tibet
| Sinongduo |  | Epithermal | Epithermal | Epithermal Ag-Pb-Zn | Ag, Pb, Zn |  | Ag, Pb, Zn | Li et al., 2025 |  | BZK0021-150@04 | BZK0021-150@04-1 | drill core |  |  |  |  | ore material | drill core | drill core | mineral separate | [5 empty] | mineralisation |  |  |  | sphalerite, pyrite, galena | [6 empty] | quartz, chalcopyrite, calcite | major element determined by EPMA as internal standard to calibrate the LA-ICP-MS data such as Zn for sphalerite, Fe for pyrite, and Pb for galena | LA-ICPMS, EMPA | NWR 193 nm Ar F Excimer laser-ablation system interfaced with an i CAP RQ ICPMS | Guangzhou Tuoyan Analytical Technology Co., Ltd. in Guangzhou, China | 0.7 l/min He carrier gas, which was later mixed with 0.89 l/min Ar make-up gas. The laser was set at a fluence of 3.5 J/cm², operating at 6 Hz with a 30 μm spot size. Each analysis lasted 45 seconds, followed by a 40-second background measurement. | NIST SRM610, MASS-1, NIST SRM612, GE8 | 449.7571 |  |  |  | 5.9028 |  | 0.089141 | [7 empty] | 1.1465 | [5 empty] | 0.6625 | [5 empty] | 0.10174 |  | 2.1935 |  |  |  | 18.1312 | [9 empty] | 120.0079 |  | 0.13232 |  |  |  | 3.617 | [7 empty] | 0.69173 | [13 empty] | 1.2809 | [9 empty] | 1.095 | [5 empty] | 236331.2825 | [17 empty] | 5.3652 |  |  |  | 22.4536 | [5 empty] | 0.76437 | [11 empty] | 1.4318 |  | 0.030952 | [5 empty] | 0.13211 | [7 empty] | 2.2702 |  |  |  |  | 2025 | Li, Z., Lang, X., Song, W., Li, H., Li, C., Ma, X. (2025). LA-ICP-MS analysis of sulfides from the Sinongduo Ag-Pb-Zn deposit, Tibet: Insights into element incorporation mechanisms and ore genesis. Ore Geology Reviews, 106858. https://doi.org/10.1016/j.oregeorev.2025.106858 |  | CHN | Tibet
| Sinongduo |  | Epithermal | Epithermal | Epithermal Ag-Pb-Zn | Ag, Pb, Zn |  | Ag, Pb, Zn | Li et al., 2025 |  | BZK0021-150@05 | BZK0021-150@05-1 | drill core |  |  |  |  | ore material | drill core | drill core | mineral separate | [5 empty] | mineralisation |  |  |  | sphalerite, pyrite, galena | [6 empty] | quartz, chalcopyrite, calcite | major element determined by EPMA as internal standard to calibrate the LA-ICP-MS data such as Zn for sphalerite, Fe for pyrite, and Pb for galena | LA-ICPMS, EMPA | NWR 193 nm Ar F Excimer laser-ablation system interfaced with an i CAP RQ ICPMS | Guangzhou Tuoyan Analytical Technology Co., Ltd. in Guangzhou, China | 0.7 l/min He carrier gas, which was later mixed with 0.89 l/min Ar make-up gas. The laser was set at a fluence of 3.5 J/cm², operating at 6 Hz with a 30 μm spot size. Each analysis lasted 45 seconds, followed by a 40-second background measurement. | NIST SRM610, MASS-1, NIST SRM612, GE8 | 0.1082 |  |  |  | 870.9695 | [9 empty] | 0.14014 | [5 empty] | 0.33965 | [5 empty] | 0.069334 |  | 1.8205 |  |  |  | 0.67113 | [9 empty] | 2554.8763 |  | 0.14152 |  |  |  | 0.72668 | [7 empty] | 0.02624 | [13 empty] | 0.47009 | [9 empty] | 0.91933 | [5 empty] | 1.1235 | [17 empty] | 0.23418 |  |  |  | 8.1921 | [5 empty] | 0.82136 | [11 empty] | 1.2615 |  | 0.19813 | [5 empty] | 0.14348 | [7 empty] | 2.4324 |  |  |  |  | 2025 | Li, Z., Lang, X., Song, W., Li, H., Li, C., Ma, X. (2025). LA-ICP-MS analysis of sulfides from the Sinongduo Ag-Pb-Zn deposit, Tibet: Insights into element incorporation mechanisms and ore genesis. Ore Geology Reviews, 106858. https://doi.org/10.1016/j.oregeorev.2025.106858 |  | CHN | Tibet
| Sinongduo |  | Epithermal | Epithermal | Epithermal Ag-Pb-Zn | Ag, Pb, Zn |  | Ag, Pb, Zn | Li et al., 2025 |  | BZK0021-150@06 | BZK0021-150@06-1 | drill core |  |  |  |  | ore material | drill core | drill core | mineral separate | [5 empty] | mineralisation |  |  |  | sphalerite, pyrite, galena | [6 empty] | quartz, chalcopyrite, calcite | major element determined by EPMA as internal standard to calibrate the LA-ICP-MS data such as Zn for sphalerite, Fe for pyrite, and Pb for galena | LA-ICPMS, EMPA | NWR 193 nm Ar F Excimer laser-ablation system interfaced with an i CAP RQ ICPMS | Guangzhou Tuoyan Analytical Technology Co., Ltd. in Guangzhou, China | 0.7 l/min He carrier gas, which was later mixed with 0.89 l/min Ar make-up gas. The laser was set at a fluence of 3.5 J/cm², operating at 6 Hz with a 30 μm spot size. Each analysis lasted 45 seconds, followed by a 40-second background measurement. | NIST SRM610, MASS-1, NIST SRM612, GE8 | 52.1023 |  |  |  | 257.1869 | [9 empty] | 0.42519 | [5 empty] | 0.79472 | [5 empty] | 0.083726 |  | 2.0249 |  |  |  | 11.6157 | [9 empty] | 9.4206 |  | 0.11955 |  |  |  | 3.4817 | [7 empty] | 3.8132 | [13 empty] | 2.7737 | [9 empty] | 0.95543 | [5 empty] | 68303.6843 | [17 empty] | 6.6616 |  |  |  | 10.3264 | [5 empty] | 0.73472 | [11 empty] | 1.2712 |  | 0.02006 | [5 empty] | 0.24019 | [7 empty] | 2.2904 |  |  |  |  | 2025 | Li, Z., Lang, X., Song, W., Li, H., Li, C., Ma, X. (2025). LA-ICP-MS analysis of sulfides from the Sinongduo Ag-Pb-Zn deposit, Tibet: Insights into element incorporation mechanisms and ore genesis. Ore Geology Reviews, 106858. https://doi.org/10.1016/j.oregeorev.2025.106858 |  | CHN | Tibet
| Sinongduo |  | Epithermal | Epithermal | Epithermal Ag-Pb-Zn | Ag, Pb, Zn |  | Ag, Pb, Zn | Li et al., 2025 |  | BZK0021-150@07 | BZK0021-150@07-1 | drill core |  |  |  |  | ore material | drill core | drill core | mineral separate | [5 empty] | mineralisation |  |  |  | sphalerite, pyrite, galena | [6 empty] | quartz, chalcopyrite, calcite | major element determined by EPMA as internal standard to calibrate the LA-ICP-MS data such as Zn for sphalerite, Fe for pyrite, and Pb for galena | LA-ICPMS, EMPA | NWR 193 nm Ar F Excimer laser-ablation system interfaced with an i CAP RQ ICPMS | Guangzhou Tuoyan Analytical Technology Co., Ltd. in Guangzhou, China | 0.7 l/min He carrier gas, which was later mixed with 0.89 l/min Ar make-up gas. The laser was set at a fluence of 3.5 J/cm², operating at 6 Hz with a 30 μm spot size. Each analysis lasted 45 seconds, followed by a 40-second background measurement. | NIST SRM610, MASS-1, NIST SRM612, GE8 | 0.076062 |  |  |  | 129.2715 | [9 empty] | 0.43051 | [5 empty] | 0.68184 | [5 empty] | 0.091621 |  | 1.6291 |  |  |  | 0.80465 | [9 empty] | 83.5977 |  | 0.13729 |  |  |  | 3.4123 | [7 empty] | 0.042889 | [13 empty] | 0.25962 | [9 empty] | 1.1331 | [23 empty] | 0.19906 |  |  |  | 7.8696 | [5 empty] | 0.76992 | [11 empty] | 1.3089 |  | 0.16199 | [5 empty] | 0.15138 | [7 empty] | 2.3161 |  |  |  |  | 2025 | Li, Z., Lang, X., Song, W., Li, H., Li, C., Ma, X. (2025). LA-ICP-MS analysis of sulfides from the Sinongduo Ag-Pb-Zn deposit, Tibet: Insights into element incorporation mechanisms and ore genesis. Ore Geology Reviews, 106858. https://doi.org/10.1016/j.oregeorev.2025.106858 |  | CHN | Tibet
| Sinongduo |  | Epithermal | Epithermal | Epithermal Ag-Pb-Zn | Ag, Pb, Zn |  | Ag, Pb, Zn | Li et al., 2025 |  | BZK0021-150@08 | BZK0021-150@08-1 | drill core |  |  |  |  | ore material | drill core | drill core | mineral separate | [5 empty] | mineralisation |  |  |  | sphalerite, pyrite, galena | [6 empty] | quartz, chalcopyrite, calcite | major element determined by EPMA as internal standard to calibrate the LA-ICP-MS data such as Zn for sphalerite, Fe for pyrite, and Pb for galena | LA-ICPMS, EMPA | NWR 193 nm Ar F Excimer laser-ablation system interfaced with an i CAP RQ ICPMS | Guangzhou Tuoyan Analytical Technology Co., Ltd. in Guangzhou, China | 0.7 l/min He carrier gas, which was later mixed with 0.89 l/min Ar make-up gas. The laser was set at a fluence of 3.5 J/cm², operating at 6 Hz with a 30 μm spot size. Each analysis lasted 45 seconds, followed by a 40-second background measurement. | NIST SRM610, MASS-1, NIST SRM612, GE8 | 0.32709 |  |  |  | 100.2637 | [9 empty] | 0.84084 | [5 empty] | 0.32172 | [5 empty] | 0.049586 |  | 1.8204 |  |  |  | 0.6787 | [9 empty] | 623.0603 |  | 0.13488 |  |  |  | 3.3278 | [7 empty] | 0.029716 | [13 empty] | 0.25046 | [9 empty] | 0.91914 | [5 empty] | 0.31462 | [17 empty] | 0.1939 |  |  |  | 7.8662 | [5 empty] | 0.77386 | [11 empty] | 1.0127 |  | 0.10922 | [5 empty] | 0.12008 | [7 empty] | 2.3023 |  |  |  |  | 2025 | Li, Z., Lang, X., Song, W., Li, H., Li, C., Ma, X. (2025). LA-ICP-MS analysis of sulfides from the Sinongduo Ag-Pb-Zn deposit, Tibet: Insights into element incorporation mechanisms and ore genesis. Ore Geology Reviews, 106858. https://doi.org/10.1016/j.oregeorev.2025.106858 |  | CHN | Tibet
| Sinongduo |  | Epithermal | Epithermal | Epithermal Ag-Pb-Zn | Ag, Pb, Zn |  | Ag, Pb, Zn | Li et al., 2025 |  | BZK0021-150@09 | BZK0021-150@09-1 | drill core |  |  |  |  | ore material | drill core | drill core | mineral separate | [5 empty] | mineralisation |  |  |  | sphalerite, pyrite, galena | [6 empty] | quartz, chalcopyrite, calcite | major element determined by EPMA as internal standard to calibrate the LA-ICP-MS data such as Zn for sphalerite, Fe for pyrite, and Pb for galena | LA-ICPMS, EMPA | NWR 193 nm Ar F Excimer laser-ablation system interfaced with an i CAP RQ ICPMS | Guangzhou Tuoyan Analytical Technology Co., Ltd. in Guangzhou, China | 0.7 l/min He carrier gas, which was later mixed with 0.89 l/min Ar make-up gas. The laser was set at a fluence of 3.5 J/cm², operating at 6 Hz with a 30 μm spot size. Each analysis lasted 45 seconds, followed by a 40-second background measurement. | NIST SRM610, MASS-1, NIST SRM612, GE8 | 1.1671 |  |  |  | 107.8054 |  | 0.087305 | [7 empty] | 12.1187 | [5 empty] | 0.43766 | [5 empty] | 0.087875 |  | 1.8819 |  |  |  | 1.0222 | [9 empty] | 45.7694 |  | 0.10202 |  |  |  | 3.3294 | [7 empty] | 0.24012 | [13 empty] | 0.24928 | [9 empty] | 1.0225 | [5 empty] | 7.2642 | [17 empty] | 51.6907 |  |  |  | 7.9239 | [5 empty] | 0.76974 | [11 empty] | 1.2186 |  | 0.11487 | [5 empty] | 0.13033 | [7 empty] | 2.2576 |  |  |  |  | 2025 | Li, Z., Lang, X., Song, W., Li, H., Li, C., Ma, X. (2025). LA-ICP-MS analysis of sulfides from the Sinongduo Ag-Pb-Zn deposit, Tibet: Insights into element incorporation mechanisms and ore genesis. Ore Geology Reviews, 106858. https://doi.org/10.1016/j.oregeorev.2025.106858 |  | CHN | Tibet
| Sinongduo |  | Epithermal | Epithermal | Epithermal Ag-Pb-Zn | Ag, Pb, Zn |  | Ag, Pb, Zn | Li et al., 2025 |  | BZK0021-150@10 | BZK0021-150@10-1 | drill core |  |  |  |  | ore material | drill core | drill core | mineral separate | [5 empty] | mineralisation |  |  |  | sphalerite, pyrite, galena | [6 empty] | quartz, chalcopyrite, calcite | major element determined by EPMA as internal standard to calibrate the LA-ICP-MS data such as Zn for sphalerite, Fe for pyrite, and Pb for galena | LA-ICPMS, EMPA | NWR 193 nm Ar F Excimer laser-ablation system interfaced with an i CAP RQ ICPMS | Guangzhou Tuoyan Analytical Technology Co., Ltd. in Guangzhou, China | 0.7 l/min He carrier gas, which was later mixed with 0.89 l/min Ar make-up gas. The laser was set at a fluence of 3.5 J/cm², operating at 6 Hz with a 30 μm spot size. Each analysis lasted 45 seconds, followed by a 40-second background measurement. | NIST SRM610, MASS-1, NIST SRM612, GE8 | 0.013835 |  |  |  | 4.8759 | [9 empty] | 3.6322 | [5 empty] | 4.5245 | [5 empty] | 0.072162 |  | 1.8938 |  |  |  | 0.74273 | [9 empty] | 79.8755 |  | 0.11772 |  |  |  | 3.4615 | [7 empty] | 0.018241 | [13 empty] | 0.83621 | [9 empty] | 0.92844 | [23 empty] | 0.17851 |  |  |  | 7.7708 | [5 empty] | 0.76289 | [11 empty] | 1.1224 |  | 0.13184 | [5 empty] | 0.10404 | [7 empty] | 2.2689 |  |  |  |  | 2025 | Li, Z., Lang, X., Song, W., Li, H., Li, C., Ma, X. (2025). LA-ICP-MS analysis of sulfides from the Sinongduo Ag-Pb-Zn deposit, Tibet: Insights into element incorporation mechanisms and ore genesis. Ore Geology Reviews, 106858. https://doi.org/10.1016/j.oregeorev.2025.106858 |  | CHN | Tibet
| Sinongduo |  | Epithermal | Epithermal | Epithermal Ag-Pb-Zn | Ag, Pb, Zn |  | Ag, Pb, Zn | Li et al., 2025 |  | BZK0021-150@11 | BZK0021-150@11-1 | drill core |  |  |  |  | ore material | drill core | drill core | mineral separate | [5 empty] | mineralisation |  |  |  | sphalerite, pyrite, galena | [6 empty] | quartz, chalcopyrite, calcite | major element determined by EPMA as internal standard to calibrate the LA-ICP-MS data such as Zn for sphalerite, Fe for pyrite, and Pb for galena | LA-ICPMS, EMPA | NWR 193 nm Ar F Excimer laser-ablation system interfaced with an i CAP RQ ICPMS | Guangzhou Tuoyan Analytical Technology Co., Ltd. in Guangzhou, China | 0.7 l/min He carrier gas, which was later mixed with 0.89 l/min Ar make-up gas. The laser was set at a fluence of 3.5 J/cm², operating at 6 Hz with a 30 μm spot size. Each analysis lasted 45 seconds, followed by a 40-second background measurement. | NIST SRM610, MASS-1, NIST SRM612, GE8 | 0.108 |  |  |  | 17.3083 | [9 empty] | 3.1803 | [5 empty] | 0.4148 | [5 empty] | 0.092982 |  | 1.8609 |  |  |  | 0.61035 | [9 empty] | 45.947 | [5 empty] | 3.0353 | [7 empty] | 0.038855 | [13 empty] | 0.21754 | [9 empty] | 0.79221 | [5 empty] | 0.16764 | [17 empty] | 0.15529 |  |  |  | 7.7297 | [5 empty] | 0.66293 | [11 empty] | 1.0163 |  | 0.21741 | [5 empty] | 0.11725 | [7 empty] | 2.0536 |  |  |  |  | 2025 | Li, Z., Lang, X., Song, W., Li, H., Li, C., Ma, X. (2025). LA-ICP-MS analysis of sulfides from the Sinongduo Ag-Pb-Zn deposit, Tibet: Insights into element incorporation mechanisms and ore genesis. Ore Geology Reviews, 106858. https://doi.org/10.1016/j.oregeorev.2025.106858 |  | CHN | Tibet
| Sinongduo |  | Epithermal | Epithermal | Epithermal Ag-Pb-Zn | Ag, Pb, Zn |  | Ag, Pb, Zn | Li et al., 2025 |  | BZK0021-150@12 | BZK0021-150@12-1 | drill core |  |  |  |  | ore material | drill core | drill core | mineral separate | [5 empty] | mineralisation |  |  |  | sphalerite, pyrite, galena | [6 empty] | quartz, chalcopyrite, calcite | major element determined by EPMA as internal standard to calibrate the LA-ICP-MS data such as Zn for sphalerite, Fe for pyrite, and Pb for galena | LA-ICPMS, EMPA | NWR 193 nm Ar F Excimer laser-ablation system interfaced with an i CAP RQ ICPMS | Guangzhou Tuoyan Analytical Technology Co., Ltd. in Guangzhou, China | 0.7 l/min He carrier gas, which was later mixed with 0.89 l/min Ar make-up gas. The laser was set at a fluence of 3.5 J/cm², operating at 6 Hz with a 30 μm spot size. Each analysis lasted 45 seconds, followed by a 40-second background measurement. | NIST SRM610, MASS-1, NIST SRM612, GE8 | 0.077705 |  |  |  | 17.813 | [9 empty] | 4.5095 | [5 empty] | 0.46396 | [5 empty] | 0.040589 |  | 2.2099 |  |  |  | 0.75562 | [9 empty] | 20.4502 |  | 0.1069 |  |  |  | 3.0201 | [7 empty] | 0.020395 | [13 empty] | 0.24978 | [9 empty] | 0.98205 | [5 empty] | 0.49372 | [17 empty] | 0.16787 |  |  |  | 81.1182 | [5 empty] | 0.78288 | [11 empty] | 1.1283 |  | 0.16029 | [5 empty] | 0.14153 | [7 empty] | 2.2526 |  |  |  |  | 2025 | Li, Z., Lang, X., Song, W., Li, H., Li, C., Ma, X. (2025). LA-ICP-MS analysis of sulfides from the Sinongduo Ag-Pb-Zn deposit, Tibet: Insights into element incorporation mechanisms and ore genesis. Ore Geology Reviews, 106858. https://doi.org/10.1016/j.oregeorev.2025.106858 |  | CHN | Tibet
| Sinongduo |  | Epithermal | Epithermal | Epithermal Ag-Pb-Zn | Ag, Pb, Zn |  | Ag, Pb, Zn | Li et al., 2025 |  | BZK0021-150@13 | BZK0021-150@13-1 | drill core |  |  |  |  | ore material | drill core | drill core | mineral separate | [5 empty] | mineralisation |  |  |  | sphalerite, pyrite, galena | [6 empty] | quartz, chalcopyrite, calcite | major element determined by EPMA as internal standard to calibrate the LA-ICP-MS data such as Zn for sphalerite, Fe for pyrite, and Pb for galena | LA-ICPMS, EMPA | NWR 193 nm Ar F Excimer laser-ablation system interfaced with an i CAP RQ ICPMS | Guangzhou Tuoyan Analytical Technology Co., Ltd. in Guangzhou, China | 0.7 l/min He carrier gas, which was later mixed with 0.89 l/min Ar make-up gas. The laser was set at a fluence of 3.5 J/cm², operating at 6 Hz with a 30 μm spot size. Each analysis lasted 45 seconds, followed by a 40-second background measurement. | NIST SRM610, MASS-1, NIST SRM612, GE8 | 0.79768 |  |  |  | 39.3337 |  | 0.27581 | [7 empty] | 0.54451 | [5 empty] | 0.41509 | [5 empty] | 0.088624 |  | 1.6666 |  |  |  | 1.1549 | [9 empty] | 51.365 |  | 0.14124 |  |  |  | 3.1927 | [7 empty] | 0.31946 | [13 empty] | 0.2668 | [9 empty] | 0.84164 | [5 empty] | 6.8072 | [17 empty] | 0.16496 |  |  |  | 7.6871 | [5 empty] | 0.69693 | [11 empty] | 1.1135 |  | 0.10452 | [5 empty] | 0.12888 | [7 empty] | 2.1678 |  |  |  |  | 2025 | Li, Z., Lang, X., Song, W., Li, H., Li, C., Ma, X. (2025). LA-ICP-MS analysis of sulfides from the Sinongduo Ag-Pb-Zn deposit, Tibet: Insights into element incorporation mechanisms and ore genesis. Ore Geology Reviews, 106858. https://doi.org/10.1016/j.oregeorev.2025.106858 |  | CHN | Tibet
| Sinongduo |  | Epithermal | Epithermal | Epithermal Ag-Pb-Zn | Ag, Pb, Zn |  | Ag, Pb, Zn | Li et al., 2025 |  | BZK0021-150@14 | BZK0021-150@14-1 | drill core |  |  |  |  | ore material | drill core | drill core | mineral separate | [5 empty] | mineralisation |  |  |  | sphalerite, pyrite, galena | [6 empty] | quartz, chalcopyrite, calcite | major element determined by EPMA as internal standard to calibrate the LA-ICP-MS data such as Zn for sphalerite, Fe for pyrite, and Pb for galena | LA-ICPMS, EMPA | NWR 193 nm Ar F Excimer laser-ablation system interfaced with an i CAP RQ ICPMS | Guangzhou Tuoyan Analytical Technology Co., Ltd. in Guangzhou, China | 0.7 l/min He carrier gas, which was later mixed with 0.89 l/min Ar make-up gas. The laser was set at a fluence of 3.5 J/cm², operating at 6 Hz with a 30 μm spot size. Each analysis lasted 45 seconds, followed by a 40-second background measurement. | NIST SRM610, MASS-1, NIST SRM612, GE8 | 6.9678 |  |  |  | 400.3159 | [9 empty] | 0.20069 | [5 empty] | 0.41231 | [5 empty] | 0.096933 |  | 1.8999 |  |  |  | 0.96749 | [9 empty] | 45.6974 |  | 0.11517 |  |  |  | 2.8708 | [7 empty] | 0.032229 | [13 empty] | 0.22185 | [9 empty] | 0.80075 | [5 empty] | 2.9912 | [17 empty] | 0.14199 |  |  |  | 7.3408 | [5 empty] | 0.70357 | [11 empty] | 1.2184 |  | 0.13816 | [5 empty] | 0.11643 | [7 empty] | 1.9566 |  |  |  |  | 2025 | Li, Z., Lang, X., Song, W., Li, H., Li, C., Ma, X. (2025). LA-ICP-MS analysis of sulfides from the Sinongduo Ag-Pb-Zn deposit, Tibet: Insights into element incorporation mechanisms and ore genesis. Ore Geology Reviews, 106858. https://doi.org/10.1016/j.oregeorev.2025.106858 |  | CHN | Tibet
| Sinongduo |  | Epithermal | Epithermal | Epithermal Ag-Pb-Zn | Ag, Pb, Zn |  | Ag, Pb, Zn | Li et al., 2025 |  | BZK0021-150@15 | BZK0021-150@15-1 | drill core |  |  |  |  | ore material | drill core | drill core | mineral separate | [5 empty] | mineralisation |  |  |  | sphalerite, pyrite, galena | [6 empty] | quartz, chalcopyrite, calcite | major element determined by EPMA as internal standard to calibrate the LA-ICP-MS data such as Zn for sphalerite, Fe for pyrite, and Pb for galena | LA-ICPMS, EMPA | NWR 193 nm Ar F Excimer laser-ablation system interfaced with an i CAP RQ ICPMS | Guangzhou Tuoyan Analytical Technology Co., Ltd. in Guangzhou, China | 0.7 l/min He carrier gas, which was later mixed with 0.89 l/min Ar make-up gas. The laser was set at a fluence of 3.5 J/cm², operating at 6 Hz with a 30 μm spot size. Each analysis lasted 45 seconds, followed by a 40-second background measurement. | NIST SRM610, MASS-1, NIST SRM612, GE8 | 0.085714 |  |  |  | 95.1541 | [21 empty] | 0.060979 |  | 1.797 |  |  |  | 0.62971 | [11 empty] | 0.096075 |  |  |  | 2.441 | [7 empty] | 0.033843 | [13 empty] | 0.19765 | [9 empty] | 0.87633 | [23 empty] | 0.18218 |  |  |  | 7.0325 | [5 empty] | 0.68026 | [11 empty] | 0.91625 | [15 empty] | 2.0933 |  |  |  |  | 2025 | Li, Z., Lang, X., Song, W., Li, H., Li, C., Ma, X. (2025). LA-ICP-MS analysis of sulfides from the Sinongduo Ag-Pb-Zn deposit, Tibet: Insights into element incorporation mechanisms and ore genesis. Ore Geology Reviews, 106858. https://doi.org/10.1016/j.oregeorev.2025.106858 |  | CHN | Tibet
| Sinongduo |  | Epithermal | Epithermal | Epithermal Ag-Pb-Zn | Ag, Pb, Zn |  | Ag, Pb, Zn | Li et al., 2025 |  | BZK0021-150@16 | BZK0021-150@16-1 | drill core |  |  |  |  | ore material | drill core | drill core | mineral separate | [5 empty] | mineralisation |  |  |  | sphalerite, pyrite, galena | [6 empty] | quartz, chalcopyrite, calcite | major element determined by EPMA as internal standard to calibrate the LA-ICP-MS data such as Zn for sphalerite, Fe for pyrite, and Pb for galena | LA-ICPMS, EMPA | NWR 193 nm Ar F Excimer laser-ablation system interfaced with an i CAP RQ ICPMS | Guangzhou Tuoyan Analytical Technology Co., Ltd. in Guangzhou, China | 0.7 l/min He carrier gas, which was later mixed with 0.89 l/min Ar make-up gas. The laser was set at a fluence of 3.5 J/cm², operating at 6 Hz with a 30 μm spot size. Each analysis lasted 45 seconds, followed by a 40-second background measurement. | NIST SRM610, MASS-1, NIST SRM612, GE8 | 16.13 |  |  |  | 58.176 | [15 empty] | 0.2985 | [5 empty] | 0.074875 | [5 empty] | 1.8144 | [11 empty] | 0.08776 |  |  |  | 2.9071 | [7 empty] | 0.027581 | [13 empty] | 0.21111 | [9 empty] | 0.81292 | [5 empty] | 1.9625 | [17 empty] | 0.16589 |  |  |  | 7.7147 | [5 empty] | 0.70283 | [11 empty] | 0.93981 | [7 empty] | 0.12449 | [7 empty] | 2.0902 |  |  |  |  | 2025 | Li, Z., Lang, X., Song, W., Li, H., Li, C., Ma, X. (2025). LA-ICP-MS analysis of sulfides from the Sinongduo Ag-Pb-Zn deposit, Tibet: Insights into element incorporation mechanisms and ore genesis. Ore Geology Reviews, 106858. https://doi.org/10.1016/j.oregeorev.2025.106858 |  | CHN | Tibet
| Sinongduo |  | Epithermal | Epithermal | Epithermal Ag-Pb-Zn | Ag, Pb, Zn |  | Ag, Pb, Zn | Li et al., 2025 |  | BZK0004-226@01 | BZK0004-226@01-1 | drill core |  |  |  |  | ore material | drill core | drill core | mineral separate | [5 empty] | mineralisation |  |  |  | sphalerite, pyrite, galena | [6 empty] | quartz, chalcopyrite, calcite | major element determined by EPMA as internal standard to calibrate the LA-ICP-MS data such as Zn for sphalerite, Fe for pyrite, and Pb for galena | LA-ICPMS, EMPA | NWR 193 nm Ar F Excimer laser-ablation system interfaced with an i CAP RQ ICPMS | Guangzhou Tuoyan Analytical Technology Co., Ltd. in Guangzhou, China | 0.7 l/min He carrier gas, which was later mixed with 0.89 l/min Ar make-up gas. The laser was set at a fluence of 3.5 J/cm², operating at 6 Hz with a 30 μm spot size. Each analysis lasted 45 seconds, followed by a 40-second background measurement. | NIST SRM610, MASS-1, NIST SRM612, GE8 | 1.0064 |  |  |  | 13.8946 | [15 empty] | 0.40985 | [5 empty] | 0.056483 |  | 1.9412 |  |  |  | 1.1128 | [11 empty] | 0.13282 |  |  |  | 3.2338 | [7 empty] | 0.2307 | [13 empty] | 0.44701 | [9 empty] | 0.89081 | [5 empty] | 7.1791 | [17 empty] | 0.1494 |  |  |  | 8.0083 | [5 empty] | 0.7127 | [11 empty] | 1.272 | [7 empty] | 0.11183 | [12 empty] | 2025 | Li, Z., Lang, X., Song, W., Li, H., Li, C., Ma, X. (2025). LA-ICP-MS analysis of sulfides from the Sinongduo Ag-Pb-Zn deposit, Tibet: Insights into element incorporation mechanisms and ore genesis. Ore Geology Reviews, 106858. https://doi.org/10.1016/j.oregeorev.2025.106858 |  | CHN | Tibet
| Sinongduo |  | Epithermal | Epithermal | Epithermal Ag-Pb-Zn | Ag, Pb, Zn |  | Ag, Pb, Zn | Li et al., 2025 |  | BZK0004-226@02 | BZK0004-226@02-1 | drill core |  |  |  |  | ore material | drill core | drill core | mineral separate | [5 empty] | mineralisation |  |  |  | sphalerite, pyrite, galena | [6 empty] | quartz, chalcopyrite, calcite | major element determined by EPMA as internal standard to calibrate the LA-ICP-MS data such as Zn for sphalerite, Fe for pyrite, and Pb for galena | LA-ICPMS, EMPA | NWR 193 nm Ar F Excimer laser-ablation system interfaced with an i CAP RQ ICPMS | Guangzhou Tuoyan Analytical Technology Co., Ltd. in Guangzhou, China | 0.7 l/min He carrier gas, which was later mixed with 0.89 l/min Ar make-up gas. The laser was set at a fluence of 3.5 J/cm², operating at 6 Hz with a 30 μm spot size. Each analysis lasted 45 seconds, followed by a 40-second background measurement. | NIST SRM610, MASS-1, NIST SRM612, GE8 | 0.26181 |  |  |  | 6.8091 | [15 empty] | 0.57895 | [5 empty] | 0.05918 |  | 1.9707 |  |  |  | 0.64569 | [11 empty] | 0.11453 |  |  |  | 2.6843 | [7 empty] | 0.050691 | [13 empty] | 0.22282 | [9 empty] | 0.79573 | [5 empty] | 2.1663 | [17 empty] | 0.17345 |  |  |  | 7.5255 | [5 empty] | 0.71448 | [11 empty] | 0.99726 | [7 empty] | 0.11733 | [7 empty] | 2.0413 |  |  |  |  | 2025 | Li, Z., Lang, X., Song, W., Li, H., Li, C., Ma, X. (2025). LA-ICP-MS analysis of sulfides from the Sinongduo Ag-Pb-Zn deposit, Tibet: Insights into element incorporation mechanisms and ore genesis. Ore Geology Reviews, 106858. https://doi.org/10.1016/j.oregeorev.2025.106858 |  | CHN | Tibet
| Sinongduo |  | Epithermal | Epithermal | Epithermal Ag-Pb-Zn | Ag, Pb, Zn |  | Ag, Pb, Zn | Li et al., 2025 |  | BZK0004-226@03 | BZK0004-226@03-1 | drill core |  |  |  |  | ore material | drill core | drill core | mineral separate | [5 empty] | mineralisation |  |  |  | sphalerite, pyrite, galena | [6 empty] | quartz, chalcopyrite, calcite | major element determined by EPMA as internal standard to calibrate the LA-ICP-MS data such as Zn for sphalerite, Fe for pyrite, and Pb for galena | LA-ICPMS, EMPA | NWR 193 nm Ar F Excimer laser-ablation system interfaced with an i CAP RQ ICPMS | Guangzhou Tuoyan Analytical Technology Co., Ltd. in Guangzhou, China | 0.7 l/min He carrier gas, which was later mixed with 0.89 l/min Ar make-up gas. The laser was set at a fluence of 3.5 J/cm², operating at 6 Hz with a 30 μm spot size. Each analysis lasted 45 seconds, followed by a 40-second background measurement. | NIST SRM610, MASS-1, NIST SRM612, GE8 | 0.18753 |  |  |  | 419.3875 | [15 empty] | 0.66717 | [5 empty] | 0.095253 |  | 1.9692 |  |  |  | 0.755 | [11 empty] | 0.14738 |  |  |  | 2.8108 | [7 empty] | 0.026092 | [13 empty] | 0.2318 | [9 empty] | 0.88581 | [5 empty] | 0.53626 | [21 empty] | 7.9072 | [17 empty] | 1.4057 | [7 empty] | 0.099804 | [7 empty] | 2.1106 |  |  |  |  | 2025 | Li, Z., Lang, X., Song, W., Li, H., Li, C., Ma, X. (2025). LA-ICP-MS analysis of sulfides from the Sinongduo Ag-Pb-Zn deposit, Tibet: Insights into element incorporation mechanisms and ore genesis. Ore Geology Reviews, 106858. https://doi.org/10.1016/j.oregeorev.2025.106858 |  | CHN | Tibet
| Sinongduo |  | Epithermal | Epithermal | Epithermal Ag-Pb-Zn | Ag, Pb, Zn |  | Ag, Pb, Zn | Li et al., 2025 |  | BZK0004-226@04 | BZK0004-226@04-1 | drill core |  |  |  |  | ore material | drill core | drill core | mineral separate | [5 empty] | mineralisation |  |  |  | sphalerite, pyrite, galena | [6 empty] | quartz, chalcopyrite, calcite | major element determined by EPMA as internal standard to calibrate the LA-ICP-MS data such as Zn for sphalerite, Fe for pyrite, and Pb for galena | LA-ICPMS, EMPA | NWR 193 nm Ar F Excimer laser-ablation system interfaced with an i CAP RQ ICPMS | Guangzhou Tuoyan Analytical Technology Co., Ltd. in Guangzhou, China | 0.7 l/min He carrier gas, which was later mixed with 0.89 l/min Ar make-up gas. The laser was set at a fluence of 3.5 J/cm², operating at 6 Hz with a 30 μm spot size. Each analysis lasted 45 seconds, followed by a 40-second background measurement. | NIST SRM610, MASS-1, NIST SRM612, GE8 | 0.084413 |  |  |  | 76.7984 | [15 empty] | 0.71531 | [5 empty] | 0.098091 |  | 2.0522 | [15 empty] | 0.097691 |  |  |  | 0.30963 | [7 empty] | 0.0221 | [13 empty] | 0.15365 | [9 empty] | 0.97237 | [5 empty] | 0.090589 | [17 empty] | 0.023246 |  |  |  | 7.6355 | [5 empty] | 0.55643 | [11 empty] | 1.2741 | [7 empty] | 0.12102 | [7 empty] | 2.3613 |  |  |  |  | 2025 | Li, Z., Lang, X., Song, W., Li, H., Li, C., Ma, X. (2025). LA-ICP-MS analysis of sulfides from the Sinongduo Ag-Pb-Zn deposit, Tibet: Insights into element incorporation mechanisms and ore genesis. Ore Geology Reviews, 106858. https://doi.org/10.1016/j.oregeorev.2025.106858 |  | CHN | Tibet
| Sinongduo |  | Epithermal | Epithermal | Epithermal Ag-Pb-Zn | Ag, Pb, Zn |  | Ag, Pb, Zn | Li et al., 2025 |  | BZK0004-226@05 | BZK0004-226@05-1 | drill core |  |  |  |  | ore material | drill core | drill core | mineral separate | [5 empty] | mineralisation |  |  |  | sphalerite, pyrite, galena | [6 empty] | quartz, chalcopyrite, calcite | major element determined by EPMA as internal standard to calibrate the LA-ICP-MS data such as Zn for sphalerite, Fe for pyrite, and Pb for galena | LA-ICPMS, EMPA | NWR 193 nm Ar F Excimer laser-ablation system interfaced with an i CAP RQ ICPMS | Guangzhou Tuoyan Analytical Technology Co., Ltd. in Guangzhou, China | 0.7 l/min He carrier gas, which was later mixed with 0.89 l/min Ar make-up gas. The laser was set at a fluence of 3.5 J/cm², operating at 6 Hz with a 30 μm spot size. Each analysis lasted 45 seconds, followed by a 40-second background measurement. | NIST SRM610, MASS-1, NIST SRM612, GE8 | 0.063234 |  |  |  | 18.2537 | [15 empty] | 0.60505 | [5 empty] | 0.080673 |  | 1.9765 | [15 empty] | 0.082643 |  |  |  | 0.58931 | [21 empty] | 3.3229 | [9 empty] | 0.9181 | [5 empty] | 0.87084 | [17 empty] | 0.020919 |  |  |  | 7.614 | [5 empty] | 0.56406 | [11 empty] | 1.3274 | [7 empty] | 0.10403 | [7 empty] | 2.2085 |  |  |  |  | 2025 | Li, Z., Lang, X., Song, W., Li, H., Li, C., Ma, X. (2025). LA-ICP-MS analysis of sulfides from the Sinongduo Ag-Pb-Zn deposit, Tibet: Insights into element incorporation mechanisms and ore genesis. Ore Geology Reviews, 106858. https://doi.org/10.1016/j.oregeorev.2025.106858 |  | CHN | Tibet
| Sinongduo |  | Epithermal | Epithermal | Epithermal Ag-Pb-Zn | Ag, Pb, Zn |  | Ag, Pb, Zn | Li et al., 2025 |  | BZK0004-226@06 | BZK0004-226@06-1 | drill core |  |  |  |  | ore material | drill core | drill core | mineral separate | [5 empty] | mineralisation |  |  |  | sphalerite, pyrite, galena | [6 empty] | quartz, chalcopyrite, calcite | major element determined by EPMA as internal standard to calibrate the LA-ICP-MS data such as Zn for sphalerite, Fe for pyrite, and Pb for galena | LA-ICPMS, EMPA | NWR 193 nm Ar F Excimer laser-ablation system interfaced with an i CAP RQ ICPMS | Guangzhou Tuoyan Analytical Technology Co., Ltd. in Guangzhou, China | 0.7 l/min He carrier gas, which was later mixed with 0.89 l/min Ar make-up gas. The laser was set at a fluence of 3.5 J/cm², operating at 6 Hz with a 30 μm spot size. Each analysis lasted 45 seconds, followed by a 40-second background measurement. | NIST SRM610, MASS-1, NIST SRM612, GE8 | 0.06283 |  |  |  | 12.6027 | [15 empty] | 0.71205 | [5 empty] | 0.10077 |  | 2.3206 |  |  |  | 0.80081 | [11 empty] | 0.089166 |  |  |  | 0.45317 | [7 empty] | 0.031706 | [13 empty] | 0.16599 | [33 empty] | 0.020867 |  |  |  | 8.5437 | [5 empty] | 0.60835 | [11 empty] | 1.359 | [7 empty] | 0.13467 | [12 empty] | 2025 | Li, Z., Lang, X., Song, W., Li, H., Li, C., Ma, X. (2025). LA-ICP-MS analysis of sulfides from the Sinongduo Ag-Pb-Zn deposit, Tibet: Insights into element incorporation mechanisms and ore genesis. Ore Geology Reviews, 106858. https://doi.org/10.1016/j.oregeorev.2025.106858 |  | CHN | Tibet
| Sinongduo |  | Epithermal | Epithermal | Epithermal Ag-Pb-Zn | Ag, Pb, Zn |  | Ag, Pb, Zn | Li et al., 2025 |  | BZK0004-226@07 | BZK0004-226@07-1 | drill core |  |  |  |  | ore material | drill core | drill core | mineral separate | [5 empty] | mineralisation |  |  |  | sphalerite, pyrite, galena | [6 empty] | quartz, chalcopyrite, calcite | major element determined by EPMA as internal standard to calibrate the LA-ICP-MS data such as Zn for sphalerite, Fe for pyrite, and Pb for galena | LA-ICPMS, EMPA | NWR 193 nm Ar F Excimer laser-ablation system interfaced with an i CAP RQ ICPMS | Guangzhou Tuoyan Analytical Technology Co., Ltd. in Guangzhou, China | 0.7 l/min He carrier gas, which was later mixed with 0.89 l/min Ar make-up gas. The laser was set at a fluence of 3.5 J/cm², operating at 6 Hz with a 30 μm spot size. Each analysis lasted 45 seconds, followed by a 40-second background measurement. | NIST SRM610, MASS-1, NIST SRM612, GE8 | 0.11778 |  |  |  | 5.8983 | [15 empty] | 0.69879 | [5 empty] | 0.048974 |  | 2.1042 |  |  |  | 0.5699 | [11 empty] | 0.15024 |  |  |  | 0.51801 | [7 empty] | 0.05292 | [13 empty] | 0.15632 | [9 empty] | 1.0457 | [23 empty] | 0.019595 |  |  |  | 8.3657 | [5 empty] | 0.62725 | [11 empty] | 1.7995 | [7 empty] | 0.098123 | [7 empty] | 2.3623 |  |  |  |  | 2025 | Li, Z., Lang, X., Song, W., Li, H., Li, C., Ma, X. (2025). LA-ICP-MS analysis of sulfides from the Sinongduo Ag-Pb-Zn deposit, Tibet: Insights into element incorporation mechanisms and ore genesis. Ore Geology Reviews, 106858. https://doi.org/10.1016/j.oregeorev.2025.106858 |  | CHN | Tibet
| Sinongduo |  | Epithermal | Epithermal | Epithermal Ag-Pb-Zn | Ag, Pb, Zn |  | Ag, Pb, Zn | Li et al., 2025 |  | BZK0004-226@08 | BZK0004-226@08-1 | drill core |  |  |  |  | ore material | drill core | drill core | mineral separate | [5 empty] | mineralisation |  |  |  | sphalerite, pyrite, galena | [6 empty] | quartz, chalcopyrite, calcite | major element determined by EPMA as internal standard to calibrate the LA-ICP-MS data such as Zn for sphalerite, Fe for pyrite, and Pb for galena | LA-ICPMS, EMPA | NWR 193 nm Ar F Excimer laser-ablation system interfaced with an i CAP RQ ICPMS | Guangzhou Tuoyan Analytical Technology Co., Ltd. in Guangzhou, China | 0.7 l/min He carrier gas, which was later mixed with 0.89 l/min Ar make-up gas. The laser was set at a fluence of 3.5 J/cm², operating at 6 Hz with a 30 μm spot size. Each analysis lasted 45 seconds, followed by a 40-second background measurement. | NIST SRM610, MASS-1, NIST SRM612, GE8 | 37.9786 |  |  |  | 1292.5397 | [15 empty] | 0.3952 | [5 empty] | 0.40638 |  | 1.8003 |  |  |  | 14.0333 | [11 empty] | 0.089708 |  |  |  | 0.51173 | [7 empty] | 0.42555 | [13 empty] | 0.13703 | [9 empty] | 0.90533 | [5 empty] | 56.9471 | [17 empty] | 0.13689 |  |  |  | 6.4613 | [5 empty] | 0.53383 | [13 empty] | 0.049581 | [5 empty] | 0.13931 | [7 empty] | 1.988 |  |  |  |  | 2025 | Li, Z., Lang, X., Song, W., Li, H., Li, C., Ma, X. (2025). LA-ICP-MS analysis of sulfides from the Sinongduo Ag-Pb-Zn deposit, Tibet: Insights into element incorporation mechanisms and ore genesis. Ore Geology Reviews, 106858. https://doi.org/10.1016/j.oregeorev.2025.106858 |  | CHN | Tibet
| Sinongduo |  | Epithermal | Epithermal | Epithermal Ag-Pb-Zn | Ag, Pb, Zn |  | Ag, Pb, Zn | Li et al., 2025 |  | BZK0004-226@09 | BZK0004-226@09-1 | drill core |  |  |  |  | ore material | drill core | drill core | mineral separate | [5 empty] | mineralisation |  |  |  | sphalerite, pyrite, galena | [6 empty] | quartz, chalcopyrite, calcite | major element determined by EPMA as internal standard to calibrate the LA-ICP-MS data such as Zn for sphalerite, Fe for pyrite, and Pb for galena | LA-ICPMS, EMPA | NWR 193 nm Ar F Excimer laser-ablation system interfaced with an i CAP RQ ICPMS | Guangzhou Tuoyan Analytical Technology Co., Ltd. in Guangzhou, China | 0.7 l/min He carrier gas, which was later mixed with 0.89 l/min Ar make-up gas. The laser was set at a fluence of 3.5 J/cm², operating at 6 Hz with a 30 μm spot size. Each analysis lasted 45 seconds, followed by a 40-second background measurement. | NIST SRM610, MASS-1, NIST SRM612, GE8 | 2.9481 |  |  |  | 7.7916 | [15 empty] | 0.51448 | [5 empty] | 0.48273 |  | 1.8945 |  |  |  | 0.76338 | [11 empty] | 0.10954 |  |  |  | 0.53541 | [7 empty] | 0.024254 | [23 empty] | 0.86048 | [5 empty] | 1.0953 | [17 empty] | 0.014913 | [9 empty] | 0.55153 | [19 empty] | 0.081162 | [7 empty] | 2.2211 |  |  |  |  | 2025 | Li, Z., Lang, X., Song, W., Li, H., Li, C., Ma, X. (2025). LA-ICP-MS analysis of sulfides from the Sinongduo Ag-Pb-Zn deposit, Tibet: Insights into element incorporation mechanisms and ore genesis. Ore Geology Reviews, 106858. https://doi.org/10.1016/j.oregeorev.2025.106858 |  | CHN | Tibet
| Sinongduo |  | Epithermal | Epithermal | Epithermal Ag-Pb-Zn | Ag, Pb, Zn |  | Ag, Pb, Zn | Li et al., 2025 |  | BZK0004-226@10 | BZK0004-226@10-1 | drill core |  |  |  |  | ore material | drill core | drill core | mineral separate | [5 empty] | mineralisation |  |  |  | sphalerite, pyrite, galena | [6 empty] | quartz, chalcopyrite, calcite | major element determined by EPMA as internal standard to calibrate the LA-ICP-MS data such as Zn for sphalerite, Fe for pyrite, and Pb for galena | LA-ICPMS, EMPA | NWR 193 nm Ar F Excimer laser-ablation system interfaced with an i CAP RQ ICPMS | Guangzhou Tuoyan Analytical Technology Co., Ltd. in Guangzhou, China | 0.7 l/min He carrier gas, which was later mixed with 0.89 l/min Ar make-up gas. The laser was set at a fluence of 3.5 J/cm², operating at 6 Hz with a 30 μm spot size. Each analysis lasted 45 seconds, followed by a 40-second background measurement. | NIST SRM610, MASS-1, NIST SRM612, GE8 | 0.020587 |  |  |  | 167.4292 | [15 empty] | 0.53997 | [5 empty] | 0.050375 |  | 1.9904 |  |  |  | 0.61048 | [11 empty] | 0.10473 |  |  |  | 0.52002 | [7 empty] | 0.019661 | [23 empty] | 0.87207 | [23 empty] | 0.017426 |  |  |  | 7.8306 | [5 empty] | 0.57229 | [11 empty] | 1.1613 | [7 empty] | 0.088994 | [7 empty] | 2.0554 |  |  |  |  | 2025 | Li, Z., Lang, X., Song, W., Li, H., Li, C., Ma, X. (2025). LA-ICP-MS analysis of sulfides from the Sinongduo Ag-Pb-Zn deposit, Tibet: Insights into element incorporation mechanisms and ore genesis. Ore Geology Reviews, 106858. https://doi.org/10.1016/j.oregeorev.2025.106858 |  | CHN | Tibet
| Sinongduo |  | Epithermal | Epithermal | Epithermal Ag-Pb-Zn | Ag, Pb, Zn |  | Ag, Pb, Zn | Li et al., 2025 |  | BZK0004-226@11 | BZK0004-226@11-1 | drill core |  |  |  |  | ore material | drill core | drill core | mineral separate | [5 empty] | mineralisation |  |  |  | sphalerite, pyrite, galena | [6 empty] | quartz, chalcopyrite, calcite | major element determined by EPMA as internal standard to calibrate the LA-ICP-MS data such as Zn for sphalerite, Fe for pyrite, and Pb for galena | LA-ICPMS, EMPA | NWR 193 nm Ar F Excimer laser-ablation system interfaced with an i CAP RQ ICPMS | Guangzhou Tuoyan Analytical Technology Co., Ltd. in Guangzhou, China | 0.7 l/min He carrier gas, which was later mixed with 0.89 l/min Ar make-up gas. The laser was set at a fluence of 3.5 J/cm², operating at 6 Hz with a 30 μm spot size. Each analysis lasted 45 seconds, followed by a 40-second background measurement. | NIST SRM610, MASS-1, NIST SRM612, GE8 | 0.095394 |  |  |  | 11.2161 | [15 empty] | 0.63558 | [5 empty] | 0.07259 |  | 10.0889 |  |  |  | 0.6837 | [11 empty] | 0.10377 |  |  |  | 0.52702 | [21 empty] | 0.14824 | [15 empty] | 0.11481 | [17 empty] | 0.016076 |  |  |  | 7.3674 | [5 empty] | 0.58925 | [11 empty] | 1.3483 | [7 empty] | 0.10262 | [7 empty] | 2.1432 |  |  |  |  | 2025 | Li, Z., Lang, X., Song, W., Li, H., Li, C., Ma, X. (2025). LA-ICP-MS analysis of sulfides from the Sinongduo Ag-Pb-Zn deposit, Tibet: Insights into element incorporation mechanisms and ore genesis. Ore Geology Reviews, 106858. https://doi.org/10.1016/j.oregeorev.2025.106858 |  | CHN | Tibet
| Sinongduo |  | Epithermal | Epithermal | Epithermal Ag-Pb-Zn | Ag, Pb, Zn |  | Ag, Pb, Zn | Li et al., 2025 |  | BZK0-1-218@01 | BZK0-1-218@01-1 | drill core |  |  |  |  | ore material | drill core | drill core | mineral separate | [5 empty] | mineralisation |  |  |  | sphalerite, pyrite, galena | [6 empty] | quartz, chalcopyrite, calcite | major element determined by EPMA as internal standard to calibrate the LA-ICP-MS data such as Zn for sphalerite, Fe for pyrite, and Pb for galena | LA-ICPMS, EMPA | NWR 193 nm Ar F Excimer laser-ablation system interfaced with an i CAP RQ ICPMS | Guangzhou Tuoyan Analytical Technology Co., Ltd. in Guangzhou, China | 0.7 l/min He carrier gas, which was later mixed with 0.89 l/min Ar make-up gas. The laser was set at a fluence of 3.5 J/cm², operating at 6 Hz with a 30 μm spot size. Each analysis lasted 45 seconds, followed by a 40-second background measurement. | NIST SRM610, MASS-1, NIST SRM612, GE8 | 0.99382 |  |  |  | 86.5288 | [15 empty] | 0.48256 | [5 empty] | 0.059695 |  | 2.1893 |  |  |  | 0.98871 | [11 empty] | 0.11119 |  |  |  | 0.48489 | [7 empty] | 0.034164 | [13 empty] | 0.14839 | [9 empty] | 0.87355 | [23 empty] | 0.015775 |  |  |  | 7.132 | [5 empty] | 0.61194 | [11 empty] | 1.3035 | [7 empty] | 0.1266 | [7 empty] | 2.2569 |  |  |  |  | 2025 | Li, Z., Lang, X., Song, W., Li, H., Li, C., Ma, X. (2025). LA-ICP-MS analysis of sulfides from the Sinongduo Ag-Pb-Zn deposit, Tibet: Insights into element incorporation mechanisms and ore genesis. Ore Geology Reviews, 106858. https://doi.org/10.1016/j.oregeorev.2025.106858 |  | CHN | Tibet
| Sinongduo |  | Epithermal | Epithermal | Epithermal Ag-Pb-Zn | Ag, Pb, Zn |  | Ag, Pb, Zn | Li et al., 2025 |  | BZK0-1-218@02 | BZK0-1-218@02-1 | drill core |  |  |  |  | ore material | drill core | drill core | mineral separate | [5 empty] | mineralisation |  |  |  | sphalerite, pyrite, galena | [6 empty] | quartz, chalcopyrite, calcite | major element determined by EPMA as internal standard to calibrate the LA-ICP-MS data such as Zn for sphalerite, Fe for pyrite, and Pb for galena | LA-ICPMS, EMPA | NWR 193 nm Ar F Excimer laser-ablation system interfaced with an i CAP RQ ICPMS | Guangzhou Tuoyan Analytical Technology Co., Ltd. in Guangzhou, China | 0.7 l/min He carrier gas, which was later mixed with 0.89 l/min Ar make-up gas. The laser was set at a fluence of 3.5 J/cm², operating at 6 Hz with a 30 μm spot size. Each analysis lasted 45 seconds, followed by a 40-second background measurement. | NIST SRM610, MASS-1, NIST SRM612, GE8 | 0.094293 |  |  |  | 42.0189 | [15 empty] | 0.47098 | [5 empty] | 0.8332 |  | 2.2075 |  |  |  | 0.6087 | [11 empty] | 0.080171 |  |  |  | 0.50006 | [7 empty] | 0.019015 | [13 empty] | 0.15165 | [9 empty] | 0.92423 | [5 empty] | 0.073407 | [17 empty] | 0.0143 |  |  |  | 10.69 | [5 empty] | 0.55136 | [11 empty] | 1.1571 | [7 empty] | 0.10984 | [7 empty] | 2.1095 |  |  |  |  | 2025 | Li, Z., Lang, X., Song, W., Li, H., Li, C., Ma, X. (2025). LA-ICP-MS analysis of sulfides from the Sinongduo Ag-Pb-Zn deposit, Tibet: Insights into element incorporation mechanisms and ore genesis. Ore Geology Reviews, 106858. https://doi.org/10.1016/j.oregeorev.2025.106858 |  | CHN | Tibet
| Sinongduo |  | Epithermal | Epithermal | Epithermal Ag-Pb-Zn | Ag, Pb, Zn |  | Ag, Pb, Zn | Li et al., 2025 |  | BZK0-1-218@03 | BZK0-1-218@03-1 | drill core |  |  |  |  | ore material | drill core | drill core | mineral separate | [5 empty] | mineralisation |  |  |  | sphalerite, pyrite, galena | [6 empty] | quartz, chalcopyrite, calcite | major element determined by EPMA as internal standard to calibrate the LA-ICP-MS data such as Zn for sphalerite, Fe for pyrite, and Pb for galena | LA-ICPMS, EMPA | NWR 193 nm Ar F Excimer laser-ablation system interfaced with an i CAP RQ ICPMS | Guangzhou Tuoyan Analytical Technology Co., Ltd. in Guangzhou, China | 0.7 l/min He carrier gas, which was later mixed with 0.89 l/min Ar make-up gas. The laser was set at a fluence of 3.5 J/cm², operating at 6 Hz with a 30 μm spot size. Each analysis lasted 45 seconds, followed by a 40-second background measurement. | NIST SRM610, MASS-1, NIST SRM612, GE8 | 44.3122 |  |  |  | 12060.4553 |  | 0.022134 | [13 empty] | 0.3818 | [5 empty] | 12.9321 |  | 1.2665 |  |  |  | 10.3641 | [11 empty] | 0.078583 |  |  |  | 0.47317 | [7 empty] | 0.30036 | [13 empty] | 5.0378 | [9 empty] | 1.449 | [5 empty] | 36.8541 | [17 empty] | 0.13156 |  |  |  | 7.1985 | [5 empty] | 0.33917 | [11 empty] | 0.71911 |  | 0.016649 | [5 empty] | 0.074761 | [7 empty] | 1.554 |  |  |  |  | 2025 | Li, Z., Lang, X., Song, W., Li, H., Li, C., Ma, X. (2025). LA-ICP-MS analysis of sulfides from the Sinongduo Ag-Pb-Zn deposit, Tibet: Insights into element incorporation mechanisms and ore genesis. Ore Geology Reviews, 106858. https://doi.org/10.1016/j.oregeorev.2025.106858 |  | CHN | Tibet
| Sinongduo |  | Epithermal | Epithermal | Epithermal Ag-Pb-Zn | Ag, Pb, Zn |  | Ag, Pb, Zn | Li et al., 2025 |  | BZK0-1-218@04 | BZK0-1-218@04-1 | drill core |  |  |  |  | ore material | drill core | drill core | mineral separate | [5 empty] | mineralisation |  |  |  | sphalerite, pyrite, galena | [6 empty] | quartz, chalcopyrite, calcite | major element determined by EPMA as internal standard to calibrate the LA-ICP-MS data such as Zn for sphalerite, Fe for pyrite, and Pb for galena | LA-ICPMS, EMPA | NWR 193 nm Ar F Excimer laser-ablation system interfaced with an i CAP RQ ICPMS | Guangzhou Tuoyan Analytical Technology Co., Ltd. in Guangzhou, China | 0.7 l/min He carrier gas, which was later mixed with 0.89 l/min Ar make-up gas. The laser was set at a fluence of 3.5 J/cm², operating at 6 Hz with a 30 μm spot size. Each analysis lasted 45 seconds, followed by a 40-second background measurement. | NIST SRM610, MASS-1, NIST SRM612, GE8 | 2.9121 |  |  |  | 2.3121 | [9 empty] | 0.051063 | [11 empty] | 2.9762 |  | 2.0237 |  |  |  | 2.9683 | [11 empty] | 0.098181 |  |  |  | 0.4505 | [7 empty] | 0.41501 | [13 empty] | 1.4171 | [9 empty] | 3.8 | [5 empty] | 41.1744 | [17 empty] | 0.056369 |  |  |  | 7.1009 | [5 empty] | 0.94392 | [11 empty] | 4.1885 | [7 empty] | 0.67809 | [7 empty] | 2.4091 |  |  |  |  | 2025 | Li, Z., Lang, X., Song, W., Li, H., Li, C., Ma, X. (2025). LA-ICP-MS analysis of sulfides from the Sinongduo Ag-Pb-Zn deposit, Tibet: Insights into element incorporation mechanisms and ore genesis. Ore Geology Reviews, 106858. https://doi.org/10.1016/j.oregeorev.2025.106858 |  | CHN | Tibet
| Sinongduo |  | Epithermal | Epithermal | Epithermal Ag-Pb-Zn | Ag, Pb, Zn |  | Ag, Pb, Zn | Li et al., 2025 |  | BZK0-1-218@05 | BZK0-1-218@05-1 | drill core |  |  |  |  | ore material | drill core | drill core | mineral separate | [5 empty] | mineralisation |  |  |  | sphalerite, pyrite, galena | [6 empty] | quartz, chalcopyrite, calcite | major element determined by EPMA as internal standard to calibrate the LA-ICP-MS data such as Zn for sphalerite, Fe for pyrite, and Pb for galena | LA-ICPMS, EMPA | NWR 193 nm Ar F Excimer laser-ablation system interfaced with an i CAP RQ ICPMS | Guangzhou Tuoyan Analytical Technology Co., Ltd. in Guangzhou, China | 0.7 l/min He carrier gas, which was later mixed with 0.89 l/min Ar make-up gas. The laser was set at a fluence of 3.5 J/cm², operating at 6 Hz with a 30 μm spot size. Each analysis lasted 45 seconds, followed by a 40-second background measurement. | NIST SRM610, MASS-1, NIST SRM612, GE8 | 0.015541 |  |  |  | 26.3103 | [15 empty] | 0.62884 | [5 empty] | 0.077839 |  | 1.9664 |  |  |  | 0.74699 | [11 empty] | 0.086002 |  |  |  | 0.39008 | [7 empty] | 0.035745 | [13 empty] | 0.13717 | [9 empty] | 0.93631 | [23 empty] | 0.020074 |  |  |  | 7.9046 | [5 empty] | 0.5963 | [11 empty] | 1.0955 | [7 empty] | 0.086298 | [7 empty] | 2.4147 |  |  |  |  | 2025 | Li, Z., Lang, X., Song, W., Li, H., Li, C., Ma, X. (2025). LA-ICP-MS analysis of sulfides from the Sinongduo Ag-Pb-Zn deposit, Tibet: Insights into element incorporation mechanisms and ore genesis. Ore Geology Reviews, 106858. https://doi.org/10.1016/j.oregeorev.2025.106858 |  | CHN | Tibet
| Sinongduo |  | Epithermal | Epithermal | Epithermal Ag-Pb-Zn | Ag, Pb, Zn |  | Ag, Pb, Zn | Li et al., 2025 |  | BZK0-1-218@06 | BZK0-1-218@06-1 | drill core |  |  |  |  | ore material | drill core | drill core | mineral separate | [5 empty] | mineralisation |  |  |  | sphalerite, pyrite, galena | [6 empty] | quartz, chalcopyrite, calcite | major element determined by EPMA as internal standard to calibrate the LA-ICP-MS data such as Zn for sphalerite, Fe for pyrite, and Pb for galena | LA-ICPMS, EMPA | NWR 193 nm Ar F Excimer laser-ablation system interfaced with an i CAP RQ ICPMS | Guangzhou Tuoyan Analytical Technology Co., Ltd. in Guangzhou, China | 0.7 l/min He carrier gas, which was later mixed with 0.89 l/min Ar make-up gas. The laser was set at a fluence of 3.5 J/cm², operating at 6 Hz with a 30 μm spot size. Each analysis lasted 45 seconds, followed by a 40-second background measurement. | NIST SRM610, MASS-1, NIST SRM612, GE8 | 0.097328 |  |  |  | 7.2984 | [15 empty] | 0.55256 | [5 empty] | 0.52071 |  | 2.0492 |  |  |  | 0.61389 | [11 empty] | 0.13765 |  |  |  | 0.46516 | [7 empty] | 0.030615 | [13 empty] | 0.16522 | [9 empty] | 1.1699 | [23 empty] | 0.018909 |  |  |  | 7.8442 | [5 empty] | 0.58742 | [11 empty] | 1.1627 | [7 empty] | 0.10811 | [7 empty] | 2.5381 |  |  |  |  | 2025 | Li, Z., Lang, X., Song, W., Li, H., Li, C., Ma, X. (2025). LA-ICP-MS analysis of sulfides from the Sinongduo Ag-Pb-Zn deposit, Tibet: Insights into element incorporation mechanisms and ore genesis. Ore Geology Reviews, 106858. https://doi.org/10.1016/j.oregeorev.2025.106858 |  | CHN | Tibet
| Sinongduo |  | Epithermal | Epithermal | Epithermal Ag-Pb-Zn | Ag, Pb, Zn |  | Ag, Pb, Zn | Li et al., 2025 |  | BZK0-1-218@07 | BZK0-1-218@07-1 | drill core |  |  |  |  | ore material | drill core | drill core | mineral separate | [5 empty] | mineralisation |  |  |  | sphalerite, pyrite, galena | [6 empty] | quartz, chalcopyrite, calcite | major element determined by EPMA as internal standard to calibrate the LA-ICP-MS data such as Zn for sphalerite, Fe for pyrite, and Pb for galena | LA-ICPMS, EMPA | NWR 193 nm Ar F Excimer laser-ablation system interfaced with an i CAP RQ ICPMS | Guangzhou Tuoyan Analytical Technology Co., Ltd. in Guangzhou, China | 0.7 l/min He carrier gas, which was later mixed with 0.89 l/min Ar make-up gas. The laser was set at a fluence of 3.5 J/cm², operating at 6 Hz with a 30 μm spot size. Each analysis lasted 45 seconds, followed by a 40-second background measurement. | NIST SRM610, MASS-1, NIST SRM612, GE8 | 1084.9131 |  |  |  | 29.7996 |  | 0.064611 | [13 empty] | 0.6201 | [5 empty] | 3.1661 |  | 2.0143 |  |  |  | 3.9878 | [11 empty] | 0.12038 |  |  |  | 0.53252 | [7 empty] | 0.05349 | [13 empty] | 0.18495 | [9 empty] | 2.696 | [5 empty] | 21.5522 | [17 empty] | 0.05849 |  |  |  | 7.8903 | [5 empty] | 0.59684 | [11 empty] | 1.0174 |  | 0.043573 | [5 empty] | 0.11061 | [7 empty] | 2.5982 |  |  |  |  | 2025 | Li, Z., Lang, X., Song, W., Li, H., Li, C., Ma, X. (2025). LA-ICP-MS analysis of sulfides from the Sinongduo Ag-Pb-Zn deposit, Tibet: Insights into element incorporation mechanisms and ore genesis. Ore Geology Reviews, 106858. https://doi.org/10.1016/j.oregeorev.2025.106858 |  | CHN | Tibet
| Sinongduo |  | Epithermal | Epithermal | Epithermal Ag-Pb-Zn | Ag, Pb, Zn |  | Ag, Pb, Zn | Li et al., 2025 |  | BZK0-1-218@08 | BZK0-1-218@08-1 | drill core |  |  |  |  | ore material | drill core | drill core | mineral separate | [5 empty] | mineralisation |  |  |  | sphalerite, pyrite, galena | [6 empty] | quartz, chalcopyrite, calcite | major element determined by EPMA as internal standard to calibrate the LA-ICP-MS data such as Zn for sphalerite, Fe for pyrite, and Pb for galena | LA-ICPMS, EMPA | NWR 193 nm Ar F Excimer laser-ablation system interfaced with an i CAP RQ ICPMS | Guangzhou Tuoyan Analytical Technology Co., Ltd. in Guangzhou, China | 0.7 l/min He carrier gas, which was later mixed with 0.89 l/min Ar make-up gas. The laser was set at a fluence of 3.5 J/cm², operating at 6 Hz with a 30 μm spot size. Each analysis lasted 45 seconds, followed by a 40-second background measurement. | NIST SRM610, MASS-1, NIST SRM612, GE8 | 0.11872 |  |  |  | 82.6454 | [15 empty] | 0.50077 | [5 empty] | 0.052318 |  | 1.9124 |  |  |  | 0.6508 | [11 empty] | 0.092646 |  |  |  | 0.50339 | [7 empty] | 0.026535 | [13 empty] | 0.15102 | [9 empty] | 0.92134 | [23 empty] | 0.016752 |  |  |  | 8.069 | [5 empty] | 0.5719 | [11 empty] | 1.1883 | [7 empty] | 0.10669 | [7 empty] | 2.3205 |  |  |  |  | 2025 | Li, Z., Lang, X., Song, W., Li, H., Li, C., Ma, X. (2025). LA-ICP-MS analysis of sulfides from the Sinongduo Ag-Pb-Zn deposit, Tibet: Insights into element incorporation mechanisms and ore genesis. Ore Geology Reviews, 106858. https://doi.org/10.1016/j.oregeorev.2025.106858 |  | CHN | Tibet
| Sinongduo |  | Epithermal | Epithermal | Epithermal Ag-Pb-Zn | Ag, Pb, Zn |  | Ag, Pb, Zn | Li et al., 2025 |  | BZK0-1-218@09 | BZK0-1-218@09-1 | drill core |  |  |  |  | ore material | drill core | drill core | mineral separate | [5 empty] | mineralisation |  |  |  | sphalerite, pyrite, galena | [6 empty] | quartz, chalcopyrite, calcite | major element determined by EPMA as internal standard to calibrate the LA-ICP-MS data such as Zn for sphalerite, Fe for pyrite, and Pb for galena | LA-ICPMS, EMPA | NWR 193 nm Ar F Excimer laser-ablation system interfaced with an i CAP RQ ICPMS | Guangzhou Tuoyan Analytical Technology Co., Ltd. in Guangzhou, China | 0.7 l/min He carrier gas, which was later mixed with 0.89 l/min Ar make-up gas. The laser was set at a fluence of 3.5 J/cm², operating at 6 Hz with a 30 μm spot size. Each analysis lasted 45 seconds, followed by a 40-second background measurement. | NIST SRM610, MASS-1, NIST SRM612, GE8 | 0.046485 |  |  |  | 16.7366 | [15 empty] | 0.6251 | [5 empty] | 0.9454 |  | 1.9559 |  |  |  | 0.71742 | [11 empty] | 0.11676 |  |  |  | 0.53279 | [7 empty] | 0.031451 | [13 empty] | 0.152 | [9 empty] | 0.95055 | [5 empty] | 0.073182 | [17 empty] | 0.016766 |  |  |  | 8.1521 | [17 empty] | 1.3726 | [7 empty] | 0.11414 | [7 empty] | 2.4652 |  |  |  |  | 2025 | Li, Z., Lang, X., Song, W., Li, H., Li, C., Ma, X. (2025). LA-ICP-MS analysis of sulfides from the Sinongduo Ag-Pb-Zn deposit, Tibet: Insights into element incorporation mechanisms and ore genesis. Ore Geology Reviews, 106858. https://doi.org/10.1016/j.oregeorev.2025.106858 |  | CHN | Tibet
| Sinongduo |  | Epithermal | Epithermal | Epithermal Ag-Pb-Zn | Ag, Pb, Zn |  | Ag, Pb, Zn | Li et al., 2025 |  | BZK0-1-218@10 | BZK0-1-218@10-1 | drill core |  |  |  |  | ore material | drill core | drill core | mineral separate | [5 empty] | mineralisation |  |  |  | sphalerite, pyrite, galena | [6 empty] | quartz, chalcopyrite, calcite | major element determined by EPMA as internal standard to calibrate the LA-ICP-MS data such as Zn for sphalerite, Fe for pyrite, and Pb for galena | LA-ICPMS, EMPA | NWR 193 nm Ar F Excimer laser-ablation system interfaced with an i CAP RQ ICPMS | Guangzhou Tuoyan Analytical Technology Co., Ltd. in Guangzhou, China | 0.7 l/min He carrier gas, which was later mixed with 0.89 l/min Ar make-up gas. The laser was set at a fluence of 3.5 J/cm², operating at 6 Hz with a 30 μm spot size. Each analysis lasted 45 seconds, followed by a 40-second background measurement. | NIST SRM610, MASS-1, NIST SRM612, GE8 | 2.5801 |  |  |  | 244.4083 | [21 empty] | 0.086816 |  | 2.213 |  |  |  | 1.7935 | [11 empty] | 0.1019 |  |  |  | 0.57672 | [7 empty] | 0.11883 | [13 empty] | 0.19239 | [9 empty] | 0.89286 | [5 empty] | 18.7495 | [17 empty] | 0.035445 |  |  |  | 8.0264 | [5 empty] | 0.58786 | [11 empty] | 1.982 |  | 0.007228 | [5 empty] | 0.33853 | [7 empty] | 2.5505 |  |  |  |  | 2025 | Li, Z., Lang, X., Song, W., Li, H., Li, C., Ma, X. (2025). LA-ICP-MS analysis of sulfides from the Sinongduo Ag-Pb-Zn deposit, Tibet: Insights into element incorporation mechanisms and ore genesis. Ore Geology Reviews, 106858. https://doi.org/10.1016/j.oregeorev.2025.106858 |  | CHN | Tibet
| Sinongduo |  | Epithermal | Epithermal | Epithermal Ag-Pb-Zn | Ag, Pb, Zn |  | Ag, Pb, Zn | Li et al., 2025 |  | BZK0-1-218@11 | BZK0-1-218@11-1 | drill core |  |  |  |  | ore material | drill core | drill core | mineral separate | [5 empty] | mineralisation |  |  |  | sphalerite, pyrite, galena | [6 empty] | quartz, chalcopyrite, calcite | major element determined by EPMA as internal standard to calibrate the LA-ICP-MS data such as Zn for sphalerite, Fe for pyrite, and Pb for galena | LA-ICPMS, EMPA | NWR 193 nm Ar F Excimer laser-ablation system interfaced with an i CAP RQ ICPMS | Guangzhou Tuoyan Analytical Technology Co., Ltd. in Guangzhou, China | 0.7 l/min He carrier gas, which was later mixed with 0.89 l/min Ar make-up gas. The laser was set at a fluence of 3.5 J/cm², operating at 6 Hz with a 30 μm spot size. Each analysis lasted 45 seconds, followed by a 40-second background measurement. | NIST SRM610, MASS-1, NIST SRM612, GE8 | 0.02428 |  |  |  | 5.2839 | [15 empty] | 0.29892 | [5 empty] | 0.057595 |  | 1.7112 |  |  |  | 0.68234 | [11 empty] | 0.10302 |  |  |  | 0.54735 | [7 empty] | 0.033033 | [13 empty] | 0.13534 | [33 empty] | 0.015447 |  |  |  | 7.2652 | [5 empty] | 0.55805 | [7 empty] | 0.44001 |  |  |  | 1.2694 | [7 empty] | 0.10876 | [7 empty] | 2.1438 |  |  |  |  | 2025 | Li, Z., Lang, X., Song, W., Li, H., Li, C., Ma, X. (2025). LA-ICP-MS analysis of sulfides from the Sinongduo Ag-Pb-Zn deposit, Tibet: Insights into element incorporation mechanisms and ore genesis. Ore Geology Reviews, 106858. https://doi.org/10.1016/j.oregeorev.2025.106858 |  | CHN | Tibet
| Sinongduo |  | Epithermal | Epithermal | Epithermal Ag-Pb-Zn | Ag, Pb, Zn |  | Ag, Pb, Zn | Li et al., 2025 |  | BZK0-1-218@12 | BZK0-1-218@12-1 | drill core |  |  |  |  | ore material | drill core | drill core | mineral separate | [5 empty] | mineralisation |  |  |  | sphalerite, pyrite, galena | [6 empty] | quartz, chalcopyrite, calcite | major element determined by EPMA as internal standard to calibrate the LA-ICP-MS data such as Zn for sphalerite, Fe for pyrite, and Pb for galena | LA-ICPMS, EMPA | NWR 193 nm Ar F Excimer laser-ablation system interfaced with an i CAP RQ ICPMS | Guangzhou Tuoyan Analytical Technology Co., Ltd. in Guangzhou, China | 0.7 l/min He carrier gas, which was later mixed with 0.89 l/min Ar make-up gas. The laser was set at a fluence of 3.5 J/cm², operating at 6 Hz with a 30 μm spot size. Each analysis lasted 45 seconds, followed by a 40-second background measurement. | NIST SRM610, MASS-1, NIST SRM612, GE8 | 0.016116 |  |  |  | 19.5837 | [15 empty] | 0.47723 | [5 empty] | 0.14269 |  | 2.0364 |  |  |  | 0.62286 | [11 empty] | 0.11155 |  |  |  | 0.4688 | [7 empty] | 0.040624 | [13 empty] | 0.13698 | [9 empty] | 0.92246 | [23 empty] | 0.0166 |  |  |  | 7.546 | [5 empty] | 0.58376 | [11 empty] | 0.92519 | [7 empty] | 0.1021 | [7 empty] | 2.3071 |  |  |  |  | 2025 | Li, Z., Lang, X., Song, W., Li, H., Li, C., Ma, X. (2025). LA-ICP-MS analysis of sulfides from the Sinongduo Ag-Pb-Zn deposit, Tibet: Insights into element incorporation mechanisms and ore genesis. Ore Geology Reviews, 106858. https://doi.org/10.1016/j.oregeorev.2025.106858 |  | CHN | Tibet
| Sinongduo |  | Epithermal | Epithermal | Epithermal Ag-Pb-Zn | Ag, Pb, Zn |  | Ag, Pb, Zn | Li et al., 2025 |  | BZK0-1-218@13 | BZK0-1-218@13-1 | drill core |  |  |  |  | ore material | drill core | drill core | mineral separate | [5 empty] | mineralisation |  |  |  | sphalerite, pyrite, galena | [6 empty] | quartz, chalcopyrite, calcite | major element determined by EPMA as internal standard to calibrate the LA-ICP-MS data such as Zn for sphalerite, Fe for pyrite, and Pb for galena | LA-ICPMS, EMPA | NWR 193 nm Ar F Excimer laser-ablation system interfaced with an i CAP RQ ICPMS | Guangzhou Tuoyan Analytical Technology Co., Ltd. in Guangzhou, China | 0.7 l/min He carrier gas, which was later mixed with 0.89 l/min Ar make-up gas. The laser was set at a fluence of 3.5 J/cm², operating at 6 Hz with a 30 μm spot size. Each analysis lasted 45 seconds, followed by a 40-second background measurement. | NIST SRM610, MASS-1, NIST SRM612, GE8 | 0.015445 |  |  |  | 387.3199 | [15 empty] | 0.60445 | [5 empty] | 0.06783 |  | 1.9645 |  |  |  | 0.63336 | [11 empty] | 0.08275 |  |  |  | 0.37425 | [7 empty] | 0.025527 | [13 empty] | 0.14284 | [9 empty] | 0.95234 | [23 empty] | 0.021848 |  |  |  | 7.5187 | [5 empty] | 0.57776 | [11 empty] | 1.3346 | [7 empty] | 0.087588 | [7 empty] | 2.4912 |  |  |  |  | 2025 | Li, Z., Lang, X., Song, W., Li, H., Li, C., Ma, X. (2025). LA-ICP-MS analysis of sulfides from the Sinongduo Ag-Pb-Zn deposit, Tibet: Insights into element incorporation mechanisms and ore genesis. Ore Geology Reviews, 106858. https://doi.org/10.1016/j.oregeorev.2025.106858 |  | CHN | Tibet
| Sinongduo |  | Epithermal | Epithermal | Epithermal Ag-Pb-Zn | Ag, Pb, Zn |  | Ag, Pb, Zn | Li et al., 2025 |  | BZK0001-205@01 | BZK0001-205@01-1 | drill core |  |  |  |  | ore material | drill core | drill core | mineral separate | [5 empty] | mineralisation |  |  |  | sphalerite, pyrite, galena | [6 empty] | quartz, chalcopyrite, calcite | major element determined by EPMA as internal standard to calibrate the LA-ICP-MS data such as Zn for sphalerite, Fe for pyrite, and Pb for galena | LA-ICPMS, EMPA | NWR 193 nm Ar F Excimer laser-ablation system interfaced with an i CAP RQ ICPMS | Guangzhou Tuoyan Analytical Technology Co., Ltd. in Guangzhou, China | 0.7 l/min He carrier gas, which was later mixed with 0.89 l/min Ar make-up gas. The laser was set at a fluence of 3.5 J/cm², operating at 6 Hz with a 30 μm spot size. Each analysis lasted 45 seconds, followed by a 40-second background measurement. | NIST SRM610, MASS-1, NIST SRM612, GE8 | 160.0167 |  |  |  | 2044.3158 |  | 0.13777 | [7 empty] | 0.0156 | [5 empty] | 0.59327 | [5 empty] | 562.132 |  | 1.1366 |  |  |  | 117.7261 | [9 empty] | 26577.66 |  | 0.05875 |  |  |  | 0.48537 | [7 empty] | 8.39 | [13 empty] | 3.6643 | [9 empty] | 33.1083 | [5 empty] | 1100.7321 | [17 empty] | 5.6255 |  |  |  | 5.0028 | [5 empty] | 0.38244 | [11 empty] | 0.92141 |  | 48.8163 | [5 empty] | 0.0749 | [7 empty] | 1.5467 |  |  |  |  | 2025 | Li, Z., Lang, X., Song, W., Li, H., Li, C., Ma, X. (2025). LA-ICP-MS analysis of sulfides from the Sinongduo Ag-Pb-Zn deposit, Tibet: Insights into element incorporation mechanisms and ore genesis. Ore Geology Reviews, 106858. https://doi.org/10.1016/j.oregeorev.2025.106858 |  | CHN | Tibet
| Sinongduo |  | Epithermal | Epithermal | Epithermal Ag-Pb-Zn | Ag, Pb, Zn |  | Ag, Pb, Zn | Li et al., 2025 |  | BZK0001-205@02 | BZK0001-205@02-1 | drill core |  |  |  |  | ore material | drill core | drill core | mineral separate | [5 empty] | mineralisation |  |  |  | sphalerite, pyrite, galena | [6 empty] | quartz, chalcopyrite, calcite | major element determined by EPMA as internal standard to calibrate the LA-ICP-MS data such as Zn for sphalerite, Fe for pyrite, and Pb for galena | LA-ICPMS, EMPA | NWR 193 nm Ar F Excimer laser-ablation system interfaced with an i CAP RQ ICPMS | Guangzhou Tuoyan Analytical Technology Co., Ltd. in Guangzhou, China | 0.7 l/min He carrier gas, which was later mixed with 0.89 l/min Ar make-up gas. The laser was set at a fluence of 3.5 J/cm², operating at 6 Hz with a 30 μm spot size. Each analysis lasted 45 seconds, followed by a 40-second background measurement. | NIST SRM610, MASS-1, NIST SRM612, GE8 | 123.1644 |  |  |  | 2096.3723 |  | 0.10416 | [7 empty] | 0.123 | [5 empty] | 0.61166 | [5 empty] | 292.8885 |  | 1.3961 |  |  |  | 91.4153 | [9 empty] | 7273.47 |  | 0.062905 |  |  |  | 0.45954 | [7 empty] | 0.022262 | [13 empty] | 4.0061 | [9 empty] | 31.0495 | [5 empty] | 853.8059 | [17 empty] | 4.4118 |  |  |  | 5.0681 | [5 empty] | 0.76396 | [11 empty] | 0.75975 |  | 75.2939 | [5 empty] | 0.07324 | [7 empty] | 1.9412 |  |  |  |  | 2025 | Li, Z., Lang, X., Song, W., Li, H., Li, C., Ma, X. (2025). LA-ICP-MS analysis of sulfides from the Sinongduo Ag-Pb-Zn deposit, Tibet: Insights into element incorporation mechanisms and ore genesis. Ore Geology Reviews, 106858. https://doi.org/10.1016/j.oregeorev.2025.106858 |  | CHN | Tibet
| Sinongduo |  | Epithermal | Epithermal | Epithermal Ag-Pb-Zn | Ag, Pb, Zn |  | Ag, Pb, Zn | Li et al., 2025 |  | BZK0001-205@03 | BZK0001-205@03-1 | drill core |  |  |  |  | ore material | drill core | drill core | mineral separate | [5 empty] | mineralisation |  |  |  | sphalerite, pyrite, galena | [6 empty] | quartz, chalcopyrite, calcite | major element determined by EPMA as internal standard to calibrate the LA-ICP-MS data such as Zn for sphalerite, Fe for pyrite, and Pb for galena | LA-ICPMS, EMPA | NWR 193 nm Ar F Excimer laser-ablation system interfaced with an i CAP RQ ICPMS | Guangzhou Tuoyan Analytical Technology Co., Ltd. in Guangzhou, China | 0.7 l/min He carrier gas, which was later mixed with 0.89 l/min Ar make-up gas. The laser was set at a fluence of 3.5 J/cm², operating at 6 Hz with a 30 μm spot size. Each analysis lasted 45 seconds, followed by a 40-second background measurement. | NIST SRM610, MASS-1, NIST SRM612, GE8 | 200.1975 |  |  |  | 1339.3272 |  | 0.12758 | [7 empty] | 2.02 | [5 empty] | 0.44857 | [5 empty] | 368.2231 |  | 1.4442 |  |  |  | 118.3512 | [9 empty] | 13565.27 |  | 0.053687 |  |  |  | 0.45715 | [7 empty] | 0.015881 | [13 empty] | 4.3187 | [9 empty] | 27.1744 | [5 empty] | 1001.1861 | [17 empty] | 2.6354 |  |  |  | 4.8875 | [5 empty] | 0.75455 | [11 empty] | 0.7091 |  | 37.3838 | [5 empty] | 0.056092 | [7 empty] | 1.5371 |  |  |  |  | 2025 | Li, Z., Lang, X., Song, W., Li, H., Li, C., Ma, X. (2025). LA-ICP-MS analysis of sulfides from the Sinongduo Ag-Pb-Zn deposit, Tibet: Insights into element incorporation mechanisms and ore genesis. Ore Geology Reviews, 106858. https://doi.org/10.1016/j.oregeorev.2025.106858 |  | CHN | Tibet
| Sinongduo |  | Epithermal | Epithermal | Epithermal Ag-Pb-Zn | Ag, Pb, Zn |  | Ag, Pb, Zn | Li et al., 2025 |  | BZK0001-205@04 | BZK0001-205@04-1 | drill core |  |  |  |  | ore material | drill core | drill core | mineral separate | [5 empty] | mineralisation |  |  |  | sphalerite, pyrite, galena | [6 empty] | quartz, chalcopyrite, calcite | major element determined by EPMA as internal standard to calibrate the LA-ICP-MS data such as Zn for sphalerite, Fe for pyrite, and Pb for galena | LA-ICPMS, EMPA | NWR 193 nm Ar F Excimer laser-ablation system interfaced with an i CAP RQ ICPMS | Guangzhou Tuoyan Analytical Technology Co., Ltd. in Guangzhou, China | 0.7 l/min He carrier gas, which was later mixed with 0.89 l/min Ar make-up gas. The laser was set at a fluence of 3.5 J/cm², operating at 6 Hz with a 30 μm spot size. Each analysis lasted 45 seconds, followed by a 40-second background measurement. | NIST SRM610, MASS-1, NIST SRM612, GE8 | 104.0778 |  |  |  | 1407.5285 |  | 0.097711 | [7 empty] | 0.0278 | [5 empty] | 0.3492 | [5 empty] | 334.7852 |  | 1.298 |  |  |  | 88.8092 | [9 empty] | 33441.44 |  | 1.98 |  |  |  | 0.46698 | [7 empty] | 0.024335 | [13 empty] | 3.1654 | [9 empty] | 27.1131 | [5 empty] | 913.1466 | [17 empty] | 2.5607 |  |  |  | 5.2672 | [5 empty] | 0.56559 | [11 empty] | 0.74918 |  | 38.7609 | [5 empty] | 0.064924 | [7 empty] | 1.7172 |  |  |  |  | 2025 | Li, Z., Lang, X., Song, W., Li, H., Li, C., Ma, X. (2025). LA-ICP-MS analysis of sulfides from the Sinongduo Ag-Pb-Zn deposit, Tibet: Insights into element incorporation mechanisms and ore genesis. Ore Geology Reviews, 106858. https://doi.org/10.1016/j.oregeorev.2025.106858 |  | CHN | Tibet
| Sinongduo |  | Epithermal | Epithermal | Epithermal Ag-Pb-Zn | Ag, Pb, Zn |  | Ag, Pb, Zn | Li et al., 2025 |  | BZK0001-205@05 | BZK0001-205@05-1 | drill core |  |  |  |  | ore material | drill core | drill core | mineral separate | [5 empty] | mineralisation |  |  |  | sphalerite, pyrite, galena | [6 empty] | quartz, chalcopyrite, calcite | major element determined by EPMA as internal standard to calibrate the LA-ICP-MS data such as Zn for sphalerite, Fe for pyrite, and Pb for galena | LA-ICPMS, EMPA | NWR 193 nm Ar F Excimer laser-ablation system interfaced with an i CAP RQ ICPMS | Guangzhou Tuoyan Analytical Technology Co., Ltd. in Guangzhou, China | 0.7 l/min He carrier gas, which was later mixed with 0.89 l/min Ar make-up gas. The laser was set at a fluence of 3.5 J/cm², operating at 6 Hz with a 30 μm spot size. Each analysis lasted 45 seconds, followed by a 40-second background measurement. | NIST SRM610, MASS-1, NIST SRM612, GE8 | 4.5253 |  |  |  | 5916.4642 |  | 0.195 | [7 empty] | 0.097 | [5 empty] | 0.32703 | [5 empty] | 0.048909 |  | 1.3223 |  |  |  | 0.68766 | [9 empty] | 15815.64 |  | 0.061857 |  |  |  | 0.50231 | [7 empty] | 0.02481 | [13 empty] | 1.3325 | [9 empty] | 0.56001 | [5 empty] | 20.8582 | [17 empty] | 32.8565 |  |  |  | 4.8364 | [5 empty] | 0.59111 | [11 empty] | 3.37 |  | 22.5068 | [5 empty] | 0.069765 | [7 empty] | 3.2071 |  |  |  |  | 2025 | Li, Z., Lang, X., Song, W., Li, H., Li, C., Ma, X. (2025). LA-ICP-MS analysis of sulfides from the Sinongduo Ag-Pb-Zn deposit, Tibet: Insights into element incorporation mechanisms and ore genesis. Ore Geology Reviews, 106858. https://doi.org/10.1016/j.oregeorev.2025.106858 |  | CHN | Tibet
| Sinongduo |  | Epithermal | Epithermal | Epithermal Ag-Pb-Zn | Ag, Pb, Zn |  | Ag, Pb, Zn | Li et al., 2025 |  | BZK0001-205@06 | BZK0001-205@06-1 | drill core |  |  |  |  | ore material | drill core | drill core | mineral separate | [5 empty] | mineralisation |  |  |  | sphalerite, pyrite, galena | [6 empty] | quartz, chalcopyrite, calcite | major element determined by EPMA as internal standard to calibrate the LA-ICP-MS data such as Zn for sphalerite, Fe for pyrite, and Pb for galena | LA-ICPMS, EMPA | NWR 193 nm Ar F Excimer laser-ablation system interfaced with an i CAP RQ ICPMS | Guangzhou Tuoyan Analytical Technology Co., Ltd. in Guangzhou, China | 0.7 l/min He carrier gas, which was later mixed with 0.89 l/min Ar make-up gas. The laser was set at a fluence of 3.5 J/cm², operating at 6 Hz with a 30 μm spot size. Each analysis lasted 45 seconds, followed by a 40-second background measurement. | NIST SRM610, MASS-1, NIST SRM612, GE8 | 1.6733 |  |  |  | 1850.5991 | [9 empty] | 0.0043 | [5 empty] | 0.31016 | [5 empty] | 8.3658 |  | 1.8857 |  |  |  | 1.0533 | [9 empty] | 33495.58 |  | 0.056107 |  |  |  | 0.40946 | [7 empty] | 0.0195 | [13 empty] | 0.080991 | [9 empty] | 0.79593 | [5 empty] | 31.4313 | [17 empty] | 0.44839 |  |  |  | 7.5873 | [5 empty] | 0.56559 | [11 empty] | 1.0014 |  | 1.4338 | [5 empty] | 0.10763 | [7 empty] | 2.4732 |  |  |  |  | 2025 | Li, Z., Lang, X., Song, W., Li, H., Li, C., Ma, X. (2025). LA-ICP-MS analysis of sulfides from the Sinongduo Ag-Pb-Zn deposit, Tibet: Insights into element incorporation mechanisms and ore genesis. Ore Geology Reviews, 106858. https://doi.org/10.1016/j.oregeorev.2025.106858 |  | CHN | Tibet
| Sinongduo |  | Epithermal | Epithermal | Epithermal Ag-Pb-Zn | Ag, Pb, Zn |  | Ag, Pb, Zn | Li et al., 2025 |  | BZK0001-205@07 | BZK0001-205@07-1 | drill core |  |  |  |  | ore material | drill core | drill core | mineral separate | [5 empty] | mineralisation |  |  |  | sphalerite, pyrite, galena | [6 empty] | quartz, chalcopyrite, calcite | major element determined by EPMA as internal standard to calibrate the LA-ICP-MS data such as Zn for sphalerite, Fe for pyrite, and Pb for galena | LA-ICPMS, EMPA | NWR 193 nm Ar F Excimer laser-ablation system interfaced with an i CAP RQ ICPMS | Guangzhou Tuoyan Analytical Technology Co., Ltd. in Guangzhou, China | 0.7 l/min He carrier gas, which was later mixed with 0.89 l/min Ar make-up gas. The laser was set at a fluence of 3.5 J/cm², operating at 6 Hz with a 30 μm spot size. Each analysis lasted 45 seconds, followed by a 40-second background measurement. | NIST SRM610, MASS-1, NIST SRM612, GE8 | 38.2838 |  |  |  | 63.8247 |  | 0.018571 | [7 empty] | 1.89 | [5 empty] | 0.59927 | [5 empty] | 13.4652 |  | 6.1751 |  |  |  | 12.5534 | [9 empty] | 12828.89 |  | 0.10591 |  |  |  | 0.53808 | [7 empty] | 0.02547 | [13 empty] | 0.85361 | [9 empty] | 1.0541 | [5 empty] | 194.9919 | [17 empty] | 0.20853 |  |  |  | 6.6539 | [5 empty] | 0.50266 | [11 empty] | 0.99154 |  | 2.5327 | [5 empty] | 0.074965 | [7 empty] | 4.8305 |  |  |  |  | 2025 | Li, Z., Lang, X., Song, W., Li, H., Li, C., Ma, X. (2025). LA-ICP-MS analysis of sulfides from the Sinongduo Ag-Pb-Zn deposit, Tibet: Insights into element incorporation mechanisms and ore genesis. Ore Geology Reviews, 106858. https://doi.org/10.1016/j.oregeorev.2025.106858 |  | CHN | Tibet
| Sinongduo |  | Epithermal | Epithermal | Epithermal Ag-Pb-Zn | Ag, Pb, Zn |  | Ag, Pb, Zn | Li et al., 2025 |  | BZK0001-205@08 | BZK0001-205@08-1 | drill core |  |  |  |  | ore material | drill core | drill core | mineral separate | [5 empty] | mineralisation |  |  |  | sphalerite, pyrite, galena | [6 empty] | quartz, chalcopyrite, calcite | major element determined by EPMA as internal standard to calibrate the LA-ICP-MS data such as Zn for sphalerite, Fe for pyrite, and Pb for galena | LA-ICPMS, EMPA | NWR 193 nm Ar F Excimer laser-ablation system interfaced with an i CAP RQ ICPMS | Guangzhou Tuoyan Analytical Technology Co., Ltd. in Guangzhou, China | 0.7 l/min He carrier gas, which was later mixed with 0.89 l/min Ar make-up gas. The laser was set at a fluence of 3.5 J/cm², operating at 6 Hz with a 30 μm spot size. Each analysis lasted 45 seconds, followed by a 40-second background measurement. | NIST SRM610, MASS-1, NIST SRM612, GE8 | 17.5659 |  |  |  | 72.7773 |  | 0.0124 | [7 empty] | 0.0065 | [5 empty] | 0.45714 | [5 empty] | 1.5733 |  | 1.5154 |  |  |  | 14.9001 | [9 empty] | 41091.88 |  | 0.066681 |  |  |  | 0.47857 | [7 empty] | 0.019431 | [13 empty] | 0.25599 | [9 empty] | 0.62167 | [5 empty] | 68.1836 | [17 empty] | 2.4179 |  |  |  | 5.1983 | [5 empty] | 4.3498 | [11 empty] | 0.84856 |  | 39.6777 | [5 empty] | 0.070555 | [7 empty] | 1.4808 |  |  |  |  | 2025 | Li, Z., Lang, X., Song, W., Li, H., Li, C., Ma, X. (2025). LA-ICP-MS analysis of sulfides from the Sinongduo Ag-Pb-Zn deposit, Tibet: Insights into element incorporation mechanisms and ore genesis. Ore Geology Reviews, 106858. https://doi.org/10.1016/j.oregeorev.2025.106858 |  | CHN | Tibet
| Sinongduo |  | Epithermal | Epithermal | Epithermal Ag-Pb-Zn | Ag, Pb, Zn |  | Ag, Pb, Zn | Li et al., 2025 |  | BZK0001-205@09 | BZK0001-205@09-1 | drill core |  |  |  |  | ore material | drill core | drill core | mineral separate | [5 empty] | mineralisation |  |  |  | sphalerite, pyrite, galena | [6 empty] | quartz, chalcopyrite, calcite | major element determined by EPMA as internal standard to calibrate the LA-ICP-MS data such as Zn for sphalerite, Fe for pyrite, and Pb for galena | LA-ICPMS, EMPA | NWR 193 nm Ar F Excimer laser-ablation system interfaced with an i CAP RQ ICPMS | Guangzhou Tuoyan Analytical Technology Co., Ltd. in Guangzhou, China | 0.7 l/min He carrier gas, which was later mixed with 0.89 l/min Ar make-up gas. The laser was set at a fluence of 3.5 J/cm², operating at 6 Hz with a 30 μm spot size. Each analysis lasted 45 seconds, followed by a 40-second background measurement. | NIST SRM610, MASS-1, NIST SRM612, GE8 | 69.3348 |  |  |  | 618.7344 |  | 0.039452 | [7 empty] | 0.0369 | [5 empty] | 8413.74 | [5 empty] | 60.1551 |  | 4.5418 |  |  |  | 32.4865 | [9 empty] | 39733.65 |  | 0.045957 |  |  |  | 0.41787 | [7 empty] | 0.048842 | [13 empty] | 2.069 | [9 empty] | 6.8187 | [5 empty] | 1016.6419 | [17 empty] | 1.1195 |  |  |  | 5.1101 | [5 empty] | 8.3508 | [11 empty] | 27.78 |  | 6.6499 | [5 empty] | 0.084059 | [7 empty] | 1.586 |  |  |  |  | 2025 | Li, Z., Lang, X., Song, W., Li, H., Li, C., Ma, X. (2025). LA-ICP-MS analysis of sulfides from the Sinongduo Ag-Pb-Zn deposit, Tibet: Insights into element incorporation mechanisms and ore genesis. Ore Geology Reviews, 106858. https://doi.org/10.1016/j.oregeorev.2025.106858 |  | CHN | Tibet
| Sinongduo |  | Epithermal | Epithermal | Epithermal Ag-Pb-Zn | Ag, Pb, Zn |  | Ag, Pb, Zn | Li et al., 2025 |  | BZK0001-205@10 | BZK0001-205@10-1 | drill core |  |  |  |  | ore material | drill core | drill core | mineral separate | [5 empty] | mineralisation |  |  |  | sphalerite, pyrite, galena | [6 empty] | quartz, chalcopyrite, calcite | major element determined by EPMA as internal standard to calibrate the LA-ICP-MS data such as Zn for sphalerite, Fe for pyrite, and Pb for galena | LA-ICPMS, EMPA | NWR 193 nm Ar F Excimer laser-ablation system interfaced with an i CAP RQ ICPMS | Guangzhou Tuoyan Analytical Technology Co., Ltd. in Guangzhou, China | 0.7 l/min He carrier gas, which was later mixed with 0.89 l/min Ar make-up gas. The laser was set at a fluence of 3.5 J/cm², operating at 6 Hz with a 30 μm spot size. Each analysis lasted 45 seconds, followed by a 40-second background measurement. | NIST SRM610, MASS-1, NIST SRM612, GE8 | 71.1357 |  |  |  | 311.6999 |  | 0.053365 | [13 empty] | 1.442 | [5 empty] | 51.8811 |  | 2.9383 |  |  |  | 37.5173 | [9 empty] | 50019.81 |  | 0.074604 |  |  |  | 0.35536 | [7 empty] | 0.02073 | [13 empty] | 1.3718 | [9 empty] | 4.8954 | [5 empty] | 4403.6325 | [17 empty] | 0.87613 |  |  |  | 6.6934 | [5 empty] | 0.84438 | [11 empty] | 0.72827 |  | 3.5498 | [5 empty] | 0.087228 | [7 empty] | 3.5581 |  |  |  |  | 2025 | Li, Z., Lang, X., Song, W., Li, H., Li, C., Ma, X. (2025). LA-ICP-MS analysis of sulfides from the Sinongduo Ag-Pb-Zn deposit, Tibet: Insights into element incorporation mechanisms and ore genesis. Ore Geology Reviews, 106858. https://doi.org/10.1016/j.oregeorev.2025.106858 |  | CHN | Tibet
| Sinongduo |  | Epithermal | Epithermal | Epithermal Ag-Pb-Zn | Ag, Pb, Zn |  | Ag, Pb, Zn | Li et al., 2025 |  | BZK0001-205@11 | BZK0001-205@11-1 | drill core |  |  |  |  | ore material | drill core | drill core | mineral separate | [5 empty] | mineralisation |  |  |  | sphalerite, pyrite, galena | [6 empty] | quartz, chalcopyrite, calcite | major element determined by EPMA as internal standard to calibrate the LA-ICP-MS data such as Zn for sphalerite, Fe for pyrite, and Pb for galena | LA-ICPMS, EMPA | NWR 193 nm Ar F Excimer laser-ablation system interfaced with an i CAP RQ ICPMS | Guangzhou Tuoyan Analytical Technology Co., Ltd. in Guangzhou, China | 0.7 l/min He carrier gas, which was later mixed with 0.89 l/min Ar make-up gas. The laser was set at a fluence of 3.5 J/cm², operating at 6 Hz with a 30 μm spot size. Each analysis lasted 45 seconds, followed by a 40-second background measurement. | NIST SRM610, MASS-1, NIST SRM612, GE8 | 7.3065 |  |  |  | 56.5666 |  | 0.0714 | [7 empty] | 0.0104 | [5 empty] | 0.97928 | [5 empty] | 1.1999 |  | 1.2949 |  |  |  | 9.1041 | [9 empty] | 40924.77 |  | 1.51 |  |  |  | 0.46946 | [7 empty] | 0.01062 | [13 empty] | 0.11983 | [9 empty] | 0.63463 | [5 empty] | 82.24 | [17 empty] | 1.5237 |  |  |  | 4.5399 | [5 empty] | 1.2639 | [11 empty] | 0.84317 |  | 3.4237 | [5 empty] | 0.079069 | [7 empty] | 2.6533 |  |  |  |  | 2025 | Li, Z., Lang, X., Song, W., Li, H., Li, C., Ma, X. (2025). LA-ICP-MS analysis of sulfides from the Sinongduo Ag-Pb-Zn deposit, Tibet: Insights into element incorporation mechanisms and ore genesis. Ore Geology Reviews, 106858. https://doi.org/10.1016/j.oregeorev.2025.106858 |  | CHN | Tibet
| Sinongduo |  | Epithermal | Epithermal | Epithermal Ag-Pb-Zn | Ag, Pb, Zn |  | Ag, Pb, Zn | Li et al., 2025 |  | BZK0001-205@12 | BZK0001-205@12-1 | drill core |  |  |  |  | ore material | drill core | drill core | mineral separate | [5 empty] | mineralisation |  |  |  | sphalerite, pyrite, galena | [6 empty] | quartz, chalcopyrite, calcite | major element determined by EPMA as internal standard to calibrate the LA-ICP-MS data such as Zn for sphalerite, Fe for pyrite, and Pb for galena | LA-ICPMS, EMPA | NWR 193 nm Ar F Excimer laser-ablation system interfaced with an i CAP RQ ICPMS | Guangzhou Tuoyan Analytical Technology Co., Ltd. in Guangzhou, China | 0.7 l/min He carrier gas, which was later mixed with 0.89 l/min Ar make-up gas. The laser was set at a fluence of 3.5 J/cm², operating at 6 Hz with a 30 μm spot size. Each analysis lasted 45 seconds, followed by a 40-second background measurement. | NIST SRM610, MASS-1, NIST SRM612, GE8 | 773.1187 |  |  |  | 990.765 |  | 0.071748 | [7 empty] | 0.0051 | [5 empty] | 0.82694 | [5 empty] | 133.6997 |  | 13.0015 |  |  |  | 87.109 | [9 empty] | 31854.76 |  | 0.050023 |  |  |  | 0.50672 | [7 empty] | 0.02296 | [13 empty] | 7.1916 | [9 empty] | 16.3202 | [5 empty] | 981.3554 | [17 empty] | 1.1525 |  |  |  | 4.5666 | [5 empty] | 1.2306 | [11 empty] | 0.48832 |  | 13.1904 | [5 empty] | 0.044194 | [7 empty] | 2.4483 |  |  |  |  | 2025 | Li, Z., Lang, X., Song, W., Li, H., Li, C., Ma, X. (2025). LA-ICP-MS analysis of sulfides from the Sinongduo Ag-Pb-Zn deposit, Tibet: Insights into element incorporation mechanisms and ore genesis. Ore Geology Reviews, 106858. https://doi.org/10.1016/j.oregeorev.2025.106858 |  | CHN | Tibet
| Sinongduo |  | Epithermal | Epithermal | Epithermal Ag-Pb-Zn | Ag, Pb, Zn |  | Ag, Pb, Zn | Li et al., 2025 |  | BZK0001-205@13 | BZK0001-205@13-1 | drill core |  |  |  |  | ore material | drill core | drill core | mineral separate | [5 empty] | mineralisation |  |  |  | sphalerite, pyrite, galena | [6 empty] | quartz, chalcopyrite, calcite | major element determined by EPMA as internal standard to calibrate the LA-ICP-MS data such as Zn for sphalerite, Fe for pyrite, and Pb for galena | LA-ICPMS, EMPA | NWR 193 nm Ar F Excimer laser-ablation system interfaced with an i CAP RQ ICPMS | Guangzhou Tuoyan Analytical Technology Co., Ltd. in Guangzhou, China | 0.7 l/min He carrier gas, which was later mixed with 0.89 l/min Ar make-up gas. The laser was set at a fluence of 3.5 J/cm², operating at 6 Hz with a 30 μm spot size. Each analysis lasted 45 seconds, followed by a 40-second background measurement. | NIST SRM610, MASS-1, NIST SRM612, GE8 | 149.9823 |  |  |  | 386.1316 |  | 0.042931 | [13 empty] | 1.0318 | [5 empty] | 40.1778 |  | 5.8116 |  |  |  | 34.583 | [11 empty] | 0.065727 |  |  |  | 0.50011 | [7 empty] | 0.024041 | [13 empty] | 0.43224 | [9 empty] | 3.3226 | [5 empty] | 389.669 | [17 empty] | 0.95637 |  |  |  | 6.0116 | [5 empty] | 0.5164 | [11 empty] | 0.69678 |  | 11.3028 | [5 empty] | 0.081355 | [7 empty] | 7.4366 |  |  |  |  | 2025 | Li, Z., Lang, X., Song, W., Li, H., Li, C., Ma, X. (2025). LA-ICP-MS analysis of sulfides from the Sinongduo Ag-Pb-Zn deposit, Tibet: Insights into element incorporation mechanisms and ore genesis. Ore Geology Reviews, 106858. https://doi.org/10.1016/j.oregeorev.2025.106858 |  | CHN | Tibet
| Sinongduo |  | Epithermal | Epithermal | Epithermal Ag-Pb-Zn | Ag, Pb, Zn |  | Ag, Pb, Zn | Li et al., 2025 |  | BZK0001-205@14 | BZK0001-205@14-1 | drill core |  |  |  |  | ore material | drill core | drill core | mineral separate | [5 empty] | mineralisation |  |  |  | sphalerite, pyrite, galena | [6 empty] | quartz, chalcopyrite, calcite | major element determined by EPMA as internal standard to calibrate the LA-ICP-MS data such as Zn for sphalerite, Fe for pyrite, and Pb for galena | LA-ICPMS, EMPA | NWR 193 nm Ar F Excimer laser-ablation system interfaced with an i CAP RQ ICPMS | Guangzhou Tuoyan Analytical Technology Co., Ltd. in Guangzhou, China | 0.7 l/min He carrier gas, which was later mixed with 0.89 l/min Ar make-up gas. The laser was set at a fluence of 3.5 J/cm², operating at 6 Hz with a 30 μm spot size. Each analysis lasted 45 seconds, followed by a 40-second background measurement. | NIST SRM610, MASS-1, NIST SRM612, GE8 | 1578.6061 |  |  |  | 695.6979 |  | 0.096451 | [13 empty] | 0.61069 | [5 empty] | 144.6235 |  | 4.6928 |  |  |  | 102.0621 | [11 empty] | 0.066962 |  |  |  | 0.47303 | [7 empty] | 0.05065 | [13 empty] | 3.7923 | [9 empty] | 20.9869 | [5 empty] | 16662.0067 | [17 empty] | 1.1429 | [9 empty] | 6.7249 | [11 empty] | 0.74052 |  | 13.6148 | [5 empty] | 0.075234 | [7 empty] | 2.1754 |  |  |  |  | 2025 | Li, Z., Lang, X., Song, W., Li, H., Li, C., Ma, X. (2025). LA-ICP-MS analysis of sulfides from the Sinongduo Ag-Pb-Zn deposit, Tibet: Insights into element incorporation mechanisms and ore genesis. Ore Geology Reviews, 106858. https://doi.org/10.1016/j.oregeorev.2025.106858 |  | CHN | Tibet
| Sinongduo |  | Epithermal | Epithermal | Epithermal Ag-Pb-Zn | Ag, Pb, Zn |  | Ag, Pb, Zn | Li et al., 2025 |  | BZK0001-205@15 | BZK0001-205@15-1 | drill core |  |  |  |  | ore material | drill core | drill core | mineral separate | [5 empty] | mineralisation |  |  |  | sphalerite, pyrite, galena | [6 empty] | quartz, chalcopyrite, calcite | major element determined by EPMA as internal standard to calibrate the LA-ICP-MS data such as Zn for sphalerite, Fe for pyrite, and Pb for galena | LA-ICPMS, EMPA | NWR 193 nm Ar F Excimer laser-ablation system interfaced with an i CAP RQ ICPMS | Guangzhou Tuoyan Analytical Technology Co., Ltd. in Guangzhou, China | 0.7 l/min He carrier gas, which was later mixed with 0.89 l/min Ar make-up gas. The laser was set at a fluence of 3.5 J/cm², operating at 6 Hz with a 30 μm spot size. Each analysis lasted 45 seconds, followed by a 40-second background measurement. | NIST SRM610, MASS-1, NIST SRM612, GE8 | 10.9722 |  |  |  | 646.6189 | [9 empty] | 7.9602 | [5 empty] | 1.2431 | [5 empty] | 31.2982 |  | 1.7664 |  |  |  | 36.299 | [11 empty] | 1.5542 |  |  |  | 0.50987 | [7 empty] | 0.14229 | [13 empty] | 203.9536 | [9 empty] | 0.78253 | [5 empty] | 734.7634 | [17 empty] | 0.97228 |  |  |  | 6.6632 | [5 empty] | 9.5922 | [11 empty] | 4.7086 |  | 1.6118 | [5 empty] | 0.09493 | [7 empty] | 8.9135 |  |  |  |  | 2025 | Li, Z., Lang, X., Song, W., Li, H., Li, C., Ma, X. (2025). LA-ICP-MS analysis of sulfides from the Sinongduo Ag-Pb-Zn deposit, Tibet: Insights into element incorporation mechanisms and ore genesis. Ore Geology Reviews, 106858. https://doi.org/10.1016/j.oregeorev.2025.106858 |  | CHN | Tibet
| Sinongduo |  | Epithermal | Epithermal | Epithermal Ag-Pb-Zn | Ag, Pb, Zn |  | Ag, Pb, Zn | Li et al., 2025 |  | BZK0001-205@16 | BZK0001-205@16-1 | drill core |  |  |  |  | ore material | drill core | drill core | mineral separate | [5 empty] | mineralisation |  |  |  | sphalerite, pyrite, galena | [6 empty] | quartz, chalcopyrite, calcite | major element determined by EPMA as internal standard to calibrate the LA-ICP-MS data such as Zn for sphalerite, Fe for pyrite, and Pb for galena | LA-ICPMS, EMPA | NWR 193 nm Ar F Excimer laser-ablation system interfaced with an i CAP RQ ICPMS | Guangzhou Tuoyan Analytical Technology Co., Ltd. in Guangzhou, China | 0.7 l/min He carrier gas, which was later mixed with 0.89 l/min Ar make-up gas. The laser was set at a fluence of 3.5 J/cm², operating at 6 Hz with a 30 μm spot size. Each analysis lasted 45 seconds, followed by a 40-second background measurement. | NIST SRM610, MASS-1, NIST SRM612, GE8 | 1.7733 |  |  |  | 63.7263 | [9 empty] | 0.82541 | [5 empty] | 1.4755 | [5 empty] | 175.3505 |  | 2.2622 |  |  |  | 4.4586 | [11 empty] | 0.18493 |  |  |  | 0.49357 | [7 empty] | 0.029965 | [13 empty] | 45.3227 | [9 empty] | 4.3573 | [5 empty] | 108.3264 | [17 empty] | 0.1782 |  |  |  | 7.9323 | [5 empty] | 1.1863 | [11 empty] | 1.3927 |  | 0.28543 | [5 empty] | 0.090809 | [7 empty] | 4.8936 |  |  |  |  | 2025 | Li, Z., Lang, X., Song, W., Li, H., Li, C., Ma, X. (2025). LA-ICP-MS analysis of sulfides from the Sinongduo Ag-Pb-Zn deposit, Tibet: Insights into element incorporation mechanisms and ore genesis. Ore Geology Reviews, 106858. https://doi.org/10.1016/j.oregeorev.2025.106858 |  | CHN | Tibet
| Sinongduo |  | Epithermal | Epithermal | Epithermal Ag-Pb-Zn | Ag, Pb, Zn |  | Ag, Pb, Zn | Li et al., 2025 |  | BZK0001-205@17 | BZK0001-205@17-1 | drill core |  |  |  |  | ore material | drill core | drill core | mineral separate | [5 empty] | mineralisation |  |  |  | sphalerite, pyrite, galena | [6 empty] | quartz, chalcopyrite, calcite | major element determined by EPMA as internal standard to calibrate the LA-ICP-MS data such as Zn for sphalerite, Fe for pyrite, and Pb for galena | LA-ICPMS, EMPA | NWR 193 nm Ar F Excimer laser-ablation system interfaced with an i CAP RQ ICPMS | Guangzhou Tuoyan Analytical Technology Co., Ltd. in Guangzhou, China | 0.7 l/min He carrier gas, which was later mixed with 0.89 l/min Ar make-up gas. The laser was set at a fluence of 3.5 J/cm², operating at 6 Hz with a 30 μm spot size. Each analysis lasted 45 seconds, followed by a 40-second background measurement. | NIST SRM610, MASS-1, NIST SRM612, GE8 | 0.54501 |  |  |  | 3.5295 | [9 empty] | 0.044921 | [5 empty] | 1.6689 | [5 empty] | 1.9335 |  | 2.1481 |  |  |  | 1.0806 | [11 empty] | 0.11186 |  |  |  | 0.50675 | [7 empty] | 0.036513 | [13 empty] | 17.7041 | [15 empty] | 22.3552 | [17 empty] | 0.031993 |  |  |  | 8.8324 | [5 empty] | 0.60179 | [11 empty] | 1.3987 | [7 empty] | 0.11224 | [7 empty] | 4.9564 |  |  |  |  | 2025 | Li, Z., Lang, X., Song, W., Li, H., Li, C., Ma, X. (2025). LA-ICP-MS analysis of sulfides from the Sinongduo Ag-Pb-Zn deposit, Tibet: Insights into element incorporation mechanisms and ore genesis. Ore Geology Reviews, 106858. https://doi.org/10.1016/j.oregeorev.2025.106858 |  | CHN | Tibet
| Sinongduo |  | Epithermal | Epithermal | Epithermal Ag-Pb-Zn | Ag, Pb, Zn |  | Ag, Pb, Zn | Li et al., 2025 |  | BZK0001-205@18 | BZK0001-205@18-1 | drill core |  |  |  |  | ore material | drill core | drill core | mineral separate | [5 empty] | mineralisation |  |  |  | sphalerite, pyrite, galena | [6 empty] | quartz, chalcopyrite, calcite | major element determined by EPMA as internal standard to calibrate the LA-ICP-MS data such as Zn for sphalerite, Fe for pyrite, and Pb for galena | LA-ICPMS, EMPA | NWR 193 nm Ar F Excimer laser-ablation system interfaced with an i CAP RQ ICPMS | Guangzhou Tuoyan Analytical Technology Co., Ltd. in Guangzhou, China | 0.7 l/min He carrier gas, which was later mixed with 0.89 l/min Ar make-up gas. The laser was set at a fluence of 3.5 J/cm², operating at 6 Hz with a 30 μm spot size. Each analysis lasted 45 seconds, followed by a 40-second background measurement. | NIST SRM610, MASS-1, NIST SRM612, GE8 | 0.81013 |  |  |  | 4.1774 | [9 empty] | 0.054819 | [5 empty] | 1.9831 | [5 empty] | 19.6568 |  | 2.2655 |  |  |  | 1.8063 | [11 empty] | 0.15678 |  |  |  | 0.46392 | [21 empty] | 43.9729 | [9 empty] | 0.96772 | [5 empty] | 26.6748 | [17 empty] | 0.019121 |  |  |  | 8.2367 | [5 empty] | 0.61416 | [11 empty] | 1.2552 |  | 0.016014 | [5 empty] | 0.11706 | [7 empty] | 5.3658 |  |  |  |  | 2025 | Li, Z., Lang, X., Song, W., Li, H., Li, C., Ma, X. (2025). LA-ICP-MS analysis of sulfides from the Sinongduo Ag-Pb-Zn deposit, Tibet: Insights into element incorporation mechanisms and ore genesis. Ore Geology Reviews, 106858. https://doi.org/10.1016/j.oregeorev.2025.106858 |  | CHN | Tibet
| Sinongduo |  | Epithermal | Epithermal | Epithermal Ag-Pb-Zn | Ag, Pb, Zn |  | Ag, Pb, Zn | Li et al., 2025 |  | BZK0001-205@19 | BZK0001-205@19-1 | drill core |  |  |  |  | ore material | drill core | drill core | mineral separate | [5 empty] | mineralisation |  |  |  | sphalerite, pyrite, galena | [6 empty] | quartz, chalcopyrite, calcite | major element determined by EPMA as internal standard to calibrate the LA-ICP-MS data such as Zn for sphalerite, Fe for pyrite, and Pb for galena | LA-ICPMS, EMPA | NWR 193 nm Ar F Excimer laser-ablation system interfaced with an i CAP RQ ICPMS | Guangzhou Tuoyan Analytical Technology Co., Ltd. in Guangzhou, China | 0.7 l/min He carrier gas, which was later mixed with 0.89 l/min Ar make-up gas. The laser was set at a fluence of 3.5 J/cm², operating at 6 Hz with a 30 μm spot size. Each analysis lasted 45 seconds, followed by a 40-second background measurement. | NIST SRM610, MASS-1, NIST SRM612, GE8 | 0.009823 |  |  |  | 8.3508 | [15 empty] | 1.3844 | [5 empty] | 0.39033 |  | 2.0558 |  |  |  | 0.56334 | [11 empty] | 0.0785 |  |  |  | 0.53958 | [21 empty] | 0.12915 | [9 empty] | 0.72196 | [23 empty] | 0.015695 |  |  |  | 7.3061 | [5 empty] | 0.54451 | [27 empty] | 4.4592 |  |  |  |  | 2025 | Li, Z., Lang, X., Song, W., Li, H., Li, C., Ma, X. (2025). LA-ICP-MS analysis of sulfides from the Sinongduo Ag-Pb-Zn deposit, Tibet: Insights into element incorporation mechanisms and ore genesis. Ore Geology Reviews, 106858. https://doi.org/10.1016/j.oregeorev.2025.106858 |  | CHN | Tibet
| Sinongduo |  | Epithermal | Epithermal | Epithermal Ag-Pb-Zn | Ag, Pb, Zn |  | Ag, Pb, Zn | Li et al., 2025 |  | BZK0001-205@20 | BZK0001-205@20-1 | drill core |  |  |  |  | ore material | drill core | drill core | mineral separate | [5 empty] | mineralisation |  |  |  | sphalerite, pyrite, galena | [6 empty] | quartz, chalcopyrite, calcite | major element determined by EPMA as internal standard to calibrate the LA-ICP-MS data such as Zn for sphalerite, Fe for pyrite, and Pb for galena | LA-ICPMS, EMPA | NWR 193 nm Ar F Excimer laser-ablation system interfaced with an i CAP RQ ICPMS | Guangzhou Tuoyan Analytical Technology Co., Ltd. in Guangzhou, China | 0.7 l/min He carrier gas, which was later mixed with 0.89 l/min Ar make-up gas. The laser was set at a fluence of 3.5 J/cm², operating at 6 Hz with a 30 μm spot size. Each analysis lasted 45 seconds, followed by a 40-second background measurement. | NIST SRM610, MASS-1, NIST SRM612, GE8 | 0.017797 |  |  |  | 2.4874 | [15 empty] | 1.5856 | [5 empty] | 3.5077 |  | 2.2196 | [15 empty] | 0.1337 |  |  |  | 0.51914 | [7 empty] | 0.032152 | [13 empty] | 0.13176 | [9 empty] | 0.9833 | [23 empty] | 0.01797 |  |  |  | 8.1385 | [5 empty] | 0.59596 | [11 empty] | 1.0116 | [7 empty] | 0.099509 | [12 empty] | 2025 | Li, Z., Lang, X., Song, W., Li, H., Li, C., Ma, X. (2025). LA-ICP-MS analysis of sulfides from the Sinongduo Ag-Pb-Zn deposit, Tibet: Insights into element incorporation mechanisms and ore genesis. Ore Geology Reviews, 106858. https://doi.org/10.1016/j.oregeorev.2025.106858 |  | CHN | Tibet
| Sinongduo |  | Epithermal | Epithermal | Epithermal Ag-Pb-Zn | Ag, Pb, Zn |  | Ag, Pb, Zn | Li et al., 2025 |  | BZK0022-89@01 | BZK0022-89@01-1 | drill core |  |  |  |  | ore material | drill core | drill core | mineral separate | [5 empty] | mineralisation |  |  |  | sphalerite, pyrite, galena | [6 empty] | quartz, chalcopyrite, calcite | major element determined by EPMA as internal standard to calibrate the LA-ICP-MS data such as Zn for sphalerite, Fe for pyrite, and Pb for galena | LA-ICPMS, EMPA | NWR 193 nm Ar F Excimer laser-ablation system interfaced with an i CAP RQ ICPMS | Guangzhou Tuoyan Analytical Technology Co., Ltd. in Guangzhou, China | 0.7 l/min He carrier gas, which was later mixed with 0.89 l/min Ar make-up gas. The laser was set at a fluence of 3.5 J/cm², operating at 6 Hz with a 30 μm spot size. Each analysis lasted 45 seconds, followed by a 40-second background measurement. | NIST SRM610, MASS-1, NIST SRM612, GE8 | 31.0976 |  |  |  | 0.84114 |  | 0.006617 | [7 empty] | 3.0461 | [5 empty] | 5283.4684 | [5 empty] | 0.90666 |  | 1.1791 |  |  |  | 123.5617 | [9 empty] | 12290.8382 |  | 0.11396 |  |  |  | 0.051253 | [7 empty] | 1.558 | [13 empty] | 424.2758 | [9 empty] | 0.49197 | [5 empty] | 16.1393 | [17 empty] | 0.030911 |  |  |  | 4.4474 | [5 empty] | 1.5596 | [11 empty] | 0.39647 |  | 0.13864 | [5 empty] | 0.055161 | [7 empty] | 4.3082 |  |  |  |  | 2025 | Li, Z., Lang, X., Song, W., Li, H., Li, C., Ma, X. (2025). LA-ICP-MS analysis of sulfides from the Sinongduo Ag-Pb-Zn deposit, Tibet: Insights into element incorporation mechanisms and ore genesis. Ore Geology Reviews, 106858. https://doi.org/10.1016/j.oregeorev.2025.106858 |  | CHN | Tibet
| Sinongduo |  | Epithermal | Epithermal | Epithermal Ag-Pb-Zn | Ag, Pb, Zn |  | Ag, Pb, Zn | Li et al., 2025 |  | BZK0022-89@02 | BZK0022-89@02-1 | drill core |  |  |  |  | ore material | drill core | drill core | mineral separate | [5 empty] | mineralisation |  |  |  | sphalerite, pyrite, galena | [6 empty] | quartz, chalcopyrite, calcite | major element determined by EPMA as internal standard to calibrate the LA-ICP-MS data such as Zn for sphalerite, Fe for pyrite, and Pb for galena | LA-ICPMS, EMPA | NWR 193 nm Ar F Excimer laser-ablation system interfaced with an i CAP RQ ICPMS | Guangzhou Tuoyan Analytical Technology Co., Ltd. in Guangzhou, China | 0.7 l/min He carrier gas, which was later mixed with 0.89 l/min Ar make-up gas. The laser was set at a fluence of 3.5 J/cm², operating at 6 Hz with a 30 μm spot size. Each analysis lasted 45 seconds, followed by a 40-second background measurement. | NIST SRM610, MASS-1, NIST SRM612, GE8 | 63.9054 |  |  |  | 0.9574 |  | 0.033743 | [7 empty] | 3.6637 | [5 empty] | 5388.2478 | [5 empty] | 3.0583 |  | 1.2056 |  |  |  | 315.4096 | [9 empty] | 13567.5596 |  | 0.28013 |  |  |  | 0.064049 | [7 empty] | 2.8096 | [13 empty] | 408.9975 | [9 empty] | 0.55024 | [5 empty] | 1742.2865 | [17 empty] | 0.084811 |  |  |  | 4.578 | [5 empty] | 10.6278 | [11 empty] | 0.705 |  | 0.1284 | [5 empty] | 0.06704 | [7 empty] | 4.3437 |  |  |  |  | 2025 | Li, Z., Lang, X., Song, W., Li, H., Li, C., Ma, X. (2025). LA-ICP-MS analysis of sulfides from the Sinongduo Ag-Pb-Zn deposit, Tibet: Insights into element incorporation mechanisms and ore genesis. Ore Geology Reviews, 106858. https://doi.org/10.1016/j.oregeorev.2025.106858 |  | CHN | Tibet
| Sinongduo |  | Epithermal | Epithermal | Epithermal Ag-Pb-Zn | Ag, Pb, Zn |  | Ag, Pb, Zn | Li et al., 2025 |  | BZK0022-89@03 | BZK0022-89@03-1 | drill core |  |  |  |  | ore material | drill core | drill core | mineral separate | [5 empty] | mineralisation |  |  |  | sphalerite, pyrite, galena | [6 empty] | quartz, chalcopyrite, calcite | major element determined by EPMA as internal standard to calibrate the LA-ICP-MS data such as Zn for sphalerite, Fe for pyrite, and Pb for galena | LA-ICPMS, EMPA | NWR 193 nm Ar F Excimer laser-ablation system interfaced with an i CAP RQ ICPMS | Guangzhou Tuoyan Analytical Technology Co., Ltd. in Guangzhou, China | 0.7 l/min He carrier gas, which was later mixed with 0.89 l/min Ar make-up gas. The laser was set at a fluence of 3.5 J/cm², operating at 6 Hz with a 30 μm spot size. Each analysis lasted 45 seconds, followed by a 40-second background measurement. | NIST SRM610, MASS-1, NIST SRM612, GE8 | 30.1669 |  |  |  | 0.83464 | [9 empty] | 6.2974 | [5 empty] | 5285.433 | [5 empty] | 6.8776 |  | 1.1124 |  |  |  | 165.8972 | [9 empty] | 12598.3884 |  | 0.08506 |  |  |  | 0.045155 | [7 empty] | 6.4918 | [13 empty] | 471.6284 | [9 empty] | 1.4759 | [5 empty] | 835.5479 | [17 empty] | 47.1233 |  |  |  | 4.4049 | [5 empty] | 2.0173 | [11 empty] | 0.66653 |  | 0.004384 | [5 empty] | 0.053169 | [7 empty] | 5.1813 |  |  |  |  | 2025 | Li, Z., Lang, X., Song, W., Li, H., Li, C., Ma, X. (2025). LA-ICP-MS analysis of sulfides from the Sinongduo Ag-Pb-Zn deposit, Tibet: Insights into element incorporation mechanisms and ore genesis. Ore Geology Reviews, 106858. https://doi.org/10.1016/j.oregeorev.2025.106858 |  | CHN | Tibet
| Sinongduo |  | Epithermal | Epithermal | Epithermal Ag-Pb-Zn | Ag, Pb, Zn |  | Ag, Pb, Zn | Li et al., 2025 |  | BZK0022-89@04 | BZK0022-89@04-1 | drill core |  |  |  |  | ore material | drill core | drill core | mineral separate | [5 empty] | mineralisation |  |  |  | sphalerite, pyrite, galena | [6 empty] | quartz, chalcopyrite, calcite | major element determined by EPMA as internal standard to calibrate the LA-ICP-MS data such as Zn for sphalerite, Fe for pyrite, and Pb for galena | LA-ICPMS, EMPA | NWR 193 nm Ar F Excimer laser-ablation system interfaced with an i CAP RQ ICPMS | Guangzhou Tuoyan Analytical Technology Co., Ltd. in Guangzhou, China | 0.7 l/min He carrier gas, which was later mixed with 0.89 l/min Ar make-up gas. The laser was set at a fluence of 3.5 J/cm², operating at 6 Hz with a 30 μm spot size. Each analysis lasted 45 seconds, followed by a 40-second background measurement. | NIST SRM610, MASS-1, NIST SRM612, GE8 | 29.0219 |  |  |  | 0.96119 | [9 empty] | 3.9894 | [5 empty] | 5509.1869 | [5 empty] | 0.62207 |  | 1.3208 |  |  |  | 121.7572 | [9 empty] | 12693.4339 |  | 0.068378 |  |  |  | 0.084661 | [7 empty] | 1.2346 | [13 empty] | 450.2415 | [9 empty] | 0.88881 | [5 empty] | 2743.2282 | [17 empty] | 0.031884 |  |  |  | 4.9679 | [5 empty] | 0.83891 | [11 empty] | 0.87782 |  | 0.23615 | [5 empty] | 0.053907 | [7 empty] | 3.8232 |  |  |  |  | 2025 | Li, Z., Lang, X., Song, W., Li, H., Li, C., Ma, X. (2025). LA-ICP-MS analysis of sulfides from the Sinongduo Ag-Pb-Zn deposit, Tibet: Insights into element incorporation mechanisms and ore genesis. Ore Geology Reviews, 106858. https://doi.org/10.1016/j.oregeorev.2025.106858 |  | CHN | Tibet
| Sinongduo |  | Epithermal | Epithermal | Epithermal Ag-Pb-Zn | Ag, Pb, Zn |  | Ag, Pb, Zn | Li et al., 2025 |  | BZK0022-89@05 | BZK0022-89@05-1 | drill core |  |  |  |  | ore material | drill core | drill core | mineral separate | [5 empty] | mineralisation |  |  |  | sphalerite, pyrite, galena | [6 empty] | quartz, chalcopyrite, calcite | major element determined by EPMA as internal standard to calibrate the LA-ICP-MS data such as Zn for sphalerite, Fe for pyrite, and Pb for galena | LA-ICPMS, EMPA | NWR 193 nm Ar F Excimer laser-ablation system interfaced with an i CAP RQ ICPMS | Guangzhou Tuoyan Analytical Technology Co., Ltd. in Guangzhou, China | 0.7 l/min He carrier gas, which was later mixed with 0.89 l/min Ar make-up gas. The laser was set at a fluence of 3.5 J/cm², operating at 6 Hz with a 30 μm spot size. Each analysis lasted 45 seconds, followed by a 40-second background measurement. | NIST SRM610, MASS-1, NIST SRM612, GE8 | 26.414 |  |  |  | 1.0861 | [9 empty] | 1.5283 | [5 empty] | 5406.3899 | [5 empty] | 1.2008 |  | 19.6102 |  |  |  | 90.4361 | [9 empty] | 12652.6723 |  | 0.20375 |  |  |  | 0.068513 | [7 empty] | 0.02562 | [13 empty] | 450.2147 | [9 empty] | 0.62299 | [5 empty] | 159.2939 | [17 empty] | 28.7658 |  |  |  | 5.4806 | [5 empty] | 13.9155 | [11 empty] | 0.7934 |  | 0.18065 | [13 empty] | 3.097 |  |  |  |  | 2025 | Li, Z., Lang, X., Song, W., Li, H., Li, C., Ma, X. (2025). LA-ICP-MS analysis of sulfides from the Sinongduo Ag-Pb-Zn deposit, Tibet: Insights into element incorporation mechanisms and ore genesis. Ore Geology Reviews, 106858. https://doi.org/10.1016/j.oregeorev.2025.106858 |  | CHN | Tibet
| Sinongduo |  | Epithermal | Epithermal | Epithermal Ag-Pb-Zn | Ag, Pb, Zn |  | Ag, Pb, Zn | Li et al., 2025 |  | BZK0022-89@06 | BZK0022-89@06-1 | drill core |  |  |  |  | ore material | drill core | drill core | mineral separate | [5 empty] | mineralisation |  |  |  | sphalerite, pyrite, galena | [6 empty] | quartz, chalcopyrite, calcite | major element determined by EPMA as internal standard to calibrate the LA-ICP-MS data such as Zn for sphalerite, Fe for pyrite, and Pb for galena | LA-ICPMS, EMPA | NWR 193 nm Ar F Excimer laser-ablation system interfaced with an i CAP RQ ICPMS | Guangzhou Tuoyan Analytical Technology Co., Ltd. in Guangzhou, China | 0.7 l/min He carrier gas, which was later mixed with 0.89 l/min Ar make-up gas. The laser was set at a fluence of 3.5 J/cm², operating at 6 Hz with a 30 μm spot size. Each analysis lasted 45 seconds, followed by a 40-second background measurement. | NIST SRM610, MASS-1, NIST SRM612, GE8 | 40.8348 |  |  |  | 1.0812 | [9 empty] | 1.1816 | [5 empty] | 5648.1881 | [5 empty] | 6.4982 |  | 1.334 |  |  |  | 571.0663 | [9 empty] | 12942.1958 |  | 0.32761 |  |  |  | 0.063277 | [7 empty] | 9.7146 | [13 empty] | 436.8406 | [9 empty] | 0.5696 | [5 empty] | 32.0519 | [17 empty] | 0.055919 |  |  |  | 48.2505 | [5 empty] | 20.0757 | [11 empty] | 0.78989 |  | 0.092052 | [5 empty] | 0.073667 | [7 empty] | 3.2004 |  |  |  |  | 2025 | Li, Z., Lang, X., Song, W., Li, H., Li, C., Ma, X. (2025). LA-ICP-MS analysis of sulfides from the Sinongduo Ag-Pb-Zn deposit, Tibet: Insights into element incorporation mechanisms and ore genesis. Ore Geology Reviews, 106858. https://doi.org/10.1016/j.oregeorev.2025.106858 |  | CHN | Tibet
| Sinongduo |  | Epithermal | Epithermal | Epithermal Ag-Pb-Zn | Ag, Pb, Zn |  | Ag, Pb, Zn | Li et al., 2025 |  | BZK0022-89@07 | BZK0022-89@07-1 | drill core |  |  |  |  | ore material | drill core | drill core | mineral separate | [5 empty] | mineralisation |  |  |  | sphalerite, pyrite, galena | [6 empty] | quartz, chalcopyrite, calcite | major element determined by EPMA as internal standard to calibrate the LA-ICP-MS data such as Zn for sphalerite, Fe for pyrite, and Pb for galena | LA-ICPMS, EMPA | NWR 193 nm Ar F Excimer laser-ablation system interfaced with an i CAP RQ ICPMS | Guangzhou Tuoyan Analytical Technology Co., Ltd. in Guangzhou, China | 0.7 l/min He carrier gas, which was later mixed with 0.89 l/min Ar make-up gas. The laser was set at a fluence of 3.5 J/cm², operating at 6 Hz with a 30 μm spot size. Each analysis lasted 45 seconds, followed by a 40-second background measurement. | NIST SRM610, MASS-1, NIST SRM612, GE8 | 45.7401 |  |  |  | 63.3966 |  | 0.025402 | [7 empty] | 1.077 | [5 empty] | 5310.5099 | [5 empty] | 1.0928 |  | 1.2142 |  |  |  | 117.8062 | [9 empty] | 11988.22 |  | 0.3528 |  |  |  | 0.87818 | [7 empty] | 1.9062 | [13 empty] | 424.1142 | [9 empty] | 0.59964 | [5 empty] | 21.7132 | [17 empty] | 0.030616 |  |  |  | 5.3596 | [5 empty] | 22.3644 | [11 empty] | 0.66738 |  | 0.013698 | [5 empty] | 0.067233 | [7 empty] | 2.8359 |  |  |  |  | 2025 | Li, Z., Lang, X., Song, W., Li, H., Li, C., Ma, X. (2025). LA-ICP-MS analysis of sulfides from the Sinongduo Ag-Pb-Zn deposit, Tibet: Insights into element incorporation mechanisms and ore genesis. Ore Geology Reviews, 106858. https://doi.org/10.1016/j.oregeorev.2025.106858 |  | CHN | Tibet
| Sinongduo |  | Epithermal | Epithermal | Epithermal Ag-Pb-Zn | Ag, Pb, Zn |  | Ag, Pb, Zn | Li et al., 2025 |  | BZK0022-89@08 | BZK0022-89@08-1 | drill core |  |  |  |  | ore material | drill core | drill core | mineral separate | [5 empty] | mineralisation |  |  |  | sphalerite, pyrite, galena | [6 empty] | quartz, chalcopyrite, calcite | major element determined by EPMA as internal standard to calibrate the LA-ICP-MS data such as Zn for sphalerite, Fe for pyrite, and Pb for galena | LA-ICPMS, EMPA | NWR 193 nm Ar F Excimer laser-ablation system interfaced with an i CAP RQ ICPMS | Guangzhou Tuoyan Analytical Technology Co., Ltd. in Guangzhou, China | 0.7 l/min He carrier gas, which was later mixed with 0.89 l/min Ar make-up gas. The laser was set at a fluence of 3.5 J/cm², operating at 6 Hz with a 30 μm spot size. Each analysis lasted 45 seconds, followed by a 40-second background measurement. | NIST SRM610, MASS-1, NIST SRM612, GE8 | 119.7285 |  |  |  | 1.0611 |  | 0.32948 | [7 empty] | 0.73754 | [5 empty] | 5208.9724 | [5 empty] | 9.4392 |  | 1.4078 |  |  |  | 718.1966 | [9 empty] | 12617.8929 |  | 1.9558 |  |  |  | 0.058537 | [7 empty] | 5.8531 | [13 empty] | 443.9109 | [9 empty] | 0.66441 | [5 empty] | 407.2975 | [17 empty] | 30.5279 |  |  |  | 5.1873 | [5 empty] | 155.1822 | [11 empty] | 0.79889 |  | 0.11446 | [5 empty] | 0.082755 | [7 empty] | 2.8892 |  |  |  |  | 2025 | Li, Z., Lang, X., Song, W., Li, H., Li, C., Ma, X. (2025). LA-ICP-MS analysis of sulfides from the Sinongduo Ag-Pb-Zn deposit, Tibet: Insights into element incorporation mechanisms and ore genesis. Ore Geology Reviews, 106858. https://doi.org/10.1016/j.oregeorev.2025.106858 |  | CHN | Tibet
| Sinongduo |  | Epithermal | Epithermal | Epithermal Ag-Pb-Zn | Ag, Pb, Zn |  | Ag, Pb, Zn | Li et al., 2025 |  | BZK0022-89@09 | BZK0022-89@09-1 | drill core |  |  |  |  | ore material | drill core | drill core | mineral separate | [5 empty] | mineralisation |  |  |  | sphalerite, pyrite, galena | [6 empty] | quartz, chalcopyrite, calcite | major element determined by EPMA as internal standard to calibrate the LA-ICP-MS data such as Zn for sphalerite, Fe for pyrite, and Pb for galena | LA-ICPMS, EMPA | NWR 193 nm Ar F Excimer laser-ablation system interfaced with an i CAP RQ ICPMS | Guangzhou Tuoyan Analytical Technology Co., Ltd. in Guangzhou, China | 0.7 l/min He carrier gas, which was later mixed with 0.89 l/min Ar make-up gas. The laser was set at a fluence of 3.5 J/cm², operating at 6 Hz with a 30 μm spot size. Each analysis lasted 45 seconds, followed by a 40-second background measurement. | NIST SRM610, MASS-1, NIST SRM612, GE8 | 94.0964 |  |  |  | 0.98068 |  | 0.043811 | [7 empty] | 0.81139 | [5 empty] | 5448.0683 | [5 empty] | 1.3773 |  | 1.5521 |  |  |  | 251.4879 | [9 empty] | 13104.1629 |  | 0.11107 |  |  |  | 0.058366 | [7 empty] | 24.0469 | [13 empty] | 392.5198 | [9 empty] | 0.55112 | [5 empty] | 14839.3522 | [17 empty] | 0.10653 |  |  |  | 5.2184 | [5 empty] | 25.8263 | [11 empty] | 0.73047 |  | 0.011766 | [5 empty] | 0.086585 | [7 empty] | 2.3023 |  |  |  |  | 2025 | Li, Z., Lang, X., Song, W., Li, H., Li, C., Ma, X. (2025). LA-ICP-MS analysis of sulfides from the Sinongduo Ag-Pb-Zn deposit, Tibet: Insights into element incorporation mechanisms and ore genesis. Ore Geology Reviews, 106858. https://doi.org/10.1016/j.oregeorev.2025.106858 |  | CHN | Tibet
| Sinongduo |  | Epithermal | Epithermal | Epithermal Ag-Pb-Zn | Ag, Pb, Zn |  | Ag, Pb, Zn | Li et al., 2025 |  | BZK0022-89@10 | BZK0022-89@10-1 | drill core |  |  |  |  | ore material | drill core | drill core | mineral separate | [5 empty] | mineralisation |  |  |  | sphalerite, pyrite, galena | [6 empty] | quartz, chalcopyrite, calcite | major element determined by EPMA as internal standard to calibrate the LA-ICP-MS data such as Zn for sphalerite, Fe for pyrite, and Pb for galena | LA-ICPMS, EMPA | NWR 193 nm Ar F Excimer laser-ablation system interfaced with an i CAP RQ ICPMS | Guangzhou Tuoyan Analytical Technology Co., Ltd. in Guangzhou, China | 0.7 l/min He carrier gas, which was later mixed with 0.89 l/min Ar make-up gas. The laser was set at a fluence of 3.5 J/cm², operating at 6 Hz with a 30 μm spot size. Each analysis lasted 45 seconds, followed by a 40-second background measurement. | NIST SRM610, MASS-1, NIST SRM612, GE8 | 71.6959 |  |  |  | 0.99602 | [9 empty] | 1.7637 | [5 empty] | 5400.9644 | [5 empty] | 3.9434 |  | 1.193 |  |  |  | 270.4667 | [9 empty] | 13653.9289 |  | 0.62053 |  |  |  | 0.060172 | [7 empty] | 63.2799 | [13 empty] | 470.0667 | [9 empty] | 0.61726 | [5 empty] | 29.356 | [17 empty] | 0.014309 |  |  |  | 31.2817 | [5 empty] | 12.6785 | [11 empty] | 0.614 |  | 0.14725 | [5 empty] | 0.026469 | [12 empty] | 2025 | Li, Z., Lang, X., Song, W., Li, H., Li, C., Ma, X. (2025). LA-ICP-MS analysis of sulfides from the Sinongduo Ag-Pb-Zn deposit, Tibet: Insights into element incorporation mechanisms and ore genesis. Ore Geology Reviews, 106858. https://doi.org/10.1016/j.oregeorev.2025.106858 |  | CHN | Tibet
| Sinongduo |  | Epithermal | Epithermal | Epithermal Ag-Pb-Zn | Ag, Pb, Zn |  | Ag, Pb, Zn | Li et al., 2025 |  | BZK0021-130@01 | BZK0021-130@01-1 | drill core |  |  |  |  | ore material | drill core | drill core | mineral separate | [5 empty] | mineralisation |  |  |  | sphalerite, pyrite, galena | [6 empty] | quartz, chalcopyrite, calcite | major element determined by EPMA as internal standard to calibrate the LA-ICP-MS data such as Zn for sphalerite, Fe for pyrite, and Pb for galena | LA-ICPMS, EMPA | NWR 193 nm Ar F Excimer laser-ablation system interfaced with an i CAP RQ ICPMS | Guangzhou Tuoyan Analytical Technology Co., Ltd. in Guangzhou, China | 0.7 l/min He carrier gas, which was later mixed with 0.89 l/min Ar make-up gas. The laser was set at a fluence of 3.5 J/cm², operating at 6 Hz with a 30 μm spot size. Each analysis lasted 45 seconds, followed by a 40-second background measurement. | NIST SRM610, MASS-1, NIST SRM612, GE8 | 333.8568 |  |  |  | 33.6639 |  | 0.042379 | [13 empty] | 5565.4098 | [5 empty] | 24.7271 |  | 1.4333 |  |  |  | 18699.8013 | [9 empty] | 29266.5296 |  | 0.34522 |  |  |  | 0.067534 | [7 empty] | 4.9344 | [13 empty] | 201.4142 | [9 empty] | 0.7145 | [5 empty] | 17.5 | [17 empty] | 0.13055 |  |  |  | 6.6747 | [5 empty] | 3.4658 | [11 empty] | 1.0411 |  | 0.27218 | [5 empty] | 0.089254 | [12 empty] | 2025 | Li, Z., Lang, X., Song, W., Li, H., Li, C., Ma, X. (2025). LA-ICP-MS analysis of sulfides from the Sinongduo Ag-Pb-Zn deposit, Tibet: Insights into element incorporation mechanisms and ore genesis. Ore Geology Reviews, 106858. https://doi.org/10.1016/j.oregeorev.2025.106858 |  | CHN | Tibet
| Sinongduo |  | Epithermal | Epithermal | Epithermal Ag-Pb-Zn | Ag, Pb, Zn |  | Ag, Pb, Zn | Li et al., 2025 |  | BZK0021-130@02 | BZK0021-130@02-1 | drill core |  |  |  |  | ore material | drill core | drill core | mineral separate | [5 empty] | mineralisation |  |  |  | sphalerite, pyrite, galena | [6 empty] | quartz, chalcopyrite, calcite | major element determined by EPMA as internal standard to calibrate the LA-ICP-MS data such as Zn for sphalerite, Fe for pyrite, and Pb for galena | LA-ICPMS, EMPA | NWR 193 nm Ar F Excimer laser-ablation system interfaced with an i CAP RQ ICPMS | Guangzhou Tuoyan Analytical Technology Co., Ltd. in Guangzhou, China | 0.7 l/min He carrier gas, which was later mixed with 0.89 l/min Ar make-up gas. The laser was set at a fluence of 3.5 J/cm², operating at 6 Hz with a 30 μm spot size. Each analysis lasted 45 seconds, followed by a 40-second background measurement. | NIST SRM610, MASS-1, NIST SRM612, GE8 | 93.3765 |  |  |  | 19.3051 |  | 0.056091 | [7 empty] | 15.2877 | [5 empty] | 4991.1538 | [5 empty] | 5.6646 |  | 1.4162 |  |  |  | 1651.9771 | [9 empty] | 12419.5066 |  | 0.73641 | [11 empty] | 1.9301 | [13 empty] | 176.9058 | [9 empty] | 0.51973 | [5 empty] | 16460.2088 | [17 empty] | 0.032128 |  |  |  | 5.3092 | [5 empty] | 288.0314 | [11 empty] | 0.72651 |  | 0.094469 | [5 empty] | 0.066427 | [12 empty] | 2025 | Li, Z., Lang, X., Song, W., Li, H., Li, C., Ma, X. (2025). LA-ICP-MS analysis of sulfides from the Sinongduo Ag-Pb-Zn deposit, Tibet: Insights into element incorporation mechanisms and ore genesis. Ore Geology Reviews, 106858. https://doi.org/10.1016/j.oregeorev.2025.106858 |  | CHN | Tibet
| Sinongduo |  | Epithermal | Epithermal | Epithermal Ag-Pb-Zn | Ag, Pb, Zn |  | Ag, Pb, Zn | Li et al., 2025 |  | BZK0021-130@03 | BZK0021-130@03-1 | drill core |  |  |  |  | ore material | drill core | drill core | mineral separate | [5 empty] | mineralisation |  |  |  | sphalerite, pyrite, galena | [6 empty] | quartz, chalcopyrite, calcite | major element determined by EPMA as internal standard to calibrate the LA-ICP-MS data such as Zn for sphalerite, Fe for pyrite, and Pb for galena | LA-ICPMS, EMPA | NWR 193 nm Ar F Excimer laser-ablation system interfaced with an i CAP RQ ICPMS | Guangzhou Tuoyan Analytical Technology Co., Ltd. in Guangzhou, China | 0.7 l/min He carrier gas, which was later mixed with 0.89 l/min Ar make-up gas. The laser was set at a fluence of 3.5 J/cm², operating at 6 Hz with a 30 μm spot size. Each analysis lasted 45 seconds, followed by a 40-second background measurement. | NIST SRM610, MASS-1, NIST SRM612, GE8 | 101.3401 |  |  |  | 1.0116 |  | 0.042198 | [7 empty] | 10.7829 | [5 empty] | 4757.5028 | [5 empty] | 3.5186 |  | 2.2984 |  |  |  | 3639.2025 | [9 empty] | 14797.7949 |  | 0.88353 |  |  |  | 0.065734 | [7 empty] | 6.075 | [13 empty] | 201.969 | [9 empty] | 0.64825 | [5 empty] | 9830.3155 | [17 empty] | 0.45602 |  |  |  | 5.392 | [5 empty] | 1135.7394 | [13 empty] | 0.099276 | [5 empty] | 0.048637 | [12 empty] | 2025 | Li, Z., Lang, X., Song, W., Li, H., Li, C., Ma, X. (2025). LA-ICP-MS analysis of sulfides from the Sinongduo Ag-Pb-Zn deposit, Tibet: Insights into element incorporation mechanisms and ore genesis. Ore Geology Reviews, 106858. https://doi.org/10.1016/j.oregeorev.2025.106858 |  | CHN | Tibet
| Sinongduo |  | Epithermal | Epithermal | Epithermal Ag-Pb-Zn | Ag, Pb, Zn |  | Ag, Pb, Zn | Li et al., 2025 |  | BZK0021-130@04 | BZK0021-130@04-1 | drill core |  |  |  |  | ore material | drill core | drill core | mineral separate | [5 empty] | mineralisation |  |  |  | sphalerite, pyrite, galena | [6 empty] | quartz, chalcopyrite, calcite | major element determined by EPMA as internal standard to calibrate the LA-ICP-MS data such as Zn for sphalerite, Fe for pyrite, and Pb for galena | LA-ICPMS, EMPA | NWR 193 nm Ar F Excimer laser-ablation system interfaced with an i CAP RQ ICPMS | Guangzhou Tuoyan Analytical Technology Co., Ltd. in Guangzhou, China | 0.7 l/min He carrier gas, which was later mixed with 0.89 l/min Ar make-up gas. The laser was set at a fluence of 3.5 J/cm², operating at 6 Hz with a 30 μm spot size. Each analysis lasted 45 seconds, followed by a 40-second background measurement. | NIST SRM610, MASS-1, NIST SRM612, GE8 | 162.5011 |  |  |  | 8.4321 |  | 0.052511 | [7 empty] | 52.245 | [5 empty] | 5220.1471 | [5 empty] | 11.7872 |  | 1.423 |  |  |  | 3686.1652 | [9 empty] | 13633.838 |  | 0.35834 |  |  |  | 0.049158 | [7 empty] | 0.76338 | [13 empty] | 203.1847 | [9 empty] | 0.56155 | [5 empty] | 56261.8564 | [17 empty] | 0.86089 |  |  |  | 19.7207 | [5 empty] | 23.4198 | [7 empty] | 0.09428 |  |  |  | 0.61513 |  | 0.48746 | [5 empty] | 0.071097 | [12 empty] | 2025 | Li, Z., Lang, X., Song, W., Li, H., Li, C., Ma, X. (2025). LA-ICP-MS analysis of sulfides from the Sinongduo Ag-Pb-Zn deposit, Tibet: Insights into element incorporation mechanisms and ore genesis. Ore Geology Reviews, 106858. https://doi.org/10.1016/j.oregeorev.2025.106858 |  | CHN | Tibet
| Sinongduo |  | Epithermal | Epithermal | Epithermal Ag-Pb-Zn | Ag, Pb, Zn |  | Ag, Pb, Zn | Li et al., 2025 |  | BZK0021-130@05 | BZK0021-130@05-1 | drill core |  |  |  |  | ore material | drill core | drill core | mineral separate | [5 empty] | mineralisation |  |  |  | sphalerite, pyrite, galena | [6 empty] | quartz, chalcopyrite, calcite | major element determined by EPMA as internal standard to calibrate the LA-ICP-MS data such as Zn for sphalerite, Fe for pyrite, and Pb for galena | LA-ICPMS, EMPA | NWR 193 nm Ar F Excimer laser-ablation system interfaced with an i CAP RQ ICPMS | Guangzhou Tuoyan Analytical Technology Co., Ltd. in Guangzhou, China | 0.7 l/min He carrier gas, which was later mixed with 0.89 l/min Ar make-up gas. The laser was set at a fluence of 3.5 J/cm², operating at 6 Hz with a 30 μm spot size. Each analysis lasted 45 seconds, followed by a 40-second background measurement. | NIST SRM610, MASS-1, NIST SRM612, GE8 | 105.5206 |  |  |  | 1.1613 |  | 0.12956 | [7 empty] | 5.2886 | [5 empty] | 4680.8591 | [5 empty] | 4.0202 |  | 218.9395 |  |  |  | 2240.185 | [9 empty] | 11983.4168 |  | 1.2988 |  |  |  | 0.068627 | [7 empty] | 0.21457 | [13 empty] | 162.7601 | [9 empty] | 0.57978 | [5 empty] | 3615.0641 | [17 empty] | 0.51068 |  |  |  | 5.7878 | [5 empty] | 182.0613 | [11 empty] | 0.73108 |  | 0.12738 | [5 empty] | 0.060782 | [12 empty] | 2025 | Li, Z., Lang, X., Song, W., Li, H., Li, C., Ma, X. (2025). LA-ICP-MS analysis of sulfides from the Sinongduo Ag-Pb-Zn deposit, Tibet: Insights into element incorporation mechanisms and ore genesis. Ore Geology Reviews, 106858. https://doi.org/10.1016/j.oregeorev.2025.106858 |  | CHN | Tibet
| Sinongduo |  | Epithermal | Epithermal | Epithermal Ag-Pb-Zn | Ag, Pb, Zn |  | Ag, Pb, Zn | Li et al., 2025 |  | BZK0021-130@06 | BZK0021-130@06-1 | drill core |  |  |  |  | ore material | drill core | drill core | mineral separate | [5 empty] | mineralisation |  |  |  | sphalerite, pyrite, galena | [6 empty] | quartz, chalcopyrite, calcite | major element determined by EPMA as internal standard to calibrate the LA-ICP-MS data such as Zn for sphalerite, Fe for pyrite, and Pb for galena | LA-ICPMS, EMPA | NWR 193 nm Ar F Excimer laser-ablation system interfaced with an i CAP RQ ICPMS | Guangzhou Tuoyan Analytical Technology Co., Ltd. in Guangzhou, China | 0.7 l/min He carrier gas, which was later mixed with 0.89 l/min Ar make-up gas. The laser was set at a fluence of 3.5 J/cm², operating at 6 Hz with a 30 μm spot size. Each analysis lasted 45 seconds, followed by a 40-second background measurement. | NIST SRM610, MASS-1, NIST SRM612, GE8 | 172.5437 |  |  |  | 1.1283 |  | 0.04111 | [7 empty] | 73.8986 | [5 empty] | 5382.1596 | [5 empty] | 13.9228 |  | 1.535 |  |  |  | 6780.4583 | [9 empty] | 16131.2366 |  | 0.26981 |  |  |  | 0.095618 | [7 empty] | 0.8201 | [13 empty] | 198.6225 | [15 empty] | 72380.6863 | [17 empty] | 0.020544 |  |  |  | 18.4701 | [5 empty] | 10.7278 | [11 empty] | 1.017 |  | 0.11972 | [18 empty] | 2025 | Li, Z., Lang, X., Song, W., Li, H., Li, C., Ma, X. (2025). LA-ICP-MS analysis of sulfides from the Sinongduo Ag-Pb-Zn deposit, Tibet: Insights into element incorporation mechanisms and ore genesis. Ore Geology Reviews, 106858. https://doi.org/10.1016/j.oregeorev.2025.106858 |  | CHN | Tibet
| Sinongduo |  | Epithermal | Epithermal | Epithermal Ag-Pb-Zn | Ag, Pb, Zn |  | Ag, Pb, Zn | Li et al., 2025 |  | BZK0021-130@07 | BZK0021-130@07-1 | drill core |  |  |  |  | ore material | drill core | drill core | mineral separate | [5 empty] | mineralisation |  |  |  | sphalerite, pyrite, galena | [6 empty] | quartz, chalcopyrite, calcite | major element determined by EPMA as internal standard to calibrate the LA-ICP-MS data such as Zn for sphalerite, Fe for pyrite, and Pb for galena | LA-ICPMS, EMPA | NWR 193 nm Ar F Excimer laser-ablation system interfaced with an i CAP RQ ICPMS | Guangzhou Tuoyan Analytical Technology Co., Ltd. in Guangzhou, China | 0.7 l/min He carrier gas, which was later mixed with 0.89 l/min Ar make-up gas. The laser was set at a fluence of 3.5 J/cm², operating at 6 Hz with a 30 μm spot size. Each analysis lasted 45 seconds, followed by a 40-second background measurement. | NIST SRM610, MASS-1, NIST SRM612, GE8 | 131.7346 |  |  |  | 1.044 | [15 empty] | 5535.8432 | [5 empty] | 7.3469 |  | 1.6732 |  |  |  | 24616.7166 | [9 empty] | 32964.4367 |  | 0.10243 | [11 empty] | 71.3776 | [13 empty] | 207.5642 | [9 empty] | 0.67834 | [5 empty] | 2.5201 | [27 empty] | 3.5704 | [11 empty] | 1.0677 | [7 empty] | 0.065936 | [12 empty] | 2025 | Li, Z., Lang, X., Song, W., Li, H., Li, C., Ma, X. (2025). LA-ICP-MS analysis of sulfides from the Sinongduo Ag-Pb-Zn deposit, Tibet: Insights into element incorporation mechanisms and ore genesis. Ore Geology Reviews, 106858. https://doi.org/10.1016/j.oregeorev.2025.106858 |  | CHN | Tibet
| Sinongduo |  | Epithermal | Epithermal | Epithermal Ag-Pb-Zn | Ag, Pb, Zn |  | Ag, Pb, Zn | Li et al., 2025 |  | BZK0021-130@08 | BZK0021-130@08-1 | drill core |  |  |  |  | ore material | drill core | drill core | mineral separate | [5 empty] | mineralisation |  |  |  | sphalerite, pyrite, galena | [6 empty] | quartz, chalcopyrite, calcite | major element determined by EPMA as internal standard to calibrate the LA-ICP-MS data such as Zn for sphalerite, Fe for pyrite, and Pb for galena | LA-ICPMS, EMPA | NWR 193 nm Ar F Excimer laser-ablation system interfaced with an i CAP RQ ICPMS | Guangzhou Tuoyan Analytical Technology Co., Ltd. in Guangzhou, China | 0.7 l/min He carrier gas, which was later mixed with 0.89 l/min Ar make-up gas. The laser was set at a fluence of 3.5 J/cm², operating at 6 Hz with a 30 μm spot size. Each analysis lasted 45 seconds, followed by a 40-second background measurement. | NIST SRM610, MASS-1, NIST SRM612, GE8 | 3.8892 | [19 empty] | 2537.8599 | [5 empty] | 0.62537 |  | 1.5877 |  |  |  | 19.1196 | [9 empty] | 12169.2208 |  | 1.1988 |  |  |  | 0.070338 | [7 empty] | 4.1 | [13 empty] | 559.1164 | [9 empty] | 0.66626 | [5 empty] | 0.20012 | [17 empty] | 0.016054 |  |  |  | 5.6698 | [5 empty] | 5.4656 | [11 empty] | 0.51267 | [7 empty] | 0.07677 | [12 empty] | 2025 | Li, Z., Lang, X., Song, W., Li, H., Li, C., Ma, X. (2025). LA-ICP-MS analysis of sulfides from the Sinongduo Ag-Pb-Zn deposit, Tibet: Insights into element incorporation mechanisms and ore genesis. Ore Geology Reviews, 106858. https://doi.org/10.1016/j.oregeorev.2025.106858 |  | CHN | Tibet
| Sinongduo |  | Epithermal | Epithermal | Epithermal Ag-Pb-Zn | Ag, Pb, Zn |  | Ag, Pb, Zn | Li et al., 2025 |  | BZK0021-130@09 | BZK0021-130@09-1 | drill core |  |  |  |  | ore material | drill core | drill core | mineral separate | [5 empty] | mineralisation |  |  |  | sphalerite, pyrite, galena | [6 empty] | quartz, chalcopyrite, calcite | major element determined by EPMA as internal standard to calibrate the LA-ICP-MS data such as Zn for sphalerite, Fe for pyrite, and Pb for galena | LA-ICPMS, EMPA | NWR 193 nm Ar F Excimer laser-ablation system interfaced with an i CAP RQ ICPMS | Guangzhou Tuoyan Analytical Technology Co., Ltd. in Guangzhou, China | 0.7 l/min He carrier gas, which was later mixed with 0.89 l/min Ar make-up gas. The laser was set at a fluence of 3.5 J/cm², operating at 6 Hz with a 30 μm spot size. Each analysis lasted 45 seconds, followed by a 40-second background measurement. | NIST SRM610, MASS-1, NIST SRM612, GE8 | 17.5199 |  |  |  | 1.0602 | [9 empty] | 0.021364 | [5 empty] | 4095.3967 | [5 empty] | 1.9721 | [5 empty] | 383.3978 | [9 empty] | 12991.928 |  | 6.6027 |  |  |  | 0.090642 | [7 empty] | 65.9919 | [13 empty] | 251.3253 | [9 empty] | 0.62027 | [5 empty] | 4.7643 | [21 empty] | 5.6161 | [5 empty] | 0.99218 | [19 empty] | 0.074705 | [12 empty] | 2025 | Li, Z., Lang, X., Song, W., Li, H., Li, C., Ma, X. (2025). LA-ICP-MS analysis of sulfides from the Sinongduo Ag-Pb-Zn deposit, Tibet: Insights into element incorporation mechanisms and ore genesis. Ore Geology Reviews, 106858. https://doi.org/10.1016/j.oregeorev.2025.106858 |  | CHN | Tibet
| Sinongduo |  | Epithermal | Epithermal | Epithermal Ag-Pb-Zn | Ag, Pb, Zn |  | Ag, Pb, Zn | Li et al., 2025 |  | BZK0021-130@10 | BZK0021-130@10-1 | drill core |  |  |  |  | ore material | drill core | drill core | mineral separate | [5 empty] | mineralisation |  |  |  | sphalerite, pyrite, galena | [6 empty] | quartz, chalcopyrite, calcite | major element determined by EPMA as internal standard to calibrate the LA-ICP-MS data such as Zn for sphalerite, Fe for pyrite, and Pb for galena | LA-ICPMS, EMPA | NWR 193 nm Ar F Excimer laser-ablation system interfaced with an i CAP RQ ICPMS | Guangzhou Tuoyan Analytical Technology Co., Ltd. in Guangzhou, China | 0.7 l/min He carrier gas, which was later mixed with 0.89 l/min Ar make-up gas. The laser was set at a fluence of 3.5 J/cm², operating at 6 Hz with a 30 μm spot size. Each analysis lasted 45 seconds, followed by a 40-second background measurement. | NIST SRM610, MASS-1, NIST SRM612, GE8 | 3.2207 |  |  |  | 1.0387 | [15 empty] | 1451.7234 | [5 empty] | 0.12756 |  | 1.487 |  |  |  | 3.5277 | [9 empty] | 9334.1257 |  | 0.18618 |  |  |  | 0.084306 | [21 empty] | 494.4065 | [9 empty] | 0.62135 | [5 empty] | 0.14356 | [17 empty] | 0.013835 |  |  |  | 5.4896 | [13 empty] | 0.15039 |  |  |  | 1.0234 | [7 empty] | 0.074835 | [12 empty] | 2025 | Li, Z., Lang, X., Song, W., Li, H., Li, C., Ma, X. (2025). LA-ICP-MS analysis of sulfides from the Sinongduo Ag-Pb-Zn deposit, Tibet: Insights into element incorporation mechanisms and ore genesis. Ore Geology Reviews, 106858. https://doi.org/10.1016/j.oregeorev.2025.106858 |  | CHN | Tibet
| Sinongduo |  | Epithermal | Epithermal | Epithermal Ag-Pb-Zn | Ag, Pb, Zn |  | Ag, Pb, Zn | Li et al., 2025 |  | BZK0003-203@01 | BZK0003-203@01-1 | drill core |  |  |  |  | ore material | drill core | drill core | mineral separate | [5 empty] | mineralisation |  |  |  | sphalerite, pyrite, galena | [6 empty] | quartz, chalcopyrite, calcite | major element determined by EPMA as internal standard to calibrate the LA-ICP-MS data such as Zn for sphalerite, Fe for pyrite, and Pb for galena | LA-ICPMS, EMPA | NWR 193 nm Ar F Excimer laser-ablation system interfaced with an i CAP RQ ICPMS | Guangzhou Tuoyan Analytical Technology Co., Ltd. in Guangzhou, China | 0.7 l/min He carrier gas, which was later mixed with 0.89 l/min Ar make-up gas. The laser was set at a fluence of 3.5 J/cm², operating at 6 Hz with a 30 μm spot size. Each analysis lasted 45 seconds, followed by a 40-second background measurement. | NIST SRM610, MASS-1, NIST SRM612, GE8 | 589.19 |  |  |  | 33.72 |  | 0.0424 | [7 empty] | 0.0064 | [5 empty] | 9249.88 | [5 empty] | 23.46 |  | 1.16 |  |  |  | 8541.65 | [9 empty] | 49689.3 |  | 1.78 |  |  |  | 0.46 | [7 empty] | 26.04 | [13 empty] | 224.71 | [9 empty] | 0.098 | [5 empty] | 2616.99 | [17 empty] | 29.52 |  |  |  | 2.9 | [5 empty] | 119.61 | [11 empty] | 2.66 |  | 0.0833 | [5 empty] | 0.098 | [12 empty] | 2025 | Li, Z., Lang, X., Song, W., Li, H., Li, C., Ma, X. (2025). LA-ICP-MS analysis of sulfides from the Sinongduo Ag-Pb-Zn deposit, Tibet: Insights into element incorporation mechanisms and ore genesis. Ore Geology Reviews, 106858. https://doi.org/10.1016/j.oregeorev.2025.106858 |  | CHN | Tibet
| Sinongduo |  | Epithermal | Epithermal | Epithermal Ag-Pb-Zn | Ag, Pb, Zn |  | Ag, Pb, Zn | Li et al., 2025 |  | BZK0003-203@02 | BZK0003-203@02-1 | drill core |  |  |  |  | ore material | drill core | drill core | mineral separate | [5 empty] | mineralisation |  |  |  | sphalerite, pyrite, galena | [6 empty] | quartz, chalcopyrite, calcite | major element determined by EPMA as internal standard to calibrate the LA-ICP-MS data such as Zn for sphalerite, Fe for pyrite, and Pb for galena | LA-ICPMS, EMPA | NWR 193 nm Ar F Excimer laser-ablation system interfaced with an i CAP RQ ICPMS | Guangzhou Tuoyan Analytical Technology Co., Ltd. in Guangzhou, China | 0.7 l/min He carrier gas, which was later mixed with 0.89 l/min Ar make-up gas. The laser was set at a fluence of 3.5 J/cm², operating at 6 Hz with a 30 μm spot size. Each analysis lasted 45 seconds, followed by a 40-second background measurement. | NIST SRM610, MASS-1, NIST SRM612, GE8 | 311.7 |  |  |  | 0.274 |  | 0.0066 | [7 empty] | 0.0109 | [5 empty] | 9278.5 | [5 empty] | 22.85 |  | 27.67 |  |  |  | 11295.1 | [9 empty] | 45868.12 |  | 1.24 |  |  |  | 0.44 | [7 empty] | 5.51 | [13 empty] | 186.4 | [9 empty] | 0.122 | [5 empty] | 3890.08 | [17 empty] | 10.8 |  |  |  | 2.89 | [5 empty] | 32.28 | [11 empty] | 2.44 |  | 0.0312 | [5 empty] | 0.0365 | [12 empty] | 2025 | Li, Z., Lang, X., Song, W., Li, H., Li, C., Ma, X. (2025). LA-ICP-MS analysis of sulfides from the Sinongduo Ag-Pb-Zn deposit, Tibet: Insights into element incorporation mechanisms and ore genesis. Ore Geology Reviews, 106858. https://doi.org/10.1016/j.oregeorev.2025.106858 |  | CHN | Tibet
| Sinongduo |  | Epithermal | Epithermal | Epithermal Ag-Pb-Zn | Ag, Pb, Zn |  | Ag, Pb, Zn | Li et al., 2025 |  | BZK0003-203@03 | BZK0003-203@03-1 | drill core |  |  |  |  | ore material | drill core | drill core | mineral separate | [5 empty] | mineralisation |  |  |  | sphalerite, pyrite, galena | [6 empty] | quartz, chalcopyrite, calcite | major element determined by EPMA as internal standard to calibrate the LA-ICP-MS data such as Zn for sphalerite, Fe for pyrite, and Pb for galena | LA-ICPMS, EMPA | NWR 193 nm Ar F Excimer laser-ablation system interfaced with an i CAP RQ ICPMS | Guangzhou Tuoyan Analytical Technology Co., Ltd. in Guangzhou, China | 0.7 l/min He carrier gas, which was later mixed with 0.89 l/min Ar make-up gas. The laser was set at a fluence of 3.5 J/cm², operating at 6 Hz with a 30 μm spot size. Each analysis lasted 45 seconds, followed by a 40-second background measurement. | NIST SRM610, MASS-1, NIST SRM612, GE8 | 135.35 |  |  |  | 1.95 |  | 0.0535 | [7 empty] | 0.0045 | [5 empty] | 7609.87 | [5 empty] | 19.84 |  | 1.33 |  |  |  | 4111 | [9 empty] | 46476.8 |  | 1.15 | [11 empty] | 2.47 | [13 empty] | 198.29 | [15 empty] | 48542.11 | [17 empty] | 6.27 |  |  |  | 2.72 | [5 empty] | 126.14 | [11 empty] | 2.64 |  | 0.139 | [5 empty] | 0.0531 | [12 empty] | 2025 | Li, Z., Lang, X., Song, W., Li, H., Li, C., Ma, X. (2025). LA-ICP-MS analysis of sulfides from the Sinongduo Ag-Pb-Zn deposit, Tibet: Insights into element incorporation mechanisms and ore genesis. Ore Geology Reviews, 106858. https://doi.org/10.1016/j.oregeorev.2025.106858 |  | CHN | Tibet
| Sinongduo |  | Epithermal | Epithermal | Epithermal Ag-Pb-Zn | Ag, Pb, Zn |  | Ag, Pb, Zn | Li et al., 2025 |  | BZK0003-203@04 | BZK0003-203@04-1 | drill core |  |  |  |  | ore material | drill core | drill core | mineral separate | [5 empty] | mineralisation |  |  |  | sphalerite, pyrite, galena | [6 empty] | quartz, chalcopyrite, calcite | major element determined by EPMA as internal standard to calibrate the LA-ICP-MS data such as Zn for sphalerite, Fe for pyrite, and Pb for galena | LA-ICPMS, EMPA | NWR 193 nm Ar F Excimer laser-ablation system interfaced with an i CAP RQ ICPMS | Guangzhou Tuoyan Analytical Technology Co., Ltd. in Guangzhou, China | 0.7 l/min He carrier gas, which was later mixed with 0.89 l/min Ar make-up gas. The laser was set at a fluence of 3.5 J/cm², operating at 6 Hz with a 30 μm spot size. Each analysis lasted 45 seconds, followed by a 40-second background measurement. | NIST SRM610, MASS-1, NIST SRM612, GE8 | 148.63 |  |  |  | 0.144 | [9 empty] | 0.0056 | [5 empty] | 7764.74 | [5 empty] | 15.05 |  | 0.69 |  |  |  | 2302.45 | [9 empty] | 38332.02 |  | 0.943 |  |  |  | 0.46 | [7 empty] | 3.95 | [13 empty] | 206.66 | [9 empty] | 0.114 | [5 empty] | 140.88 | [17 empty] | 0.0423 |  |  |  | 2.99 | [5 empty] | 115.69 | [11 empty] | 2.26 |  | 0.0053 | [5 empty] | 0.0111 | [12 empty] | 2025 | Li, Z., Lang, X., Song, W., Li, H., Li, C., Ma, X. (2025). LA-ICP-MS analysis of sulfides from the Sinongduo Ag-Pb-Zn deposit, Tibet: Insights into element incorporation mechanisms and ore genesis. Ore Geology Reviews, 106858. https://doi.org/10.1016/j.oregeorev.2025.106858 |  | CHN | Tibet
| Sinongduo |  | Epithermal | Epithermal | Epithermal Ag-Pb-Zn | Ag, Pb, Zn |  | Ag, Pb, Zn | Li et al., 2025 |  | BZK0003-203@05 | BZK0003-203@05-1 | drill core |  |  |  |  | ore material | drill core | drill core | mineral separate | [5 empty] | mineralisation |  |  |  | sphalerite, pyrite, galena | [6 empty] | quartz, chalcopyrite, calcite | major element determined by EPMA as internal standard to calibrate the LA-ICP-MS data such as Zn for sphalerite, Fe for pyrite, and Pb for galena | LA-ICPMS, EMPA | NWR 193 nm Ar F Excimer laser-ablation system interfaced with an i CAP RQ ICPMS | Guangzhou Tuoyan Analytical Technology Co., Ltd. in Guangzhou, China | 0.7 l/min He carrier gas, which was later mixed with 0.89 l/min Ar make-up gas. The laser was set at a fluence of 3.5 J/cm², operating at 6 Hz with a 30 μm spot size. Each analysis lasted 45 seconds, followed by a 40-second background measurement. | NIST SRM610, MASS-1, NIST SRM612, GE8 | 377.93 |  |  |  | 132.56 |  | 0.0439 | [7 empty] | 0.004 | [5 empty] | 5407.92 | [5 empty] | 10.03 |  | 0.66 |  |  |  | 2540.11 | [9 empty] | 17280.95 |  | 0.225 |  |  |  | 0.49 | [7 empty] | 21.94 | [13 empty] | 313.66 | [9 empty] | 0.533 | [5 empty] | 431.59 | [17 empty] | 5.41 |  |  |  | 3.32 | [5 empty] | 21.05 | [11 empty] | 1.98 |  | 0.136 | [5 empty] | 0.0104 | [12 empty] | 2025 | Li, Z., Lang, X., Song, W., Li, H., Li, C., Ma, X. (2025). LA-ICP-MS analysis of sulfides from the Sinongduo Ag-Pb-Zn deposit, Tibet: Insights into element incorporation mechanisms and ore genesis. Ore Geology Reviews, 106858. https://doi.org/10.1016/j.oregeorev.2025.106858 |  | CHN | Tibet
| Sinongduo |  | Epithermal | Epithermal | Epithermal Ag-Pb-Zn | Ag, Pb, Zn |  | Ag, Pb, Zn | Li et al., 2025 |  | BZK0003-203@06 | BZK0003-203@06-1 | drill core |  |  |  |  | ore material | drill core | drill core | mineral separate | [5 empty] | mineralisation |  |  |  | sphalerite, pyrite, galena | [6 empty] | quartz, chalcopyrite, calcite | major element determined by EPMA as internal standard to calibrate the LA-ICP-MS data such as Zn for sphalerite, Fe for pyrite, and Pb for galena | LA-ICPMS, EMPA | NWR 193 nm Ar F Excimer laser-ablation system interfaced with an i CAP RQ ICPMS | Guangzhou Tuoyan Analytical Technology Co., Ltd. in Guangzhou, China | 0.7 l/min He carrier gas, which was later mixed with 0.89 l/min Ar make-up gas. The laser was set at a fluence of 3.5 J/cm², operating at 6 Hz with a 30 μm spot size. Each analysis lasted 45 seconds, followed by a 40-second background measurement. | NIST SRM610, MASS-1, NIST SRM612, GE8 | 291.65 |  |  |  | 1.43 | [15 empty] | 3263.66 | [5 empty] | 1.67 | [5 empty] | 1912 | [9 empty] | 29537.33 |  | 0.395 |  |  |  | 0.5 | [21 empty] | 416.52 | [9 empty] | 0.128 | [5 empty] | 1.012 | [21 empty] | 3.54 | [5 empty] | 25.06 | [11 empty] | 2.03 | [20 empty] | 2025 | Li, Z., Lang, X., Song, W., Li, H., Li, C., Ma, X. (2025). LA-ICP-MS analysis of sulfides from the Sinongduo Ag-Pb-Zn deposit, Tibet: Insights into element incorporation mechanisms and ore genesis. Ore Geology Reviews, 106858. https://doi.org/10.1016/j.oregeorev.2025.106858 |  | CHN | Tibet
| Sinongduo |  | Epithermal | Epithermal | Epithermal Ag-Pb-Zn | Ag, Pb, Zn |  | Ag, Pb, Zn | Li et al., 2025 |  | BZK0003-203@07 | BZK0003-203@07-1 | drill core |  |  |  |  | ore material | drill core | drill core | mineral separate | [5 empty] | mineralisation |  |  |  | sphalerite, pyrite, galena | [6 empty] | quartz, chalcopyrite, calcite | major element determined by EPMA as internal standard to calibrate the LA-ICP-MS data such as Zn for sphalerite, Fe for pyrite, and Pb for galena | LA-ICPMS, EMPA | NWR 193 nm Ar F Excimer laser-ablation system interfaced with an i CAP RQ ICPMS | Guangzhou Tuoyan Analytical Technology Co., Ltd. in Guangzhou, China | 0.7 l/min He carrier gas, which was later mixed with 0.89 l/min Ar make-up gas. The laser was set at a fluence of 3.5 J/cm², operating at 6 Hz with a 30 μm spot size. Each analysis lasted 45 seconds, followed by a 40-second background measurement. | NIST SRM610, MASS-1, NIST SRM612, GE8 | 426.47 |  |  |  | 0.619 |  | 0.0046 | [13 empty] | 4435.56 | [5 empty] | 4.64 | [5 empty] | 2931.23 | [9 empty] | 44032.88 |  | 0.345 |  |  |  | 0.51 | [7 empty] | 8.76 | [13 empty] | 215.53 | [9 empty] | 0.125 | [5 empty] | 2.95 | [17 empty] | 0.0227 | [9 empty] | 28.5 | [11 empty] | 2.22 |  | 0.0061 | [18 empty] | 2025 | Li, Z., Lang, X., Song, W., Li, H., Li, C., Ma, X. (2025). LA-ICP-MS analysis of sulfides from the Sinongduo Ag-Pb-Zn deposit, Tibet: Insights into element incorporation mechanisms and ore genesis. Ore Geology Reviews, 106858. https://doi.org/10.1016/j.oregeorev.2025.106858 |  | CHN | Tibet
| Sinongduo |  | Epithermal | Epithermal | Epithermal Ag-Pb-Zn | Ag, Pb, Zn |  | Ag, Pb, Zn | Li et al., 2025 |  | BZK0003-203@08 | BZK0003-203@08-1 | drill core |  |  |  |  | ore material | drill core | drill core | mineral separate | [5 empty] | mineralisation |  |  |  | sphalerite, pyrite, galena | [6 empty] | quartz, chalcopyrite, calcite | major element determined by EPMA as internal standard to calibrate the LA-ICP-MS data such as Zn for sphalerite, Fe for pyrite, and Pb for galena | LA-ICPMS, EMPA | NWR 193 nm Ar F Excimer laser-ablation system interfaced with an i CAP RQ ICPMS | Guangzhou Tuoyan Analytical Technology Co., Ltd. in Guangzhou, China | 0.7 l/min He carrier gas, which was later mixed with 0.89 l/min Ar make-up gas. The laser was set at a fluence of 3.5 J/cm², operating at 6 Hz with a 30 μm spot size. Each analysis lasted 45 seconds, followed by a 40-second background measurement. | NIST SRM610, MASS-1, NIST SRM612, GE8 | 371.21 |  |  |  | 148.01 | [15 empty] | 2847.77 | [5 empty] | 0.142 |  | 0.64 |  |  |  | 2705.5 | [9 empty] | 46718.82 |  | 0.14 |  |  |  | 0.54 | [7 empty] | 12.08 | [13 empty] | 609.88 | [9 empty] | 0.117 | [5 empty] | 132.4 | [17 empty] | 0.162 |  |  |  | 3.38 | [5 empty] | 18.13 | [11 empty] | 2.34 |  | 0.0058 | [5 empty] | 0.0113 | [12 empty] | 2025 | Li, Z., Lang, X., Song, W., Li, H., Li, C., Ma, X. (2025). LA-ICP-MS analysis of sulfides from the Sinongduo Ag-Pb-Zn deposit, Tibet: Insights into element incorporation mechanisms and ore genesis. Ore Geology Reviews, 106858. https://doi.org/10.1016/j.oregeorev.2025.106858 |  | CHN | Tibet
| Sinongduo |  | Epithermal | Epithermal | Epithermal Ag-Pb-Zn | Ag, Pb, Zn |  | Ag, Pb, Zn | Li et al., 2025 |  | BZK0003-203@09 | BZK0003-203@09-1 | drill core |  |  |  |  | ore material | drill core | drill core | mineral separate | [5 empty] | mineralisation |  |  |  | sphalerite, pyrite, galena | [6 empty] | quartz, chalcopyrite, calcite | major element determined by EPMA as internal standard to calibrate the LA-ICP-MS data such as Zn for sphalerite, Fe for pyrite, and Pb for galena | LA-ICPMS, EMPA | NWR 193 nm Ar F Excimer laser-ablation system interfaced with an i CAP RQ ICPMS | Guangzhou Tuoyan Analytical Technology Co., Ltd. in Guangzhou, China | 0.7 l/min He carrier gas, which was later mixed with 0.89 l/min Ar make-up gas. The laser was set at a fluence of 3.5 J/cm², operating at 6 Hz with a 30 μm spot size. Each analysis lasted 45 seconds, followed by a 40-second background measurement. | NIST SRM610, MASS-1, NIST SRM612, GE8 | 38.92 |  |  |  | 1.35 | [15 empty] | 3878.5 | [5 empty] | 4.77 |  | 0.8 |  |  |  | 230.17 | [9 empty] | 38292.08 |  | 0.235 |  |  |  | 0.49 | [7 empty] | 15.06 | [13 empty] | 202.48 | [9 empty] | 0.126 | [5 empty] | 0.233 | [21 empty] | 3.41 | [5 empty] | 18.6 | [11 empty] | 2.4 | [7 empty] | 0.0096 | [12 empty] | 2025 | Li, Z., Lang, X., Song, W., Li, H., Li, C., Ma, X. (2025). LA-ICP-MS analysis of sulfides from the Sinongduo Ag-Pb-Zn deposit, Tibet: Insights into element incorporation mechanisms and ore genesis. Ore Geology Reviews, 106858. https://doi.org/10.1016/j.oregeorev.2025.106858 |  | CHN | Tibet
| Sinongduo |  | Epithermal | Epithermal | Epithermal Ag-Pb-Zn | Ag, Pb, Zn |  | Ag, Pb, Zn | Li et al., 2025 |  | BZK0003-203@10 | BZK0003-203@10-1 | drill core |  |  |  |  | ore material | drill core | drill core | mineral separate | [5 empty] | mineralisation |  |  |  | sphalerite, pyrite, galena | [6 empty] | quartz, chalcopyrite, calcite | major element determined by EPMA as internal standard to calibrate the LA-ICP-MS data such as Zn for sphalerite, Fe for pyrite, and Pb for galena | LA-ICPMS, EMPA | NWR 193 nm Ar F Excimer laser-ablation system interfaced with an i CAP RQ ICPMS | Guangzhou Tuoyan Analytical Technology Co., Ltd. in Guangzhou, China | 0.7 l/min He carrier gas, which was later mixed with 0.89 l/min Ar make-up gas. The laser was set at a fluence of 3.5 J/cm², operating at 6 Hz with a 30 μm spot size. Each analysis lasted 45 seconds, followed by a 40-second background measurement. | NIST SRM610, MASS-1, NIST SRM612, GE8 | 1786.6 |  |  |  | 1.89 |  | 0.0171 | [7 empty] | 0.0308 | [5 empty] | 7938.29 | [5 empty] | 0.961 |  | 0.96 |  |  |  | 13957.17 | [9 empty] | 22463.69 |  | 0.19 |  |  |  | 0.47 | [7 empty] | 20.36 | [13 empty] | 455.36 | [9 empty] | 0.11 | [5 empty] | 23691.8 | [17 empty] | 1.069 | [9 empty] | 15.84 | [11 empty] | 2.4 |  | 0.0372 | [5 empty] | 0.0093 | [12 empty] | 2025 | Li, Z., Lang, X., Song, W., Li, H., Li, C., Ma, X. (2025). LA-ICP-MS analysis of sulfides from the Sinongduo Ag-Pb-Zn deposit, Tibet: Insights into element incorporation mechanisms and ore genesis. Ore Geology Reviews, 106858. https://doi.org/10.1016/j.oregeorev.2025.106858 |  | CHN | Tibet
| Sinongduo |  | Epithermal | Epithermal | Epithermal Ag-Pb-Zn | Ag, Pb, Zn |  | Ag, Pb, Zn | Li et al., 2025 |  | BZK0003-203@11 | BZK0003-203@11-1 | drill core |  |  |  |  | ore material | drill core | drill core | mineral separate | [5 empty] | mineralisation |  |  |  | sphalerite, pyrite, galena | [6 empty] | quartz, chalcopyrite, calcite | major element determined by EPMA as internal standard to calibrate the LA-ICP-MS data such as Zn for sphalerite, Fe for pyrite, and Pb for galena | LA-ICPMS, EMPA | NWR 193 nm Ar F Excimer laser-ablation system interfaced with an i CAP RQ ICPMS | Guangzhou Tuoyan Analytical Technology Co., Ltd. in Guangzhou, China | 0.7 l/min He carrier gas, which was later mixed with 0.89 l/min Ar make-up gas. The laser was set at a fluence of 3.5 J/cm², operating at 6 Hz with a 30 μm spot size. Each analysis lasted 45 seconds, followed by a 40-second background measurement. | NIST SRM610, MASS-1, NIST SRM612, GE8 | 62.96 |  |  |  | 0.332 | [9 empty] | 0.0041 | [5 empty] | 6610.77 | [5 empty] | 24.33 |  | 0.51 |  |  |  | 457.13 | [9 empty] | 22923.3 |  | 0.471 | [11 empty] | 1.04 | [13 empty] | 55.24 | [15 empty] | 1.59 | [21 empty] | 2.45 | [5 empty] | 53.09 | [11 empty] | 2.2 | [7 empty] | 0.0085 | [12 empty] | 2025 | Li, Z., Lang, X., Song, W., Li, H., Li, C., Ma, X. (2025). LA-ICP-MS analysis of sulfides from the Sinongduo Ag-Pb-Zn deposit, Tibet: Insights into element incorporation mechanisms and ore genesis. Ore Geology Reviews, 106858. https://doi.org/10.1016/j.oregeorev.2025.106858 |  | CHN | Tibet
| Sinongduo |  | Epithermal | Epithermal | Epithermal Ag-Pb-Zn | Ag, Pb, Zn |  | Ag, Pb, Zn | Li et al., 2025 |  | BZK0003-203@12 | BZK0003-203@12-1 | drill core |  |  |  |  | ore material | drill core | drill core | mineral separate | [5 empty] | mineralisation |  |  |  | sphalerite, pyrite, galena | [6 empty] | quartz, chalcopyrite, calcite | major element determined by EPMA as internal standard to calibrate the LA-ICP-MS data such as Zn for sphalerite, Fe for pyrite, and Pb for galena | LA-ICPMS, EMPA | NWR 193 nm Ar F Excimer laser-ablation system interfaced with an i CAP RQ ICPMS | Guangzhou Tuoyan Analytical Technology Co., Ltd. in Guangzhou, China | 0.7 l/min He carrier gas, which was later mixed with 0.89 l/min Ar make-up gas. The laser was set at a fluence of 3.5 J/cm², operating at 6 Hz with a 30 μm spot size. Each analysis lasted 45 seconds, followed by a 40-second background measurement. | NIST SRM610, MASS-1, NIST SRM612, GE8 | 138.76 |  |  |  | 0.247 | [15 empty] | 4908.98 | [5 empty] | 12.13 |  | 0.83 |  |  |  | 873.29 | [9 empty] | 47775.12 |  | 0.272 |  |  |  | 0.42 | [7 empty] | 9.49 | [13 empty] | 140.58 | [9 empty] | 0.109 | [5 empty] | 258.44 | [17 empty] | 0.0258 |  |  |  | 2.94 | [5 empty] | 13.51 | [11 empty] | 2.17 | [7 empty] | 0.0096 | [12 empty] | 2025 | Li, Z., Lang, X., Song, W., Li, H., Li, C., Ma, X. (2025). LA-ICP-MS analysis of sulfides from the Sinongduo Ag-Pb-Zn deposit, Tibet: Insights into element incorporation mechanisms and ore genesis. Ore Geology Reviews, 106858. https://doi.org/10.1016/j.oregeorev.2025.106858 |  | CHN | Tibet
| Sinongduo |  | Epithermal | Epithermal | Epithermal Ag-Pb-Zn | Ag, Pb, Zn |  | Ag, Pb, Zn | Li et al., 2025 |  | BZK0003-203@13 | BZK0003-203@13-1 | drill core |  |  |  |  | ore material | drill core | drill core | mineral separate | [5 empty] | mineralisation |  |  |  | sphalerite, pyrite, galena | [6 empty] | quartz, chalcopyrite, calcite | major element determined by EPMA as internal standard to calibrate the LA-ICP-MS data such as Zn for sphalerite, Fe for pyrite, and Pb for galena | LA-ICPMS, EMPA | NWR 193 nm Ar F Excimer laser-ablation system interfaced with an i CAP RQ ICPMS | Guangzhou Tuoyan Analytical Technology Co., Ltd. in Guangzhou, China | 0.7 l/min He carrier gas, which was later mixed with 0.89 l/min Ar make-up gas. The laser was set at a fluence of 3.5 J/cm², operating at 6 Hz with a 30 μm spot size. Each analysis lasted 45 seconds, followed by a 40-second background measurement. | NIST SRM610, MASS-1, NIST SRM612, GE8 | 1154.33 |  |  |  | 1.35 | [15 empty] | 4827.67 | [5 empty] | 0.426 |  | 1.45 |  |  |  | 7556.9 | [9 empty] | 27267.77 |  | 0.168 |  |  |  | 0.45 | [7 empty] | 5.56 | [13 empty] | 463.07 | [9 empty] | 0.115 | [5 empty] | 882.69 | [17 empty] | 0.058 |  |  |  | 3.22 | [5 empty] | 12.95 | [11 empty] | 1.98 |  | 0.013 | [5 empty] | 0.0104 | [12 empty] | 2025 | Li, Z., Lang, X., Song, W., Li, H., Li, C., Ma, X. (2025). LA-ICP-MS analysis of sulfides from the Sinongduo Ag-Pb-Zn deposit, Tibet: Insights into element incorporation mechanisms and ore genesis. Ore Geology Reviews, 106858. https://doi.org/10.1016/j.oregeorev.2025.106858 |  | CHN | Tibet
| Sinongduo |  | Epithermal | Epithermal | Epithermal Ag-Pb-Zn | Ag, Pb, Zn |  | Ag, Pb, Zn | Li et al., 2025 |  | BZK0003-203@14 | BZK0003-203@14-1 | drill core |  |  |  |  | ore material | drill core | drill core | mineral separate | [5 empty] | mineralisation |  |  |  | sphalerite, pyrite, galena | [6 empty] | quartz, chalcopyrite, calcite | major element determined by EPMA as internal standard to calibrate the LA-ICP-MS data such as Zn for sphalerite, Fe for pyrite, and Pb for galena | LA-ICPMS, EMPA | NWR 193 nm Ar F Excimer laser-ablation system interfaced with an i CAP RQ ICPMS | Guangzhou Tuoyan Analytical Technology Co., Ltd. in Guangzhou, China | 0.7 l/min He carrier gas, which was later mixed with 0.89 l/min Ar make-up gas. The laser was set at a fluence of 3.5 J/cm², operating at 6 Hz with a 30 μm spot size. Each analysis lasted 45 seconds, followed by a 40-second background measurement. | NIST SRM610, MASS-1, NIST SRM612, GE8 | 17.97 |  |  |  | 0.274 | [15 empty] | 8000.85 | [5 empty] | 23.21 |  | 0.99 |  |  |  | 59.58 | [9 empty] | 29578.1 |  | 0.125 |  |  |  | 0.43 | [7 empty] | 19.29 | [13 empty] | 62.5 | [9 empty] | 0.147 | [5 empty] | 3.91 | [17 empty] | 0.415 |  |  |  | 2.89 | [5 empty] | 12.5 | [11 empty] | 1.89 |  | 0.0099 | [5 empty] | 0.0085 | [12 empty] | 2025 | Li, Z., Lang, X., Song, W., Li, H., Li, C., Ma, X. (2025). LA-ICP-MS analysis of sulfides from the Sinongduo Ag-Pb-Zn deposit, Tibet: Insights into element incorporation mechanisms and ore genesis. Ore Geology Reviews, 106858. https://doi.org/10.1016/j.oregeorev.2025.106858 |  | CHN | Tibet
| Sinongduo |  | Epithermal | Epithermal | Epithermal Ag-Pb-Zn | Ag, Pb, Zn |  | Ag, Pb, Zn | Li et al., 2025 |  | BZK0005-290@01 | BZK0005-290@01-1 | drill core |  |  |  |  | ore material | drill core | drill core | mineral separate | [5 empty] | mineralisation |  |  |  | sphalerite, pyrite, galena | [6 empty] | quartz, chalcopyrite, calcite | major element determined by EPMA as internal standard to calibrate the LA-ICP-MS data such as Zn for sphalerite, Fe for pyrite, and Pb for galena | LA-ICPMS, EMPA | NWR 193 nm Ar F Excimer laser-ablation system interfaced with an i CAP RQ ICPMS | Guangzhou Tuoyan Analytical Technology Co., Ltd. in Guangzhou, China | 0.7 l/min He carrier gas, which was later mixed with 0.89 l/min Ar make-up gas. The laser was set at a fluence of 3.5 J/cm², operating at 6 Hz with a 30 μm spot size. Each analysis lasted 45 seconds, followed by a 40-second background measurement. | NIST SRM610, MASS-1, NIST SRM612, GE8 | 43.54 |  |  |  | 0.112 |  | 0.0053 | [7 empty] | 0.0088 | [5 empty] | 6244.2 | [5 empty] | 28.93 | [5 empty] | 228.54 | [9 empty] | 31623.87 |  | 0.164 |  |  |  | 0.88805 | [7 empty] | 30.54 | [13 empty] | 105.41 | [9 empty] | 0.1 | [5 empty] | 600.88 | [17 empty] | 0.0679 |  |  |  | 53.4576 | [5 empty] | 10.29 | [11 empty] | 1.96 |  | 0.00325 | [5 empty] | 0.0083 | [7 empty] | 3.3728 |  |  |  |  | 2025 | Li, Z., Lang, X., Song, W., Li, H., Li, C., Ma, X. (2025). LA-ICP-MS analysis of sulfides from the Sinongduo Ag-Pb-Zn deposit, Tibet: Insights into element incorporation mechanisms and ore genesis. Ore Geology Reviews, 106858. https://doi.org/10.1016/j.oregeorev.2025.106858 |  | CHN | Tibet
| Sinongduo |  | Epithermal | Epithermal | Epithermal Ag-Pb-Zn | Ag, Pb, Zn |  | Ag, Pb, Zn | Li et al., 2025 |  | BZK0005-290@02 | BZK0005-290@02-1 | drill core |  |  |  |  | ore material | drill core | drill core | mineral separate | [5 empty] | mineralisation |  |  |  | sphalerite, pyrite, galena | [6 empty] | quartz, chalcopyrite, calcite | major element determined by EPMA as internal standard to calibrate the LA-ICP-MS data such as Zn for sphalerite, Fe for pyrite, and Pb for galena | LA-ICPMS, EMPA | NWR 193 nm Ar F Excimer laser-ablation system interfaced with an i CAP RQ ICPMS | Guangzhou Tuoyan Analytical Technology Co., Ltd. in Guangzhou, China | 0.7 l/min He carrier gas, which was later mixed with 0.89 l/min Ar make-up gas. The laser was set at a fluence of 3.5 J/cm², operating at 6 Hz with a 30 μm spot size. Each analysis lasted 45 seconds, followed by a 40-second background measurement. | NIST SRM610, MASS-1, NIST SRM612, GE8 | 161.45 |  |  |  | 0.563 |  | 0.0384 | [7 empty] | 0.1253 | [5 empty] | 7025.19 | [5 empty] | 20.36 |  | 1.28 |  |  |  | 282.87 | [9 empty] | 25489.7 |  | 0.221 |  |  |  | 0.39 | [7 empty] | 0.25025 | [13 empty] | 658.89 | [9 empty] | 0.106 | [5 empty] | 41655.8 | [17 empty] | 50.57 |  |  |  | 2.8 | [5 empty] | 49.59 | [11 empty] | 2.05 |  | 0.0738 | [5 empty] | 0.0084 | [7 empty] | 2.8254 |  |  |  |  | 2025 | Li, Z., Lang, X., Song, W., Li, H., Li, C., Ma, X. (2025). LA-ICP-MS analysis of sulfides from the Sinongduo Ag-Pb-Zn deposit, Tibet: Insights into element incorporation mechanisms and ore genesis. Ore Geology Reviews, 106858. https://doi.org/10.1016/j.oregeorev.2025.106858 |  | CHN | Tibet
| Sinongduo |  | Epithermal | Epithermal | Epithermal Ag-Pb-Zn | Ag, Pb, Zn |  | Ag, Pb, Zn | Li et al., 2025 |  | BZK0005-290@03 | BZK0005-290@03-1 | drill core |  |  |  |  | ore material | drill core | drill core | mineral separate | [5 empty] | mineralisation |  |  |  | sphalerite, pyrite, galena | [6 empty] | quartz, chalcopyrite, calcite | major element determined by EPMA as internal standard to calibrate the LA-ICP-MS data such as Zn for sphalerite, Fe for pyrite, and Pb for galena | LA-ICPMS, EMPA | NWR 193 nm Ar F Excimer laser-ablation system interfaced with an i CAP RQ ICPMS | Guangzhou Tuoyan Analytical Technology Co., Ltd. in Guangzhou, China | 0.7 l/min He carrier gas, which was later mixed with 0.89 l/min Ar make-up gas. The laser was set at a fluence of 3.5 J/cm², operating at 6 Hz with a 30 μm spot size. Each analysis lasted 45 seconds, followed by a 40-second background measurement. | NIST SRM610, MASS-1, NIST SRM612, GE8 | 75.26 |  |  |  | 1.81 |  | 0.0064 | [7 empty] | 0.0073 | [5 empty] | 6714.2 | [5 empty] | 24.23 |  | 0.66 |  |  |  | 412.13 | [9 empty] | 24634.63 |  | 0.295 |  |  |  | 0.41 | [7 empty] | 11.13 | [13 empty] | 74.68 | [9 empty] | 0.099 | [5 empty] | 161.44 | [17 empty] | 2.73 |  |  |  | 2.8 | [5 empty] | 11.73 | [11 empty] | 2.25 |  | 0.0716 | [5 empty] | 0.0089 | [7 empty] | 2.7638 |  |  |  |  | 2025 | Li, Z., Lang, X., Song, W., Li, H., Li, C., Ma, X. (2025). LA-ICP-MS analysis of sulfides from the Sinongduo Ag-Pb-Zn deposit, Tibet: Insights into element incorporation mechanisms and ore genesis. Ore Geology Reviews, 106858. https://doi.org/10.1016/j.oregeorev.2025.106858 |  | CHN | Tibet
| Sinongduo |  | Epithermal | Epithermal | Epithermal Ag-Pb-Zn | Ag, Pb, Zn |  | Ag, Pb, Zn | Li et al., 2025 |  | BZK0005-290@04 | BZK0005-290@04-1 | drill core |  |  |  |  | ore material | drill core | drill core | mineral separate | [5 empty] | mineralisation |  |  |  | sphalerite, pyrite, galena | [6 empty] | quartz, chalcopyrite, calcite | major element determined by EPMA as internal standard to calibrate the LA-ICP-MS data such as Zn for sphalerite, Fe for pyrite, and Pb for galena | LA-ICPMS, EMPA | NWR 193 nm Ar F Excimer laser-ablation system interfaced with an i CAP RQ ICPMS | Guangzhou Tuoyan Analytical Technology Co., Ltd. in Guangzhou, China | 0.7 l/min He carrier gas, which was later mixed with 0.89 l/min Ar make-up gas. The laser was set at a fluence of 3.5 J/cm², operating at 6 Hz with a 30 μm spot size. Each analysis lasted 45 seconds, followed by a 40-second background measurement. | NIST SRM610, MASS-1, NIST SRM612, GE8 | 48.23 |  |  |  | 0.343 |  | 0.0087 | [7 empty] | 0.0107 | [5 empty] | 6228.45 | [5 empty] | 22.56 |  | 0.67 |  |  |  | 284.86 | [9 empty] | 21754.31 |  | 0.325 |  |  |  | 0.39 | [7 empty] | 20.14 | [13 empty] | 85.44 | [9 empty] | 0.09 | [5 empty] | 1041.96 | [17 empty] | 0.43 |  |  |  | 2.72 | [5 empty] | 28.65 | [7 empty] | 10.31 |  |  |  | 2.17 |  | 0.0161 | [5 empty] | 0.06088 | [7 empty] | 165.9224 |  |  |  |  | 2025 | Li, Z., Lang, X., Song, W., Li, H., Li, C., Ma, X. (2025). LA-ICP-MS analysis of sulfides from the Sinongduo Ag-Pb-Zn deposit, Tibet: Insights into element incorporation mechanisms and ore genesis. Ore Geology Reviews, 106858. https://doi.org/10.1016/j.oregeorev.2025.106858 |  | CHN | Tibet
| Sinongduo |  | Epithermal | Epithermal | Epithermal Ag-Pb-Zn | Ag, Pb, Zn |  | Ag, Pb, Zn | Li et al., 2025 |  | BZK0005-290@05 | BZK0005-290@05-1 | drill core |  |  |  |  | ore material | drill core | drill core | mineral separate | [5 empty] | mineralisation |  |  |  | sphalerite, pyrite, galena | [6 empty] | quartz, chalcopyrite, calcite | major element determined by EPMA as internal standard to calibrate the LA-ICP-MS data such as Zn for sphalerite, Fe for pyrite, and Pb for galena | LA-ICPMS, EMPA | NWR 193 nm Ar F Excimer laser-ablation system interfaced with an i CAP RQ ICPMS | Guangzhou Tuoyan Analytical Technology Co., Ltd. in Guangzhou, China | 0.7 l/min He carrier gas, which was later mixed with 0.89 l/min Ar make-up gas. The laser was set at a fluence of 3.5 J/cm², operating at 6 Hz with a 30 μm spot size. Each analysis lasted 45 seconds, followed by a 40-second background measurement. | NIST SRM610, MASS-1, NIST SRM612, GE8 | 61.49 |  |  |  | 0.2 |  | 0.0144 | [7 empty] | 0.0032 | [5 empty] | 6991.5 | [5 empty] | 34.48 |  | 0.58 |  |  |  | 322.41 | [9 empty] | 24855.5 |  | 0.078 |  |  |  | 56.9236 | [7 empty] | 9.82 | [13 empty] | 97.68 | [9 empty] | 0.089 | [5 empty] | 46.07 | [17 empty] | 0.395 |  |  |  | 2.61 | [5 empty] | 19.67 | [11 empty] | 2.07 |  | 0.0169 | [5 empty] | 0.051011 | [7 empty] | 78.1987 |  |  |  |  | 2025 | Li, Z., Lang, X., Song, W., Li, H., Li, C., Ma, X. (2025). LA-ICP-MS analysis of sulfides from the Sinongduo Ag-Pb-Zn deposit, Tibet: Insights into element incorporation mechanisms and ore genesis. Ore Geology Reviews, 106858. https://doi.org/10.1016/j.oregeorev.2025.106858 |  | CHN | Tibet
| Sinongduo |  | Epithermal | Epithermal | Epithermal Ag-Pb-Zn | Ag, Pb, Zn |  | Ag, Pb, Zn | Li et al., 2025 |  | BZK0005-290@06 | BZK0005-290@06-1 | drill core |  |  |  |  | ore material | drill core | drill core | mineral separate | [5 empty] | mineralisation |  |  |  | sphalerite, pyrite, galena | [6 empty] | quartz, chalcopyrite, calcite | major element determined by EPMA as internal standard to calibrate the LA-ICP-MS data such as Zn for sphalerite, Fe for pyrite, and Pb for galena | LA-ICPMS, EMPA | NWR 193 nm Ar F Excimer laser-ablation system interfaced with an i CAP RQ ICPMS | Guangzhou Tuoyan Analytical Technology Co., Ltd. in Guangzhou, China | 0.7 l/min He carrier gas, which was later mixed with 0.89 l/min Ar make-up gas. The laser was set at a fluence of 3.5 J/cm², operating at 6 Hz with a 30 μm spot size. Each analysis lasted 45 seconds, followed by a 40-second background measurement. | NIST SRM610, MASS-1, NIST SRM612, GE8 | 42.26 |  |  |  | 142.2812 |  | 0.054171 | [7 empty] | 0.0042 | [5 empty] | 6176.9 | [5 empty] | 38.07 |  | 0.85 |  |  |  | 317.05 | [9 empty] | 25230.4 |  | 0.071 |  |  |  | 0.39 | [7 empty] | 12.11 | [13 empty] | 54.73 | [9 empty] | 1.0611 | [5 empty] | 0.643 | [17 empty] | 0.0138 | [9 empty] | 8.99 | [11 empty] | 2.15 |  | 0.0028 | [5 empty] | 0.006 | [7 empty] | 26.5993 |  |  |  |  | 2025 | Li, Z., Lang, X., Song, W., Li, H., Li, C., Ma, X. (2025). LA-ICP-MS analysis of sulfides from the Sinongduo Ag-Pb-Zn deposit, Tibet: Insights into element incorporation mechanisms and ore genesis. Ore Geology Reviews, 106858. https://doi.org/10.1016/j.oregeorev.2025.106858 |  | CHN | Tibet
| Sinongduo |  | Epithermal | Epithermal | Epithermal Ag-Pb-Zn | Ag, Pb, Zn |  | Ag, Pb, Zn | Li et al., 2025 |  | BZK0005-290@07 | BZK0005-290@07-1 | drill core |  |  |  |  | ore material | drill core | drill core | mineral separate | [5 empty] | mineralisation |  |  |  | sphalerite, pyrite, galena | [6 empty] | quartz, chalcopyrite, calcite | major element determined by EPMA as internal standard to calibrate the LA-ICP-MS data such as Zn for sphalerite, Fe for pyrite, and Pb for galena | LA-ICPMS, EMPA | NWR 193 nm Ar F Excimer laser-ablation system interfaced with an i CAP RQ ICPMS | Guangzhou Tuoyan Analytical Technology Co., Ltd. in Guangzhou, China | 0.7 l/min He carrier gas, which was later mixed with 0.89 l/min Ar make-up gas. The laser was set at a fluence of 3.5 J/cm², operating at 6 Hz with a 30 μm spot size. Each analysis lasted 45 seconds, followed by a 40-second background measurement. | NIST SRM610, MASS-1, NIST SRM612, GE8 | 43.12 |  |  |  | 2.91 |  | 0.0047 | [7 empty] | 0.0211 | [5 empty] | 6622.81 | [5 empty] | 20.78 |  | 1.44 |  |  |  | 196.05 | [9 empty] | 38611.21 |  | 0.57 |  |  |  | 0.43 | [7 empty] | 28.82 | [13 empty] | 1948.5 | [9 empty] | 0.105 | [5 empty] | 861.33 | [17 empty] | 2.5 |  |  |  | 3.03 | [5 empty] | 14.13 | [11 empty] | 2.45 |  | 0.085 | [5 empty] | 0.435 | [7 empty] | 2.7862 |  |  |  |  | 2025 | Li, Z., Lang, X., Song, W., Li, H., Li, C., Ma, X. (2025). LA-ICP-MS analysis of sulfides from the Sinongduo Ag-Pb-Zn deposit, Tibet: Insights into element incorporation mechanisms and ore genesis. Ore Geology Reviews, 106858. https://doi.org/10.1016/j.oregeorev.2025.106858 |  | CHN | Tibet
| Sinongduo |  | Epithermal | Epithermal | Epithermal Ag-Pb-Zn | Ag, Pb, Zn |  | Ag, Pb, Zn | Li et al., 2025 |  | BZK0005-290@08 | BZK0005-290@08-1 | drill core |  |  |  |  | ore material | drill core | drill core | mineral separate | [5 empty] | mineralisation |  |  |  | sphalerite, pyrite, galena | [6 empty] | quartz, chalcopyrite, calcite | major element determined by EPMA as internal standard to calibrate the LA-ICP-MS data such as Zn for sphalerite, Fe for pyrite, and Pb for galena | LA-ICPMS, EMPA | NWR 193 nm Ar F Excimer laser-ablation system interfaced with an i CAP RQ ICPMS | Guangzhou Tuoyan Analytical Technology Co., Ltd. in Guangzhou, China | 0.7 l/min He carrier gas, which was later mixed with 0.89 l/min Ar make-up gas. The laser was set at a fluence of 3.5 J/cm², operating at 6 Hz with a 30 μm spot size. Each analysis lasted 45 seconds, followed by a 40-second background measurement. | NIST SRM610, MASS-1, NIST SRM612, GE8 | 32.5 |  |  |  | 318.654 | [9 empty] | 0.0054 | [5 empty] | 6398.56 | [5 empty] | 22.47 |  | 0.58 |  |  |  | 267.22 | [9 empty] | 24340.75 |  | 0.564 |  |  |  | 0.4 | [7 empty] | 1.65 | [13 empty] | 49.34 | [9 empty] | 0.095 | [5 empty] | 0.114 | [17 empty] | 292.179 |  |  |  | 2.7 | [5 empty] | 11.54 | [11 empty] | 2.07 |  | 5.304 | [5 empty] | 0.0078 | [7 empty] | 3.3857 |  |  |  |  | 2025 | Li, Z., Lang, X., Song, W., Li, H., Li, C., Ma, X. (2025). LA-ICP-MS analysis of sulfides from the Sinongduo Ag-Pb-Zn deposit, Tibet: Insights into element incorporation mechanisms and ore genesis. Ore Geology Reviews, 106858. https://doi.org/10.1016/j.oregeorev.2025.106858 |  | CHN | Tibet
| Sinongduo |  | Epithermal | Epithermal | Epithermal Ag-Pb-Zn | Ag, Pb, Zn |  | Ag, Pb, Zn | Li et al., 2025 |  | BZK0005-290@09 | BZK0005-290@09-1 | drill core |  |  |  |  | ore material | drill core | drill core | mineral separate | [5 empty] | mineralisation |  |  |  | sphalerite, pyrite, galena | [6 empty] | quartz, chalcopyrite, calcite | major element determined by EPMA as internal standard to calibrate the LA-ICP-MS data such as Zn for sphalerite, Fe for pyrite, and Pb for galena | LA-ICPMS, EMPA | NWR 193 nm Ar F Excimer laser-ablation system interfaced with an i CAP RQ ICPMS | Guangzhou Tuoyan Analytical Technology Co., Ltd. in Guangzhou, China | 0.7 l/min He carrier gas, which was later mixed with 0.89 l/min Ar make-up gas. The laser was set at a fluence of 3.5 J/cm², operating at 6 Hz with a 30 μm spot size. Each analysis lasted 45 seconds, followed by a 40-second background measurement. | NIST SRM610, MASS-1, NIST SRM612, GE8 | 25.12 |  |  |  | 1.42 |  | 0.0033 | [7 empty] | 0.0081 | [5 empty] | 7196.85 | [5 empty] | 22.74 |  | 0.55 |  |  |  | 139.02 | [9 empty] | 23811.42 |  | 0.21 |  |  |  | 1.0861 | [7 empty] | 51.12 | [13 empty] | 86.07 | [9 empty] | 0.094 | [5 empty] | 86.96 | [17 empty] | 0.229 |  |  |  | 2.74 | [5 empty] | 14.31 | [11 empty] | 2.01 |  | 0.304 | [5 empty] | 0.0071 | [7 empty] | 2.0903 |  |  |  |  | 2025 | Li, Z., Lang, X., Song, W., Li, H., Li, C., Ma, X. (2025). LA-ICP-MS analysis of sulfides from the Sinongduo Ag-Pb-Zn deposit, Tibet: Insights into element incorporation mechanisms and ore genesis. Ore Geology Reviews, 106858. https://doi.org/10.1016/j.oregeorev.2025.106858 |  | CHN | Tibet
| Sinongduo |  | Epithermal | Epithermal | Epithermal Ag-Pb-Zn | Ag, Pb, Zn |  | Ag, Pb, Zn | Li et al., 2025 |  | BZK0005-290@10 | BZK0005-290@10-1 | drill core |  |  |  |  | ore material | drill core | drill core | mineral separate | [5 empty] | mineralisation |  |  |  | sphalerite, pyrite, galena | [6 empty] | quartz, chalcopyrite, calcite | major element determined by EPMA as internal standard to calibrate the LA-ICP-MS data such as Zn for sphalerite, Fe for pyrite, and Pb for galena | LA-ICPMS, EMPA | NWR 193 nm Ar F Excimer laser-ablation system interfaced with an i CAP RQ ICPMS | Guangzhou Tuoyan Analytical Technology Co., Ltd. in Guangzhou, China | 0.7 l/min He carrier gas, which was later mixed with 0.89 l/min Ar make-up gas. The laser was set at a fluence of 3.5 J/cm², operating at 6 Hz with a 30 μm spot size. Each analysis lasted 45 seconds, followed by a 40-second background measurement. | NIST SRM610, MASS-1, NIST SRM612, GE8 | 914.83 |  |  |  | 0.206 |  | 0.0657 | [7 empty] | 0.0591 | [5 empty] | 9378.59 | [5 empty] | 7.41 |  | 2.86 |  |  |  | 5994.86 | [9 empty] | 44849.32 |  | 0.326 |  |  |  | 0.44 | [7 empty] | 3.73 | [13 empty] | 400.28 | [9 empty] | 0.099 | [5 empty] | 55772.09 | [17 empty] | 5.19 |  |  |  | 3.02 | [5 empty] | 11.13 | [11 empty] | 2.14 |  | 0.0723 | [5 empty] | 0.0098 | [7 empty] | 2.0029 |  |  |  |  | 2025 | Li, Z., Lang, X., Song, W., Li, H., Li, C., Ma, X. (2025). LA-ICP-MS analysis of sulfides from the Sinongduo Ag-Pb-Zn deposit, Tibet: Insights into element incorporation mechanisms and ore genesis. Ore Geology Reviews, 106858. https://doi.org/10.1016/j.oregeorev.2025.106858 |  | CHN | Tibet
| Sinongduo |  | Epithermal | Epithermal | Epithermal Ag-Pb-Zn | Ag, Pb, Zn |  | Ag, Pb, Zn | Li et al., 2025 |  | BZK0005-290@11 | BZK0005-290@11-1 | drill core |  |  |  |  | ore material | drill core | drill core | mineral separate | [5 empty] | mineralisation |  |  |  | sphalerite, pyrite, galena | [6 empty] | quartz, chalcopyrite, calcite | major element determined by EPMA as internal standard to calibrate the LA-ICP-MS data such as Zn for sphalerite, Fe for pyrite, and Pb for galena | LA-ICPMS, EMPA | NWR 193 nm Ar F Excimer laser-ablation system interfaced with an i CAP RQ ICPMS | Guangzhou Tuoyan Analytical Technology Co., Ltd. in Guangzhou, China | 0.7 l/min He carrier gas, which was later mixed with 0.89 l/min Ar make-up gas. The laser was set at a fluence of 3.5 J/cm², operating at 6 Hz with a 30 μm spot size. Each analysis lasted 45 seconds, followed by a 40-second background measurement. | NIST SRM610, MASS-1, NIST SRM612, GE8 | 41.15 |  |  |  | 0.292 |  | 0.031 | [7 empty] | 0.0107 | [5 empty] | 5659.17 | [5 empty] | 28.92 |  | 0.86 |  |  |  | 149.28 | [9 empty] | 21050.12 |  | 0.455 |  |  |  | 0.4 | [7 empty] | 13.95 | [13 empty] | 104.8 | [9 empty] | 0.08 | [5 empty] | 1202.12 | [17 empty] | 0.95 | [9 empty] | 11.5 | [11 empty] | 2.2 |  | 0.0546 | [5 empty] | 0.0093 | [12 empty] | 2025 | Li, Z., Lang, X., Song, W., Li, H., Li, C., Ma, X. (2025). LA-ICP-MS analysis of sulfides from the Sinongduo Ag-Pb-Zn deposit, Tibet: Insights into element incorporation mechanisms and ore genesis. Ore Geology Reviews, 106858. https://doi.org/10.1016/j.oregeorev.2025.106858 |  | CHN | Tibet
| Sinongduo |  | Epithermal | Epithermal | Epithermal Ag-Pb-Zn | Ag, Pb, Zn |  | Ag, Pb, Zn | Li et al., 2025 |  | BZK0005-290@12 | BZK0005-290@12-1 | drill core |  |  |  |  | ore material | drill core | drill core | mineral separate | [5 empty] | mineralisation |  |  |  | sphalerite, pyrite, galena | [6 empty] | quartz, chalcopyrite, calcite | major element determined by EPMA as internal standard to calibrate the LA-ICP-MS data such as Zn for sphalerite, Fe for pyrite, and Pb for galena | LA-ICPMS, EMPA | NWR 193 nm Ar F Excimer laser-ablation system interfaced with an i CAP RQ ICPMS | Guangzhou Tuoyan Analytical Technology Co., Ltd. in Guangzhou, China | 0.7 l/min He carrier gas, which was later mixed with 0.89 l/min Ar make-up gas. The laser was set at a fluence of 3.5 J/cm², operating at 6 Hz with a 30 μm spot size. Each analysis lasted 45 seconds, followed by a 40-second background measurement. | NIST SRM610, MASS-1, NIST SRM612, GE8 | 63.75 |  |  |  | 0.905 |  | 0.0347 | [7 empty] | 0.162 | [5 empty] | 6391.36 | [5 empty] | 31.77 |  | 2.12 |  |  |  | 160.62 | [9 empty] | 24166.27 |  | 0.074 | [25 empty] | 272.75 | [9 empty] | 0.082 | [5 empty] | 22766.89 | [17 empty] | 0.863 |  |  |  | 2.28 | [5 empty] | 22.3 | [11 empty] | 2.49 |  | 0.0407 | [5 empty] | 0.0109 | [12 empty] | 2025 | Li, Z., Lang, X., Song, W., Li, H., Li, C., Ma, X. (2025). LA-ICP-MS analysis of sulfides from the Sinongduo Ag-Pb-Zn deposit, Tibet: Insights into element incorporation mechanisms and ore genesis. Ore Geology Reviews, 106858. https://doi.org/10.1016/j.oregeorev.2025.106858 |  | CHN | Tibet
| Sinongduo |  | Epithermal | Epithermal | Epithermal Ag-Pb-Zn | Ag, Pb, Zn |  | Ag, Pb, Zn | Li et al., 2025 |  | BZK0005-290@13 | BZK0005-290@13-1 | drill core |  |  |  |  | ore material | drill core | drill core | mineral separate | [5 empty] | mineralisation |  |  |  | sphalerite, pyrite, galena | [6 empty] | quartz, chalcopyrite, calcite | major element determined by EPMA as internal standard to calibrate the LA-ICP-MS data such as Zn for sphalerite, Fe for pyrite, and Pb for galena | LA-ICPMS, EMPA | NWR 193 nm Ar F Excimer laser-ablation system interfaced with an i CAP RQ ICPMS | Guangzhou Tuoyan Analytical Technology Co., Ltd. in Guangzhou, China | 0.7 l/min He carrier gas, which was later mixed with 0.89 l/min Ar make-up gas. The laser was set at a fluence of 3.5 J/cm², operating at 6 Hz with a 30 μm spot size. Each analysis lasted 45 seconds, followed by a 40-second background measurement. | NIST SRM610, MASS-1, NIST SRM612, GE8 | 21.29 |  |  |  | 0.129 | [9 empty] | 0.0061 | [5 empty] | 16129.87 | [5 empty] | 23.46 | [5 empty] | 138.24 | [9 empty] | 19066.02 | [5 empty] | 0.38 | [7 empty] | 117.55 | [13 empty] | 43.31 | [9 empty] | 0.087 | [5 empty] | 6.67 | [17 empty] | 0.118 |  |  |  | 2.61 | [5 empty] | 7.4 | [11 empty] | 1.99 |  | 0.0043 | [18 empty] | 2025 | Li, Z., Lang, X., Song, W., Li, H., Li, C., Ma, X. (2025). LA-ICP-MS analysis of sulfides from the Sinongduo Ag-Pb-Zn deposit, Tibet: Insights into element incorporation mechanisms and ore genesis. Ore Geology Reviews, 106858. https://doi.org/10.1016/j.oregeorev.2025.106858 |  | CHN | Tibet
| Sinongduo |  | Epithermal | Epithermal | Epithermal Ag-Pb-Zn | Ag, Pb, Zn |  | Ag, Pb, Zn | Li et al., 2025 |  | BZK0005-290@14 | BZK0005-290@14-1 | drill core |  |  |  |  | ore material | drill core | drill core | mineral separate | [5 empty] | mineralisation |  |  |  | sphalerite, pyrite, galena | [6 empty] | quartz, chalcopyrite, calcite | major element determined by EPMA as internal standard to calibrate the LA-ICP-MS data such as Zn for sphalerite, Fe for pyrite, and Pb for galena | LA-ICPMS, EMPA | NWR 193 nm Ar F Excimer laser-ablation system interfaced with an i CAP RQ ICPMS | Guangzhou Tuoyan Analytical Technology Co., Ltd. in Guangzhou, China | 0.7 l/min He carrier gas, which was later mixed with 0.89 l/min Ar make-up gas. The laser was set at a fluence of 3.5 J/cm², operating at 6 Hz with a 30 μm spot size. Each analysis lasted 45 seconds, followed by a 40-second background measurement. | NIST SRM610, MASS-1, NIST SRM612, GE8 | 58 | [5 empty] | 0.0162 | [7 empty] | 0.044 | [5 empty] | 6545.73 | [5 empty] | 0.713 | [5 empty] | 248.44 | [9 empty] | 37539.15 |  | 0.372 |  |  |  | 0.41 | [7 empty] | 2.78 | [13 empty] | 180.56 | [9 empty] | 0.101 | [5 empty] | 11447.05 | [17 empty] | 0.465 |  |  |  | 2.83 | [5 empty] | 216.36 | [11 empty] | 2.38 |  | 0.0323 | [5 empty] | 0.0091 | [12 empty] | 2025 | Li, Z., Lang, X., Song, W., Li, H., Li, C., Ma, X. (2025). LA-ICP-MS analysis of sulfides from the Sinongduo Ag-Pb-Zn deposit, Tibet: Insights into element incorporation mechanisms and ore genesis. Ore Geology Reviews, 106858. https://doi.org/10.1016/j.oregeorev.2025.106858 |  | CHN | Tibet
| Sinongduo |  | Epithermal | Epithermal | Epithermal Ag-Pb-Zn | Ag, Pb, Zn |  | Ag, Pb, Zn | Li et al., 2025 |  | NC6005 (n = 10)-1 | NC6005 (n = 10)-1 | drill core |  |  |  |  | ore material | drill core | drill core | mineral separate | [5 empty] | mineralisation |  |  |  | sphalerite, pyrite, galena | [6 empty] | quartz, chalcopyrite, calcite | major element determined by EPMA as internal standard to calibrate the LA-ICP-MS data such as Zn for sphalerite, Fe for pyrite, and Pb for galena | LA-ICPMS, EMPA | NWR 193 nm Ar F Excimer laser-ablation system interfaced with an i CAP RQ ICPMS | Guangzhou Tuoyan Analytical Technology Co., Ltd. in Guangzhou, China | 0.7 l/min He carrier gas, which was later mixed with 0.89 l/min Ar make-up gas. The laser was set at a fluence of 3.5 J/cm², operating at 6 Hz with a 30 μm spot size. Each analysis lasted 45 seconds, followed by a 40-second background measurement. | NIST SRM610, MASS-1, NIST SRM612, GE8 | 5.9 | [25 empty] | 99 | [5 empty] | 605 | [9 empty] | 60213 | [27 empty] | 727 | [76 empty] | 2025 | Li, Z., Lang, X., Song, W., Li, H., Li, C., Ma, X. (2025). LA-ICP-MS analysis of sulfides from the Sinongduo Ag-Pb-Zn deposit, Tibet: Insights into element incorporation mechanisms and ore genesis. Ore Geology Reviews, 106858. https://doi.org/10.1016/j.oregeorev.2025.106858 |  | CHN | Tibet
| Sinongduo |  | Epithermal | Epithermal | Epithermal Ag-Pb-Zn | Ag, Pb, Zn |  | Ag, Pb, Zn | Li et al., 2025 |  | Su-1b (n = 20)-1 | Su-1b (n = 20)-1 | drill core |  |  |  |  | ore material | drill core | drill core | mineral separate | [5 empty] | mineralisation |  |  |  | sphalerite, pyrite, galena | [6 empty] | quartz, chalcopyrite, calcite | major element determined by EPMA as internal standard to calibrate the LA-ICP-MS data such as Zn for sphalerite, Fe for pyrite, and Pb for galena | LA-ICPMS, EMPA | NWR 193 nm Ar F Excimer laser-ablation system interfaced with an i CAP RQ ICPMS | Guangzhou Tuoyan Analytical Technology Co., Ltd. in Guangzhou, China | 0.7 l/min He carrier gas, which was later mixed with 0.89 l/min Ar make-up gas. The laser was set at a fluence of 3.5 J/cm², operating at 6 Hz with a 30 μm spot size. Each analysis lasted 45 seconds, followed by a 40-second background measurement. | NIST SRM610, MASS-1, NIST SRM612, GE8 | 4.3 | [25 empty] | 31 | [5 empty] | 574 | [9 empty] | 81311 | [27 empty] | 911 | [76 empty] | 2025 | Li, Z., Lang, X., Song, W., Li, H., Li, C., Ma, X. (2025). LA-ICP-MS analysis of sulfides from the Sinongduo Ag-Pb-Zn deposit, Tibet: Insights into element incorporation mechanisms and ore genesis. Ore Geology Reviews, 106858. https://doi.org/10.1016/j.oregeorev.2025.106858 |  | CHN | Tibet
| Sinongduo |  | Epithermal | Epithermal | Epithermal Ag-Pb-Zn | Ag, Pb, Zn |  | Ag, Pb, Zn | Li et al., 2025 |  | Su-2a (n = 16)-1 | Su-2a (n = 16)-1 | drill core |  |  |  |  | ore material | drill core | drill core | mineral separate | [5 empty] | mineralisation |  |  |  | sphalerite, pyrite, galena | [6 empty] | quartz, chalcopyrite, calcite | major element determined by EPMA as internal standard to calibrate the LA-ICP-MS data such as Zn for sphalerite, Fe for pyrite, and Pb for galena | LA-ICPMS, EMPA | NWR 193 nm Ar F Excimer laser-ablation system interfaced with an i CAP RQ ICPMS | Guangzhou Tuoyan Analytical Technology Co., Ltd. in Guangzhou, China | 0.7 l/min He carrier gas, which was later mixed with 0.89 l/min Ar make-up gas. The laser was set at a fluence of 3.5 J/cm², operating at 6 Hz with a 30 μm spot size. Each analysis lasted 45 seconds, followed by a 40-second background measurement. | NIST SRM610, MASS-1, NIST SRM612, GE8 | 4.3 | [25 empty] | 27 | [5 empty] | 329 | [9 empty] | 56465 | [27 empty] | 1275 | [76 empty] | 2025 | Li, Z., Lang, X., Song, W., Li, H., Li, C., Ma, X. (2025). LA-ICP-MS analysis of sulfides from the Sinongduo Ag-Pb-Zn deposit, Tibet: Insights into element incorporation mechanisms and ore genesis. Ore Geology Reviews, 106858. https://doi.org/10.1016/j.oregeorev.2025.106858 |  | CHN | Tibet
| Sinongduo |  | Epithermal | Epithermal | Epithermal Ag-Pb-Zn | Ag, Pb, Zn |  | Ag, Pb, Zn | Li et al., 2025 |  | Su-2b (n = 20)-1 | Su-2b (n = 20)-1 | drill core |  |  |  |  | ore material | drill core | drill core | mineral separate | [5 empty] | mineralisation |  |  |  | sphalerite, pyrite, galena | [6 empty] | quartz, chalcopyrite, calcite | major element determined by EPMA as internal standard to calibrate the LA-ICP-MS data such as Zn for sphalerite, Fe for pyrite, and Pb for galena | LA-ICPMS, EMPA | NWR 193 nm Ar F Excimer laser-ablation system interfaced with an i CAP RQ ICPMS | Guangzhou Tuoyan Analytical Technology Co., Ltd. in Guangzhou, China | 0.7 l/min He carrier gas, which was later mixed with 0.89 l/min Ar make-up gas. The laser was set at a fluence of 3.5 J/cm², operating at 6 Hz with a 30 μm spot size. Each analysis lasted 45 seconds, followed by a 40-second background measurement. | NIST SRM610, MASS-1, NIST SRM612, GE8 | 3.4 | [25 empty] | 31 | [5 empty] | 67 | [9 empty] | 72921 | [27 empty] | 1351 | [76 empty] | 2025 | Li, Z., Lang, X., Song, W., Li, H., Li, C., Ma, X. (2025). LA-ICP-MS analysis of sulfides from the Sinongduo Ag-Pb-Zn deposit, Tibet: Insights into element incorporation mechanisms and ore genesis. Ore Geology Reviews, 106858. https://doi.org/10.1016/j.oregeorev.2025.106858 |  | CHN | Tibet
| Mofjell |  | Epithermal | Epithermal | Epithermal Ag-Pb-Zn | Ag, Pb, Zn |  | Ag, Pb, Zn | Li et al., 2025 |  | Mo2 (n = 18)-1 | Mo2 (n = 18)-1 | drill core |  |  |  |  | ore material | drill core | drill core | mineral separate | [5 empty] | mineralisation |  |  |  | sphalerite, pyrite, galena | [6 empty] | quartz, chalcopyrite, calcite | major element determined by EPMA as internal standard to calibrate the LA-ICP-MS data such as Zn for sphalerite, Fe for pyrite, and Pb for galena | LA-ICPMS, EMPA | NWR 193 nm Ar F Excimer laser-ablation system interfaced with an i CAP RQ ICPMS | Guangzhou Tuoyan Analytical Technology Co., Ltd. in Guangzhou, China | 0.7 l/min He carrier gas, which was later mixed with 0.89 l/min Ar make-up gas. The laser was set at a fluence of 3.5 J/cm², operating at 6 Hz with a 30 μm spot size. Each analysis lasted 45 seconds, followed by a 40-second background measurement. | NIST SRM610, MASS-1, NIST SRM612, GE8 | 1 | [31 empty] | 9.1 | [9 empty] | 32142 | [27 empty] | 589 | [76 empty] | 2025 | Li, Z., Lang, X., Song, W., Li, H., Li, C., Ma, X. (2025). LA-ICP-MS analysis of sulfides from the Sinongduo Ag-Pb-Zn deposit, Tibet: Insights into element incorporation mechanisms and ore genesis. Ore Geology Reviews, 106858. https://doi.org/10.1016/j.oregeorev.2025.106858 |  | CHN | Tibet
| Sinongduo |  | Epithermal | Epithermal | Epithermal Ag-Pb-Zn | Ag, Pb, Zn |  | Ag, Pb, Zn | Li et al., 2025 |  | Mo5 (n = 20)-1 | Mo5 (n = 20)-1 | drill core |  |  |  |  | ore material | drill core | drill core | mineral separate | [5 empty] | mineralisation |  |  |  | sphalerite, pyrite, galena | [6 empty] | quartz, chalcopyrite, calcite | major element determined by EPMA as internal standard to calibrate the LA-ICP-MS data such as Zn for sphalerite, Fe for pyrite, and Pb for galena | LA-ICPMS, EMPA | NWR 193 nm Ar F Excimer laser-ablation system interfaced with an i CAP RQ ICPMS | Guangzhou Tuoyan Analytical Technology Co., Ltd. in Guangzhou, China | 0.7 l/min He carrier gas, which was later mixed with 0.89 l/min Ar make-up gas. The laser was set at a fluence of 3.5 J/cm², operating at 6 Hz with a 30 μm spot size. Each analysis lasted 45 seconds, followed by a 40-second background measurement. | NIST SRM610, MASS-1, NIST SRM612, GE8 | 1.4 | [31 empty] | 8 | [9 empty] | 59561 | [27 empty] | 1446 | [76 empty] | 2025 | Li, Z., Lang, X., Song, W., Li, H., Li, C., Ma, X. (2025). LA-ICP-MS analysis of sulfides from the Sinongduo Ag-Pb-Zn deposit, Tibet: Insights into element incorporation mechanisms and ore genesis. Ore Geology Reviews, 106858. https://doi.org/10.1016/j.oregeorev.2025.106858 |  | CHN | Tibet
| Sinongduo |  | Epithermal | Epithermal | Epithermal Ag-Pb-Zn | Ag, Pb, Zn |  | Ag, Pb, Zn | Li et al., 2025 |  | Mo10 (n = 20)-1 | Mo10 (n = 20)-1 | drill core |  |  |  |  | ore material | drill core | drill core | mineral separate | [5 empty] | mineralisation |  |  |  | sphalerite, pyrite, galena | [6 empty] | quartz, chalcopyrite, calcite | major element determined by EPMA as internal standard to calibrate the LA-ICP-MS data such as Zn for sphalerite, Fe for pyrite, and Pb for galena | LA-ICPMS, EMPA | NWR 193 nm Ar F Excimer laser-ablation system interfaced with an i CAP RQ ICPMS | Guangzhou Tuoyan Analytical Technology Co., Ltd. in Guangzhou, China | 0.7 l/min He carrier gas, which was later mixed with 0.89 l/min Ar make-up gas. The laser was set at a fluence of 3.5 J/cm², operating at 6 Hz with a 30 μm spot size. Each analysis lasted 45 seconds, followed by a 40-second background measurement. | NIST SRM610, MASS-1, NIST SRM612, GE8 | 0.97 | [31 empty] | 6.5 | [9 empty] | 43640 | [27 empty] | 957 | [76 empty] | 2025 | Li, Z., Lang, X., Song, W., Li, H., Li, C., Ma, X. (2025). LA-ICP-MS analysis of sulfides from the Sinongduo Ag-Pb-Zn deposit, Tibet: Insights into element incorporation mechanisms and ore genesis. Ore Geology Reviews, 106858. https://doi.org/10.1016/j.oregeorev.2025.106858 |  | CHN | Tibet
| Røros |  | Epithermal | Epithermal | Epithermal Ag-Pb-Zn | Ag, Pb, Zn |  | Ag, Pb, Zn | Li et al., 2025 |  | STO17504 (n = 18)-1 | STO17504 (n = 18)-1 | drill core |  |  |  |  | ore material | drill core | drill core | mineral separate | [5 empty] | mineralisation |  |  |  | sphalerite, pyrite, galena | [6 empty] | quartz, chalcopyrite, calcite | major element determined by EPMA as internal standard to calibrate the LA-ICP-MS data such as Zn for sphalerite, Fe for pyrite, and Pb for galena | LA-ICPMS, EMPA | NWR 193 nm Ar F Excimer laser-ablation system interfaced with an i CAP RQ ICPMS | Guangzhou Tuoyan Analytical Technology Co., Ltd. in Guangzhou, China | 0.7 l/min He carrier gas, which was later mixed with 0.89 l/min Ar make-up gas. The laser was set at a fluence of 3.5 J/cm², operating at 6 Hz with a 30 μm spot size. Each analysis lasted 45 seconds, followed by a 40-second background measurement. | NIST SRM610, MASS-1, NIST SRM612, GE8 | 11 | [25 empty] | 226 | [5 empty] | 12619 | [9 empty] | 74576 | [27 empty] | 469 | [76 empty] | 2025 | Li, Z., Lang, X., Song, W., Li, H., Li, C., Ma, X. (2025). LA-ICP-MS analysis of sulfides from the Sinongduo Ag-Pb-Zn deposit, Tibet: Insights into element incorporation mechanisms and ore genesis. Ore Geology Reviews, 106858. https://doi.org/10.1016/j.oregeorev.2025.106858 |  | CHN | Tibet
| Sinongduo |  | Epithermal | Epithermal | Epithermal Ag-Pb-Zn | Ag, Pb, Zn |  | Ag, Pb, Zn | Li et al., 2025 |  | STO17505 (n = 20)-1 | STO17505 (n = 20)-1 | drill core |  |  |  |  | ore material | drill core | drill core | mineral separate | [5 empty] | mineralisation |  |  |  | sphalerite, pyrite, galena | [6 empty] | quartz, chalcopyrite, calcite | major element determined by EPMA as internal standard to calibrate the LA-ICP-MS data such as Zn for sphalerite, Fe for pyrite, and Pb for galena | LA-ICPMS, EMPA | NWR 193 nm Ar F Excimer laser-ablation system interfaced with an i CAP RQ ICPMS | Guangzhou Tuoyan Analytical Technology Co., Ltd. in Guangzhou, China | 0.7 l/min He carrier gas, which was later mixed with 0.89 l/min Ar make-up gas. The laser was set at a fluence of 3.5 J/cm², operating at 6 Hz with a 30 μm spot size. Each analysis lasted 45 seconds, followed by a 40-second background measurement. | NIST SRM610, MASS-1, NIST SRM612, GE8 | 4.1 | [25 empty] | 32 | [5 empty] | 457 | [9 empty] | 57768 | [27 empty] | 492 | [76 empty] | 2025 | Li, Z., Lang, X., Song, W., Li, H., Li, C., Ma, X. (2025). LA-ICP-MS analysis of sulfides from the Sinongduo Ag-Pb-Zn deposit, Tibet: Insights into element incorporation mechanisms and ore genesis. Ore Geology Reviews, 106858. https://doi.org/10.1016/j.oregeorev.2025.106858 |  | CHN | Tibet
| Sinongduo |  | Epithermal | Epithermal | Epithermal Ag-Pb-Zn | Ag, Pb, Zn |  | Ag, Pb, Zn | Li et al., 2025 |  | STO17506 (n = 20)-1 | STO17506 (n = 20)-1 | drill core |  |  |  |  | ore material | drill core | drill core | mineral separate | [5 empty] | mineralisation |  |  |  | sphalerite, pyrite, galena | [6 empty] | quartz, chalcopyrite, calcite | major element determined by EPMA as internal standard to calibrate the LA-ICP-MS data such as Zn for sphalerite, Fe for pyrite, and Pb for galena | LA-ICPMS, EMPA | NWR 193 nm Ar F Excimer laser-ablation system interfaced with an i CAP RQ ICPMS | Guangzhou Tuoyan Analytical Technology Co., Ltd. in Guangzhou, China | 0.7 l/min He carrier gas, which was later mixed with 0.89 l/min Ar make-up gas. The laser was set at a fluence of 3.5 J/cm², operating at 6 Hz with a 30 μm spot size. Each analysis lasted 45 seconds, followed by a 40-second background measurement. | NIST SRM610, MASS-1, NIST SRM612, GE8 | 1.7 | [25 empty] | 127 | [5 empty] | 40 | [9 empty] | 64579 | [27 empty] | 1135 | [76 empty] | 2025 | Li, Z., Lang, X., Song, W., Li, H., Li, C., Ma, X. (2025). LA-ICP-MS analysis of sulfides from the Sinongduo Ag-Pb-Zn deposit, Tibet: Insights into element incorporation mechanisms and ore genesis. Ore Geology Reviews, 106858. https://doi.org/10.1016/j.oregeorev.2025.106858 |  | CHN | Tibet
| Bleikvassli |  | Epithermal | Epithermal | Epithermal Ag-Pb-Zn | Ag, Pb, Zn |  | Ag, Pb, Zn | Li et al., 2025 |  | Bv1 (n = 20)-1 | Bv1 (n = 20)-1 | drill core |  |  |  |  | ore material | drill core | drill core | mineral separate | [5 empty] | mineralisation |  |  |  | sphalerite, pyrite, galena | [6 empty] | quartz, chalcopyrite, calcite | major element determined by EPMA as internal standard to calibrate the LA-ICP-MS data such as Zn for sphalerite, Fe for pyrite, and Pb for galena | LA-ICPMS, EMPA | NWR 193 nm Ar F Excimer laser-ablation system interfaced with an i CAP RQ ICPMS | Guangzhou Tuoyan Analytical Technology Co., Ltd. in Guangzhou, China | 0.7 l/min He carrier gas, which was later mixed with 0.89 l/min Ar make-up gas. The laser was set at a fluence of 3.5 J/cm², operating at 6 Hz with a 30 μm spot size. Each analysis lasted 45 seconds, followed by a 40-second background measurement. | NIST SRM610, MASS-1, NIST SRM612, GE8 | 2.6 | [31 empty] | 76 | [9 empty] | 62698 | [27 empty] | 313 | [76 empty] | 2025 | Li, Z., Lang, X., Song, W., Li, H., Li, C., Ma, X. (2025). LA-ICP-MS analysis of sulfides from the Sinongduo Ag-Pb-Zn deposit, Tibet: Insights into element incorporation mechanisms and ore genesis. Ore Geology Reviews, 106858. https://doi.org/10.1016/j.oregeorev.2025.106858 |  | CHN | Tibet
| Sinongduo |  | Epithermal | Epithermal | Epithermal Ag-Pb-Zn | Ag, Pb, Zn |  | Ag, Pb, Zn | Li et al., 2025 |  | V59.197 (n = 20)-1 | V59.197 (n = 20)-1 | drill core |  |  |  |  | ore material | drill core | drill core | mineral separate | [5 empty] | mineralisation |  |  |  | sphalerite, pyrite, galena | [6 empty] | quartz, chalcopyrite, calcite | major element determined by EPMA as internal standard to calibrate the LA-ICP-MS data such as Zn for sphalerite, Fe for pyrite, and Pb for galena | LA-ICPMS, EMPA | NWR 193 nm Ar F Excimer laser-ablation system interfaced with an i CAP RQ ICPMS | Guangzhou Tuoyan Analytical Technology Co., Ltd. in Guangzhou, China | 0.7 l/min He carrier gas, which was later mixed with 0.89 l/min Ar make-up gas. The laser was set at a fluence of 3.5 J/cm², operating at 6 Hz with a 30 μm spot size. Each analysis lasted 45 seconds, followed by a 40-second background measurement. | NIST SRM610, MASS-1, NIST SRM612, GE8 | 2.1 | [31 empty] | 115 | [9 empty] | 72318 | [27 empty] | 758 | [76 empty] | 2025 | Li, Z., Lang, X., Song, W., Li, H., Li, C., Ma, X. (2025). LA-ICP-MS analysis of sulfides from the Sinongduo Ag-Pb-Zn deposit, Tibet: Insights into element incorporation mechanisms and ore genesis. Ore Geology Reviews, 106858. https://doi.org/10.1016/j.oregeorev.2025.106858 |  | CHN | Tibet
| Sinongduo |  | Epithermal | Epithermal | Epithermal Ag-Pb-Zn | Ag, Pb, Zn |  | Ag, Pb, Zn | Li et al., 2025 |  | V60.446 (n = 20)-1 | V60.446 (n = 20)-1 | drill core |  |  |  |  | ore material | drill core | drill core | mineral separate | [5 empty] | mineralisation |  |  |  | sphalerite, pyrite, galena | [6 empty] | quartz, chalcopyrite, calcite | major element determined by EPMA as internal standard to calibrate the LA-ICP-MS data such as Zn for sphalerite, Fe for pyrite, and Pb for galena | LA-ICPMS, EMPA | NWR 193 nm Ar F Excimer laser-ablation system interfaced with an i CAP RQ ICPMS | Guangzhou Tuoyan Analytical Technology Co., Ltd. in Guangzhou, China | 0.7 l/min He carrier gas, which was later mixed with 0.89 l/min Ar make-up gas. The laser was set at a fluence of 3.5 J/cm², operating at 6 Hz with a 30 μm spot size. Each analysis lasted 45 seconds, followed by a 40-second background measurement. | NIST SRM610, MASS-1, NIST SRM612, GE8 | 5.3 | [31 empty] | 75 | [9 empty] | 54962 | [27 empty] | 2751 | [76 empty] | 2025 | Li, Z., Lang, X., Song, W., Li, H., Li, C., Ma, X. (2025). LA-ICP-MS analysis of sulfides from the Sinongduo Ag-Pb-Zn deposit, Tibet: Insights into element incorporation mechanisms and ore genesis. Ore Geology Reviews, 106858. https://doi.org/10.1016/j.oregeorev.2025.106858 |  | CHN | Tibet
| Sinongduo |  | Epithermal | Epithermal | Epithermal Ag-Pb-Zn | Ag, Pb, Zn |  | Ag, Pb, Zn | Li et al., 2025 |  | V61.538 (n = 20)-1 | V61.538 (n = 20)-1 | drill core |  |  |  |  | ore material | drill core | drill core | mineral separate | [5 empty] | mineralisation |  |  |  | sphalerite, pyrite, galena | [6 empty] | quartz, chalcopyrite, calcite | major element determined by EPMA as internal standard to calibrate the LA-ICP-MS data such as Zn for sphalerite, Fe for pyrite, and Pb for galena | LA-ICPMS, EMPA | NWR 193 nm Ar F Excimer laser-ablation system interfaced with an i CAP RQ ICPMS | Guangzhou Tuoyan Analytical Technology Co., Ltd. in Guangzhou, China | 0.7 l/min He carrier gas, which was later mixed with 0.89 l/min Ar make-up gas. The laser was set at a fluence of 3.5 J/cm², operating at 6 Hz with a 30 μm spot size. Each analysis lasted 45 seconds, followed by a 40-second background measurement. | NIST SRM610, MASS-1, NIST SRM612, GE8 | 1.3 | [31 empty] | 47 | [9 empty] | 63772 | [27 empty] | 2079 | [76 empty] | 2025 | Li, Z., Lang, X., Song, W., Li, H., Li, C., Ma, X. (2025). LA-ICP-MS analysis of sulfides from the Sinongduo Ag-Pb-Zn deposit, Tibet: Insights into element incorporation mechanisms and ore genesis. Ore Geology Reviews, 106858. https://doi.org/10.1016/j.oregeorev.2025.106858 |  | CHN | Tibet
| Mt. Isa |  | Epithermal | Epithermal | Epithermal Ag-Pb-Zn | Ag, Pb, Zn |  | Ag, Pb, Zn | Li et al., 2025 |  | 5984A (n = 20)-1 | 5984A (n = 20)-1 | drill core |  |  |  |  | ore material | drill core | drill core | mineral separate | [5 empty] | mineralisation |  |  |  | sphalerite, pyrite, galena | [6 empty] | quartz, chalcopyrite, calcite | major element determined by EPMA as internal standard to calibrate the LA-ICP-MS data such as Zn for sphalerite, Fe for pyrite, and Pb for galena | LA-ICPMS, EMPA | NWR 193 nm Ar F Excimer laser-ablation system interfaced with an i CAP RQ ICPMS | Guangzhou Tuoyan Analytical Technology Co., Ltd. in Guangzhou, China | 0.7 l/min He carrier gas, which was later mixed with 0.89 l/min Ar make-up gas. The laser was set at a fluence of 3.5 J/cm², operating at 6 Hz with a 30 μm spot size. Each analysis lasted 45 seconds, followed by a 40-second background measurement. | NIST SRM610, MASS-1, NIST SRM612, GE8 | 23 | [31 empty] | 121 | [9 empty] | 45779 | [27 empty] | 55 | [76 empty] | 2025 | Li, Z., Lang, X., Song, W., Li, H., Li, C., Ma, X. (2025). LA-ICP-MS analysis of sulfides from the Sinongduo Ag-Pb-Zn deposit, Tibet: Insights into element incorporation mechanisms and ore genesis. Ore Geology Reviews, 106858. https://doi.org/10.1016/j.oregeorev.2025.106858 |  | CHN | Tibet
| Sinongduo |  | Epithermal | Epithermal | Epithermal Ag-Pb-Zn | Ag, Pb, Zn |  | Ag, Pb, Zn | Li et al., 2025 |  | 5984B (n = 20)-1 | 5984B (n = 20)-1 | drill core |  |  |  |  | ore material | drill core | drill core | mineral separate | [5 empty] | mineralisation |  |  |  | sphalerite, pyrite, galena | [6 empty] | quartz, chalcopyrite, calcite | major element determined by EPMA as internal standard to calibrate the LA-ICP-MS data such as Zn for sphalerite, Fe for pyrite, and Pb for galena | LA-ICPMS, EMPA | NWR 193 nm Ar F Excimer laser-ablation system interfaced with an i CAP RQ ICPMS | Guangzhou Tuoyan Analytical Technology Co., Ltd. in Guangzhou, China | 0.7 l/min He carrier gas, which was later mixed with 0.89 l/min Ar make-up gas. The laser was set at a fluence of 3.5 J/cm², operating at 6 Hz with a 30 μm spot size. Each analysis lasted 45 seconds, followed by a 40-second background measurement. | NIST SRM610, MASS-1, NIST SRM612, GE8 | 66 | [31 empty] | 63 | [9 empty] | 47790 | [27 empty] | 297 | [76 empty] | 2025 | Li, Z., Lang, X., Song, W., Li, H., Li, C., Ma, X. (2025). LA-ICP-MS analysis of sulfides from the Sinongduo Ag-Pb-Zn deposit, Tibet: Insights into element incorporation mechanisms and ore genesis. Ore Geology Reviews, 106858. https://doi.org/10.1016/j.oregeorev.2025.106858 |  | CHN | Tibet
| Broken Hill |  | Epithermal | Epithermal | Epithermal Ag-Pb-Zn | Ag, Pb, Zn |  | Ag, Pb, Zn | Li et al., 2025 |  | BH218 (n = 20)-1 | BH218 (n = 20)-1 | drill core |  |  |  |  | ore material | drill core | drill core | mineral separate | [5 empty] | mineralisation |  |  |  | sphalerite, pyrite, galena | [6 empty] | quartz, chalcopyrite, calcite | major element determined by EPMA as internal standard to calibrate the LA-ICP-MS data such as Zn for sphalerite, Fe for pyrite, and Pb for galena | LA-ICPMS, EMPA | NWR 193 nm Ar F Excimer laser-ablation system interfaced with an i CAP RQ ICPMS | Guangzhou Tuoyan Analytical Technology Co., Ltd. in Guangzhou, China | 0.7 l/min He carrier gas, which was later mixed with 0.89 l/min Ar make-up gas. The laser was set at a fluence of 3.5 J/cm², operating at 6 Hz with a 30 μm spot size. Each analysis lasted 45 seconds, followed by a 40-second background measurement. | NIST SRM610, MASS-1, NIST SRM612, GE8 | 1.9 | [25 empty] | 62 | [5 empty] | 34 | [9 empty] | 74090 | [27 empty] | 1705 | [76 empty] | 2025 | Li, Z., Lang, X., Song, W., Li, H., Li, C., Ma, X. (2025). LA-ICP-MS analysis of sulfides from the Sinongduo Ag-Pb-Zn deposit, Tibet: Insights into element incorporation mechanisms and ore genesis. Ore Geology Reviews, 106858. https://doi.org/10.1016/j.oregeorev.2025.106858 |  | CHN | Tibet
| Sinongduo |  | Epithermal | Epithermal | Epithermal Ag-Pb-Zn | Ag, Pb, Zn |  | Ag, Pb, Zn | Li et al., 2025 |  | BH221 (n = 20)-1 | BH221 (n = 20)-1 | drill core |  |  |  |  | ore material | drill core | drill core | mineral separate | [5 empty] | mineralisation |  |  |  | sphalerite, pyrite, galena | [6 empty] | quartz, chalcopyrite, calcite | major element determined by EPMA as internal standard to calibrate the LA-ICP-MS data such as Zn for sphalerite, Fe for pyrite, and Pb for galena | LA-ICPMS, EMPA | NWR 193 nm Ar F Excimer laser-ablation system interfaced with an i CAP RQ ICPMS | Guangzhou Tuoyan Analytical Technology Co., Ltd. in Guangzhou, China | 0.7 l/min He carrier gas, which was later mixed with 0.89 l/min Ar make-up gas. The laser was set at a fluence of 3.5 J/cm², operating at 6 Hz with a 30 μm spot size. Each analysis lasted 45 seconds, followed by a 40-second background measurement. | NIST SRM610, MASS-1, NIST SRM612, GE8 | 4 | [25 empty] | 93 | [5 empty] | 28 | [9 empty] | 59203 | [27 empty] | 775 | [76 empty] | 2025 | Li, Z., Lang, X., Song, W., Li, H., Li, C., Ma, X. (2025). LA-ICP-MS analysis of sulfides from the Sinongduo Ag-Pb-Zn deposit, Tibet: Insights into element incorporation mechanisms and ore genesis. Ore Geology Reviews, 106858. https://doi.org/10.1016/j.oregeorev.2025.106858 |  | CHN | Tibet
| Sinongduo |  | Epithermal | Epithermal | Epithermal Ag-Pb-Zn | Ag, Pb, Zn |  | Ag, Pb, Zn | Li et al., 2025 |  | HDH-26-Sp2-1 | HDH-26-Sp2-1 | drill core |  |  |  |  | ore material | drill core | drill core | mineral separate | [5 empty] | mineralisation |  |  |  | sphalerite, pyrite, galena | [6 empty] | quartz, chalcopyrite, calcite | major element determined by EPMA as internal standard to calibrate the LA-ICP-MS data such as Zn for sphalerite, Fe for pyrite, and Pb for galena | LA-ICPMS, EMPA | NWR 193 nm Ar F Excimer laser-ablation system interfaced with an i CAP RQ ICPMS | Guangzhou Tuoyan Analytical Technology Co., Ltd. in Guangzhou, China | 0.7 l/min He carrier gas, which was later mixed with 0.89 l/min Ar make-up gas. The laser was set at a fluence of 3.5 J/cm², operating at 6 Hz with a 30 μm spot size. Each analysis lasted 45 seconds, followed by a 40-second background measurement. | NIST SRM610, MASS-1, NIST SRM612, GE8 | 1.5661 | [25 empty] | 0.032845 | [5 empty] | 6.8482 | [9 empty] | 576.4672 | [27 empty] | 10.0291 | [76 empty] | 2025 | Li, Z., Lang, X., Song, W., Li, H., Li, C., Ma, X. (2025). LA-ICP-MS analysis of sulfides from the Sinongduo Ag-Pb-Zn deposit, Tibet: Insights into element incorporation mechanisms and ore genesis. Ore Geology Reviews, 106858. https://doi.org/10.1016/j.oregeorev.2025.106858 |  | CHN | Tibet
| Sinongduo |  | Epithermal | Epithermal | Epithermal Ag-Pb-Zn | Ag, Pb, Zn |  | Ag, Pb, Zn | Li et al., 2025 |  | HDH-26-Sp3-1 | HDH-26-Sp3-1 | drill core |  |  |  |  | ore material | drill core | drill core | mineral separate | [5 empty] | mineralisation |  |  |  | sphalerite, pyrite, galena | [6 empty] | quartz, chalcopyrite, calcite | major element determined by EPMA as internal standard to calibrate the LA-ICP-MS data such as Zn for sphalerite, Fe for pyrite, and Pb for galena | LA-ICPMS, EMPA | NWR 193 nm Ar F Excimer laser-ablation system interfaced with an i CAP RQ ICPMS | Guangzhou Tuoyan Analytical Technology Co., Ltd. in Guangzhou, China | 0.7 l/min He carrier gas, which was later mixed with 0.89 l/min Ar make-up gas. The laser was set at a fluence of 3.5 J/cm², operating at 6 Hz with a 30 μm spot size. Each analysis lasted 45 seconds, followed by a 40-second background measurement. | NIST SRM610, MASS-1, NIST SRM612, GE8 | 0.9334 | [25 empty] | 0.030771 | [5 empty] | 3.4562 | [9 empty] | 723.7531 | [27 empty] | 12.0872 | [76 empty] | 2025 | Li, Z., Lang, X., Song, W., Li, H., Li, C., Ma, X. (2025). LA-ICP-MS analysis of sulfides from the Sinongduo Ag-Pb-Zn deposit, Tibet: Insights into element incorporation mechanisms and ore genesis. Ore Geology Reviews, 106858. https://doi.org/10.1016/j.oregeorev.2025.106858 |  | CHN | Tibet
| Sinongduo |  | Epithermal | Epithermal | Epithermal Ag-Pb-Zn | Ag, Pb, Zn |  | Ag, Pb, Zn | Li et al., 2025 |  | HDH-26-Sp4-1 | HDH-26-Sp4-1 | drill core |  |  |  |  | ore material | drill core | drill core | mineral separate | [5 empty] | mineralisation |  |  |  | sphalerite, pyrite, galena | [6 empty] | quartz, chalcopyrite, calcite | major element determined by EPMA as internal standard to calibrate the LA-ICP-MS data such as Zn for sphalerite, Fe for pyrite, and Pb for galena | LA-ICPMS, EMPA | NWR 193 nm Ar F Excimer laser-ablation system interfaced with an i CAP RQ ICPMS | Guangzhou Tuoyan Analytical Technology Co., Ltd. in Guangzhou, China | 0.7 l/min He carrier gas, which was later mixed with 0.89 l/min Ar make-up gas. The laser was set at a fluence of 3.5 J/cm², operating at 6 Hz with a 30 μm spot size. Each analysis lasted 45 seconds, followed by a 40-second background measurement. | NIST SRM610, MASS-1, NIST SRM612, GE8 | 1.7507 | [25 empty] | 0.0179 | [5 empty] | 5.2087 | [9 empty] | 310.1917 | [27 empty] | 13.5124 | [76 empty] | 2025 | Li, Z., Lang, X., Song, W., Li, H., Li, C., Ma, X. (2025). LA-ICP-MS analysis of sulfides from the Sinongduo Ag-Pb-Zn deposit, Tibet: Insights into element incorporation mechanisms and ore genesis. Ore Geology Reviews, 106858. https://doi.org/10.1016/j.oregeorev.2025.106858 |  | CHN | Tibet
| Sinongduo |  | Epithermal | Epithermal | Epithermal Ag-Pb-Zn | Ag, Pb, Zn |  | Ag, Pb, Zn | Li et al., 2025 |  | HDH-26-Sp5-1 | HDH-26-Sp5-1 | drill core |  |  |  |  | ore material | drill core | drill core | mineral separate | [5 empty] | mineralisation |  |  |  | sphalerite, pyrite, galena | [6 empty] | quartz, chalcopyrite, calcite | major element determined by EPMA as internal standard to calibrate the LA-ICP-MS data such as Zn for sphalerite, Fe for pyrite, and Pb for galena | LA-ICPMS, EMPA | NWR 193 nm Ar F Excimer laser-ablation system interfaced with an i CAP RQ ICPMS | Guangzhou Tuoyan Analytical Technology Co., Ltd. in Guangzhou, China | 0.7 l/min He carrier gas, which was later mixed with 0.89 l/min Ar make-up gas. The laser was set at a fluence of 3.5 J/cm², operating at 6 Hz with a 30 μm spot size. Each analysis lasted 45 seconds, followed by a 40-second background measurement. | NIST SRM610, MASS-1, NIST SRM612, GE8 | 1.4903 | [25 empty] | 0.034519 | [5 empty] | 5.143 | [9 empty] | 356.6328 | [27 empty] | 9.8147 | [76 empty] | 2025 | Li, Z., Lang, X., Song, W., Li, H., Li, C., Ma, X. (2025). LA-ICP-MS analysis of sulfides from the Sinongduo Ag-Pb-Zn deposit, Tibet: Insights into element incorporation mechanisms and ore genesis. Ore Geology Reviews, 106858. https://doi.org/10.1016/j.oregeorev.2025.106858 |  | CHN | Tibet
| Sinongduo |  | Epithermal | Epithermal | Epithermal Ag-Pb-Zn | Ag, Pb, Zn |  | Ag, Pb, Zn | Li et al., 2025 |  | HDH-26-Sp6-1 | HDH-26-Sp6-1 | drill core |  |  |  |  | ore material | drill core | drill core | mineral separate | [5 empty] | mineralisation |  |  |  | sphalerite, pyrite, galena | [6 empty] | quartz, chalcopyrite, calcite | major element determined by EPMA as internal standard to calibrate the LA-ICP-MS data such as Zn for sphalerite, Fe for pyrite, and Pb for galena | LA-ICPMS, EMPA | NWR 193 nm Ar F Excimer laser-ablation system interfaced with an i CAP RQ ICPMS | Guangzhou Tuoyan Analytical Technology Co., Ltd. in Guangzhou, China | 0.7 l/min He carrier gas, which was later mixed with 0.89 l/min Ar make-up gas. The laser was set at a fluence of 3.5 J/cm², operating at 6 Hz with a 30 μm spot size. Each analysis lasted 45 seconds, followed by a 40-second background measurement. | NIST SRM610, MASS-1, NIST SRM612, GE8 | 2.0509 | [25 empty] | 0.0199 | [5 empty] | 6.8876 | [9 empty] | 407.8823 | [27 empty] | 9.3541 | [76 empty] | 2025 | Li, Z., Lang, X., Song, W., Li, H., Li, C., Ma, X. (2025). LA-ICP-MS analysis of sulfides from the Sinongduo Ag-Pb-Zn deposit, Tibet: Insights into element incorporation mechanisms and ore genesis. Ore Geology Reviews, 106858. https://doi.org/10.1016/j.oregeorev.2025.106858 |  | CHN | Tibet
| Sinongduo |  | Epithermal | Epithermal | Epithermal Ag-Pb-Zn | Ag, Pb, Zn |  | Ag, Pb, Zn | Li et al., 2025 |  | HDH-26-Sp7-1 | HDH-26-Sp7-1 | drill core |  |  |  |  | ore material | drill core | drill core | mineral separate | [5 empty] | mineralisation |  |  |  | sphalerite, pyrite, galena | [6 empty] | quartz, chalcopyrite, calcite | major element determined by EPMA as internal standard to calibrate the LA-ICP-MS data such as Zn for sphalerite, Fe for pyrite, and Pb for galena | LA-ICPMS, EMPA | NWR 193 nm Ar F Excimer laser-ablation system interfaced with an i CAP RQ ICPMS | Guangzhou Tuoyan Analytical Technology Co., Ltd. in Guangzhou, China | 0.7 l/min He carrier gas, which was later mixed with 0.89 l/min Ar make-up gas. The laser was set at a fluence of 3.5 J/cm², operating at 6 Hz with a 30 μm spot size. Each analysis lasted 45 seconds, followed by a 40-second background measurement. | NIST SRM610, MASS-1, NIST SRM612, GE8 | 1.4368 | [25 empty] | 0.0319 | [5 empty] | 3.0206 | [9 empty] | 312.5879 | [27 empty] | 8.4469 | [76 empty] | 2025 | Li, Z., Lang, X., Song, W., Li, H., Li, C., Ma, X. (2025). LA-ICP-MS analysis of sulfides from the Sinongduo Ag-Pb-Zn deposit, Tibet: Insights into element incorporation mechanisms and ore genesis. Ore Geology Reviews, 106858. https://doi.org/10.1016/j.oregeorev.2025.106858 |  | CHN | Tibet
| Sinongduo |  | Epithermal | Epithermal | Epithermal Ag-Pb-Zn | Ag, Pb, Zn |  | Ag, Pb, Zn | Li et al., 2025 |  | HDH-26-Sp8-1 | HDH-26-Sp8-1 | drill core |  |  |  |  | ore material | drill core | drill core | mineral separate | [5 empty] | mineralisation |  |  |  | sphalerite, pyrite, galena | [6 empty] | quartz, chalcopyrite, calcite | major element determined by EPMA as internal standard to calibrate the LA-ICP-MS data such as Zn for sphalerite, Fe for pyrite, and Pb for galena | LA-ICPMS, EMPA | NWR 193 nm Ar F Excimer laser-ablation system interfaced with an i CAP RQ ICPMS | Guangzhou Tuoyan Analytical Technology Co., Ltd. in Guangzhou, China | 0.7 l/min He carrier gas, which was later mixed with 0.89 l/min Ar make-up gas. The laser was set at a fluence of 3.5 J/cm², operating at 6 Hz with a 30 μm spot size. Each analysis lasted 45 seconds, followed by a 40-second background measurement. | NIST SRM610, MASS-1, NIST SRM612, GE8 | 1.487 | [25 empty] | 0.063556 | [5 empty] | 6.455 | [9 empty] | 541.5978 | [27 empty] | 9.6294 | [76 empty] | 2025 | Li, Z., Lang, X., Song, W., Li, H., Li, C., Ma, X. (2025). LA-ICP-MS analysis of sulfides from the Sinongduo Ag-Pb-Zn deposit, Tibet: Insights into element incorporation mechanisms and ore genesis. Ore Geology Reviews, 106858. https://doi.org/10.1016/j.oregeorev.2025.106858 |  | CHN | Tibet
| Sinongduo |  | Epithermal | Epithermal | Epithermal Ag-Pb-Zn | Ag, Pb, Zn |  | Ag, Pb, Zn | Li et al., 2025 |  | HDH-26-Sp9-1 | HDH-26-Sp9-1 | drill core |  |  |  |  | ore material | drill core | drill core | mineral separate | [5 empty] | mineralisation |  |  |  | sphalerite, pyrite, galena | [6 empty] | quartz, chalcopyrite, calcite | major element determined by EPMA as internal standard to calibrate the LA-ICP-MS data such as Zn for sphalerite, Fe for pyrite, and Pb for galena | LA-ICPMS, EMPA | NWR 193 nm Ar F Excimer laser-ablation system interfaced with an i CAP RQ ICPMS | Guangzhou Tuoyan Analytical Technology Co., Ltd. in Guangzhou, China | 0.7 l/min He carrier gas, which was later mixed with 0.89 l/min Ar make-up gas. The laser was set at a fluence of 3.5 J/cm², operating at 6 Hz with a 30 μm spot size. Each analysis lasted 45 seconds, followed by a 40-second background measurement. | NIST SRM610, MASS-1, NIST SRM612, GE8 | 0.95829 | [25 empty] | 0.064039 | [5 empty] | 2.8511 | [9 empty] | 881.6244 | [27 empty] | 16.6599 | [76 empty] | 2025 | Li, Z., Lang, X., Song, W., Li, H., Li, C., Ma, X. (2025). LA-ICP-MS analysis of sulfides from the Sinongduo Ag-Pb-Zn deposit, Tibet: Insights into element incorporation mechanisms and ore genesis. Ore Geology Reviews, 106858. https://doi.org/10.1016/j.oregeorev.2025.106858 |  | CHN | Tibet
| Sinongduo |  | Epithermal | Epithermal | Epithermal Ag-Pb-Zn | Ag, Pb, Zn |  | Ag, Pb, Zn | Li et al., 2025 |  | HDH-26-Sp10-1 | HDH-26-Sp10-1 | drill core |  |  |  |  | ore material | drill core | drill core | mineral separate | [5 empty] | mineralisation |  |  |  | sphalerite, pyrite, galena | [6 empty] | quartz, chalcopyrite, calcite | major element determined by EPMA as internal standard to calibrate the LA-ICP-MS data such as Zn for sphalerite, Fe for pyrite, and Pb for galena | LA-ICPMS, EMPA | NWR 193 nm Ar F Excimer laser-ablation system interfaced with an i CAP RQ ICPMS | Guangzhou Tuoyan Analytical Technology Co., Ltd. in Guangzhou, China | 0.7 l/min He carrier gas, which was later mixed with 0.89 l/min Ar make-up gas. The laser was set at a fluence of 3.5 J/cm², operating at 6 Hz with a 30 μm spot size. Each analysis lasted 45 seconds, followed by a 40-second background measurement. | NIST SRM610, MASS-1, NIST SRM612, GE8 | 1.4859 | [25 empty] | 0.035254 | [5 empty] | 6.5027 | [9 empty] | 544.139 | [27 empty] | 9.5414 | [76 empty] | 2025 | Li, Z., Lang, X., Song, W., Li, H., Li, C., Ma, X. (2025). LA-ICP-MS analysis of sulfides from the Sinongduo Ag-Pb-Zn deposit, Tibet: Insights into element incorporation mechanisms and ore genesis. Ore Geology Reviews, 106858. https://doi.org/10.1016/j.oregeorev.2025.106858 |  | CHN | Tibet
| Sinongduo |  | Epithermal | Epithermal | Epithermal Ag-Pb-Zn | Ag, Pb, Zn |  | Ag, Pb, Zn | Li et al., 2025 |  | HDH-26-Sp11-1 | HDH-26-Sp11-1 | drill core |  |  |  |  | ore material | drill core | drill core | mineral separate | [5 empty] | mineralisation |  |  |  | sphalerite, pyrite, galena | [6 empty] | quartz, chalcopyrite, calcite | major element determined by EPMA as internal standard to calibrate the LA-ICP-MS data such as Zn for sphalerite, Fe for pyrite, and Pb for galena | LA-ICPMS, EMPA | NWR 193 nm Ar F Excimer laser-ablation system interfaced with an i CAP RQ ICPMS | Guangzhou Tuoyan Analytical Technology Co., Ltd. in Guangzhou, China | 0.7 l/min He carrier gas, which was later mixed with 0.89 l/min Ar make-up gas. The laser was set at a fluence of 3.5 J/cm², operating at 6 Hz with a 30 μm spot size. Each analysis lasted 45 seconds, followed by a 40-second background measurement. | NIST SRM610, MASS-1, NIST SRM612, GE8 | 1.9048 | [25 empty] | 0.051715 | [5 empty] | 7.7345 | [9 empty] | 685.1266 | [27 empty] | 11.8505 | [76 empty] | 2025 | Li, Z., Lang, X., Song, W., Li, H., Li, C., Ma, X. (2025). LA-ICP-MS analysis of sulfides from the Sinongduo Ag-Pb-Zn deposit, Tibet: Insights into element incorporation mechanisms and ore genesis. Ore Geology Reviews, 106858. https://doi.org/10.1016/j.oregeorev.2025.106858 |  | CHN | Tibet
| Sinongduo |  | Epithermal | Epithermal | Epithermal Ag-Pb-Zn | Ag, Pb, Zn |  | Ag, Pb, Zn | Li et al., 2025 |  | HDH-17-Sp1-1 | HDH-17-Sp1-1 | drill core |  |  |  |  | ore material | drill core | drill core | mineral separate | [5 empty] | mineralisation |  |  |  | sphalerite, pyrite, galena | [6 empty] | quartz, chalcopyrite, calcite | major element determined by EPMA as internal standard to calibrate the LA-ICP-MS data such as Zn for sphalerite, Fe for pyrite, and Pb for galena | LA-ICPMS, EMPA | NWR 193 nm Ar F Excimer laser-ablation system interfaced with an i CAP RQ ICPMS | Guangzhou Tuoyan Analytical Technology Co., Ltd. in Guangzhou, China | 0.7 l/min He carrier gas, which was later mixed with 0.89 l/min Ar make-up gas. The laser was set at a fluence of 3.5 J/cm², operating at 6 Hz with a 30 μm spot size. Each analysis lasted 45 seconds, followed by a 40-second background measurement. | NIST SRM610, MASS-1, NIST SRM612, GE8 | 2.4057 | [25 empty] | 0.0233 | [5 empty] | 38.4815 | [9 empty] | 85.1788 | [27 empty] | 0.4699 | [76 empty] | 2025 | Li, Z., Lang, X., Song, W., Li, H., Li, C., Ma, X. (2025). LA-ICP-MS analysis of sulfides from the Sinongduo Ag-Pb-Zn deposit, Tibet: Insights into element incorporation mechanisms and ore genesis. Ore Geology Reviews, 106858. https://doi.org/10.1016/j.oregeorev.2025.106858 |  | CHN | Tibet
| Sinongduo |  | Epithermal | Epithermal | Epithermal Ag-Pb-Zn | Ag, Pb, Zn |  | Ag, Pb, Zn | Li et al., 2025 |  | HDH-17-Sp2-1 | HDH-17-Sp2-1 | drill core |  |  |  |  | ore material | drill core | drill core | mineral separate | [5 empty] | mineralisation |  |  |  | sphalerite, pyrite, galena | [6 empty] | quartz, chalcopyrite, calcite | major element determined by EPMA as internal standard to calibrate the LA-ICP-MS data such as Zn for sphalerite, Fe for pyrite, and Pb for galena | LA-ICPMS, EMPA | NWR 193 nm Ar F Excimer laser-ablation system interfaced with an i CAP RQ ICPMS | Guangzhou Tuoyan Analytical Technology Co., Ltd. in Guangzhou, China | 0.7 l/min He carrier gas, which was later mixed with 0.89 l/min Ar make-up gas. The laser was set at a fluence of 3.5 J/cm², operating at 6 Hz with a 30 μm spot size. Each analysis lasted 45 seconds, followed by a 40-second background measurement. | NIST SRM610, MASS-1, NIST SRM612, GE8 | 0.51876 | [25 empty] | 0.037636 | [5 empty] | 103.5063 | [9 empty] | 210.6058 | [27 empty] | 0.6888 | [76 empty] | 2025 | Li, Z., Lang, X., Song, W., Li, H., Li, C., Ma, X. (2025). LA-ICP-MS analysis of sulfides from the Sinongduo Ag-Pb-Zn deposit, Tibet: Insights into element incorporation mechanisms and ore genesis. Ore Geology Reviews, 106858. https://doi.org/10.1016/j.oregeorev.2025.106858 |  | CHN | Tibet
| Sinongduo |  | Epithermal | Epithermal | Epithermal Ag-Pb-Zn | Ag, Pb, Zn |  | Ag, Pb, Zn | Li et al., 2025 |  | HDH-17-Sp3-1 | HDH-17-Sp3-1 | drill core |  |  |  |  | ore material | drill core | drill core | mineral separate | [5 empty] | mineralisation |  |  |  | sphalerite, pyrite, galena | [6 empty] | quartz, chalcopyrite, calcite | major element determined by EPMA as internal standard to calibrate the LA-ICP-MS data such as Zn for sphalerite, Fe for pyrite, and Pb for galena | LA-ICPMS, EMPA | NWR 193 nm Ar F Excimer laser-ablation system interfaced with an i CAP RQ ICPMS | Guangzhou Tuoyan Analytical Technology Co., Ltd. in Guangzhou, China | 0.7 l/min He carrier gas, which was later mixed with 0.89 l/min Ar make-up gas. The laser was set at a fluence of 3.5 J/cm², operating at 6 Hz with a 30 μm spot size. Each analysis lasted 45 seconds, followed by a 40-second background measurement. | NIST SRM610, MASS-1, NIST SRM612, GE8 | 0.91623 | [25 empty] | 0.036555 | [5 empty] | 114.2057 | [9 empty] | 248.5695 | [27 empty] | 1.5016 | [76 empty] | 2025 | Li, Z., Lang, X., Song, W., Li, H., Li, C., Ma, X. (2025). LA-ICP-MS analysis of sulfides from the Sinongduo Ag-Pb-Zn deposit, Tibet: Insights into element incorporation mechanisms and ore genesis. Ore Geology Reviews, 106858. https://doi.org/10.1016/j.oregeorev.2025.106858 |  | CHN | Tibet
| Sinongduo |  | Epithermal | Epithermal | Epithermal Ag-Pb-Zn | Ag, Pb, Zn |  | Ag, Pb, Zn | Li et al., 2025 |  | HDH-17-Sp4-1 | HDH-17-Sp4-1 | drill core |  |  |  |  | ore material | drill core | drill core | mineral separate | [5 empty] | mineralisation |  |  |  | sphalerite, pyrite, galena | [6 empty] | quartz, chalcopyrite, calcite | major element determined by EPMA as internal standard to calibrate the LA-ICP-MS data such as Zn for sphalerite, Fe for pyrite, and Pb for galena | LA-ICPMS, EMPA | NWR 193 nm Ar F Excimer laser-ablation system interfaced with an i CAP RQ ICPMS | Guangzhou Tuoyan Analytical Technology Co., Ltd. in Guangzhou, China | 0.7 l/min He carrier gas, which was later mixed with 0.89 l/min Ar make-up gas. The laser was set at a fluence of 3.5 J/cm², operating at 6 Hz with a 30 μm spot size. Each analysis lasted 45 seconds, followed by a 40-second background measurement. | NIST SRM610, MASS-1, NIST SRM612, GE8 | 0.73527 | [25 empty] | 0.023 | [5 empty] | 90.913 | [9 empty] | 674.5726 | [27 empty] | 5.2673 | [76 empty] | 2025 | Li, Z., Lang, X., Song, W., Li, H., Li, C., Ma, X. (2025). LA-ICP-MS analysis of sulfides from the Sinongduo Ag-Pb-Zn deposit, Tibet: Insights into element incorporation mechanisms and ore genesis. Ore Geology Reviews, 106858. https://doi.org/10.1016/j.oregeorev.2025.106858 |  | CHN | Tibet
| Sinongduo |  | Epithermal | Epithermal | Epithermal Ag-Pb-Zn | Ag, Pb, Zn |  | Ag, Pb, Zn | Li et al., 2025 |  | HDH-17-Sp5-1 | HDH-17-Sp5-1 | drill core |  |  |  |  | ore material | drill core | drill core | mineral separate | [5 empty] | mineralisation |  |  |  | sphalerite, pyrite, galena | [6 empty] | quartz, chalcopyrite, calcite | major element determined by EPMA as internal standard to calibrate the LA-ICP-MS data such as Zn for sphalerite, Fe for pyrite, and Pb for galena | LA-ICPMS, EMPA | NWR 193 nm Ar F Excimer laser-ablation system interfaced with an i CAP RQ ICPMS | Guangzhou Tuoyan Analytical Technology Co., Ltd. in Guangzhou, China | 0.7 l/min He carrier gas, which was later mixed with 0.89 l/min Ar make-up gas. The laser was set at a fluence of 3.5 J/cm², operating at 6 Hz with a 30 μm spot size. Each analysis lasted 45 seconds, followed by a 40-second background measurement. | NIST SRM610, MASS-1, NIST SRM612, GE8 | 5.8207 | [25 empty] | 0.0247 | [5 empty] | 91.2653 | [9 empty] | 137.9182 | [27 empty] | 0.5165 | [76 empty] | 2025 | Li, Z., Lang, X., Song, W., Li, H., Li, C., Ma, X. (2025). LA-ICP-MS analysis of sulfides from the Sinongduo Ag-Pb-Zn deposit, Tibet: Insights into element incorporation mechanisms and ore genesis. Ore Geology Reviews, 106858. https://doi.org/10.1016/j.oregeorev.2025.106858 |  | CHN | Tibet
| Sinongduo |  | Epithermal | Epithermal | Epithermal Ag-Pb-Zn | Ag, Pb, Zn |  | Ag, Pb, Zn | Li et al., 2025 |  | HDH-17-Sp6-1 | HDH-17-Sp6-1 | drill core |  |  |  |  | ore material | drill core | drill core | mineral separate | [5 empty] | mineralisation |  |  |  | sphalerite, pyrite, galena | [6 empty] | quartz, chalcopyrite, calcite | major element determined by EPMA as internal standard to calibrate the LA-ICP-MS data such as Zn for sphalerite, Fe for pyrite, and Pb for galena | LA-ICPMS, EMPA | NWR 193 nm Ar F Excimer laser-ablation system interfaced with an i CAP RQ ICPMS | Guangzhou Tuoyan Analytical Technology Co., Ltd. in Guangzhou, China | 0.7 l/min He carrier gas, which was later mixed with 0.89 l/min Ar make-up gas. The laser was set at a fluence of 3.5 J/cm², operating at 6 Hz with a 30 μm spot size. Each analysis lasted 45 seconds, followed by a 40-second background measurement. | NIST SRM610, MASS-1, NIST SRM612, GE8 | 0.59618 | [25 empty] | 0.0104 | [5 empty] | 104.315 | [9 empty] | 208.9379 | [27 empty] | 0.6297 | [76 empty] | 2025 | Li, Z., Lang, X., Song, W., Li, H., Li, C., Ma, X. (2025). LA-ICP-MS analysis of sulfides from the Sinongduo Ag-Pb-Zn deposit, Tibet: Insights into element incorporation mechanisms and ore genesis. Ore Geology Reviews, 106858. https://doi.org/10.1016/j.oregeorev.2025.106858 |  | CHN | Tibet
| Sinongduo |  | Epithermal | Epithermal | Epithermal Ag-Pb-Zn | Ag, Pb, Zn |  | Ag, Pb, Zn | Li et al., 2025 |  | HDH-17-Sp9-1 | HDH-17-Sp9-1 | drill core |  |  |  |  | ore material | drill core | drill core | mineral separate | [5 empty] | mineralisation |  |  |  | sphalerite, pyrite, galena | [6 empty] | quartz, chalcopyrite, calcite | major element determined by EPMA as internal standard to calibrate the LA-ICP-MS data such as Zn for sphalerite, Fe for pyrite, and Pb for galena | LA-ICPMS, EMPA | NWR 193 nm Ar F Excimer laser-ablation system interfaced with an i CAP RQ ICPMS | Guangzhou Tuoyan Analytical Technology Co., Ltd. in Guangzhou, China | 0.7 l/min He carrier gas, which was later mixed with 0.89 l/min Ar make-up gas. The laser was set at a fluence of 3.5 J/cm², operating at 6 Hz with a 30 μm spot size. Each analysis lasted 45 seconds, followed by a 40-second background measurement. | NIST SRM610, MASS-1, NIST SRM612, GE8 | 0.34391 | [25 empty] | 0.022531 | [5 empty] | 64.3776 | [9 empty] | 156.7119 | [27 empty] | 0.6174 | [76 empty] | 2025 | Li, Z., Lang, X., Song, W., Li, H., Li, C., Ma, X. (2025). LA-ICP-MS analysis of sulfides from the Sinongduo Ag-Pb-Zn deposit, Tibet: Insights into element incorporation mechanisms and ore genesis. Ore Geology Reviews, 106858. https://doi.org/10.1016/j.oregeorev.2025.106858 |  | CHN | Tibet
| Sinongduo |  | Epithermal | Epithermal | Epithermal Ag-Pb-Zn | Ag, Pb, Zn |  | Ag, Pb, Zn | Li et al., 2025 |  | HDH-17-Sp7-1 | HDH-17-Sp7-1 | drill core |  |  |  |  | ore material | drill core | drill core | mineral separate | [5 empty] | mineralisation |  |  |  | sphalerite, pyrite, galena | [6 empty] | quartz, chalcopyrite, calcite | major element determined by EPMA as internal standard to calibrate the LA-ICP-MS data such as Zn for sphalerite, Fe for pyrite, and Pb for galena | LA-ICPMS, EMPA | NWR 193 nm Ar F Excimer laser-ablation system interfaced with an i CAP RQ ICPMS | Guangzhou Tuoyan Analytical Technology Co., Ltd. in Guangzhou, China | 0.7 l/min He carrier gas, which was later mixed with 0.89 l/min Ar make-up gas. The laser was set at a fluence of 3.5 J/cm², operating at 6 Hz with a 30 μm spot size. Each analysis lasted 45 seconds, followed by a 40-second background measurement. | NIST SRM610, MASS-1, NIST SRM612, GE8 | 3.2471 | [25 empty] | 0.015947 | [5 empty] | 183.6731 | [9 empty] | 215.3434 | [27 empty] | 0.5315 | [76 empty] | 2025 | Li, Z., Lang, X., Song, W., Li, H., Li, C., Ma, X. (2025). LA-ICP-MS analysis of sulfides from the Sinongduo Ag-Pb-Zn deposit, Tibet: Insights into element incorporation mechanisms and ore genesis. Ore Geology Reviews, 106858. https://doi.org/10.1016/j.oregeorev.2025.106858 |  | CHN | Tibet
| Sinongduo |  | Epithermal | Epithermal | Epithermal Ag-Pb-Zn | Ag, Pb, Zn |  | Ag, Pb, Zn | Li et al., 2025 |  | HDH-17-Sp8-1 | HDH-17-Sp8-1 | drill core |  |  |  |  | ore material | drill core | drill core | mineral separate | [5 empty] | mineralisation |  |  |  | sphalerite, pyrite, galena | [6 empty] | quartz, chalcopyrite, calcite | major element determined by EPMA as internal standard to calibrate the LA-ICP-MS data such as Zn for sphalerite, Fe for pyrite, and Pb for galena | LA-ICPMS, EMPA | NWR 193 nm Ar F Excimer laser-ablation system interfaced with an i CAP RQ ICPMS | Guangzhou Tuoyan Analytical Technology Co., Ltd. in Guangzhou, China | 0.7 l/min He carrier gas, which was later mixed with 0.89 l/min Ar make-up gas. The laser was set at a fluence of 3.5 J/cm², operating at 6 Hz with a 30 μm spot size. Each analysis lasted 45 seconds, followed by a 40-second background measurement. | NIST SRM610, MASS-1, NIST SRM612, GE8 | 23.2093 | [25 empty] | 0.0309 | [5 empty] | 19.3588 | [9 empty] | 174.1653 | [27 empty] | 0.6219 | [76 empty] | 2025 | Li, Z., Lang, X., Song, W., Li, H., Li, C., Ma, X. (2025). LA-ICP-MS analysis of sulfides from the Sinongduo Ag-Pb-Zn deposit, Tibet: Insights into element incorporation mechanisms and ore genesis. Ore Geology Reviews, 106858. https://doi.org/10.1016/j.oregeorev.2025.106858 |  | CHN | Tibet
| Sinongduo |  | Epithermal | Epithermal | Epithermal Ag-Pb-Zn | Ag, Pb, Zn |  | Ag, Pb, Zn | Li et al., 2025 |  | HDH-17-Sp10-1 | HDH-17-Sp10-1 | drill core |  |  |  |  | ore material | drill core | drill core | mineral separate | [5 empty] | mineralisation |  |  |  | sphalerite, pyrite, galena | [6 empty] | quartz, chalcopyrite, calcite | major element determined by EPMA as internal standard to calibrate the LA-ICP-MS data such as Zn for sphalerite, Fe for pyrite, and Pb for galena | LA-ICPMS, EMPA | NWR 193 nm Ar F Excimer laser-ablation system interfaced with an i CAP RQ ICPMS | Guangzhou Tuoyan Analytical Technology Co., Ltd. in Guangzhou, China | 0.7 l/min He carrier gas, which was later mixed with 0.89 l/min Ar make-up gas. The laser was set at a fluence of 3.5 J/cm², operating at 6 Hz with a 30 μm spot size. Each analysis lasted 45 seconds, followed by a 40-second background measurement. | NIST SRM610, MASS-1, NIST SRM612, GE8 | 14.2372 | [25 empty] | 0.0144 | [5 empty] | 125.4278 | [9 empty] | 109.1669 | [27 empty] | 0.4775 | [76 empty] | 2025 | Li, Z., Lang, X., Song, W., Li, H., Li, C., Ma, X. (2025). LA-ICP-MS analysis of sulfides from the Sinongduo Ag-Pb-Zn deposit, Tibet: Insights into element incorporation mechanisms and ore genesis. Ore Geology Reviews, 106858. https://doi.org/10.1016/j.oregeorev.2025.106858 |  | CHN | Tibet
| Sinongduo |  | Epithermal | Epithermal | Epithermal Ag-Pb-Zn | Ag, Pb, Zn |  | Ag, Pb, Zn | Li et al., 2025 |  | HDH-17-Sp11-1 | HDH-17-Sp11-1 | drill core |  |  |  |  | ore material | drill core | drill core | mineral separate | [5 empty] | mineralisation |  |  |  | sphalerite, pyrite, galena | [6 empty] | quartz, chalcopyrite, calcite | major element determined by EPMA as internal standard to calibrate the LA-ICP-MS data such as Zn for sphalerite, Fe for pyrite, and Pb for galena | LA-ICPMS, EMPA | NWR 193 nm Ar F Excimer laser-ablation system interfaced with an i CAP RQ ICPMS | Guangzhou Tuoyan Analytical Technology Co., Ltd. in Guangzhou, China | 0.7 l/min He carrier gas, which was later mixed with 0.89 l/min Ar make-up gas. The laser was set at a fluence of 3.5 J/cm², operating at 6 Hz with a 30 μm spot size. Each analysis lasted 45 seconds, followed by a 40-second background measurement. | NIST SRM610, MASS-1, NIST SRM612, GE8 | 0.82846 | [25 empty] | 0.0176 | [5 empty] | 13.5373 | [9 empty] | 93.5106 | [27 empty] | 0.4416 | [76 empty] | 2025 | Li, Z., Lang, X., Song, W., Li, H., Li, C., Ma, X. (2025). LA-ICP-MS analysis of sulfides from the Sinongduo Ag-Pb-Zn deposit, Tibet: Insights into element incorporation mechanisms and ore genesis. Ore Geology Reviews, 106858. https://doi.org/10.1016/j.oregeorev.2025.106858 |  | CHN | Tibet
| Sinongduo |  | Epithermal | Epithermal | Epithermal Ag-Pb-Zn | Ag, Pb, Zn |  | Ag, Pb, Zn | Li et al., 2025 |  | HDH-35-Sp1-1 | HDH-35-Sp1-1 | drill core |  |  |  |  | ore material | drill core | drill core | mineral separate | [5 empty] | mineralisation |  |  |  | sphalerite, pyrite, galena | [6 empty] | quartz, chalcopyrite, calcite | major element determined by EPMA as internal standard to calibrate the LA-ICP-MS data such as Zn for sphalerite, Fe for pyrite, and Pb for galena | LA-ICPMS, EMPA | NWR 193 nm Ar F Excimer laser-ablation system interfaced with an i CAP RQ ICPMS | Guangzhou Tuoyan Analytical Technology Co., Ltd. in Guangzhou, China | 0.7 l/min He carrier gas, which was later mixed with 0.89 l/min Ar make-up gas. The laser was set at a fluence of 3.5 J/cm², operating at 6 Hz with a 30 μm spot size. Each analysis lasted 45 seconds, followed by a 40-second background measurement. | NIST SRM610, MASS-1, NIST SRM612, GE8 | 0.41258 | [25 empty] | 0.024922 | [5 empty] | 5.0658 | [9 empty] | 2682.5013 | [27 empty] | 246.2859 | [76 empty] | 2025 | Li, Z., Lang, X., Song, W., Li, H., Li, C., Ma, X. (2025). LA-ICP-MS analysis of sulfides from the Sinongduo Ag-Pb-Zn deposit, Tibet: Insights into element incorporation mechanisms and ore genesis. Ore Geology Reviews, 106858. https://doi.org/10.1016/j.oregeorev.2025.106858 |  | CHN | Tibet
| Sinongduo |  | Epithermal | Epithermal | Epithermal Ag-Pb-Zn | Ag, Pb, Zn |  | Ag, Pb, Zn | Li et al., 2025 |  | HDH-35-Sp2-1 | HDH-35-Sp2-1 | drill core |  |  |  |  | ore material | drill core | drill core | mineral separate | [5 empty] | mineralisation |  |  |  | sphalerite, pyrite, galena | [6 empty] | quartz, chalcopyrite, calcite | major element determined by EPMA as internal standard to calibrate the LA-ICP-MS data such as Zn for sphalerite, Fe for pyrite, and Pb for galena | LA-ICPMS, EMPA | NWR 193 nm Ar F Excimer laser-ablation system interfaced with an i CAP RQ ICPMS | Guangzhou Tuoyan Analytical Technology Co., Ltd. in Guangzhou, China | 0.7 l/min He carrier gas, which was later mixed with 0.89 l/min Ar make-up gas. The laser was set at a fluence of 3.5 J/cm², operating at 6 Hz with a 30 μm spot size. Each analysis lasted 45 seconds, followed by a 40-second background measurement. | NIST SRM610, MASS-1, NIST SRM612, GE8 | 0.40618 | [25 empty] | 0.0582 | [5 empty] | 7.5034 | [9 empty] | 6421.0202 | [27 empty] | 145.0386 | [76 empty] | 2025 | Li, Z., Lang, X., Song, W., Li, H., Li, C., Ma, X. (2025). LA-ICP-MS analysis of sulfides from the Sinongduo Ag-Pb-Zn deposit, Tibet: Insights into element incorporation mechanisms and ore genesis. Ore Geology Reviews, 106858. https://doi.org/10.1016/j.oregeorev.2025.106858 |  | CHN | Tibet
| Sinongduo |  | Epithermal | Epithermal | Epithermal Ag-Pb-Zn | Ag, Pb, Zn |  | Ag, Pb, Zn | Li et al., 2025 |  | HDH-35-Sp3-1 | HDH-35-Sp3-1 | drill core |  |  |  |  | ore material | drill core | drill core | mineral separate | [5 empty] | mineralisation |  |  |  | sphalerite, pyrite, galena | [6 empty] | quartz, chalcopyrite, calcite | major element determined by EPMA as internal standard to calibrate the LA-ICP-MS data such as Zn for sphalerite, Fe for pyrite, and Pb for galena | LA-ICPMS, EMPA | NWR 193 nm Ar F Excimer laser-ablation system interfaced with an i CAP RQ ICPMS | Guangzhou Tuoyan Analytical Technology Co., Ltd. in Guangzhou, China | 0.7 l/min He carrier gas, which was later mixed with 0.89 l/min Ar make-up gas. The laser was set at a fluence of 3.5 J/cm², operating at 6 Hz with a 30 μm spot size. Each analysis lasted 45 seconds, followed by a 40-second background measurement. | NIST SRM610, MASS-1, NIST SRM612, GE8 | 0.55979 | [25 empty] | 0.0107 | [5 empty] | 11.0488 | [9 empty] | 1646.4644 | [27 empty] | 51.91 | [76 empty] | 2025 | Li, Z., Lang, X., Song, W., Li, H., Li, C., Ma, X. (2025). LA-ICP-MS analysis of sulfides from the Sinongduo Ag-Pb-Zn deposit, Tibet: Insights into element incorporation mechanisms and ore genesis. Ore Geology Reviews, 106858. https://doi.org/10.1016/j.oregeorev.2025.106858 |  | CHN | Tibet
| Sinongduo |  | Epithermal | Epithermal | Epithermal Ag-Pb-Zn | Ag, Pb, Zn |  | Ag, Pb, Zn | Li et al., 2025 |  | HDH-35-Sp4-1 | HDH-35-Sp4-1 | drill core |  |  |  |  | ore material | drill core | drill core | mineral separate | [5 empty] | mineralisation |  |  |  | sphalerite, pyrite, galena | [6 empty] | quartz, chalcopyrite, calcite | major element determined by EPMA as internal standard to calibrate the LA-ICP-MS data such as Zn for sphalerite, Fe for pyrite, and Pb for galena | LA-ICPMS, EMPA | NWR 193 nm Ar F Excimer laser-ablation system interfaced with an i CAP RQ ICPMS | Guangzhou Tuoyan Analytical Technology Co., Ltd. in Guangzhou, China | 0.7 l/min He carrier gas, which was later mixed with 0.89 l/min Ar make-up gas. The laser was set at a fluence of 3.5 J/cm², operating at 6 Hz with a 30 μm spot size. Each analysis lasted 45 seconds, followed by a 40-second background measurement. | NIST SRM610, MASS-1, NIST SRM612, GE8 | 0.44885 | [25 empty] | 0.023564 | [5 empty] | 8.2112 | [9 empty] | 1450.4181 | [27 empty] | 279.8377 | [76 empty] | 2025 | Li, Z., Lang, X., Song, W., Li, H., Li, C., Ma, X. (2025). LA-ICP-MS analysis of sulfides from the Sinongduo Ag-Pb-Zn deposit, Tibet: Insights into element incorporation mechanisms and ore genesis. Ore Geology Reviews, 106858. https://doi.org/10.1016/j.oregeorev.2025.106858 |  | CHN | Tibet
| Sinongduo |  | Epithermal | Epithermal | Epithermal Ag-Pb-Zn | Ag, Pb, Zn |  | Ag, Pb, Zn | Li et al., 2025 |  | HDH-35-Sp4a-1 | HDH-35-Sp4a-1 | drill core |  |  |  |  | ore material | drill core | drill core | mineral separate | [5 empty] | mineralisation |  |  |  | sphalerite, pyrite, galena | [6 empty] | quartz, chalcopyrite, calcite | major element determined by EPMA as internal standard to calibrate the LA-ICP-MS data such as Zn for sphalerite, Fe for pyrite, and Pb for galena | LA-ICPMS, EMPA | NWR 193 nm Ar F Excimer laser-ablation system interfaced with an i CAP RQ ICPMS | Guangzhou Tuoyan Analytical Technology Co., Ltd. in Guangzhou, China | 0.7 l/min He carrier gas, which was later mixed with 0.89 l/min Ar make-up gas. The laser was set at a fluence of 3.5 J/cm², operating at 6 Hz with a 30 μm spot size. Each analysis lasted 45 seconds, followed by a 40-second background measurement. | NIST SRM610, MASS-1, NIST SRM612, GE8 | 0.22559 | [25 empty] | 0.0432 | [5 empty] | 10.0509 | [9 empty] | 4948.0852 | [27 empty] | 172.3968 | [76 empty] | 2025 | Li, Z., Lang, X., Song, W., Li, H., Li, C., Ma, X. (2025). LA-ICP-MS analysis of sulfides from the Sinongduo Ag-Pb-Zn deposit, Tibet: Insights into element incorporation mechanisms and ore genesis. Ore Geology Reviews, 106858. https://doi.org/10.1016/j.oregeorev.2025.106858 |  | CHN | Tibet
| Sinongduo |  | Epithermal | Epithermal | Epithermal Ag-Pb-Zn | Ag, Pb, Zn |  | Ag, Pb, Zn | Li et al., 2025 |  | HDH-35-Sp5-1 | HDH-35-Sp5-1 | drill core |  |  |  |  | ore material | drill core | drill core | mineral separate | [5 empty] | mineralisation |  |  |  | sphalerite, pyrite, galena | [6 empty] | quartz, chalcopyrite, calcite | major element determined by EPMA as internal standard to calibrate the LA-ICP-MS data such as Zn for sphalerite, Fe for pyrite, and Pb for galena | LA-ICPMS, EMPA | NWR 193 nm Ar F Excimer laser-ablation system interfaced with an i CAP RQ ICPMS | Guangzhou Tuoyan Analytical Technology Co., Ltd. in Guangzhou, China | 0.7 l/min He carrier gas, which was later mixed with 0.89 l/min Ar make-up gas. The laser was set at a fluence of 3.5 J/cm², operating at 6 Hz with a 30 μm spot size. Each analysis lasted 45 seconds, followed by a 40-second background measurement. | NIST SRM610, MASS-1, NIST SRM612, GE8 | 0.71454 | [25 empty] | 0.0256 | [5 empty] | 8.1116 | [9 empty] | 634.4538 | [27 empty] | 56.7258 | [76 empty] | 2025 | Li, Z., Lang, X., Song, W., Li, H., Li, C., Ma, X. (2025). LA-ICP-MS analysis of sulfides from the Sinongduo Ag-Pb-Zn deposit, Tibet: Insights into element incorporation mechanisms and ore genesis. Ore Geology Reviews, 106858. https://doi.org/10.1016/j.oregeorev.2025.106858 |  | CHN | Tibet
| Sinongduo |  | Epithermal | Epithermal | Epithermal Ag-Pb-Zn | Ag, Pb, Zn |  | Ag, Pb, Zn | Li et al., 2025 |  | HDH-35-Sp6-1 | HDH-35-Sp6-1 | drill core |  |  |  |  | ore material | drill core | drill core | mineral separate | [5 empty] | mineralisation |  |  |  | sphalerite, pyrite, galena | [6 empty] | quartz, chalcopyrite, calcite | major element determined by EPMA as internal standard to calibrate the LA-ICP-MS data such as Zn for sphalerite, Fe for pyrite, and Pb for galena | LA-ICPMS, EMPA | NWR 193 nm Ar F Excimer laser-ablation system interfaced with an i CAP RQ ICPMS | Guangzhou Tuoyan Analytical Technology Co., Ltd. in Guangzhou, China | 0.7 l/min He carrier gas, which was later mixed with 0.89 l/min Ar make-up gas. The laser was set at a fluence of 3.5 J/cm², operating at 6 Hz with a 30 μm spot size. Each analysis lasted 45 seconds, followed by a 40-second background measurement. | NIST SRM610, MASS-1, NIST SRM612, GE8 | 0.61825 | [25 empty] | 0.0149 | [5 empty] | 4.4501 | [9 empty] | 1654.8355 | [27 empty] | 332.7291 | [76 empty] | 2025 | Li, Z., Lang, X., Song, W., Li, H., Li, C., Ma, X. (2025). LA-ICP-MS analysis of sulfides from the Sinongduo Ag-Pb-Zn deposit, Tibet: Insights into element incorporation mechanisms and ore genesis. Ore Geology Reviews, 106858. https://doi.org/10.1016/j.oregeorev.2025.106858 |  | CHN | Tibet
| Sinongduo |  | Epithermal | Epithermal | Epithermal Ag-Pb-Zn | Ag, Pb, Zn |  | Ag, Pb, Zn | Li et al., 2025 |  | HDH-35-Sp7-1 | HDH-35-Sp7-1 | drill core |  |  |  |  | ore material | drill core | drill core | mineral separate | [5 empty] | mineralisation |  |  |  | sphalerite, pyrite, galena | [6 empty] | quartz, chalcopyrite, calcite | major element determined by EPMA as internal standard to calibrate the LA-ICP-MS data such as Zn for sphalerite, Fe for pyrite, and Pb for galena | LA-ICPMS, EMPA | NWR 193 nm Ar F Excimer laser-ablation system interfaced with an i CAP RQ ICPMS | Guangzhou Tuoyan Analytical Technology Co., Ltd. in Guangzhou, China | 0.7 l/min He carrier gas, which was later mixed with 0.89 l/min Ar make-up gas. The laser was set at a fluence of 3.5 J/cm², operating at 6 Hz with a 30 μm spot size. Each analysis lasted 45 seconds, followed by a 40-second background measurement. | NIST SRM610, MASS-1, NIST SRM612, GE8 | 0.53491 | [25 empty] | 0.0288 | [5 empty] | 1.4623 | [9 empty] | 1054.2215 | [27 empty] | 203.9773 | [76 empty] | 2025 | Li, Z., Lang, X., Song, W., Li, H., Li, C., Ma, X. (2025). LA-ICP-MS analysis of sulfides from the Sinongduo Ag-Pb-Zn deposit, Tibet: Insights into element incorporation mechanisms and ore genesis. Ore Geology Reviews, 106858. https://doi.org/10.1016/j.oregeorev.2025.106858 |  | CHN | Tibet
| Sinongduo |  | Epithermal | Epithermal | Epithermal Ag-Pb-Zn | Ag, Pb, Zn |  | Ag, Pb, Zn | Li et al., 2025 |  | HDH-35-Sp8-1 | HDH-35-Sp8-1 | drill core |  |  |  |  | ore material | drill core | drill core | mineral separate | [5 empty] | mineralisation |  |  |  | sphalerite, pyrite, galena | [6 empty] | quartz, chalcopyrite, calcite | major element determined by EPMA as internal standard to calibrate the LA-ICP-MS data such as Zn for sphalerite, Fe for pyrite, and Pb for galena | LA-ICPMS, EMPA | NWR 193 nm Ar F Excimer laser-ablation system interfaced with an i CAP RQ ICPMS | Guangzhou Tuoyan Analytical Technology Co., Ltd. in Guangzhou, China | 0.7 l/min He carrier gas, which was later mixed with 0.89 l/min Ar make-up gas. The laser was set at a fluence of 3.5 J/cm², operating at 6 Hz with a 30 μm spot size. Each analysis lasted 45 seconds, followed by a 40-second background measurement. | NIST SRM610, MASS-1, NIST SRM612, GE8 | 0.55248 | [25 empty] | 0.0146 | [5 empty] | 3.6658 | [9 empty] | 846.0332 | [27 empty] | 376.2119 | [76 empty] | 2025 | Li, Z., Lang, X., Song, W., Li, H., Li, C., Ma, X. (2025). LA-ICP-MS analysis of sulfides from the Sinongduo Ag-Pb-Zn deposit, Tibet: Insights into element incorporation mechanisms and ore genesis. Ore Geology Reviews, 106858. https://doi.org/10.1016/j.oregeorev.2025.106858 |  | CHN | Tibet
| Sinongduo |  | Epithermal | Epithermal | Epithermal Ag-Pb-Zn | Ag, Pb, Zn |  | Ag, Pb, Zn | Li et al., 2025 |  | HDH-35-Sp9-1 | HDH-35-Sp9-1 | drill core |  |  |  |  | ore material | drill core | drill core | mineral separate | [5 empty] | mineralisation |  |  |  | sphalerite, pyrite, galena | [6 empty] | quartz, chalcopyrite, calcite | major element determined by EPMA as internal standard to calibrate the LA-ICP-MS data such as Zn for sphalerite, Fe for pyrite, and Pb for galena | LA-ICPMS, EMPA | NWR 193 nm Ar F Excimer laser-ablation system interfaced with an i CAP RQ ICPMS | Guangzhou Tuoyan Analytical Technology Co., Ltd. in Guangzhou, China | 0.7 l/min He carrier gas, which was later mixed with 0.89 l/min Ar make-up gas. The laser was set at a fluence of 3.5 J/cm², operating at 6 Hz with a 30 μm spot size. Each analysis lasted 45 seconds, followed by a 40-second background measurement. | NIST SRM610, MASS-1, NIST SRM612, GE8 | 0.504 | [25 empty] | 0.0211 | [5 empty] | 3.4636 | [9 empty] | 933.0342 | [27 empty] | 298.4451 | [76 empty] | 2025 | Li, Z., Lang, X., Song, W., Li, H., Li, C., Ma, X. (2025). LA-ICP-MS analysis of sulfides from the Sinongduo Ag-Pb-Zn deposit, Tibet: Insights into element incorporation mechanisms and ore genesis. Ore Geology Reviews, 106858. https://doi.org/10.1016/j.oregeorev.2025.106858 |  | CHN | Tibet
| Sinongduo |  | Epithermal | Epithermal | Epithermal Ag-Pb-Zn | Ag, Pb, Zn |  | Ag, Pb, Zn | Li et al., 2025 |  | HDH-35-Sp10-1 | HDH-35-Sp10-1 | drill core |  |  |  |  | ore material | drill core | drill core | mineral separate | [5 empty] | mineralisation |  |  |  | sphalerite, pyrite, galena | [6 empty] | quartz, chalcopyrite, calcite | major element determined by EPMA as internal standard to calibrate the LA-ICP-MS data such as Zn for sphalerite, Fe for pyrite, and Pb for galena | LA-ICPMS, EMPA | NWR 193 nm Ar F Excimer laser-ablation system interfaced with an i CAP RQ ICPMS | Guangzhou Tuoyan Analytical Technology Co., Ltd. in Guangzhou, China | 0.7 l/min He carrier gas, which was later mixed with 0.89 l/min Ar make-up gas. The laser was set at a fluence of 3.5 J/cm², operating at 6 Hz with a 30 μm spot size. Each analysis lasted 45 seconds, followed by a 40-second background measurement. | NIST SRM610, MASS-1, NIST SRM612, GE8 | 0.44117 | [25 empty] | 0.063125 | [5 empty] | 2.6598 | [9 empty] | 1621.2993 | [27 empty] | 354.6357 | [76 empty] | 2025 | Li, Z., Lang, X., Song, W., Li, H., Li, C., Ma, X. (2025). LA-ICP-MS analysis of sulfides from the Sinongduo Ag-Pb-Zn deposit, Tibet: Insights into element incorporation mechanisms and ore genesis. Ore Geology Reviews, 106858. https://doi.org/10.1016/j.oregeorev.2025.106858 |  | CHN | Tibet
| Sinongduo |  | Epithermal | Epithermal | Epithermal Ag-Pb-Zn | Ag, Pb, Zn |  | Ag, Pb, Zn | Li et al., 2025 |  | HDH-35-Sp11-1 | HDH-35-Sp11-1 | drill core |  |  |  |  | ore material | drill core | drill core | mineral separate | [5 empty] | mineralisation |  |  |  | sphalerite, pyrite, galena | [6 empty] | quartz, chalcopyrite, calcite | major element determined by EPMA as internal standard to calibrate the LA-ICP-MS data such as Zn for sphalerite, Fe for pyrite, and Pb for galena | LA-ICPMS, EMPA | NWR 193 nm Ar F Excimer laser-ablation system interfaced with an i CAP RQ ICPMS | Guangzhou Tuoyan Analytical Technology Co., Ltd. in Guangzhou, China | 0.7 l/min He carrier gas, which was later mixed with 0.89 l/min Ar make-up gas. The laser was set at a fluence of 3.5 J/cm², operating at 6 Hz with a 30 μm spot size. Each analysis lasted 45 seconds, followed by a 40-second background measurement. | NIST SRM610, MASS-1, NIST SRM612, GE8 | 0.45315 | [25 empty] | 0.0202 | [5 empty] | 7.6994 | [9 empty] | 1571.9997 | [27 empty] | 275.5934 | [76 empty] | 2025 | Li, Z., Lang, X., Song, W., Li, H., Li, C., Ma, X. (2025). LA-ICP-MS analysis of sulfides from the Sinongduo Ag-Pb-Zn deposit, Tibet: Insights into element incorporation mechanisms and ore genesis. Ore Geology Reviews, 106858. https://doi.org/10.1016/j.oregeorev.2025.106858 |  | CHN | Tibet
| Sinongduo |  | Epithermal | Epithermal | Epithermal Ag-Pb-Zn | Ag, Pb, Zn |  | Ag, Pb, Zn | Li et al., 2025 |  | HDH-35-Sp12-1 | HDH-35-Sp12-1 | drill core |  |  |  |  | ore material | drill core | drill core | mineral separate | [5 empty] | mineralisation |  |  |  | sphalerite, pyrite, galena | [6 empty] | quartz, chalcopyrite, calcite | major element determined by EPMA as internal standard to calibrate the LA-ICP-MS data such as Zn for sphalerite, Fe for pyrite, and Pb for galena | LA-ICPMS, EMPA | NWR 193 nm Ar F Excimer laser-ablation system interfaced with an i CAP RQ ICPMS | Guangzhou Tuoyan Analytical Technology Co., Ltd. in Guangzhou, China | 0.7 l/min He carrier gas, which was later mixed with 0.89 l/min Ar make-up gas. The laser was set at a fluence of 3.5 J/cm², operating at 6 Hz with a 30 μm spot size. Each analysis lasted 45 seconds, followed by a 40-second background measurement. | NIST SRM610, MASS-1, NIST SRM612, GE8 | 0.078557 | [25 empty] | 0.0203 | [5 empty] | 1.9085 | [9 empty] | 5532.4503 | [27 empty] | 39.3941 | [76 empty] | 2025 | Li, Z., Lang, X., Song, W., Li, H., Li, C., Ma, X. (2025). LA-ICP-MS analysis of sulfides from the Sinongduo Ag-Pb-Zn deposit, Tibet: Insights into element incorporation mechanisms and ore genesis. Ore Geology Reviews, 106858. https://doi.org/10.1016/j.oregeorev.2025.106858 |  | CHN | Tibet
| Sinongduo |  | Epithermal | Epithermal | Epithermal Ag-Pb-Zn | Ag, Pb, Zn |  | Ag, Pb, Zn | Li et al., 2025 |  | HDH-35-Sp13-1 | HDH-35-Sp13-1 | drill core |  |  |  |  | ore material | drill core | drill core | mineral separate | [5 empty] | mineralisation |  |  |  | sphalerite, pyrite, galena | [6 empty] | quartz, chalcopyrite, calcite | major element determined by EPMA as internal standard to calibrate the LA-ICP-MS data such as Zn for sphalerite, Fe for pyrite, and Pb for galena | LA-ICPMS, EMPA | NWR 193 nm Ar F Excimer laser-ablation system interfaced with an i CAP RQ ICPMS | Guangzhou Tuoyan Analytical Technology Co., Ltd. in Guangzhou, China | 0.7 l/min He carrier gas, which was later mixed with 0.89 l/min Ar make-up gas. The laser was set at a fluence of 3.5 J/cm², operating at 6 Hz with a 30 μm spot size. Each analysis lasted 45 seconds, followed by a 40-second background measurement. | NIST SRM610, MASS-1, NIST SRM612, GE8 | 0.28995 | [25 empty] | 0.025 | [5 empty] | 3.2526 | [9 empty] | 1504.9129 | [27 empty] | 201.9203 | [76 empty] | 2025 | Li, Z., Lang, X., Song, W., Li, H., Li, C., Ma, X. (2025). LA-ICP-MS analysis of sulfides from the Sinongduo Ag-Pb-Zn deposit, Tibet: Insights into element incorporation mechanisms and ore genesis. Ore Geology Reviews, 106858. https://doi.org/10.1016/j.oregeorev.2025.106858 |  | CHN | Tibet
| Sinongduo |  | Epithermal | Epithermal | Epithermal Ag-Pb-Zn | Ag, Pb, Zn |  | Ag, Pb, Zn | Li et al., 2025 |  | HDH-35-Sp14-1 | HDH-35-Sp14-1 | drill core |  |  |  |  | ore material | drill core | drill core | mineral separate | [5 empty] | mineralisation |  |  |  | sphalerite, pyrite, galena | [6 empty] | quartz, chalcopyrite, calcite | major element determined by EPMA as internal standard to calibrate the LA-ICP-MS data such as Zn for sphalerite, Fe for pyrite, and Pb for galena | LA-ICPMS, EMPA | NWR 193 nm Ar F Excimer laser-ablation system interfaced with an i CAP RQ ICPMS | Guangzhou Tuoyan Analytical Technology Co., Ltd. in Guangzhou, China | 0.7 l/min He carrier gas, which was later mixed with 0.89 l/min Ar make-up gas. The laser was set at a fluence of 3.5 J/cm², operating at 6 Hz with a 30 μm spot size. Each analysis lasted 45 seconds, followed by a 40-second background measurement. | NIST SRM610, MASS-1, NIST SRM612, GE8 | 0.11086 | [25 empty] | 0.0208 | [5 empty] | 3.2323 | [9 empty] | 5754.1222 | [27 empty] | 82.3504 | [76 empty] | 2025 | Li, Z., Lang, X., Song, W., Li, H., Li, C., Ma, X. (2025). LA-ICP-MS analysis of sulfides from the Sinongduo Ag-Pb-Zn deposit, Tibet: Insights into element incorporation mechanisms and ore genesis. Ore Geology Reviews, 106858. https://doi.org/10.1016/j.oregeorev.2025.106858 |  | CHN | Tibet
| Sinongduo |  | Epithermal | Epithermal | Epithermal Ag-Pb-Zn | Ag, Pb, Zn |  | Ag, Pb, Zn | Li et al., 2025 |  | HDH-1-Sp1-1 | HDH-1-Sp1-1 | drill core |  |  |  |  | ore material | drill core | drill core | mineral separate | [5 empty] | mineralisation |  |  |  | sphalerite, pyrite, galena | [6 empty] | quartz, chalcopyrite, calcite | major element determined by EPMA as internal standard to calibrate the LA-ICP-MS data such as Zn for sphalerite, Fe for pyrite, and Pb for galena | LA-ICPMS, EMPA | NWR 193 nm Ar F Excimer laser-ablation system interfaced with an i CAP RQ ICPMS | Guangzhou Tuoyan Analytical Technology Co., Ltd. in Guangzhou, China | 0.7 l/min He carrier gas, which was later mixed with 0.89 l/min Ar make-up gas. The laser was set at a fluence of 3.5 J/cm², operating at 6 Hz with a 30 μm spot size. Each analysis lasted 45 seconds, followed by a 40-second background measurement. | NIST SRM610, MASS-1, NIST SRM612, GE8 | 0.74342 | [25 empty] | 0.035074 | [5 empty] | 10.2697 | [9 empty] | 821.5953 | [27 empty] | 21.4857 | [76 empty] | 2025 | Li, Z., Lang, X., Song, W., Li, H., Li, C., Ma, X. (2025). LA-ICP-MS analysis of sulfides from the Sinongduo Ag-Pb-Zn deposit, Tibet: Insights into element incorporation mechanisms and ore genesis. Ore Geology Reviews, 106858. https://doi.org/10.1016/j.oregeorev.2025.106858 |  | CHN | Tibet
| Sinongduo |  | Epithermal | Epithermal | Epithermal Ag-Pb-Zn | Ag, Pb, Zn |  | Ag, Pb, Zn | Li et al., 2025 |  | HDH-1-Sp2-1 | HDH-1-Sp2-1 | drill core |  |  |  |  | ore material | drill core | drill core | mineral separate | [5 empty] | mineralisation |  |  |  | sphalerite, pyrite, galena | [6 empty] | quartz, chalcopyrite, calcite | major element determined by EPMA as internal standard to calibrate the LA-ICP-MS data such as Zn for sphalerite, Fe for pyrite, and Pb for galena | LA-ICPMS, EMPA | NWR 193 nm Ar F Excimer laser-ablation system interfaced with an i CAP RQ ICPMS | Guangzhou Tuoyan Analytical Technology Co., Ltd. in Guangzhou, China | 0.7 l/min He carrier gas, which was later mixed with 0.89 l/min Ar make-up gas. The laser was set at a fluence of 3.5 J/cm², operating at 6 Hz with a 30 μm spot size. Each analysis lasted 45 seconds, followed by a 40-second background measurement. | NIST SRM610, MASS-1, NIST SRM612, GE8 | 0.70965 | [25 empty] | 0.041654 | [5 empty] | 7.7263 | [9 empty] | 845.1871 | [27 empty] | 18.6771 | [76 empty] | 2025 | Li, Z., Lang, X., Song, W., Li, H., Li, C., Ma, X. (2025). LA-ICP-MS analysis of sulfides from the Sinongduo Ag-Pb-Zn deposit, Tibet: Insights into element incorporation mechanisms and ore genesis. Ore Geology Reviews, 106858. https://doi.org/10.1016/j.oregeorev.2025.106858 |  | CHN | Tibet
| Sinongduo |  | Epithermal | Epithermal | Epithermal Ag-Pb-Zn | Ag, Pb, Zn |  | Ag, Pb, Zn | Li et al., 2025 |  | HDH-1-Sp3-1 | HDH-1-Sp3-1 | drill core |  |  |  |  | ore material | drill core | drill core | mineral separate | [5 empty] | mineralisation |  |  |  | sphalerite, pyrite, galena | [6 empty] | quartz, chalcopyrite, calcite | major element determined by EPMA as internal standard to calibrate the LA-ICP-MS data such as Zn for sphalerite, Fe for pyrite, and Pb for galena | LA-ICPMS, EMPA | NWR 193 nm Ar F Excimer laser-ablation system interfaced with an i CAP RQ ICPMS | Guangzhou Tuoyan Analytical Technology Co., Ltd. in Guangzhou, China | 0.7 l/min He carrier gas, which was later mixed with 0.89 l/min Ar make-up gas. The laser was set at a fluence of 3.5 J/cm², operating at 6 Hz with a 30 μm spot size. Each analysis lasted 45 seconds, followed by a 40-second background measurement. | NIST SRM610, MASS-1, NIST SRM612, GE8 | 0.65262 | [25 empty] | 0.0221 | [5 empty] | 5.6271 | [9 empty] | 1116.3082 | [27 empty] | 21.0182 | [76 empty] | 2025 | Li, Z., Lang, X., Song, W., Li, H., Li, C., Ma, X. (2025). LA-ICP-MS analysis of sulfides from the Sinongduo Ag-Pb-Zn deposit, Tibet: Insights into element incorporation mechanisms and ore genesis. Ore Geology Reviews, 106858. https://doi.org/10.1016/j.oregeorev.2025.106858 |  | CHN | Tibet
| Sinongduo |  | Epithermal | Epithermal | Epithermal Ag-Pb-Zn | Ag, Pb, Zn |  | Ag, Pb, Zn | Li et al., 2025 |  | HDH-1-Sp4-1 | HDH-1-Sp4-1 | drill core |  |  |  |  | ore material | drill core | drill core | mineral separate | [5 empty] | mineralisation |  |  |  | sphalerite, pyrite, galena | [6 empty] | quartz, chalcopyrite, calcite | major element determined by EPMA as internal standard to calibrate the LA-ICP-MS data such as Zn for sphalerite, Fe for pyrite, and Pb for galena | LA-ICPMS, EMPA | NWR 193 nm Ar F Excimer laser-ablation system interfaced with an i CAP RQ ICPMS | Guangzhou Tuoyan Analytical Technology Co., Ltd. in Guangzhou, China | 0.7 l/min He carrier gas, which was later mixed with 0.89 l/min Ar make-up gas. The laser was set at a fluence of 3.5 J/cm², operating at 6 Hz with a 30 μm spot size. Each analysis lasted 45 seconds, followed by a 40-second background measurement. | NIST SRM610, MASS-1, NIST SRM612, GE8 | 0.65217 | [25 empty] | 0.0176 | [5 empty] | 5.6305 | [9 empty] | 813.5206 | [27 empty] | 20.1191 | [76 empty] | 2025 | Li, Z., Lang, X., Song, W., Li, H., Li, C., Ma, X. (2025). LA-ICP-MS analysis of sulfides from the Sinongduo Ag-Pb-Zn deposit, Tibet: Insights into element incorporation mechanisms and ore genesis. Ore Geology Reviews, 106858. https://doi.org/10.1016/j.oregeorev.2025.106858 |  | CHN | Tibet
| Sinongduo |  | Epithermal | Epithermal | Epithermal Ag-Pb-Zn | Ag, Pb, Zn |  | Ag, Pb, Zn | Li et al., 2025 |  | HDH-1-Sp5-1 | HDH-1-Sp5-1 | drill core |  |  |  |  | ore material | drill core | drill core | mineral separate | [5 empty] | mineralisation |  |  |  | sphalerite, pyrite, galena | [6 empty] | quartz, chalcopyrite, calcite | major element determined by EPMA as internal standard to calibrate the LA-ICP-MS data such as Zn for sphalerite, Fe for pyrite, and Pb for galena | LA-ICPMS, EMPA | NWR 193 nm Ar F Excimer laser-ablation system interfaced with an i CAP RQ ICPMS | Guangzhou Tuoyan Analytical Technology Co., Ltd. in Guangzhou, China | 0.7 l/min He carrier gas, which was later mixed with 0.89 l/min Ar make-up gas. The laser was set at a fluence of 3.5 J/cm², operating at 6 Hz with a 30 μm spot size. Each analysis lasted 45 seconds, followed by a 40-second background measurement. | NIST SRM610, MASS-1, NIST SRM612, GE8 | 0.71155 | [25 empty] | 0.023735 | [5 empty] | 4.9986 | [9 empty] | 883.0636 | [27 empty] | 15.8668 | [76 empty] | 2025 | Li, Z., Lang, X., Song, W., Li, H., Li, C., Ma, X. (2025). LA-ICP-MS analysis of sulfides from the Sinongduo Ag-Pb-Zn deposit, Tibet: Insights into element incorporation mechanisms and ore genesis. Ore Geology Reviews, 106858. https://doi.org/10.1016/j.oregeorev.2025.106858 |  | CHN | Tibet
| Sinongduo |  | Epithermal | Epithermal | Epithermal Ag-Pb-Zn | Ag, Pb, Zn |  | Ag, Pb, Zn | Li et al., 2025 |  | HDH-1-Sp6-1 | HDH-1-Sp6-1 | drill core |  |  |  |  | ore material | drill core | drill core | mineral separate | [5 empty] | mineralisation |  |  |  | sphalerite, pyrite, galena | [6 empty] | quartz, chalcopyrite, calcite | major element determined by EPMA as internal standard to calibrate the LA-ICP-MS data such as Zn for sphalerite, Fe for pyrite, and Pb for galena | LA-ICPMS, EMPA | NWR 193 nm Ar F Excimer laser-ablation system interfaced with an i CAP RQ ICPMS | Guangzhou Tuoyan Analytical Technology Co., Ltd. in Guangzhou, China | 0.7 l/min He carrier gas, which was later mixed with 0.89 l/min Ar make-up gas. The laser was set at a fluence of 3.5 J/cm², operating at 6 Hz with a 30 μm spot size. Each analysis lasted 45 seconds, followed by a 40-second background measurement. | NIST SRM610, MASS-1, NIST SRM612, GE8 | 0.97323 | [25 empty] | 0.060092 | [5 empty] | 4.8103 | [9 empty] | 1113.5931 | [27 empty] | 36.8339 | [76 empty] | 2025 | Li, Z., Lang, X., Song, W., Li, H., Li, C., Ma, X. (2025). LA-ICP-MS analysis of sulfides from the Sinongduo Ag-Pb-Zn deposit, Tibet: Insights into element incorporation mechanisms and ore genesis. Ore Geology Reviews, 106858. https://doi.org/10.1016/j.oregeorev.2025.106858 |  | CHN | Tibet
| Sinongduo |  | Epithermal | Epithermal | Epithermal Ag-Pb-Zn | Ag, Pb, Zn |  | Ag, Pb, Zn | Li et al., 2025 |  | HDH-1-Sp7-1 | HDH-1-Sp7-1 | drill core |  |  |  |  | ore material | drill core | drill core | mineral separate | [5 empty] | mineralisation |  |  |  | sphalerite, pyrite, galena | [6 empty] | quartz, chalcopyrite, calcite | major element determined by EPMA as internal standard to calibrate the LA-ICP-MS data such as Zn for sphalerite, Fe for pyrite, and Pb for galena | LA-ICPMS, EMPA | NWR 193 nm Ar F Excimer laser-ablation system interfaced with an i CAP RQ ICPMS | Guangzhou Tuoyan Analytical Technology Co., Ltd. in Guangzhou, China | 0.7 l/min He carrier gas, which was later mixed with 0.89 l/min Ar make-up gas. The laser was set at a fluence of 3.5 J/cm², operating at 6 Hz with a 30 μm spot size. Each analysis lasted 45 seconds, followed by a 40-second background measurement. | NIST SRM610, MASS-1, NIST SRM612, GE8 | 1.0403 | [25 empty] | 0.0146 | [5 empty] | 15.7055 | [9 empty] | 951.3522 | [27 empty] | 33.6663 | [76 empty] | 2025 | Li, Z., Lang, X., Song, W., Li, H., Li, C., Ma, X. (2025). LA-ICP-MS analysis of sulfides from the Sinongduo Ag-Pb-Zn deposit, Tibet: Insights into element incorporation mechanisms and ore genesis. Ore Geology Reviews, 106858. https://doi.org/10.1016/j.oregeorev.2025.106858 |  | CHN | Tibet
| Sinongduo |  | Epithermal | Epithermal | Epithermal Ag-Pb-Zn | Ag, Pb, Zn |  | Ag, Pb, Zn | Li et al., 2025 |  | HDH-1-Sp8-1 | HDH-1-Sp8-1 | drill core |  |  |  |  | ore material | drill core | drill core | mineral separate | [5 empty] | mineralisation |  |  |  | sphalerite, pyrite, galena | [6 empty] | quartz, chalcopyrite, calcite | major element determined by EPMA as internal standard to calibrate the LA-ICP-MS data such as Zn for sphalerite, Fe for pyrite, and Pb for galena | LA-ICPMS, EMPA | NWR 193 nm Ar F Excimer laser-ablation system interfaced with an i CAP RQ ICPMS | Guangzhou Tuoyan Analytical Technology Co., Ltd. in Guangzhou, China | 0.7 l/min He carrier gas, which was later mixed with 0.89 l/min Ar make-up gas. The laser was set at a fluence of 3.5 J/cm², operating at 6 Hz with a 30 μm spot size. Each analysis lasted 45 seconds, followed by a 40-second background measurement. | NIST SRM610, MASS-1, NIST SRM612, GE8 | 0.86943 | [25 empty] | 0.04742 | [5 empty] | 6.6252 | [9 empty] | 1122.5018 | [27 empty] | 36.7675 | [76 empty] | 2025 | Li, Z., Lang, X., Song, W., Li, H., Li, C., Ma, X. (2025). LA-ICP-MS analysis of sulfides from the Sinongduo Ag-Pb-Zn deposit, Tibet: Insights into element incorporation mechanisms and ore genesis. Ore Geology Reviews, 106858. https://doi.org/10.1016/j.oregeorev.2025.106858 |  | CHN | Tibet
| Sinongduo |  | Epithermal | Epithermal | Epithermal Ag-Pb-Zn | Ag, Pb, Zn |  | Ag, Pb, Zn | Li et al., 2025 |  | HDH-1-Sp9-1 | HDH-1-Sp9-1 | drill core |  |  |  |  | ore material | drill core | drill core | mineral separate | [5 empty] | mineralisation |  |  |  | sphalerite, pyrite, galena | [6 empty] | quartz, chalcopyrite, calcite | major element determined by EPMA as internal standard to calibrate the LA-ICP-MS data such as Zn for sphalerite, Fe for pyrite, and Pb for galena | LA-ICPMS, EMPA | NWR 193 nm Ar F Excimer laser-ablation system interfaced with an i CAP RQ ICPMS | Guangzhou Tuoyan Analytical Technology Co., Ltd. in Guangzhou, China | 0.7 l/min He carrier gas, which was later mixed with 0.89 l/min Ar make-up gas. The laser was set at a fluence of 3.5 J/cm², operating at 6 Hz with a 30 μm spot size. Each analysis lasted 45 seconds, followed by a 40-second background measurement. | NIST SRM610, MASS-1, NIST SRM612, GE8 | 1.1567 | [25 empty] | 0.085918 | [5 empty] | 8.9525 | [9 empty] | 1122.0955 | [27 empty] | 43.6193 | [76 empty] | 2025 | Li, Z., Lang, X., Song, W., Li, H., Li, C., Ma, X. (2025). LA-ICP-MS analysis of sulfides from the Sinongduo Ag-Pb-Zn deposit, Tibet: Insights into element incorporation mechanisms and ore genesis. Ore Geology Reviews, 106858. https://doi.org/10.1016/j.oregeorev.2025.106858 |  | CHN | Tibet
| Sinongduo |  | Epithermal | Epithermal | Epithermal Ag-Pb-Zn | Ag, Pb, Zn |  | Ag, Pb, Zn | Li et al., 2025 |  | HDH-1-Sp10-1 | HDH-1-Sp10-1 | drill core |  |  |  |  | ore material | drill core | drill core | mineral separate | [5 empty] | mineralisation |  |  |  | sphalerite, pyrite, galena | [6 empty] | quartz, chalcopyrite, calcite | major element determined by EPMA as internal standard to calibrate the LA-ICP-MS data such as Zn for sphalerite, Fe for pyrite, and Pb for galena | LA-ICPMS, EMPA | NWR 193 nm Ar F Excimer laser-ablation system interfaced with an i CAP RQ ICPMS | Guangzhou Tuoyan Analytical Technology Co., Ltd. in Guangzhou, China | 0.7 l/min He carrier gas, which was later mixed with 0.89 l/min Ar make-up gas. The laser was set at a fluence of 3.5 J/cm², operating at 6 Hz with a 30 μm spot size. Each analysis lasted 45 seconds, followed by a 40-second background measurement. | NIST SRM610, MASS-1, NIST SRM612, GE8 | 0.70909 | [25 empty] | 0.044079 | [5 empty] | 6.5162 | [9 empty] | 911.9791 | [27 empty] | 20.5999 | [76 empty] | 2025 | Li, Z., Lang, X., Song, W., Li, H., Li, C., Ma, X. (2025). LA-ICP-MS analysis of sulfides from the Sinongduo Ag-Pb-Zn deposit, Tibet: Insights into element incorporation mechanisms and ore genesis. Ore Geology Reviews, 106858. https://doi.org/10.1016/j.oregeorev.2025.106858 |  | CHN | Tibet
| Sinongduo |  | Epithermal | Epithermal | Epithermal Ag-Pb-Zn | Ag, Pb, Zn |  | Ag, Pb, Zn | Li et al., 2025 |  | HDH-1-Sp11-1 | HDH-1-Sp11-1 | drill core |  |  |  |  | ore material | drill core | drill core | mineral separate | [5 empty] | mineralisation |  |  |  | sphalerite, pyrite, galena | [6 empty] | quartz, chalcopyrite, calcite | major element determined by EPMA as internal standard to calibrate the LA-ICP-MS data such as Zn for sphalerite, Fe for pyrite, and Pb for galena | LA-ICPMS, EMPA | NWR 193 nm Ar F Excimer laser-ablation system interfaced with an i CAP RQ ICPMS | Guangzhou Tuoyan Analytical Technology Co., Ltd. in Guangzhou, China | 0.7 l/min He carrier gas, which was later mixed with 0.89 l/min Ar make-up gas. The laser was set at a fluence of 3.5 J/cm², operating at 6 Hz with a 30 μm spot size. Each analysis lasted 45 seconds, followed by a 40-second background measurement. | NIST SRM610, MASS-1, NIST SRM612, GE8 | 0.61499 | [25 empty] | 0.013727 | [5 empty] | 6.0624 | [9 empty] | 873.0293 | [27 empty] | 20.8526 | [76 empty] | 2025 | Li, Z., Lang, X., Song, W., Li, H., Li, C., Ma, X. (2025). LA-ICP-MS analysis of sulfides from the Sinongduo Ag-Pb-Zn deposit, Tibet: Insights into element incorporation mechanisms and ore genesis. Ore Geology Reviews, 106858. https://doi.org/10.1016/j.oregeorev.2025.106858 |  | CHN | Tibet
| Sinongduo |  | Epithermal | Epithermal | Epithermal Ag-Pb-Zn | Ag, Pb, Zn |  | Ag, Pb, Zn | Li et al., 2025 |  | HDH-8-Sp1-1 | HDH-8-Sp1-1 | drill core |  |  |  |  | ore material | drill core | drill core | mineral separate | [5 empty] | mineralisation |  |  |  | sphalerite, pyrite, galena | [6 empty] | quartz, chalcopyrite, calcite | major element determined by EPMA as internal standard to calibrate the LA-ICP-MS data such as Zn for sphalerite, Fe for pyrite, and Pb for galena | LA-ICPMS, EMPA | NWR 193 nm Ar F Excimer laser-ablation system interfaced with an i CAP RQ ICPMS | Guangzhou Tuoyan Analytical Technology Co., Ltd. in Guangzhou, China | 0.7 l/min He carrier gas, which was later mixed with 0.89 l/min Ar make-up gas. The laser was set at a fluence of 3.5 J/cm², operating at 6 Hz with a 30 μm spot size. Each analysis lasted 45 seconds, followed by a 40-second background measurement. | NIST SRM610, MASS-1, NIST SRM612, GE8 | 0.52406 | [25 empty] | 0.0142 | [5 empty] | 1.5146 | [9 empty] | 671.7135 | [27 empty] | 121.268 | [76 empty] | 2025 | Li, Z., Lang, X., Song, W., Li, H., Li, C., Ma, X. (2025). LA-ICP-MS analysis of sulfides from the Sinongduo Ag-Pb-Zn deposit, Tibet: Insights into element incorporation mechanisms and ore genesis. Ore Geology Reviews, 106858. https://doi.org/10.1016/j.oregeorev.2025.106858 |  | CHN | Tibet
| Sinongduo |  | Epithermal | Epithermal | Epithermal Ag-Pb-Zn | Ag, Pb, Zn |  | Ag, Pb, Zn | Li et al., 2025 |  | HDH-8-Sp7-1 | HDH-8-Sp7-1 | drill core |  |  |  |  | ore material | drill core | drill core | mineral separate | [5 empty] | mineralisation |  |  |  | sphalerite, pyrite, galena | [6 empty] | quartz, chalcopyrite, calcite | major element determined by EPMA as internal standard to calibrate the LA-ICP-MS data such as Zn for sphalerite, Fe for pyrite, and Pb for galena | LA-ICPMS, EMPA | NWR 193 nm Ar F Excimer laser-ablation system interfaced with an i CAP RQ ICPMS | Guangzhou Tuoyan Analytical Technology Co., Ltd. in Guangzhou, China | 0.7 l/min He carrier gas, which was later mixed with 0.89 l/min Ar make-up gas. The laser was set at a fluence of 3.5 J/cm², operating at 6 Hz with a 30 μm spot size. Each analysis lasted 45 seconds, followed by a 40-second background measurement. | NIST SRM610, MASS-1, NIST SRM612, GE8 | 0.33762 | [25 empty] | 0.0209 | [5 empty] | 1.9086 | [9 empty] | 1260.1069 | [27 empty] | 342.7585 | [76 empty] | 2025 | Li, Z., Lang, X., Song, W., Li, H., Li, C., Ma, X. (2025). LA-ICP-MS analysis of sulfides from the Sinongduo Ag-Pb-Zn deposit, Tibet: Insights into element incorporation mechanisms and ore genesis. Ore Geology Reviews, 106858. https://doi.org/10.1016/j.oregeorev.2025.106858 |  | CHN | Tibet
| Sinongduo |  | Epithermal | Epithermal | Epithermal Ag-Pb-Zn | Ag, Pb, Zn |  | Ag, Pb, Zn | Li et al., 2025 |  | HDH-8-Sp2-1 | HDH-8-Sp2-1 | drill core |  |  |  |  | ore material | drill core | drill core | mineral separate | [5 empty] | mineralisation |  |  |  | sphalerite, pyrite, galena | [6 empty] | quartz, chalcopyrite, calcite | major element determined by EPMA as internal standard to calibrate the LA-ICP-MS data such as Zn for sphalerite, Fe for pyrite, and Pb for galena | LA-ICPMS, EMPA | NWR 193 nm Ar F Excimer laser-ablation system interfaced with an i CAP RQ ICPMS | Guangzhou Tuoyan Analytical Technology Co., Ltd. in Guangzhou, China | 0.7 l/min He carrier gas, which was later mixed with 0.89 l/min Ar make-up gas. The laser was set at a fluence of 3.5 J/cm², operating at 6 Hz with a 30 μm spot size. Each analysis lasted 45 seconds, followed by a 40-second background measurement. | NIST SRM610, MASS-1, NIST SRM612, GE8 | 0.25551 | [25 empty] | 0.0428 | [5 empty] | 1.8189 | [9 empty] | 882.3963 | [27 empty] | 374.7231 | [76 empty] | 2025 | Li, Z., Lang, X., Song, W., Li, H., Li, C., Ma, X. (2025). LA-ICP-MS analysis of sulfides from the Sinongduo Ag-Pb-Zn deposit, Tibet: Insights into element incorporation mechanisms and ore genesis. Ore Geology Reviews, 106858. https://doi.org/10.1016/j.oregeorev.2025.106858 |  | CHN | Tibet
| Sinongduo |  | Epithermal | Epithermal | Epithermal Ag-Pb-Zn | Ag, Pb, Zn |  | Ag, Pb, Zn | Li et al., 2025 |  | HDH-8-Sp3-1 | HDH-8-Sp3-1 | drill core |  |  |  |  | ore material | drill core | drill core | mineral separate | [5 empty] | mineralisation |  |  |  | sphalerite, pyrite, galena | [6 empty] | quartz, chalcopyrite, calcite | major element determined by EPMA as internal standard to calibrate the LA-ICP-MS data such as Zn for sphalerite, Fe for pyrite, and Pb for galena | LA-ICPMS, EMPA | NWR 193 nm Ar F Excimer laser-ablation system interfaced with an i CAP RQ ICPMS | Guangzhou Tuoyan Analytical Technology Co., Ltd. in Guangzhou, China | 0.7 l/min He carrier gas, which was later mixed with 0.89 l/min Ar make-up gas. The laser was set at a fluence of 3.5 J/cm², operating at 6 Hz with a 30 μm spot size. Each analysis lasted 45 seconds, followed by a 40-second background measurement. | NIST SRM610, MASS-1, NIST SRM612, GE8 | 0.18563 | [25 empty] | 0.014256 | [5 empty] | 1.224 | [9 empty] | 794.7652 | [27 empty] | 303.1141 | [76 empty] | 2025 | Li, Z., Lang, X., Song, W., Li, H., Li, C., Ma, X. (2025). LA-ICP-MS analysis of sulfides from the Sinongduo Ag-Pb-Zn deposit, Tibet: Insights into element incorporation mechanisms and ore genesis. Ore Geology Reviews, 106858. https://doi.org/10.1016/j.oregeorev.2025.106858 |  | CHN | Tibet
| Sinongduo |  | Epithermal | Epithermal | Epithermal Ag-Pb-Zn | Ag, Pb, Zn |  | Ag, Pb, Zn | Li et al., 2025 |  | HDH-8-Sp4-1 | HDH-8-Sp4-1 | drill core |  |  |  |  | ore material | drill core | drill core | mineral separate | [5 empty] | mineralisation |  |  |  | sphalerite, pyrite, galena | [6 empty] | quartz, chalcopyrite, calcite | major element determined by EPMA as internal standard to calibrate the LA-ICP-MS data such as Zn for sphalerite, Fe for pyrite, and Pb for galena | LA-ICPMS, EMPA | NWR 193 nm Ar F Excimer laser-ablation system interfaced with an i CAP RQ ICPMS | Guangzhou Tuoyan Analytical Technology Co., Ltd. in Guangzhou, China | 0.7 l/min He carrier gas, which was later mixed with 0.89 l/min Ar make-up gas. The laser was set at a fluence of 3.5 J/cm², operating at 6 Hz with a 30 μm spot size. Each analysis lasted 45 seconds, followed by a 40-second background measurement. | NIST SRM610, MASS-1, NIST SRM612, GE8 | 0.06119 | [25 empty] | 0.011268 | [5 empty] | 1.4273 | [9 empty] | 1383.2458 | [27 empty] | 306.9608 | [76 empty] | 2025 | Li, Z., Lang, X., Song, W., Li, H., Li, C., Ma, X. (2025). LA-ICP-MS analysis of sulfides from the Sinongduo Ag-Pb-Zn deposit, Tibet: Insights into element incorporation mechanisms and ore genesis. Ore Geology Reviews, 106858. https://doi.org/10.1016/j.oregeorev.2025.106858 |  | CHN | Tibet
| Sinongduo |  | Epithermal | Epithermal | Epithermal Ag-Pb-Zn | Ag, Pb, Zn |  | Ag, Pb, Zn | Li et al., 2025 |  | HDH-8-Sp5-1 | HDH-8-Sp5-1 | drill core |  |  |  |  | ore material | drill core | drill core | mineral separate | [5 empty] | mineralisation |  |  |  | sphalerite, pyrite, galena | [6 empty] | quartz, chalcopyrite, calcite | major element determined by EPMA as internal standard to calibrate the LA-ICP-MS data such as Zn for sphalerite, Fe for pyrite, and Pb for galena | LA-ICPMS, EMPA | NWR 193 nm Ar F Excimer laser-ablation system interfaced with an i CAP RQ ICPMS | Guangzhou Tuoyan Analytical Technology Co., Ltd. in Guangzhou, China | 0.7 l/min He carrier gas, which was later mixed with 0.89 l/min Ar make-up gas. The laser was set at a fluence of 3.5 J/cm², operating at 6 Hz with a 30 μm spot size. Each analysis lasted 45 seconds, followed by a 40-second background measurement. | NIST SRM610, MASS-1, NIST SRM612, GE8 | 0.11626 | [25 empty] | 0.054 | [5 empty] | 1.2458 | [9 empty] | 1227.0951 | [27 empty] | 71.2249 | [76 empty] | 2025 | Li, Z., Lang, X., Song, W., Li, H., Li, C., Ma, X. (2025). LA-ICP-MS analysis of sulfides from the Sinongduo Ag-Pb-Zn deposit, Tibet: Insights into element incorporation mechanisms and ore genesis. Ore Geology Reviews, 106858. https://doi.org/10.1016/j.oregeorev.2025.106858 |  | CHN | Tibet
| Sinongduo |  | Epithermal | Epithermal | Epithermal Ag-Pb-Zn | Ag, Pb, Zn |  | Ag, Pb, Zn | Li et al., 2025 |  | HDH-8-Sp6-1 | HDH-8-Sp6-1 | drill core |  |  |  |  | ore material | drill core | drill core | mineral separate | [5 empty] | mineralisation |  |  |  | sphalerite, pyrite, galena | [6 empty] | quartz, chalcopyrite, calcite | major element determined by EPMA as internal standard to calibrate the LA-ICP-MS data such as Zn for sphalerite, Fe for pyrite, and Pb for galena | LA-ICPMS, EMPA | NWR 193 nm Ar F Excimer laser-ablation system interfaced with an i CAP RQ ICPMS | Guangzhou Tuoyan Analytical Technology Co., Ltd. in Guangzhou, China | 0.7 l/min He carrier gas, which was later mixed with 0.89 l/min Ar make-up gas. The laser was set at a fluence of 3.5 J/cm², operating at 6 Hz with a 30 μm spot size. Each analysis lasted 45 seconds, followed by a 40-second background measurement. | NIST SRM610, MASS-1, NIST SRM612, GE8 | 0.31612 | [25 empty] | 0.0189 | [5 empty] | 1.2619 | [9 empty] | 407.0266 | [27 empty] | 135.1739 | [76 empty] | 2025 | Li, Z., Lang, X., Song, W., Li, H., Li, C., Ma, X. (2025). LA-ICP-MS analysis of sulfides from the Sinongduo Ag-Pb-Zn deposit, Tibet: Insights into element incorporation mechanisms and ore genesis. Ore Geology Reviews, 106858. https://doi.org/10.1016/j.oregeorev.2025.106858 |  | CHN | Tibet
| Sinongduo |  | Epithermal | Epithermal | Epithermal Ag-Pb-Zn | Ag, Pb, Zn |  | Ag, Pb, Zn | Li et al., 2025 |  | HDH-8-Sp8-1 | HDH-8-Sp8-1 | drill core |  |  |  |  | ore material | drill core | drill core | mineral separate | [5 empty] | mineralisation |  |  |  | sphalerite, pyrite, galena | [6 empty] | quartz, chalcopyrite, calcite | major element determined by EPMA as internal standard to calibrate the LA-ICP-MS data such as Zn for sphalerite, Fe for pyrite, and Pb for galena | LA-ICPMS, EMPA | NWR 193 nm Ar F Excimer laser-ablation system interfaced with an i CAP RQ ICPMS | Guangzhou Tuoyan Analytical Technology Co., Ltd. in Guangzhou, China | 0.7 l/min He carrier gas, which was later mixed with 0.89 l/min Ar make-up gas. The laser was set at a fluence of 3.5 J/cm², operating at 6 Hz with a 30 μm spot size. Each analysis lasted 45 seconds, followed by a 40-second background measurement. | NIST SRM610, MASS-1, NIST SRM612, GE8 | 0.18517 | [25 empty] | 0.0246 | [5 empty] | 3.096 | [9 empty] | 553.9159 | [27 empty] | 164.8081 | [76 empty] | 2025 | Li, Z., Lang, X., Song, W., Li, H., Li, C., Ma, X. (2025). LA-ICP-MS analysis of sulfides from the Sinongduo Ag-Pb-Zn deposit, Tibet: Insights into element incorporation mechanisms and ore genesis. Ore Geology Reviews, 106858. https://doi.org/10.1016/j.oregeorev.2025.106858 |  | CHN | Tibet
| Sinongduo |  | Epithermal | Epithermal | Epithermal Ag-Pb-Zn | Ag, Pb, Zn |  | Ag, Pb, Zn | Li et al., 2025 |  | HDH-16-Sp1-1 | HDH-16-Sp1-1 | drill core |  |  |  |  | ore material | drill core | drill core | mineral separate | [5 empty] | mineralisation |  |  |  | sphalerite, pyrite, galena | [6 empty] | quartz, chalcopyrite, calcite | major element determined by EPMA as internal standard to calibrate the LA-ICP-MS data such as Zn for sphalerite, Fe for pyrite, and Pb for galena | LA-ICPMS, EMPA | NWR 193 nm Ar F Excimer laser-ablation system interfaced with an i CAP RQ ICPMS | Guangzhou Tuoyan Analytical Technology Co., Ltd. in Guangzhou, China | 0.7 l/min He carrier gas, which was later mixed with 0.89 l/min Ar make-up gas. The laser was set at a fluence of 3.5 J/cm², operating at 6 Hz with a 30 μm spot size. Each analysis lasted 45 seconds, followed by a 40-second background measurement. | NIST SRM610, MASS-1, NIST SRM612, GE8 | 0.26505 | [25 empty] | 0.033 | [5 empty] | 6.6532 | [9 empty] | 1528.6427 | [27 empty] | 45.1962 | [76 empty] | 2025 | Li, Z., Lang, X., Song, W., Li, H., Li, C., Ma, X. (2025). LA-ICP-MS analysis of sulfides from the Sinongduo Ag-Pb-Zn deposit, Tibet: Insights into element incorporation mechanisms and ore genesis. Ore Geology Reviews, 106858. https://doi.org/10.1016/j.oregeorev.2025.106858 |  | CHN | Tibet
| Sinongduo |  | Epithermal | Epithermal | Epithermal Ag-Pb-Zn | Ag, Pb, Zn |  | Ag, Pb, Zn | Li et al., 2025 |  | HDH-16-Sp2-1 | HDH-16-Sp2-1 | drill core |  |  |  |  | ore material | drill core | drill core | mineral separate | [5 empty] | mineralisation |  |  |  | sphalerite, pyrite, galena | [6 empty] | quartz, chalcopyrite, calcite | major element determined by EPMA as internal standard to calibrate the LA-ICP-MS data such as Zn for sphalerite, Fe for pyrite, and Pb for galena | LA-ICPMS, EMPA | NWR 193 nm Ar F Excimer laser-ablation system interfaced with an i CAP RQ ICPMS | Guangzhou Tuoyan Analytical Technology Co., Ltd. in Guangzhou, China | 0.7 l/min He carrier gas, which was later mixed with 0.89 l/min Ar make-up gas. The laser was set at a fluence of 3.5 J/cm², operating at 6 Hz with a 30 μm spot size. Each analysis lasted 45 seconds, followed by a 40-second background measurement. | NIST SRM610, MASS-1, NIST SRM612, GE8 | 0.22536 | [25 empty] | 0.051567 | [5 empty] | 6.0784 | [9 empty] | 6727.4987 | [27 empty] | 42.2605 | [76 empty] | 2025 | Li, Z., Lang, X., Song, W., Li, H., Li, C., Ma, X. (2025). LA-ICP-MS analysis of sulfides from the Sinongduo Ag-Pb-Zn deposit, Tibet: Insights into element incorporation mechanisms and ore genesis. Ore Geology Reviews, 106858. https://doi.org/10.1016/j.oregeorev.2025.106858 |  | CHN | Tibet
| Sinongduo |  | Epithermal | Epithermal | Epithermal Ag-Pb-Zn | Ag, Pb, Zn |  | Ag, Pb, Zn | Li et al., 2025 |  | HDH-16-Sp3-1 | HDH-16-Sp3-1 | drill core |  |  |  |  | ore material | drill core | drill core | mineral separate | [5 empty] | mineralisation |  |  |  | sphalerite, pyrite, galena | [6 empty] | quartz, chalcopyrite, calcite | major element determined by EPMA as internal standard to calibrate the LA-ICP-MS data such as Zn for sphalerite, Fe for pyrite, and Pb for galena | LA-ICPMS, EMPA | NWR 193 nm Ar F Excimer laser-ablation system interfaced with an i CAP RQ ICPMS | Guangzhou Tuoyan Analytical Technology Co., Ltd. in Guangzhou, China | 0.7 l/min He carrier gas, which was later mixed with 0.89 l/min Ar make-up gas. The laser was set at a fluence of 3.5 J/cm², operating at 6 Hz with a 30 μm spot size. Each analysis lasted 45 seconds, followed by a 40-second background measurement. | NIST SRM610, MASS-1, NIST SRM612, GE8 | 0.10871 | [25 empty] | 0.03333 | [5 empty] | 2.2186 | [9 empty] | 902.6439 | [27 empty] | 55.8689 | [76 empty] | 2025 | Li, Z., Lang, X., Song, W., Li, H., Li, C., Ma, X. (2025). LA-ICP-MS analysis of sulfides from the Sinongduo Ag-Pb-Zn deposit, Tibet: Insights into element incorporation mechanisms and ore genesis. Ore Geology Reviews, 106858. https://doi.org/10.1016/j.oregeorev.2025.106858 |  | CHN | Tibet
| Sinongduo |  | Epithermal | Epithermal | Epithermal Ag-Pb-Zn | Ag, Pb, Zn |  | Ag, Pb, Zn | Li et al., 2025 |  | HDH-16-Sp4-1 | HDH-16-Sp4-1 | drill core |  |  |  |  | ore material | drill core | drill core | mineral separate | [5 empty] | mineralisation |  |  |  | sphalerite, pyrite, galena | [6 empty] | quartz, chalcopyrite, calcite | major element determined by EPMA as internal standard to calibrate the LA-ICP-MS data such as Zn for sphalerite, Fe for pyrite, and Pb for galena | LA-ICPMS, EMPA | NWR 193 nm Ar F Excimer laser-ablation system interfaced with an i CAP RQ ICPMS | Guangzhou Tuoyan Analytical Technology Co., Ltd. in Guangzhou, China | 0.7 l/min He carrier gas, which was later mixed with 0.89 l/min Ar make-up gas. The laser was set at a fluence of 3.5 J/cm², operating at 6 Hz with a 30 μm spot size. Each analysis lasted 45 seconds, followed by a 40-second background measurement. | NIST SRM610, MASS-1, NIST SRM612, GE8 | 0.6265 | [25 empty] | 0.037959 | [5 empty] | 8.1025 | [9 empty] | 819.5557 | [27 empty] | 45.4357 | [76 empty] | 2025 | Li, Z., Lang, X., Song, W., Li, H., Li, C., Ma, X. (2025). LA-ICP-MS analysis of sulfides from the Sinongduo Ag-Pb-Zn deposit, Tibet: Insights into element incorporation mechanisms and ore genesis. Ore Geology Reviews, 106858. https://doi.org/10.1016/j.oregeorev.2025.106858 |  | CHN | Tibet
| Sinongduo |  | Epithermal | Epithermal | Epithermal Ag-Pb-Zn | Ag, Pb, Zn |  | Ag, Pb, Zn | Li et al., 2025 |  | HDH-16-Sp5-1 | HDH-16-Sp5-1 | drill core |  |  |  |  | ore material | drill core | drill core | mineral separate | [5 empty] | mineralisation |  |  |  | sphalerite, pyrite, galena | [6 empty] | quartz, chalcopyrite, calcite | major element determined by EPMA as internal standard to calibrate the LA-ICP-MS data such as Zn for sphalerite, Fe for pyrite, and Pb for galena | LA-ICPMS, EMPA | NWR 193 nm Ar F Excimer laser-ablation system interfaced with an i CAP RQ ICPMS | Guangzhou Tuoyan Analytical Technology Co., Ltd. in Guangzhou, China | 0.7 l/min He carrier gas, which was later mixed with 0.89 l/min Ar make-up gas. The laser was set at a fluence of 3.5 J/cm², operating at 6 Hz with a 30 μm spot size. Each analysis lasted 45 seconds, followed by a 40-second background measurement. | NIST SRM610, MASS-1, NIST SRM612, GE8 | 0.85829 | [25 empty] | 0.0144 | [5 empty] | 3.7609 | [9 empty] | 1155.6685 | [27 empty] | 6.795 | [76 empty] | 2025 | Li, Z., Lang, X., Song, W., Li, H., Li, C., Ma, X. (2025). LA-ICP-MS analysis of sulfides from the Sinongduo Ag-Pb-Zn deposit, Tibet: Insights into element incorporation mechanisms and ore genesis. Ore Geology Reviews, 106858. https://doi.org/10.1016/j.oregeorev.2025.106858 |  | CHN | Tibet
| Sinongduo |  | Epithermal | Epithermal | Epithermal Ag-Pb-Zn | Ag, Pb, Zn |  | Ag, Pb, Zn | Li et al., 2025 |  | HDH-16-Sp6-1 | HDH-16-Sp6-1 | drill core |  |  |  |  | ore material | drill core | drill core | mineral separate | [5 empty] | mineralisation |  |  |  | sphalerite, pyrite, galena | [6 empty] | quartz, chalcopyrite, calcite | major element determined by EPMA as internal standard to calibrate the LA-ICP-MS data such as Zn for sphalerite, Fe for pyrite, and Pb for galena | LA-ICPMS, EMPA | NWR 193 nm Ar F Excimer laser-ablation system interfaced with an i CAP RQ ICPMS | Guangzhou Tuoyan Analytical Technology Co., Ltd. in Guangzhou, China | 0.7 l/min He carrier gas, which was later mixed with 0.89 l/min Ar make-up gas. The laser was set at a fluence of 3.5 J/cm², operating at 6 Hz with a 30 μm spot size. Each analysis lasted 45 seconds, followed by a 40-second background measurement. | NIST SRM610, MASS-1, NIST SRM612, GE8 | 0.4982 | [25 empty] | 0.028 | [5 empty] | 6.8912 | [9 empty] | 618.3936 | [27 empty] | 35.9462 | [76 empty] | 2025 | Li, Z., Lang, X., Song, W., Li, H., Li, C., Ma, X. (2025). LA-ICP-MS analysis of sulfides from the Sinongduo Ag-Pb-Zn deposit, Tibet: Insights into element incorporation mechanisms and ore genesis. Ore Geology Reviews, 106858. https://doi.org/10.1016/j.oregeorev.2025.106858 |  | CHN | Tibet
| Sinongduo |  | Epithermal | Epithermal | Epithermal Ag-Pb-Zn | Ag, Pb, Zn |  | Ag, Pb, Zn | Li et al., 2025 |  | HDH-16-Sp7-1 | HDH-16-Sp7-1 | drill core |  |  |  |  | ore material | drill core | drill core | mineral separate | [5 empty] | mineralisation |  |  |  | sphalerite, pyrite, galena | [6 empty] | quartz, chalcopyrite, calcite | major element determined by EPMA as internal standard to calibrate the LA-ICP-MS data such as Zn for sphalerite, Fe for pyrite, and Pb for galena | LA-ICPMS, EMPA | NWR 193 nm Ar F Excimer laser-ablation system interfaced with an i CAP RQ ICPMS | Guangzhou Tuoyan Analytical Technology Co., Ltd. in Guangzhou, China | 0.7 l/min He carrier gas, which was later mixed with 0.89 l/min Ar make-up gas. The laser was set at a fluence of 3.5 J/cm², operating at 6 Hz with a 30 μm spot size. Each analysis lasted 45 seconds, followed by a 40-second background measurement. | NIST SRM610, MASS-1, NIST SRM612, GE8 | 0.80284 | [25 empty] | 0.0206 | [5 empty] | 10.0571 | [9 empty] | 454.5926 | [27 empty] | 46.2172 | [76 empty] | 2025 | Li, Z., Lang, X., Song, W., Li, H., Li, C., Ma, X. (2025). LA-ICP-MS analysis of sulfides from the Sinongduo Ag-Pb-Zn deposit, Tibet: Insights into element incorporation mechanisms and ore genesis. Ore Geology Reviews, 106858. https://doi.org/10.1016/j.oregeorev.2025.106858 |  | CHN | Tibet
| Sinongduo |  | Epithermal | Epithermal | Epithermal Ag-Pb-Zn | Ag, Pb, Zn |  | Ag, Pb, Zn | Li et al., 2025 |  | HDH-16-Sp8-1 | HDH-16-Sp8-1 | drill core |  |  |  |  | ore material | drill core | drill core | mineral separate | [5 empty] | mineralisation |  |  |  | sphalerite, pyrite, galena | [6 empty] | quartz, chalcopyrite, calcite | major element determined by EPMA as internal standard to calibrate the LA-ICP-MS data such as Zn for sphalerite, Fe for pyrite, and Pb for galena | LA-ICPMS, EMPA | NWR 193 nm Ar F Excimer laser-ablation system interfaced with an i CAP RQ ICPMS | Guangzhou Tuoyan Analytical Technology Co., Ltd. in Guangzhou, China | 0.7 l/min He carrier gas, which was later mixed with 0.89 l/min Ar make-up gas. The laser was set at a fluence of 3.5 J/cm², operating at 6 Hz with a 30 μm spot size. Each analysis lasted 45 seconds, followed by a 40-second background measurement. | NIST SRM610, MASS-1, NIST SRM612, GE8 | 0.66575 | [25 empty] | 0.0159 | [5 empty] | 8.2786 | [9 empty] | 449.1506 | [27 empty] | 36.8528 | [76 empty] | 2025 | Li, Z., Lang, X., Song, W., Li, H., Li, C., Ma, X. (2025). LA-ICP-MS analysis of sulfides from the Sinongduo Ag-Pb-Zn deposit, Tibet: Insights into element incorporation mechanisms and ore genesis. Ore Geology Reviews, 106858. https://doi.org/10.1016/j.oregeorev.2025.106858 |  | CHN | Tibet
| Sinongduo |  | Epithermal | Epithermal | Epithermal Ag-Pb-Zn | Ag, Pb, Zn |  | Ag, Pb, Zn | Li et al., 2025 |  | HDH-16-Sp9-1 | HDH-16-Sp9-1 | drill core |  |  |  |  | ore material | drill core | drill core | mineral separate | [5 empty] | mineralisation |  |  |  | sphalerite, pyrite, galena | [6 empty] | quartz, chalcopyrite, calcite | major element determined by EPMA as internal standard to calibrate the LA-ICP-MS data such as Zn for sphalerite, Fe for pyrite, and Pb for galena | LA-ICPMS, EMPA | NWR 193 nm Ar F Excimer laser-ablation system interfaced with an i CAP RQ ICPMS | Guangzhou Tuoyan Analytical Technology Co., Ltd. in Guangzhou, China | 0.7 l/min He carrier gas, which was later mixed with 0.89 l/min Ar make-up gas. The laser was set at a fluence of 3.5 J/cm², operating at 6 Hz with a 30 μm spot size. Each analysis lasted 45 seconds, followed by a 40-second background measurement. | NIST SRM610, MASS-1, NIST SRM612, GE8 | 1.0141 | [25 empty] | 0.10009 | [5 empty] | 8.8755 | [9 empty] | 472.8698 | [27 empty] | 57.9516 | [76 empty] | 2025 | Li, Z., Lang, X., Song, W., Li, H., Li, C., Ma, X. (2025). LA-ICP-MS analysis of sulfides from the Sinongduo Ag-Pb-Zn deposit, Tibet: Insights into element incorporation mechanisms and ore genesis. Ore Geology Reviews, 106858. https://doi.org/10.1016/j.oregeorev.2025.106858 |  | CHN | Tibet
| Sinongduo |  | Epithermal | Epithermal | Epithermal Ag-Pb-Zn | Ag, Pb, Zn |  | Ag, Pb, Zn | Li et al., 2025 |  | HDH-16-Sp10-1 | HDH-16-Sp10-1 | drill core |  |  |  |  | ore material | drill core | drill core | mineral separate | [5 empty] | mineralisation |  |  |  | sphalerite, pyrite, galena | [6 empty] | quartz, chalcopyrite, calcite | major element determined by EPMA as internal standard to calibrate the LA-ICP-MS data such as Zn for sphalerite, Fe for pyrite, and Pb for galena | LA-ICPMS, EMPA | NWR 193 nm Ar F Excimer laser-ablation system interfaced with an i CAP RQ ICPMS | Guangzhou Tuoyan Analytical Technology Co., Ltd. in Guangzhou, China | 0.7 l/min He carrier gas, which was later mixed with 0.89 l/min Ar make-up gas. The laser was set at a fluence of 3.5 J/cm², operating at 6 Hz with a 30 μm spot size. Each analysis lasted 45 seconds, followed by a 40-second background measurement. | NIST SRM610, MASS-1, NIST SRM612, GE8 | 0.60803 | [25 empty] | 0.029758 | [5 empty] | 8.2597 | [9 empty] | 534.5656 | [27 empty] | 35.8686 | [76 empty] | 2025 | Li, Z., Lang, X., Song, W., Li, H., Li, C., Ma, X. (2025). LA-ICP-MS analysis of sulfides from the Sinongduo Ag-Pb-Zn deposit, Tibet: Insights into element incorporation mechanisms and ore genesis. Ore Geology Reviews, 106858. https://doi.org/10.1016/j.oregeorev.2025.106858 |  | CHN | Tibet
| Sinongduo |  | Epithermal | Epithermal | Epithermal Ag-Pb-Zn | Ag, Pb, Zn |  | Ag, Pb, Zn | Li et al., 2025 |  | HDH-33-Sp1-1 | HDH-33-Sp1-1 | drill core |  |  |  |  | ore material | drill core | drill core | mineral separate | [5 empty] | mineralisation |  |  |  | sphalerite, pyrite, galena | [6 empty] | quartz, chalcopyrite, calcite | major element determined by EPMA as internal standard to calibrate the LA-ICP-MS data such as Zn for sphalerite, Fe for pyrite, and Pb for galena | LA-ICPMS, EMPA | NWR 193 nm Ar F Excimer laser-ablation system interfaced with an i CAP RQ ICPMS | Guangzhou Tuoyan Analytical Technology Co., Ltd. in Guangzhou, China | 0.7 l/min He carrier gas, which was later mixed with 0.89 l/min Ar make-up gas. The laser was set at a fluence of 3.5 J/cm², operating at 6 Hz with a 30 μm spot size. Each analysis lasted 45 seconds, followed by a 40-second background measurement. | NIST SRM610, MASS-1, NIST SRM612, GE8 | 0.21925 | [25 empty] | 0.055402 | [5 empty] | 5.7051 | [9 empty] | 2214.3745 | [27 empty] | 71.5773 | [76 empty] | 2025 | Li, Z., Lang, X., Song, W., Li, H., Li, C., Ma, X. (2025). LA-ICP-MS analysis of sulfides from the Sinongduo Ag-Pb-Zn deposit, Tibet: Insights into element incorporation mechanisms and ore genesis. Ore Geology Reviews, 106858. https://doi.org/10.1016/j.oregeorev.2025.106858 |  | CHN | Tibet
| Sinongduo |  | Epithermal | Epithermal | Epithermal Ag-Pb-Zn | Ag, Pb, Zn |  | Ag, Pb, Zn | Li et al., 2025 |  | HDH-33-Sp2-1 | HDH-33-Sp2-1 | drill core |  |  |  |  | ore material | drill core | drill core | mineral separate | [5 empty] | mineralisation |  |  |  | sphalerite, pyrite, galena | [6 empty] | quartz, chalcopyrite, calcite | major element determined by EPMA as internal standard to calibrate the LA-ICP-MS data such as Zn for sphalerite, Fe for pyrite, and Pb for galena | LA-ICPMS, EMPA | NWR 193 nm Ar F Excimer laser-ablation system interfaced with an i CAP RQ ICPMS | Guangzhou Tuoyan Analytical Technology Co., Ltd. in Guangzhou, China | 0.7 l/min He carrier gas, which was later mixed with 0.89 l/min Ar make-up gas. The laser was set at a fluence of 3.5 J/cm², operating at 6 Hz with a 30 μm spot size. Each analysis lasted 45 seconds, followed by a 40-second background measurement. | NIST SRM610, MASS-1, NIST SRM612, GE8 | 0.53807 | [25 empty] | 0.01187 | [5 empty] | 10.1086 | [9 empty] | 2933.7336 | [27 empty] | 57.3761 | [76 empty] | 2025 | Li, Z., Lang, X., Song, W., Li, H., Li, C., Ma, X. (2025). LA-ICP-MS analysis of sulfides from the Sinongduo Ag-Pb-Zn deposit, Tibet: Insights into element incorporation mechanisms and ore genesis. Ore Geology Reviews, 106858. https://doi.org/10.1016/j.oregeorev.2025.106858 |  | CHN | Tibet
| Sinongduo |  | Epithermal | Epithermal | Epithermal Ag-Pb-Zn | Ag, Pb, Zn |  | Ag, Pb, Zn | Li et al., 2025 |  | HDH-33-Sp3-1 | HDH-33-Sp3-1 | drill core |  |  |  |  | ore material | drill core | drill core | mineral separate | [5 empty] | mineralisation |  |  |  | sphalerite, pyrite, galena | [6 empty] | quartz, chalcopyrite, calcite | major element determined by EPMA as internal standard to calibrate the LA-ICP-MS data such as Zn for sphalerite, Fe for pyrite, and Pb for galena | LA-ICPMS, EMPA | NWR 193 nm Ar F Excimer laser-ablation system interfaced with an i CAP RQ ICPMS | Guangzhou Tuoyan Analytical Technology Co., Ltd. in Guangzhou, China | 0.7 l/min He carrier gas, which was later mixed with 0.89 l/min Ar make-up gas. The laser was set at a fluence of 3.5 J/cm², operating at 6 Hz with a 30 μm spot size. Each analysis lasted 45 seconds, followed by a 40-second background measurement. | NIST SRM610, MASS-1, NIST SRM612, GE8 | 0.13789 | [25 empty] | 0.0266 | [5 empty] | 11.5806 | [9 empty] | 1860.9529 | [27 empty] | 59.8108 | [76 empty] | 2025 | Li, Z., Lang, X., Song, W., Li, H., Li, C., Ma, X. (2025). LA-ICP-MS analysis of sulfides from the Sinongduo Ag-Pb-Zn deposit, Tibet: Insights into element incorporation mechanisms and ore genesis. Ore Geology Reviews, 106858. https://doi.org/10.1016/j.oregeorev.2025.106858 |  | CHN | Tibet
| Sinongduo |  | Epithermal | Epithermal | Epithermal Ag-Pb-Zn | Ag, Pb, Zn |  | Ag, Pb, Zn | Li et al., 2025 |  | HDH-33-Sp4-1 | HDH-33-Sp4-1 | drill core |  |  |  |  | ore material | drill core | drill core | mineral separate | [5 empty] | mineralisation |  |  |  | sphalerite, pyrite, galena | [6 empty] | quartz, chalcopyrite, calcite | major element determined by EPMA as internal standard to calibrate the LA-ICP-MS data such as Zn for sphalerite, Fe for pyrite, and Pb for galena | LA-ICPMS, EMPA | NWR 193 nm Ar F Excimer laser-ablation system interfaced with an i CAP RQ ICPMS | Guangzhou Tuoyan Analytical Technology Co., Ltd. in Guangzhou, China | 0.7 l/min He carrier gas, which was later mixed with 0.89 l/min Ar make-up gas. The laser was set at a fluence of 3.5 J/cm², operating at 6 Hz with a 30 μm spot size. Each analysis lasted 45 seconds, followed by a 40-second background measurement. | NIST SRM610, MASS-1, NIST SRM612, GE8 | 0.20209 | [25 empty] | 0.0315 | [5 empty] | 6.5472 | [9 empty] | 3352.2997 | [27 empty] | 46.9066 | [76 empty] | 2025 | Li, Z., Lang, X., Song, W., Li, H., Li, C., Ma, X. (2025). LA-ICP-MS analysis of sulfides from the Sinongduo Ag-Pb-Zn deposit, Tibet: Insights into element incorporation mechanisms and ore genesis. Ore Geology Reviews, 106858. https://doi.org/10.1016/j.oregeorev.2025.106858 |  | CHN | Tibet
| Sinongduo |  | Epithermal | Epithermal | Epithermal Ag-Pb-Zn | Ag, Pb, Zn |  | Ag, Pb, Zn | Li et al., 2025 |  | HDH-33-Sp5-1 | HDH-33-Sp5-1 | drill core |  |  |  |  | ore material | drill core | drill core | mineral separate | [5 empty] | mineralisation |  |  |  | sphalerite, pyrite, galena | [6 empty] | quartz, chalcopyrite, calcite | major element determined by EPMA as internal standard to calibrate the LA-ICP-MS data such as Zn for sphalerite, Fe for pyrite, and Pb for galena | LA-ICPMS, EMPA | NWR 193 nm Ar F Excimer laser-ablation system interfaced with an i CAP RQ ICPMS | Guangzhou Tuoyan Analytical Technology Co., Ltd. in Guangzhou, China | 0.7 l/min He carrier gas, which was later mixed with 0.89 l/min Ar make-up gas. The laser was set at a fluence of 3.5 J/cm², operating at 6 Hz with a 30 μm spot size. Each analysis lasted 45 seconds, followed by a 40-second background measurement. | NIST SRM610, MASS-1, NIST SRM612, GE8 | 0.33198 | [25 empty] | 0.0676 | [5 empty] | 6.2948 | [9 empty] | 4956.7243 | [27 empty] | 58.9946 | [76 empty] | 2025 | Li, Z., Lang, X., Song, W., Li, H., Li, C., Ma, X. (2025). LA-ICP-MS analysis of sulfides from the Sinongduo Ag-Pb-Zn deposit, Tibet: Insights into element incorporation mechanisms and ore genesis. Ore Geology Reviews, 106858. https://doi.org/10.1016/j.oregeorev.2025.106858 |  | CHN | Tibet
| Sinongduo |  | Epithermal | Epithermal | Epithermal Ag-Pb-Zn | Ag, Pb, Zn |  | Ag, Pb, Zn | Li et al., 2025 |  | HDH-33-Sp5a-1 | HDH-33-Sp5a-1 | drill core |  |  |  |  | ore material | drill core | drill core | mineral separate | [5 empty] | mineralisation |  |  |  | sphalerite, pyrite, galena | [6 empty] | quartz, chalcopyrite, calcite | major element determined by EPMA as internal standard to calibrate the LA-ICP-MS data such as Zn for sphalerite, Fe for pyrite, and Pb for galena | LA-ICPMS, EMPA | NWR 193 nm Ar F Excimer laser-ablation system interfaced with an i CAP RQ ICPMS | Guangzhou Tuoyan Analytical Technology Co., Ltd. in Guangzhou, China | 0.7 l/min He carrier gas, which was later mixed with 0.89 l/min Ar make-up gas. The laser was set at a fluence of 3.5 J/cm², operating at 6 Hz with a 30 μm spot size. Each analysis lasted 45 seconds, followed by a 40-second background measurement. | NIST SRM610, MASS-1, NIST SRM612, GE8 | 0.10361 | [25 empty] | 0.0146 | [5 empty] | 1.756 | [9 empty] | 1911.4861 | [27 empty] | 12.0651 | [76 empty] | 2025 | Li, Z., Lang, X., Song, W., Li, H., Li, C., Ma, X. (2025). LA-ICP-MS analysis of sulfides from the Sinongduo Ag-Pb-Zn deposit, Tibet: Insights into element incorporation mechanisms and ore genesis. Ore Geology Reviews, 106858. https://doi.org/10.1016/j.oregeorev.2025.106858 |  | CHN | Tibet
| Sinongduo |  | Epithermal | Epithermal | Epithermal Ag-Pb-Zn | Ag, Pb, Zn |  | Ag, Pb, Zn | Li et al., 2025 |  | HDH-33-Sp6a-1 | HDH-33-Sp6a-1 | drill core |  |  |  |  | ore material | drill core | drill core | mineral separate | [5 empty] | mineralisation |  |  |  | sphalerite, pyrite, galena | [6 empty] | quartz, chalcopyrite, calcite | major element determined by EPMA as internal standard to calibrate the LA-ICP-MS data such as Zn for sphalerite, Fe for pyrite, and Pb for galena | LA-ICPMS, EMPA | NWR 193 nm Ar F Excimer laser-ablation system interfaced with an i CAP RQ ICPMS | Guangzhou Tuoyan Analytical Technology Co., Ltd. in Guangzhou, China | 0.7 l/min He carrier gas, which was later mixed with 0.89 l/min Ar make-up gas. The laser was set at a fluence of 3.5 J/cm², operating at 6 Hz with a 30 μm spot size. Each analysis lasted 45 seconds, followed by a 40-second background measurement. | NIST SRM610, MASS-1, NIST SRM612, GE8 | 0.071604 | [25 empty] | 0.15714 | [5 empty] | 3.9371 | [9 empty] | 2196.705 | [27 empty] | 139.3619 | [76 empty] | 2025 | Li, Z., Lang, X., Song, W., Li, H., Li, C., Ma, X. (2025). LA-ICP-MS analysis of sulfides from the Sinongduo Ag-Pb-Zn deposit, Tibet: Insights into element incorporation mechanisms and ore genesis. Ore Geology Reviews, 106858. https://doi.org/10.1016/j.oregeorev.2025.106858 |  | CHN | Tibet
| Sinongduo |  | Epithermal | Epithermal | Epithermal Ag-Pb-Zn | Ag, Pb, Zn |  | Ag, Pb, Zn | Li et al., 2025 |  | HDH-33-Sp6b-1 | HDH-33-Sp6b-1 | drill core |  |  |  |  | ore material | drill core | drill core | mineral separate | [5 empty] | mineralisation |  |  |  | sphalerite, pyrite, galena | [6 empty] | quartz, chalcopyrite, calcite | major element determined by EPMA as internal standard to calibrate the LA-ICP-MS data such as Zn for sphalerite, Fe for pyrite, and Pb for galena | LA-ICPMS, EMPA | NWR 193 nm Ar F Excimer laser-ablation system interfaced with an i CAP RQ ICPMS | Guangzhou Tuoyan Analytical Technology Co., Ltd. in Guangzhou, China | 0.7 l/min He carrier gas, which was later mixed with 0.89 l/min Ar make-up gas. The laser was set at a fluence of 3.5 J/cm², operating at 6 Hz with a 30 μm spot size. Each analysis lasted 45 seconds, followed by a 40-second background measurement. | NIST SRM610, MASS-1, NIST SRM612, GE8 | 0.15541 | [25 empty] | 0.0264 | [5 empty] | 4.7561 | [9 empty] | 1701.8296 | [27 empty] | 127.6075 | [76 empty] | 2025 | Li, Z., Lang, X., Song, W., Li, H., Li, C., Ma, X. (2025). LA-ICP-MS analysis of sulfides from the Sinongduo Ag-Pb-Zn deposit, Tibet: Insights into element incorporation mechanisms and ore genesis. Ore Geology Reviews, 106858. https://doi.org/10.1016/j.oregeorev.2025.106858 |  | CHN | Tibet
| Sinongduo |  | Epithermal | Epithermal | Epithermal Ag-Pb-Zn | Ag, Pb, Zn |  | Ag, Pb, Zn | Li et al., 2025 |  | HDH-33-Sp7-1 | HDH-33-Sp7-1 | drill core |  |  |  |  | ore material | drill core | drill core | mineral separate | [5 empty] | mineralisation |  |  |  | sphalerite, pyrite, galena | [6 empty] | quartz, chalcopyrite, calcite | major element determined by EPMA as internal standard to calibrate the LA-ICP-MS data such as Zn for sphalerite, Fe for pyrite, and Pb for galena | LA-ICPMS, EMPA | NWR 193 nm Ar F Excimer laser-ablation system interfaced with an i CAP RQ ICPMS | Guangzhou Tuoyan Analytical Technology Co., Ltd. in Guangzhou, China | 0.7 l/min He carrier gas, which was later mixed with 0.89 l/min Ar make-up gas. The laser was set at a fluence of 3.5 J/cm², operating at 6 Hz with a 30 μm spot size. Each analysis lasted 45 seconds, followed by a 40-second background measurement. | NIST SRM610, MASS-1, NIST SRM612, GE8 | 0.58459 | [25 empty] | 0.0263 | [5 empty] | 1.9019 | [9 empty] | 3071.1222 | [27 empty] | 1.1682 | [76 empty] | 2025 | Li, Z., Lang, X., Song, W., Li, H., Li, C., Ma, X. (2025). LA-ICP-MS analysis of sulfides from the Sinongduo Ag-Pb-Zn deposit, Tibet: Insights into element incorporation mechanisms and ore genesis. Ore Geology Reviews, 106858. https://doi.org/10.1016/j.oregeorev.2025.106858 |  | CHN | Tibet
| Sinongduo |  | Epithermal | Epithermal | Epithermal Ag-Pb-Zn | Ag, Pb, Zn |  | Ag, Pb, Zn | Li et al., 2025 |  | HDH-33-Sp8-1 | HDH-33-Sp8-1 | drill core |  |  |  |  | ore material | drill core | drill core | mineral separate | [5 empty] | mineralisation |  |  |  | sphalerite, pyrite, galena | [6 empty] | quartz, chalcopyrite, calcite | major element determined by EPMA as internal standard to calibrate the LA-ICP-MS data such as Zn for sphalerite, Fe for pyrite, and Pb for galena | LA-ICPMS, EMPA | NWR 193 nm Ar F Excimer laser-ablation system interfaced with an i CAP RQ ICPMS | Guangzhou Tuoyan Analytical Technology Co., Ltd. in Guangzhou, China | 0.7 l/min He carrier gas, which was later mixed with 0.89 l/min Ar make-up gas. The laser was set at a fluence of 3.5 J/cm², operating at 6 Hz with a 30 μm spot size. Each analysis lasted 45 seconds, followed by a 40-second background measurement. | NIST SRM610, MASS-1, NIST SRM612, GE8 | 0.14626 | [25 empty] | 0.031785 | [5 empty] | 3.6464 | [9 empty] | 3739.3086 | [27 empty] | 1.4456 | [76 empty] | 2025 | Li, Z., Lang, X., Song, W., Li, H., Li, C., Ma, X. (2025). LA-ICP-MS analysis of sulfides from the Sinongduo Ag-Pb-Zn deposit, Tibet: Insights into element incorporation mechanisms and ore genesis. Ore Geology Reviews, 106858. https://doi.org/10.1016/j.oregeorev.2025.106858 |  | CHN | Tibet
| Sinongduo |  | Epithermal | Epithermal | Epithermal Ag-Pb-Zn | Ag, Pb, Zn |  | Ag, Pb, Zn | Li et al., 2025 |  | HDH-33-Sp9-1 | HDH-33-Sp9-1 | drill core |  |  |  |  | ore material | drill core | drill core | mineral separate | [5 empty] | mineralisation |  |  |  | sphalerite, pyrite, galena | [6 empty] | quartz, chalcopyrite, calcite | major element determined by EPMA as internal standard to calibrate the LA-ICP-MS data such as Zn for sphalerite, Fe for pyrite, and Pb for galena | LA-ICPMS, EMPA | NWR 193 nm Ar F Excimer laser-ablation system interfaced with an i CAP RQ ICPMS | Guangzhou Tuoyan Analytical Technology Co., Ltd. in Guangzhou, China | 0.7 l/min He carrier gas, which was later mixed with 0.89 l/min Ar make-up gas. The laser was set at a fluence of 3.5 J/cm², operating at 6 Hz with a 30 μm spot size. Each analysis lasted 45 seconds, followed by a 40-second background measurement. | NIST SRM610, MASS-1, NIST SRM612, GE8 | 0.070155 | [25 empty] | 0.0149 | [5 empty] | 4.7504 | [9 empty] | 457.5136 | [27 empty] | 51.2391 | [76 empty] | 2025 | Li, Z., Lang, X., Song, W., Li, H., Li, C., Ma, X. (2025). LA-ICP-MS analysis of sulfides from the Sinongduo Ag-Pb-Zn deposit, Tibet: Insights into element incorporation mechanisms and ore genesis. Ore Geology Reviews, 106858. https://doi.org/10.1016/j.oregeorev.2025.106858 |  | CHN | Tibet
| Sinongduo |  | Epithermal | Epithermal | Epithermal Ag-Pb-Zn | Ag, Pb, Zn |  | Ag, Pb, Zn | Li et al., 2025 |  | HDH-33-Sp10-1 | HDH-33-Sp10-1 | drill core |  |  |  |  | ore material | drill core | drill core | mineral separate | [5 empty] | mineralisation |  |  |  | sphalerite, pyrite, galena | [6 empty] | quartz, chalcopyrite, calcite | major element determined by EPMA as internal standard to calibrate the LA-ICP-MS data such as Zn for sphalerite, Fe for pyrite, and Pb for galena | LA-ICPMS, EMPA | NWR 193 nm Ar F Excimer laser-ablation system interfaced with an i CAP RQ ICPMS | Guangzhou Tuoyan Analytical Technology Co., Ltd. in Guangzhou, China | 0.7 l/min He carrier gas, which was later mixed with 0.89 l/min Ar make-up gas. The laser was set at a fluence of 3.5 J/cm², operating at 6 Hz with a 30 μm spot size. Each analysis lasted 45 seconds, followed by a 40-second background measurement. | NIST SRM610, MASS-1, NIST SRM612, GE8 | 0.0332 | [25 empty] | 0.0143 | [5 empty] | 0.65313 | [9 empty] | 2089.3488 | [27 empty] | 51.7824 | [76 empty] | 2025 | Li, Z., Lang, X., Song, W., Li, H., Li, C., Ma, X. (2025). LA-ICP-MS analysis of sulfides from the Sinongduo Ag-Pb-Zn deposit, Tibet: Insights into element incorporation mechanisms and ore genesis. Ore Geology Reviews, 106858. https://doi.org/10.1016/j.oregeorev.2025.106858 |  | CHN | Tibet
| Sinongduo |  | Epithermal | Epithermal | Epithermal Ag-Pb-Zn | Ag, Pb, Zn |  | Ag, Pb, Zn | Li et al., 2025 |  | HQK1-4-a-1 | HQK1-4-a-1 | drill core |  |  |  |  | ore material | drill core | drill core | mineral separate | [5 empty] | mineralisation |  |  |  | sphalerite, pyrite, galena | [6 empty] | quartz, chalcopyrite, calcite | major element determined by EPMA as internal standard to calibrate the LA-ICP-MS data such as Zn for sphalerite, Fe for pyrite, and Pb for galena | LA-ICPMS, EMPA | NWR 193 nm Ar F Excimer laser-ablation system interfaced with an i CAP RQ ICPMS | Guangzhou Tuoyan Analytical Technology Co., Ltd. in Guangzhou, China | 0.7 l/min He carrier gas, which was later mixed with 0.89 l/min Ar make-up gas. The laser was set at a fluence of 3.5 J/cm², operating at 6 Hz with a 30 μm spot size. Each analysis lasted 45 seconds, followed by a 40-second background measurement. | NIST SRM610, MASS-1, NIST SRM612, GE8 | 3.19 | [25 empty] | 5.8 | [5 empty] | 18.8 | [9 empty] | 7992 | [27 empty] | 7.86 | [76 empty] | 2025 | Li, Z., Lang, X., Song, W., Li, H., Li, C., Ma, X. (2025). LA-ICP-MS analysis of sulfides from the Sinongduo Ag-Pb-Zn deposit, Tibet: Insights into element incorporation mechanisms and ore genesis. Ore Geology Reviews, 106858. https://doi.org/10.1016/j.oregeorev.2025.106858 |  | CHN | Tibet
| Sinongduo |  | Epithermal | Epithermal | Epithermal Ag-Pb-Zn | Ag, Pb, Zn |  | Ag, Pb, Zn | Li et al., 2025 |  | HQK1-4-a-2 | HQK1-4-a-2 | drill core |  |  |  |  | ore material | drill core | drill core | mineral separate | [5 empty] | mineralisation |  |  |  | sphalerite, pyrite, galena | [6 empty] | quartz, chalcopyrite, calcite | major element determined by EPMA as internal standard to calibrate the LA-ICP-MS data such as Zn for sphalerite, Fe for pyrite, and Pb for galena | LA-ICPMS, EMPA | NWR 193 nm Ar F Excimer laser-ablation system interfaced with an i CAP RQ ICPMS | Guangzhou Tuoyan Analytical Technology Co., Ltd. in Guangzhou, China | 0.7 l/min He carrier gas, which was later mixed with 0.89 l/min Ar make-up gas. The laser was set at a fluence of 3.5 J/cm², operating at 6 Hz with a 30 μm spot size. Each analysis lasted 45 seconds, followed by a 40-second background measurement. | NIST SRM610, MASS-1, NIST SRM612, GE8 | 0.762 | [25 empty] | 4.44 | [5 empty] | 20 | [9 empty] | 5636 | [27 empty] | 5.24 | [76 empty] | 2025 | Li, Z., Lang, X., Song, W., Li, H., Li, C., Ma, X. (2025). LA-ICP-MS analysis of sulfides from the Sinongduo Ag-Pb-Zn deposit, Tibet: Insights into element incorporation mechanisms and ore genesis. Ore Geology Reviews, 106858. https://doi.org/10.1016/j.oregeorev.2025.106858 |  | CHN | Tibet
| Sinongduo |  | Epithermal | Epithermal | Epithermal Ag-Pb-Zn | Ag, Pb, Zn |  | Ag, Pb, Zn | Li et al., 2025 |  | HQK1-4-a-3 | HQK1-4-a-3 | drill core |  |  |  |  | ore material | drill core | drill core | mineral separate | [5 empty] | mineralisation |  |  |  | sphalerite, pyrite, galena | [6 empty] | quartz, chalcopyrite, calcite | major element determined by EPMA as internal standard to calibrate the LA-ICP-MS data such as Zn for sphalerite, Fe for pyrite, and Pb for galena | LA-ICPMS, EMPA | NWR 193 nm Ar F Excimer laser-ablation system interfaced with an i CAP RQ ICPMS | Guangzhou Tuoyan Analytical Technology Co., Ltd. in Guangzhou, China | 0.7 l/min He carrier gas, which was later mixed with 0.89 l/min Ar make-up gas. The laser was set at a fluence of 3.5 J/cm², operating at 6 Hz with a 30 μm spot size. Each analysis lasted 45 seconds, followed by a 40-second background measurement. | NIST SRM610, MASS-1, NIST SRM612, GE8 | 7.36 | [25 empty] | 1.43 | [5 empty] | 30.8 | [9 empty] | 3609 | [27 empty] | 1.96 | [76 empty] | 2025 | Li, Z., Lang, X., Song, W., Li, H., Li, C., Ma, X. (2025). LA-ICP-MS analysis of sulfides from the Sinongduo Ag-Pb-Zn deposit, Tibet: Insights into element incorporation mechanisms and ore genesis. Ore Geology Reviews, 106858. https://doi.org/10.1016/j.oregeorev.2025.106858 |  | CHN | Tibet
| Sinongduo |  | Epithermal | Epithermal | Epithermal Ag-Pb-Zn | Ag, Pb, Zn |  | Ag, Pb, Zn | Li et al., 2025 |  | HQK1-4-a-4 | HQK1-4-a-4 | drill core |  |  |  |  | ore material | drill core | drill core | mineral separate | [5 empty] | mineralisation |  |  |  | sphalerite, pyrite, galena | [6 empty] | quartz, chalcopyrite, calcite | major element determined by EPMA as internal standard to calibrate the LA-ICP-MS data such as Zn for sphalerite, Fe for pyrite, and Pb for galena | LA-ICPMS, EMPA | NWR 193 nm Ar F Excimer laser-ablation system interfaced with an i CAP RQ ICPMS | Guangzhou Tuoyan Analytical Technology Co., Ltd. in Guangzhou, China | 0.7 l/min He carrier gas, which was later mixed with 0.89 l/min Ar make-up gas. The laser was set at a fluence of 3.5 J/cm², operating at 6 Hz with a 30 μm spot size. Each analysis lasted 45 seconds, followed by a 40-second background measurement. | NIST SRM610, MASS-1, NIST SRM612, GE8 | 15.4 | [25 empty] | 0.94 | [5 empty] | 162 | [9 empty] | 3661 | [27 empty] | 1.93 | [76 empty] | 2025 | Li, Z., Lang, X., Song, W., Li, H., Li, C., Ma, X. (2025). LA-ICP-MS analysis of sulfides from the Sinongduo Ag-Pb-Zn deposit, Tibet: Insights into element incorporation mechanisms and ore genesis. Ore Geology Reviews, 106858. https://doi.org/10.1016/j.oregeorev.2025.106858 |  | CHN | Tibet
| Sinongduo |  | Epithermal | Epithermal | Epithermal Ag-Pb-Zn | Ag, Pb, Zn |  | Ag, Pb, Zn | Li et al., 2025 |  | HQK1-4-b-1 | HQK1-4-b-1 | drill core |  |  |  |  | ore material | drill core | drill core | mineral separate | [5 empty] | mineralisation |  |  |  | sphalerite, pyrite, galena | [6 empty] | quartz, chalcopyrite, calcite | major element determined by EPMA as internal standard to calibrate the LA-ICP-MS data such as Zn for sphalerite, Fe for pyrite, and Pb for galena | LA-ICPMS, EMPA | NWR 193 nm Ar F Excimer laser-ablation system interfaced with an i CAP RQ ICPMS | Guangzhou Tuoyan Analytical Technology Co., Ltd. in Guangzhou, China | 0.7 l/min He carrier gas, which was later mixed with 0.89 l/min Ar make-up gas. The laser was set at a fluence of 3.5 J/cm², operating at 6 Hz with a 30 μm spot size. Each analysis lasted 45 seconds, followed by a 40-second background measurement. | NIST SRM610, MASS-1, NIST SRM612, GE8 | 0.705 | [25 empty] | 16.3 | [5 empty] | 60 | [9 empty] | 4795 | [27 empty] | 4.93 | [76 empty] | 2025 | Li, Z., Lang, X., Song, W., Li, H., Li, C., Ma, X. (2025). LA-ICP-MS analysis of sulfides from the Sinongduo Ag-Pb-Zn deposit, Tibet: Insights into element incorporation mechanisms and ore genesis. Ore Geology Reviews, 106858. https://doi.org/10.1016/j.oregeorev.2025.106858 |  | CHN | Tibet
| Sinongduo |  | Epithermal | Epithermal | Epithermal Ag-Pb-Zn | Ag, Pb, Zn |  | Ag, Pb, Zn | Li et al., 2025 |  | HQK1-4-b-2 | HQK1-4-b-2 | drill core |  |  |  |  | ore material | drill core | drill core | mineral separate | [5 empty] | mineralisation |  |  |  | sphalerite, pyrite, galena | [6 empty] | quartz, chalcopyrite, calcite | major element determined by EPMA as internal standard to calibrate the LA-ICP-MS data such as Zn for sphalerite, Fe for pyrite, and Pb for galena | LA-ICPMS, EMPA | NWR 193 nm Ar F Excimer laser-ablation system interfaced with an i CAP RQ ICPMS | Guangzhou Tuoyan Analytical Technology Co., Ltd. in Guangzhou, China | 0.7 l/min He carrier gas, which was later mixed with 0.89 l/min Ar make-up gas. The laser was set at a fluence of 3.5 J/cm², operating at 6 Hz with a 30 μm spot size. Each analysis lasted 45 seconds, followed by a 40-second background measurement. | NIST SRM610, MASS-1, NIST SRM612, GE8 | 3.93 | [25 empty] | 3.56 | [5 empty] | 12.1 | [9 empty] | 7575 | [27 empty] | 6.92 | [76 empty] | 2025 | Li, Z., Lang, X., Song, W., Li, H., Li, C., Ma, X. (2025). LA-ICP-MS analysis of sulfides from the Sinongduo Ag-Pb-Zn deposit, Tibet: Insights into element incorporation mechanisms and ore genesis. Ore Geology Reviews, 106858. https://doi.org/10.1016/j.oregeorev.2025.106858 |  | CHN | Tibet
| Sinongduo |  | Epithermal | Epithermal | Epithermal Ag-Pb-Zn | Ag, Pb, Zn |  | Ag, Pb, Zn | Li et al., 2025 |  | HQK1-4-b-3 | HQK1-4-b-3 | drill core |  |  |  |  | ore material | drill core | drill core | mineral separate | [5 empty] | mineralisation |  |  |  | sphalerite, pyrite, galena | [6 empty] | quartz, chalcopyrite, calcite | major element determined by EPMA as internal standard to calibrate the LA-ICP-MS data such as Zn for sphalerite, Fe for pyrite, and Pb for galena | LA-ICPMS, EMPA | NWR 193 nm Ar F Excimer laser-ablation system interfaced with an i CAP RQ ICPMS | Guangzhou Tuoyan Analytical Technology Co., Ltd. in Guangzhou, China | 0.7 l/min He carrier gas, which was later mixed with 0.89 l/min Ar make-up gas. The laser was set at a fluence of 3.5 J/cm², operating at 6 Hz with a 30 μm spot size. Each analysis lasted 45 seconds, followed by a 40-second background measurement. | NIST SRM610, MASS-1, NIST SRM612, GE8 | 2.41 | [25 empty] | 4.45 | [5 empty] | 537 | [9 empty] | 6055 | [27 empty] | 5.47 | [76 empty] | 2025 | Li, Z., Lang, X., Song, W., Li, H., Li, C., Ma, X. (2025). LA-ICP-MS analysis of sulfides from the Sinongduo Ag-Pb-Zn deposit, Tibet: Insights into element incorporation mechanisms and ore genesis. Ore Geology Reviews, 106858. https://doi.org/10.1016/j.oregeorev.2025.106858 |  | CHN | Tibet
| Sinongduo |  | Epithermal | Epithermal | Epithermal Ag-Pb-Zn | Ag, Pb, Zn |  | Ag, Pb, Zn | Li et al., 2025 |  | HQK1-4-b-4 | HQK1-4-b-4 | drill core |  |  |  |  | ore material | drill core | drill core | mineral separate | [5 empty] | mineralisation |  |  |  | sphalerite, pyrite, galena | [6 empty] | quartz, chalcopyrite, calcite | major element determined by EPMA as internal standard to calibrate the LA-ICP-MS data such as Zn for sphalerite, Fe for pyrite, and Pb for galena | LA-ICPMS, EMPA | NWR 193 nm Ar F Excimer laser-ablation system interfaced with an i CAP RQ ICPMS | Guangzhou Tuoyan Analytical Technology Co., Ltd. in Guangzhou, China | 0.7 l/min He carrier gas, which was later mixed with 0.89 l/min Ar make-up gas. The laser was set at a fluence of 3.5 J/cm², operating at 6 Hz with a 30 μm spot size. Each analysis lasted 45 seconds, followed by a 40-second background measurement. | NIST SRM610, MASS-1, NIST SRM612, GE8 | 0.964 | [25 empty] | 4.98 | [5 empty] | 37.9 | [9 empty] | 5906 | [27 empty] | 5.54 | [76 empty] | 2025 | Li, Z., Lang, X., Song, W., Li, H., Li, C., Ma, X. (2025). LA-ICP-MS analysis of sulfides from the Sinongduo Ag-Pb-Zn deposit, Tibet: Insights into element incorporation mechanisms and ore genesis. Ore Geology Reviews, 106858. https://doi.org/10.1016/j.oregeorev.2025.106858 |  | CHN | Tibet
| Sinongduo |  | Epithermal | Epithermal | Epithermal Ag-Pb-Zn | Ag, Pb, Zn |  | Ag, Pb, Zn | Li et al., 2025 |  | HQK1-4-b-5 | HQK1-4-b-5 | drill core |  |  |  |  | ore material | drill core | drill core | mineral separate | [5 empty] | mineralisation |  |  |  | sphalerite, pyrite, galena | [6 empty] | quartz, chalcopyrite, calcite | major element determined by EPMA as internal standard to calibrate the LA-ICP-MS data such as Zn for sphalerite, Fe for pyrite, and Pb for galena | LA-ICPMS, EMPA | NWR 193 nm Ar F Excimer laser-ablation system interfaced with an i CAP RQ ICPMS | Guangzhou Tuoyan Analytical Technology Co., Ltd. in Guangzhou, China | 0.7 l/min He carrier gas, which was later mixed with 0.89 l/min Ar make-up gas. The laser was set at a fluence of 3.5 J/cm², operating at 6 Hz with a 30 μm spot size. Each analysis lasted 45 seconds, followed by a 40-second background measurement. | NIST SRM610, MASS-1, NIST SRM612, GE8 | 5.8 | [25 empty] | 0.541 | [5 empty] | 261 | [9 empty] | 3563 | [27 empty] | 1.77 | [76 empty] | 2025 | Li, Z., Lang, X., Song, W., Li, H., Li, C., Ma, X. (2025). LA-ICP-MS analysis of sulfides from the Sinongduo Ag-Pb-Zn deposit, Tibet: Insights into element incorporation mechanisms and ore genesis. Ore Geology Reviews, 106858. https://doi.org/10.1016/j.oregeorev.2025.106858 |  | CHN | Tibet
| Sinongduo |  | Epithermal | Epithermal | Epithermal Ag-Pb-Zn | Ag, Pb, Zn |  | Ag, Pb, Zn | Li et al., 2025 |  | HQK3-2-1-a-1 | HQK3-2-1-a-1 | drill core |  |  |  |  | ore material | drill core | drill core | mineral separate | [5 empty] | mineralisation |  |  |  | sphalerite, pyrite, galena | [6 empty] | quartz, chalcopyrite, calcite | major element determined by EPMA as internal standard to calibrate the LA-ICP-MS data such as Zn for sphalerite, Fe for pyrite, and Pb for galena | LA-ICPMS, EMPA | NWR 193 nm Ar F Excimer laser-ablation system interfaced with an i CAP RQ ICPMS | Guangzhou Tuoyan Analytical Technology Co., Ltd. in Guangzhou, China | 0.7 l/min He carrier gas, which was later mixed with 0.89 l/min Ar make-up gas. The laser was set at a fluence of 3.5 J/cm², operating at 6 Hz with a 30 μm spot size. Each analysis lasted 45 seconds, followed by a 40-second background measurement. | NIST SRM610, MASS-1, NIST SRM612, GE8 | 16.4 | [25 empty] | 1.73 | [5 empty] | 534 | [9 empty] | 4862 | [27 empty] | 3.28 | [76 empty] | 2025 | Li, Z., Lang, X., Song, W., Li, H., Li, C., Ma, X. (2025). LA-ICP-MS analysis of sulfides from the Sinongduo Ag-Pb-Zn deposit, Tibet: Insights into element incorporation mechanisms and ore genesis. Ore Geology Reviews, 106858. https://doi.org/10.1016/j.oregeorev.2025.106858 |  | CHN | Tibet
| Sinongduo |  | Epithermal | Epithermal | Epithermal Ag-Pb-Zn | Ag, Pb, Zn |  | Ag, Pb, Zn | Li et al., 2025 |  | HQK3-2-1-a-2 | HQK3-2-1-a-2 | drill core |  |  |  |  | ore material | drill core | drill core | mineral separate | [5 empty] | mineralisation |  |  |  | sphalerite, pyrite, galena | [6 empty] | quartz, chalcopyrite, calcite | major element determined by EPMA as internal standard to calibrate the LA-ICP-MS data such as Zn for sphalerite, Fe for pyrite, and Pb for galena | LA-ICPMS, EMPA | NWR 193 nm Ar F Excimer laser-ablation system interfaced with an i CAP RQ ICPMS | Guangzhou Tuoyan Analytical Technology Co., Ltd. in Guangzhou, China | 0.7 l/min He carrier gas, which was later mixed with 0.89 l/min Ar make-up gas. The laser was set at a fluence of 3.5 J/cm², operating at 6 Hz with a 30 μm spot size. Each analysis lasted 45 seconds, followed by a 40-second background measurement. | NIST SRM610, MASS-1, NIST SRM612, GE8 | 3.78 | [25 empty] | 0.542 | [5 empty] | 244 | [9 empty] | 3635 | [27 empty] | 1.96 | [76 empty] | 2025 | Li, Z., Lang, X., Song, W., Li, H., Li, C., Ma, X. (2025). LA-ICP-MS analysis of sulfides from the Sinongduo Ag-Pb-Zn deposit, Tibet: Insights into element incorporation mechanisms and ore genesis. Ore Geology Reviews, 106858. https://doi.org/10.1016/j.oregeorev.2025.106858 |  | CHN | Tibet
| Sinongduo |  | Epithermal | Epithermal | Epithermal Ag-Pb-Zn | Ag, Pb, Zn |  | Ag, Pb, Zn | Li et al., 2025 |  | HQK3-2-1-a-3 | HQK3-2-1-a-3 | drill core |  |  |  |  | ore material | drill core | drill core | mineral separate | [5 empty] | mineralisation |  |  |  | sphalerite, pyrite, galena | [6 empty] | quartz, chalcopyrite, calcite | major element determined by EPMA as internal standard to calibrate the LA-ICP-MS data such as Zn for sphalerite, Fe for pyrite, and Pb for galena | LA-ICPMS, EMPA | NWR 193 nm Ar F Excimer laser-ablation system interfaced with an i CAP RQ ICPMS | Guangzhou Tuoyan Analytical Technology Co., Ltd. in Guangzhou, China | 0.7 l/min He carrier gas, which was later mixed with 0.89 l/min Ar make-up gas. The laser was set at a fluence of 3.5 J/cm², operating at 6 Hz with a 30 μm spot size. Each analysis lasted 45 seconds, followed by a 40-second background measurement. | NIST SRM610, MASS-1, NIST SRM612, GE8 | 2.75 | [25 empty] | 1.33 | [5 empty] | 66.4 | [9 empty] | 3937 | [27 empty] | 2.29 | [76 empty] | 2025 | Li, Z., Lang, X., Song, W., Li, H., Li, C., Ma, X. (2025). LA-ICP-MS analysis of sulfides from the Sinongduo Ag-Pb-Zn deposit, Tibet: Insights into element incorporation mechanisms and ore genesis. Ore Geology Reviews, 106858. https://doi.org/10.1016/j.oregeorev.2025.106858 |  | CHN | Tibet
| Sinongduo |  | Epithermal | Epithermal | Epithermal Ag-Pb-Zn | Ag, Pb, Zn |  | Ag, Pb, Zn | Li et al., 2025 |  | HQK3-2-1-a-4 | HQK3-2-1-a-4 | drill core |  |  |  |  | ore material | drill core | drill core | mineral separate | [5 empty] | mineralisation |  |  |  | sphalerite, pyrite, galena | [6 empty] | quartz, chalcopyrite, calcite | major element determined by EPMA as internal standard to calibrate the LA-ICP-MS data such as Zn for sphalerite, Fe for pyrite, and Pb for galena | LA-ICPMS, EMPA | NWR 193 nm Ar F Excimer laser-ablation system interfaced with an i CAP RQ ICPMS | Guangzhou Tuoyan Analytical Technology Co., Ltd. in Guangzhou, China | 0.7 l/min He carrier gas, which was later mixed with 0.89 l/min Ar make-up gas. The laser was set at a fluence of 3.5 J/cm², operating at 6 Hz with a 30 μm spot size. Each analysis lasted 45 seconds, followed by a 40-second background measurement. | NIST SRM610, MASS-1, NIST SRM612, GE8 | 1.38 | [25 empty] | 2.77 | [5 empty] | 15.3 | [9 empty] | 5044 | [27 empty] | 2.66 | [76 empty] | 2025 | Li, Z., Lang, X., Song, W., Li, H., Li, C., Ma, X. (2025). LA-ICP-MS analysis of sulfides from the Sinongduo Ag-Pb-Zn deposit, Tibet: Insights into element incorporation mechanisms and ore genesis. Ore Geology Reviews, 106858. https://doi.org/10.1016/j.oregeorev.2025.106858 |  | CHN | Tibet
| Sinongduo |  | Epithermal | Epithermal | Epithermal Ag-Pb-Zn | Ag, Pb, Zn |  | Ag, Pb, Zn | Li et al., 2025 |  | HQK3-2-1-a-5 | HQK3-2-1-a-5 | drill core |  |  |  |  | ore material | drill core | drill core | mineral separate | [5 empty] | mineralisation |  |  |  | sphalerite, pyrite, galena | [6 empty] | quartz, chalcopyrite, calcite | major element determined by EPMA as internal standard to calibrate the LA-ICP-MS data such as Zn for sphalerite, Fe for pyrite, and Pb for galena | LA-ICPMS, EMPA | NWR 193 nm Ar F Excimer laser-ablation system interfaced with an i CAP RQ ICPMS | Guangzhou Tuoyan Analytical Technology Co., Ltd. in Guangzhou, China | 0.7 l/min He carrier gas, which was later mixed with 0.89 l/min Ar make-up gas. The laser was set at a fluence of 3.5 J/cm², operating at 6 Hz with a 30 μm spot size. Each analysis lasted 45 seconds, followed by a 40-second background measurement. | NIST SRM610, MASS-1, NIST SRM612, GE8 | 3.68 | [25 empty] | 4.59 | [5 empty] | 100 | [9 empty] | 8195 | [27 empty] | 9.57 | [76 empty] | 2025 | Li, Z., Lang, X., Song, W., Li, H., Li, C., Ma, X. (2025). LA-ICP-MS analysis of sulfides from the Sinongduo Ag-Pb-Zn deposit, Tibet: Insights into element incorporation mechanisms and ore genesis. Ore Geology Reviews, 106858. https://doi.org/10.1016/j.oregeorev.2025.106858 |  | CHN | Tibet
| Sinongduo |  | Epithermal | Epithermal | Epithermal Ag-Pb-Zn | Ag, Pb, Zn |  | Ag, Pb, Zn | Li et al., 2025 |  | HQK3-2-1-b-1 | HQK3-2-1-b-1 | drill core |  |  |  |  | ore material | drill core | drill core | mineral separate | [5 empty] | mineralisation |  |  |  | sphalerite, pyrite, galena | [6 empty] | quartz, chalcopyrite, calcite | major element determined by EPMA as internal standard to calibrate the LA-ICP-MS data such as Zn for sphalerite, Fe for pyrite, and Pb for galena | LA-ICPMS, EMPA | NWR 193 nm Ar F Excimer laser-ablation system interfaced with an i CAP RQ ICPMS | Guangzhou Tuoyan Analytical Technology Co., Ltd. in Guangzhou, China | 0.7 l/min He carrier gas, which was later mixed with 0.89 l/min Ar make-up gas. The laser was set at a fluence of 3.5 J/cm², operating at 6 Hz with a 30 μm spot size. Each analysis lasted 45 seconds, followed by a 40-second background measurement. | NIST SRM610, MASS-1, NIST SRM612, GE8 | 3.63 | [25 empty] | 4.7 | [5 empty] | 96.7 | [9 empty] | 7248 | [27 empty] | 8.72 | [76 empty] | 2025 | Li, Z., Lang, X., Song, W., Li, H., Li, C., Ma, X. (2025). LA-ICP-MS analysis of sulfides from the Sinongduo Ag-Pb-Zn deposit, Tibet: Insights into element incorporation mechanisms and ore genesis. Ore Geology Reviews, 106858. https://doi.org/10.1016/j.oregeorev.2025.106858 |  | CHN | Tibet
| Sinongduo |  | Epithermal | Epithermal | Epithermal Ag-Pb-Zn | Ag, Pb, Zn |  | Ag, Pb, Zn | Li et al., 2025 |  | HQK3-2-1-b-2 | HQK3-2-1-b-2 | drill core |  |  |  |  | ore material | drill core | drill core | mineral separate | [5 empty] | mineralisation |  |  |  | sphalerite, pyrite, galena | [6 empty] | quartz, chalcopyrite, calcite | major element determined by EPMA as internal standard to calibrate the LA-ICP-MS data such as Zn for sphalerite, Fe for pyrite, and Pb for galena | LA-ICPMS, EMPA | NWR 193 nm Ar F Excimer laser-ablation system interfaced with an i CAP RQ ICPMS | Guangzhou Tuoyan Analytical Technology Co., Ltd. in Guangzhou, China | 0.7 l/min He carrier gas, which was later mixed with 0.89 l/min Ar make-up gas. The laser was set at a fluence of 3.5 J/cm², operating at 6 Hz with a 30 μm spot size. Each analysis lasted 45 seconds, followed by a 40-second background measurement. | NIST SRM610, MASS-1, NIST SRM612, GE8 | 2.71 | [25 empty] | 4.32 | [5 empty] | 55.5 | [9 empty] | 7056 | [27 empty] | 8.41 | [76 empty] | 2025 | Li, Z., Lang, X., Song, W., Li, H., Li, C., Ma, X. (2025). LA-ICP-MS analysis of sulfides from the Sinongduo Ag-Pb-Zn deposit, Tibet: Insights into element incorporation mechanisms and ore genesis. Ore Geology Reviews, 106858. https://doi.org/10.1016/j.oregeorev.2025.106858 |  | CHN | Tibet
| Sinongduo |  | Epithermal | Epithermal | Epithermal Ag-Pb-Zn | Ag, Pb, Zn |  | Ag, Pb, Zn | Li et al., 2025 |  | HQK3-2-1-b-3 | HQK3-2-1-b-3 | drill core |  |  |  |  | ore material | drill core | drill core | mineral separate | [5 empty] | mineralisation |  |  |  | sphalerite, pyrite, galena | [6 empty] | quartz, chalcopyrite, calcite | major element determined by EPMA as internal standard to calibrate the LA-ICP-MS data such as Zn for sphalerite, Fe for pyrite, and Pb for galena | LA-ICPMS, EMPA | NWR 193 nm Ar F Excimer laser-ablation system interfaced with an i CAP RQ ICPMS | Guangzhou Tuoyan Analytical Technology Co., Ltd. in Guangzhou, China | 0.7 l/min He carrier gas, which was later mixed with 0.89 l/min Ar make-up gas. The laser was set at a fluence of 3.5 J/cm², operating at 6 Hz with a 30 μm spot size. Each analysis lasted 45 seconds, followed by a 40-second background measurement. | NIST SRM610, MASS-1, NIST SRM612, GE8 | 0.882 | [25 empty] | 0.915 | [5 empty] | 15.4 | [9 empty] | 5177 | [27 empty] | 2.88 | [76 empty] | 2025 | Li, Z., Lang, X., Song, W., Li, H., Li, C., Ma, X. (2025). LA-ICP-MS analysis of sulfides from the Sinongduo Ag-Pb-Zn deposit, Tibet: Insights into element incorporation mechanisms and ore genesis. Ore Geology Reviews, 106858. https://doi.org/10.1016/j.oregeorev.2025.106858 |  | CHN | Tibet
| Sinongduo |  | Epithermal | Epithermal | Epithermal Ag-Pb-Zn | Ag, Pb, Zn |  | Ag, Pb, Zn | Li et al., 2025 |  | HQK3-2-1-b-4 | HQK3-2-1-b-4 | drill core |  |  |  |  | ore material | drill core | drill core | mineral separate | [5 empty] | mineralisation |  |  |  | sphalerite, pyrite, galena | [6 empty] | quartz, chalcopyrite, calcite | major element determined by EPMA as internal standard to calibrate the LA-ICP-MS data such as Zn for sphalerite, Fe for pyrite, and Pb for galena | LA-ICPMS, EMPA | NWR 193 nm Ar F Excimer laser-ablation system interfaced with an i CAP RQ ICPMS | Guangzhou Tuoyan Analytical Technology Co., Ltd. in Guangzhou, China | 0.7 l/min He carrier gas, which was later mixed with 0.89 l/min Ar make-up gas. The laser was set at a fluence of 3.5 J/cm², operating at 6 Hz with a 30 μm spot size. Each analysis lasted 45 seconds, followed by a 40-second background measurement. | NIST SRM610, MASS-1, NIST SRM612, GE8 | 1.05 | [25 empty] | 3.64 | [5 empty] | 67.7 | [9 empty] | 5591 | [27 empty] | 4.66 | [76 empty] | 2025 | Li, Z., Lang, X., Song, W., Li, H., Li, C., Ma, X. (2025). LA-ICP-MS analysis of sulfides from the Sinongduo Ag-Pb-Zn deposit, Tibet: Insights into element incorporation mechanisms and ore genesis. Ore Geology Reviews, 106858. https://doi.org/10.1016/j.oregeorev.2025.106858 |  | CHN | Tibet
| Sinongduo |  | Epithermal | Epithermal | Epithermal Ag-Pb-Zn | Ag, Pb, Zn |  | Ag, Pb, Zn | Li et al., 2025 |  | HQK3-2-1-b-5 | HQK3-2-1-b-5 | drill core |  |  |  |  | ore material | drill core | drill core | mineral separate | [5 empty] | mineralisation |  |  |  | sphalerite, pyrite, galena | [6 empty] | quartz, chalcopyrite, calcite | major element determined by EPMA as internal standard to calibrate the LA-ICP-MS data such as Zn for sphalerite, Fe for pyrite, and Pb for galena | LA-ICPMS, EMPA | NWR 193 nm Ar F Excimer laser-ablation system interfaced with an i CAP RQ ICPMS | Guangzhou Tuoyan Analytical Technology Co., Ltd. in Guangzhou, China | 0.7 l/min He carrier gas, which was later mixed with 0.89 l/min Ar make-up gas. The laser was set at a fluence of 3.5 J/cm², operating at 6 Hz with a 30 μm spot size. Each analysis lasted 45 seconds, followed by a 40-second background measurement. | NIST SRM610, MASS-1, NIST SRM612, GE8 | 4.12 | [25 empty] | 4.12 | [5 empty] | 574 | [9 empty] | 3344 | [27 empty] | 4.78 | [76 empty] | 2025 | Li, Z., Lang, X., Song, W., Li, H., Li, C., Ma, X. (2025). LA-ICP-MS analysis of sulfides from the Sinongduo Ag-Pb-Zn deposit, Tibet: Insights into element incorporation mechanisms and ore genesis. Ore Geology Reviews, 106858. https://doi.org/10.1016/j.oregeorev.2025.106858 |  | CHN | Tibet
| Sinongduo |  | Epithermal | Epithermal | Epithermal Ag-Pb-Zn | Ag, Pb, Zn |  | Ag, Pb, Zn | Li et al., 2025 |  | HQK4-3-a-1 | HQK4-3-a-1 | drill core |  |  |  |  | ore material | drill core | drill core | mineral separate | [5 empty] | mineralisation |  |  |  | sphalerite, pyrite, galena | [6 empty] | quartz, chalcopyrite, calcite | major element determined by EPMA as internal standard to calibrate the LA-ICP-MS data such as Zn for sphalerite, Fe for pyrite, and Pb for galena | LA-ICPMS, EMPA | NWR 193 nm Ar F Excimer laser-ablation system interfaced with an i CAP RQ ICPMS | Guangzhou Tuoyan Analytical Technology Co., Ltd. in Guangzhou, China | 0.7 l/min He carrier gas, which was later mixed with 0.89 l/min Ar make-up gas. The laser was set at a fluence of 3.5 J/cm², operating at 6 Hz with a 30 μm spot size. Each analysis lasted 45 seconds, followed by a 40-second background measurement. | NIST SRM610, MASS-1, NIST SRM612, GE8 | 34.4 | [25 empty] | 9.78 | [5 empty] | 1265 | [9 empty] | 3916 | [27 empty] | 4.51 | [76 empty] | 2025 | Li, Z., Lang, X., Song, W., Li, H., Li, C., Ma, X. (2025). LA-ICP-MS analysis of sulfides from the Sinongduo Ag-Pb-Zn deposit, Tibet: Insights into element incorporation mechanisms and ore genesis. Ore Geology Reviews, 106858. https://doi.org/10.1016/j.oregeorev.2025.106858 |  | CHN | Tibet
| Sinongduo |  | Epithermal | Epithermal | Epithermal Ag-Pb-Zn | Ag, Pb, Zn |  | Ag, Pb, Zn | Li et al., 2025 |  | HQK4-3-a-2 | HQK4-3-a-2 | drill core |  |  |  |  | ore material | drill core | drill core | mineral separate | [5 empty] | mineralisation |  |  |  | sphalerite, pyrite, galena | [6 empty] | quartz, chalcopyrite, calcite | major element determined by EPMA as internal standard to calibrate the LA-ICP-MS data such as Zn for sphalerite, Fe for pyrite, and Pb for galena | LA-ICPMS, EMPA | NWR 193 nm Ar F Excimer laser-ablation system interfaced with an i CAP RQ ICPMS | Guangzhou Tuoyan Analytical Technology Co., Ltd. in Guangzhou, China | 0.7 l/min He carrier gas, which was later mixed with 0.89 l/min Ar make-up gas. The laser was set at a fluence of 3.5 J/cm², operating at 6 Hz with a 30 μm spot size. Each analysis lasted 45 seconds, followed by a 40-second background measurement. | NIST SRM610, MASS-1, NIST SRM612, GE8 | 2.51 | [25 empty] | 6.68 | [5 empty] | 26.2 | [9 empty] | 5337 | [27 empty] | 5.63 | [76 empty] | 2025 | Li, Z., Lang, X., Song, W., Li, H., Li, C., Ma, X. (2025). LA-ICP-MS analysis of sulfides from the Sinongduo Ag-Pb-Zn deposit, Tibet: Insights into element incorporation mechanisms and ore genesis. Ore Geology Reviews, 106858. https://doi.org/10.1016/j.oregeorev.2025.106858 |  | CHN | Tibet
| Sinongduo |  | Epithermal | Epithermal | Epithermal Ag-Pb-Zn | Ag, Pb, Zn |  | Ag, Pb, Zn | Li et al., 2025 |  | HQK4-3-a-3 | HQK4-3-a-3 | drill core |  |  |  |  | ore material | drill core | drill core | mineral separate | [5 empty] | mineralisation |  |  |  | sphalerite, pyrite, galena | [6 empty] | quartz, chalcopyrite, calcite | major element determined by EPMA as internal standard to calibrate the LA-ICP-MS data such as Zn for sphalerite, Fe for pyrite, and Pb for galena | LA-ICPMS, EMPA | NWR 193 nm Ar F Excimer laser-ablation system interfaced with an i CAP RQ ICPMS | Guangzhou Tuoyan Analytical Technology Co., Ltd. in Guangzhou, China | 0.7 l/min He carrier gas, which was later mixed with 0.89 l/min Ar make-up gas. The laser was set at a fluence of 3.5 J/cm², operating at 6 Hz with a 30 μm spot size. Each analysis lasted 45 seconds, followed by a 40-second background measurement. | NIST SRM610, MASS-1, NIST SRM612, GE8 | 52.4 | [25 empty] | 3.35 | [5 empty] | 1098 | [9 empty] | 4285 | [27 empty] | 4.29 | [76 empty] | 2025 | Li, Z., Lang, X., Song, W., Li, H., Li, C., Ma, X. (2025). LA-ICP-MS analysis of sulfides from the Sinongduo Ag-Pb-Zn deposit, Tibet: Insights into element incorporation mechanisms and ore genesis. Ore Geology Reviews, 106858. https://doi.org/10.1016/j.oregeorev.2025.106858 |  | CHN | Tibet
| Sinongduo |  | Epithermal | Epithermal | Epithermal Ag-Pb-Zn | Ag, Pb, Zn |  | Ag, Pb, Zn | Li et al., 2025 |  | HQK4-3-a-4 | HQK4-3-a-4 | drill core |  |  |  |  | ore material | drill core | drill core | mineral separate | [5 empty] | mineralisation |  |  |  | sphalerite, pyrite, galena | [6 empty] | quartz, chalcopyrite, calcite | major element determined by EPMA as internal standard to calibrate the LA-ICP-MS data such as Zn for sphalerite, Fe for pyrite, and Pb for galena | LA-ICPMS, EMPA | NWR 193 nm Ar F Excimer laser-ablation system interfaced with an i CAP RQ ICPMS | Guangzhou Tuoyan Analytical Technology Co., Ltd. in Guangzhou, China | 0.7 l/min He carrier gas, which was later mixed with 0.89 l/min Ar make-up gas. The laser was set at a fluence of 3.5 J/cm², operating at 6 Hz with a 30 μm spot size. Each analysis lasted 45 seconds, followed by a 40-second background measurement. | NIST SRM610, MASS-1, NIST SRM612, GE8 | 8.36 | [25 empty] | 11.3 | [5 empty] | 352 | [9 empty] | 4590 | [27 empty] | 5.16 | [76 empty] | 2025 | Li, Z., Lang, X., Song, W., Li, H., Li, C., Ma, X. (2025). LA-ICP-MS analysis of sulfides from the Sinongduo Ag-Pb-Zn deposit, Tibet: Insights into element incorporation mechanisms and ore genesis. Ore Geology Reviews, 106858. https://doi.org/10.1016/j.oregeorev.2025.106858 |  | CHN | Tibet
| Sinongduo |  | Epithermal | Epithermal | Epithermal Ag-Pb-Zn | Ag, Pb, Zn |  | Ag, Pb, Zn | Li et al., 2025 |  | HQK4-3-a-5 | HQK4-3-a-5 | drill core |  |  |  |  | ore material | drill core | drill core | mineral separate | [5 empty] | mineralisation |  |  |  | sphalerite, pyrite, galena | [6 empty] | quartz, chalcopyrite, calcite | major element determined by EPMA as internal standard to calibrate the LA-ICP-MS data such as Zn for sphalerite, Fe for pyrite, and Pb for galena | LA-ICPMS, EMPA | NWR 193 nm Ar F Excimer laser-ablation system interfaced with an i CAP RQ ICPMS | Guangzhou Tuoyan Analytical Technology Co., Ltd. in Guangzhou, China | 0.7 l/min He carrier gas, which was later mixed with 0.89 l/min Ar make-up gas. The laser was set at a fluence of 3.5 J/cm², operating at 6 Hz with a 30 μm spot size. Each analysis lasted 45 seconds, followed by a 40-second background measurement. | NIST SRM610, MASS-1, NIST SRM612, GE8 | 0.682 | [25 empty] | 6.45 | [5 empty] | 48.6 | [9 empty] | 4951 | [27 empty] | 5.18 | [76 empty] | 2025 | Li, Z., Lang, X., Song, W., Li, H., Li, C., Ma, X. (2025). LA-ICP-MS analysis of sulfides from the Sinongduo Ag-Pb-Zn deposit, Tibet: Insights into element incorporation mechanisms and ore genesis. Ore Geology Reviews, 106858. https://doi.org/10.1016/j.oregeorev.2025.106858 |  | CHN | Tibet
| Sinongduo |  | Epithermal | Epithermal | Epithermal Ag-Pb-Zn | Ag, Pb, Zn |  | Ag, Pb, Zn | Li et al., 2025 |  | HQK4-3-b-1 | HQK4-3-b-1 | drill core |  |  |  |  | ore material | drill core | drill core | mineral separate | [5 empty] | mineralisation |  |  |  | sphalerite, pyrite, galena | [6 empty] | quartz, chalcopyrite, calcite | major element determined by EPMA as internal standard to calibrate the LA-ICP-MS data such as Zn for sphalerite, Fe for pyrite, and Pb for galena | LA-ICPMS, EMPA | NWR 193 nm Ar F Excimer laser-ablation system interfaced with an i CAP RQ ICPMS | Guangzhou Tuoyan Analytical Technology Co., Ltd. in Guangzhou, China | 0.7 l/min He carrier gas, which was later mixed with 0.89 l/min Ar make-up gas. The laser was set at a fluence of 3.5 J/cm², operating at 6 Hz with a 30 μm spot size. Each analysis lasted 45 seconds, followed by a 40-second background measurement. | NIST SRM610, MASS-1, NIST SRM612, GE8 | 1.93 | [25 empty] | 9.4 | [5 empty] | 212 | [9 empty] | 3753 | [27 empty] | 3.9 | [76 empty] | 2025 | Li, Z., Lang, X., Song, W., Li, H., Li, C., Ma, X. (2025). LA-ICP-MS analysis of sulfides from the Sinongduo Ag-Pb-Zn deposit, Tibet: Insights into element incorporation mechanisms and ore genesis. Ore Geology Reviews, 106858. https://doi.org/10.1016/j.oregeorev.2025.106858 |  | CHN | Tibet
| Sinongduo |  | Epithermal | Epithermal | Epithermal Ag-Pb-Zn | Ag, Pb, Zn |  | Ag, Pb, Zn | Li et al., 2025 |  | HQK4-3-b-2 | HQK4-3-b-2 | drill core |  |  |  |  | ore material | drill core | drill core | mineral separate | [5 empty] | mineralisation |  |  |  | sphalerite, pyrite, galena | [6 empty] | quartz, chalcopyrite, calcite | major element determined by EPMA as internal standard to calibrate the LA-ICP-MS data such as Zn for sphalerite, Fe for pyrite, and Pb for galena | LA-ICPMS, EMPA | NWR 193 nm Ar F Excimer laser-ablation system interfaced with an i CAP RQ ICPMS | Guangzhou Tuoyan Analytical Technology Co., Ltd. in Guangzhou, China | 0.7 l/min He carrier gas, which was later mixed with 0.89 l/min Ar make-up gas. The laser was set at a fluence of 3.5 J/cm², operating at 6 Hz with a 30 μm spot size. Each analysis lasted 45 seconds, followed by a 40-second background measurement. | NIST SRM610, MASS-1, NIST SRM612, GE8 | 15.1 | [25 empty] | 10.5 | [5 empty] | 51 | [9 empty] | 5355 | [27 empty] | 7.5 | [76 empty] | 2025 | Li, Z., Lang, X., Song, W., Li, H., Li, C., Ma, X. (2025). LA-ICP-MS analysis of sulfides from the Sinongduo Ag-Pb-Zn deposit, Tibet: Insights into element incorporation mechanisms and ore genesis. Ore Geology Reviews, 106858. https://doi.org/10.1016/j.oregeorev.2025.106858 |  | CHN | Tibet
| Sinongduo |  | Epithermal | Epithermal | Epithermal Ag-Pb-Zn | Ag, Pb, Zn |  | Ag, Pb, Zn | Li et al., 2025 |  | HQK4-3-b-3 | HQK4-3-b-3 | drill core |  |  |  |  | ore material | drill core | drill core | mineral separate | [5 empty] | mineralisation |  |  |  | sphalerite, pyrite, galena | [6 empty] | quartz, chalcopyrite, calcite | major element determined by EPMA as internal standard to calibrate the LA-ICP-MS data such as Zn for sphalerite, Fe for pyrite, and Pb for galena | LA-ICPMS, EMPA | NWR 193 nm Ar F Excimer laser-ablation system interfaced with an i CAP RQ ICPMS | Guangzhou Tuoyan Analytical Technology Co., Ltd. in Guangzhou, China | 0.7 l/min He carrier gas, which was later mixed with 0.89 l/min Ar make-up gas. The laser was set at a fluence of 3.5 J/cm², operating at 6 Hz with a 30 μm spot size. Each analysis lasted 45 seconds, followed by a 40-second background measurement. | NIST SRM610, MASS-1, NIST SRM612, GE8 | 14.8 | [25 empty] | 11.4 | [5 empty] | 94.9 | [9 empty] | 4715 | [27 empty] | 5.46 | [76 empty] | 2025 | Li, Z., Lang, X., Song, W., Li, H., Li, C., Ma, X. (2025). LA-ICP-MS analysis of sulfides from the Sinongduo Ag-Pb-Zn deposit, Tibet: Insights into element incorporation mechanisms and ore genesis. Ore Geology Reviews, 106858. https://doi.org/10.1016/j.oregeorev.2025.106858 |  | CHN | Tibet
| Sinongduo |  | Epithermal | Epithermal | Epithermal Ag-Pb-Zn | Ag, Pb, Zn |  | Ag, Pb, Zn | Li et al., 2025 |  | HQK4-3-b-4 | HQK4-3-b-4 | drill core |  |  |  |  | ore material | drill core | drill core | mineral separate | [5 empty] | mineralisation |  |  |  | sphalerite, pyrite, galena | [6 empty] | quartz, chalcopyrite, calcite | major element determined by EPMA as internal standard to calibrate the LA-ICP-MS data such as Zn for sphalerite, Fe for pyrite, and Pb for galena | LA-ICPMS, EMPA | NWR 193 nm Ar F Excimer laser-ablation system interfaced with an i CAP RQ ICPMS | Guangzhou Tuoyan Analytical Technology Co., Ltd. in Guangzhou, China | 0.7 l/min He carrier gas, which was later mixed with 0.89 l/min Ar make-up gas. The laser was set at a fluence of 3.5 J/cm², operating at 6 Hz with a 30 μm spot size. Each analysis lasted 45 seconds, followed by a 40-second background measurement. | NIST SRM610, MASS-1, NIST SRM612, GE8 | 23 | [25 empty] | 7.52 | [5 empty] | 321 | [9 empty] | 4965 | [27 empty] | 4.73 | [76 empty] | 2025 | Li, Z., Lang, X., Song, W., Li, H., Li, C., Ma, X. (2025). LA-ICP-MS analysis of sulfides from the Sinongduo Ag-Pb-Zn deposit, Tibet: Insights into element incorporation mechanisms and ore genesis. Ore Geology Reviews, 106858. https://doi.org/10.1016/j.oregeorev.2025.106858 |  | CHN | Tibet
| Sinongduo |  | Epithermal | Epithermal | Epithermal Ag-Pb-Zn | Ag, Pb, Zn |  | Ag, Pb, Zn | Li et al., 2025 |  | HQK4-3-b-5 | HQK4-3-b-5 | drill core |  |  |  |  | ore material | drill core | drill core | mineral separate | [5 empty] | mineralisation |  |  |  | sphalerite, pyrite, galena | [6 empty] | quartz, chalcopyrite, calcite | major element determined by EPMA as internal standard to calibrate the LA-ICP-MS data such as Zn for sphalerite, Fe for pyrite, and Pb for galena | LA-ICPMS, EMPA | NWR 193 nm Ar F Excimer laser-ablation system interfaced with an i CAP RQ ICPMS | Guangzhou Tuoyan Analytical Technology Co., Ltd. in Guangzhou, China | 0.7 l/min He carrier gas, which was later mixed with 0.89 l/min Ar make-up gas. The laser was set at a fluence of 3.5 J/cm², operating at 6 Hz with a 30 μm spot size. Each analysis lasted 45 seconds, followed by a 40-second background measurement. | NIST SRM610, MASS-1, NIST SRM612, GE8 | 3.48 | [25 empty] | 5.18 | [5 empty] | 249 | [9 empty] | 4931 | [27 empty] | 4.72 | [76 empty] | 2025 | Li, Z., Lang, X., Song, W., Li, H., Li, C., Ma, X. (2025). LA-ICP-MS analysis of sulfides from the Sinongduo Ag-Pb-Zn deposit, Tibet: Insights into element incorporation mechanisms and ore genesis. Ore Geology Reviews, 106858. https://doi.org/10.1016/j.oregeorev.2025.106858 |  | CHN | Tibet
| Sinongduo |  | Epithermal | Epithermal | Epithermal Ag-Pb-Zn | Ag, Pb, Zn |  | Ag, Pb, Zn | Li et al., 2025 |  | HQK7-1-a-1 | HQK7-1-a-1 | drill core |  |  |  |  | ore material | drill core | drill core | mineral separate | [5 empty] | mineralisation |  |  |  | sphalerite, pyrite, galena | [6 empty] | quartz, chalcopyrite, calcite | major element determined by EPMA as internal standard to calibrate the LA-ICP-MS data such as Zn for sphalerite, Fe for pyrite, and Pb for galena | LA-ICPMS, EMPA | NWR 193 nm Ar F Excimer laser-ablation system interfaced with an i CAP RQ ICPMS | Guangzhou Tuoyan Analytical Technology Co., Ltd. in Guangzhou, China | 0.7 l/min He carrier gas, which was later mixed with 0.89 l/min Ar make-up gas. The laser was set at a fluence of 3.5 J/cm², operating at 6 Hz with a 30 μm spot size. Each analysis lasted 45 seconds, followed by a 40-second background measurement. | NIST SRM610, MASS-1, NIST SRM612, GE8 | 1.83 | [25 empty] | 3 | [5 empty] | 229 | [9 empty] | 4622 | [27 empty] | 1.67 | [76 empty] | 2025 | Li, Z., Lang, X., Song, W., Li, H., Li, C., Ma, X. (2025). LA-ICP-MS analysis of sulfides from the Sinongduo Ag-Pb-Zn deposit, Tibet: Insights into element incorporation mechanisms and ore genesis. Ore Geology Reviews, 106858. https://doi.org/10.1016/j.oregeorev.2025.106858 |  | CHN | Tibet
| Sinongduo |  | Epithermal | Epithermal | Epithermal Ag-Pb-Zn | Ag, Pb, Zn |  | Ag, Pb, Zn | Li et al., 2025 |  | HQK7-1-a-2 | HQK7-1-a-2 | drill core |  |  |  |  | ore material | drill core | drill core | mineral separate | [5 empty] | mineralisation |  |  |  | sphalerite, pyrite, galena | [6 empty] | quartz, chalcopyrite, calcite | major element determined by EPMA as internal standard to calibrate the LA-ICP-MS data such as Zn for sphalerite, Fe for pyrite, and Pb for galena | LA-ICPMS, EMPA | NWR 193 nm Ar F Excimer laser-ablation system interfaced with an i CAP RQ ICPMS | Guangzhou Tuoyan Analytical Technology Co., Ltd. in Guangzhou, China | 0.7 l/min He carrier gas, which was later mixed with 0.89 l/min Ar make-up gas. The laser was set at a fluence of 3.5 J/cm², operating at 6 Hz with a 30 μm spot size. Each analysis lasted 45 seconds, followed by a 40-second background measurement. | NIST SRM610, MASS-1, NIST SRM612, GE8 | 11.2 | [25 empty] | 2.42 | [5 empty] | 469 | [9 empty] | 3667 | [27 empty] | 1.3 | [76 empty] | 2025 | Li, Z., Lang, X., Song, W., Li, H., Li, C., Ma, X. (2025). LA-ICP-MS analysis of sulfides from the Sinongduo Ag-Pb-Zn deposit, Tibet: Insights into element incorporation mechanisms and ore genesis. Ore Geology Reviews, 106858. https://doi.org/10.1016/j.oregeorev.2025.106858 |  | CHN | Tibet
| Sinongduo |  | Epithermal | Epithermal | Epithermal Ag-Pb-Zn | Ag, Pb, Zn |  | Ag, Pb, Zn | Li et al., 2025 |  | HQK7-1-a-3 | HQK7-1-a-3 | drill core |  |  |  |  | ore material | drill core | drill core | mineral separate | [5 empty] | mineralisation |  |  |  | sphalerite, pyrite, galena | [6 empty] | quartz, chalcopyrite, calcite | major element determined by EPMA as internal standard to calibrate the LA-ICP-MS data such as Zn for sphalerite, Fe for pyrite, and Pb for galena | LA-ICPMS, EMPA | NWR 193 nm Ar F Excimer laser-ablation system interfaced with an i CAP RQ ICPMS | Guangzhou Tuoyan Analytical Technology Co., Ltd. in Guangzhou, China | 0.7 l/min He carrier gas, which was later mixed with 0.89 l/min Ar make-up gas. The laser was set at a fluence of 3.5 J/cm², operating at 6 Hz with a 30 μm spot size. Each analysis lasted 45 seconds, followed by a 40-second background measurement. | NIST SRM610, MASS-1, NIST SRM612, GE8 | 1.55 | [25 empty] | 3.04 | [5 empty] | 223 | [9 empty] | 4609 | [27 empty] | 1.49 | [76 empty] | 2025 | Li, Z., Lang, X., Song, W., Li, H., Li, C., Ma, X. (2025). LA-ICP-MS analysis of sulfides from the Sinongduo Ag-Pb-Zn deposit, Tibet: Insights into element incorporation mechanisms and ore genesis. Ore Geology Reviews, 106858. https://doi.org/10.1016/j.oregeorev.2025.106858 |  | CHN | Tibet
| Sinongduo |  | Epithermal | Epithermal | Epithermal Ag-Pb-Zn | Ag, Pb, Zn |  | Ag, Pb, Zn | Li et al., 2025 |  | HQK7-1-a-4 | HQK7-1-a-4 | drill core |  |  |  |  | ore material | drill core | drill core | mineral separate | [5 empty] | mineralisation |  |  |  | sphalerite, pyrite, galena | [6 empty] | quartz, chalcopyrite, calcite | major element determined by EPMA as internal standard to calibrate the LA-ICP-MS data such as Zn for sphalerite, Fe for pyrite, and Pb for galena | LA-ICPMS, EMPA | NWR 193 nm Ar F Excimer laser-ablation system interfaced with an i CAP RQ ICPMS | Guangzhou Tuoyan Analytical Technology Co., Ltd. in Guangzhou, China | 0.7 l/min He carrier gas, which was later mixed with 0.89 l/min Ar make-up gas. The laser was set at a fluence of 3.5 J/cm², operating at 6 Hz with a 30 μm spot size. Each analysis lasted 45 seconds, followed by a 40-second background measurement. | NIST SRM610, MASS-1, NIST SRM612, GE8 | 0.627 | [25 empty] | 3.27 | [5 empty] | 8.74 | [9 empty] | 5110 | [27 empty] | 1.96 | [76 empty] | 2025 | Li, Z., Lang, X., Song, W., Li, H., Li, C., Ma, X. (2025). LA-ICP-MS analysis of sulfides from the Sinongduo Ag-Pb-Zn deposit, Tibet: Insights into element incorporation mechanisms and ore genesis. Ore Geology Reviews, 106858. https://doi.org/10.1016/j.oregeorev.2025.106858 |  | CHN | Tibet
| Sinongduo |  | Epithermal | Epithermal | Epithermal Ag-Pb-Zn | Ag, Pb, Zn |  | Ag, Pb, Zn | Li et al., 2025 |  | HQK7-1-a-5 | HQK7-1-a-5 | drill core |  |  |  |  | ore material | drill core | drill core | mineral separate | [5 empty] | mineralisation |  |  |  | sphalerite, pyrite, galena | [6 empty] | quartz, chalcopyrite, calcite | major element determined by EPMA as internal standard to calibrate the LA-ICP-MS data such as Zn for sphalerite, Fe for pyrite, and Pb for galena | LA-ICPMS, EMPA | NWR 193 nm Ar F Excimer laser-ablation system interfaced with an i CAP RQ ICPMS | Guangzhou Tuoyan Analytical Technology Co., Ltd. in Guangzhou, China | 0.7 l/min He carrier gas, which was later mixed with 0.89 l/min Ar make-up gas. The laser was set at a fluence of 3.5 J/cm², operating at 6 Hz with a 30 μm spot size. Each analysis lasted 45 seconds, followed by a 40-second background measurement. | NIST SRM610, MASS-1, NIST SRM612, GE8 | 21.2 | [25 empty] | 3.03 | [5 empty] | 533 | [9 empty] | 4651 | [27 empty] | 1.67 | [76 empty] | 2025 | Li, Z., Lang, X., Song, W., Li, H., Li, C., Ma, X. (2025). LA-ICP-MS analysis of sulfides from the Sinongduo Ag-Pb-Zn deposit, Tibet: Insights into element incorporation mechanisms and ore genesis. Ore Geology Reviews, 106858. https://doi.org/10.1016/j.oregeorev.2025.106858 |  | CHN | Tibet
| Sinongduo |  | Epithermal | Epithermal | Epithermal Ag-Pb-Zn | Ag, Pb, Zn |  | Ag, Pb, Zn | Li et al., 2025 |  | HQK7-1-a-6 | HQK7-1-a-6 | drill core |  |  |  |  | ore material | drill core | drill core | mineral separate | [5 empty] | mineralisation |  |  |  | sphalerite, pyrite, galena | [6 empty] | quartz, chalcopyrite, calcite | major element determined by EPMA as internal standard to calibrate the LA-ICP-MS data such as Zn for sphalerite, Fe for pyrite, and Pb for galena | LA-ICPMS, EMPA | NWR 193 nm Ar F Excimer laser-ablation system interfaced with an i CAP RQ ICPMS | Guangzhou Tuoyan Analytical Technology Co., Ltd. in Guangzhou, China | 0.7 l/min He carrier gas, which was later mixed with 0.89 l/min Ar make-up gas. The laser was set at a fluence of 3.5 J/cm², operating at 6 Hz with a 30 μm spot size. Each analysis lasted 45 seconds, followed by a 40-second background measurement. | NIST SRM610, MASS-1, NIST SRM612, GE8 | 39.5 | [25 empty] | 2.64 | [5 empty] | 1341 | [9 empty] | 4452 | [27 empty] | 1.58 | [76 empty] | 2025 | Li, Z., Lang, X., Song, W., Li, H., Li, C., Ma, X. (2025). LA-ICP-MS analysis of sulfides from the Sinongduo Ag-Pb-Zn deposit, Tibet: Insights into element incorporation mechanisms and ore genesis. Ore Geology Reviews, 106858. https://doi.org/10.1016/j.oregeorev.2025.106858 |  | CHN | Tibet
| Sinongduo |  | Epithermal | Epithermal | Epithermal Ag-Pb-Zn | Ag, Pb, Zn |  | Ag, Pb, Zn | Li et al., 2025 |  | HQK7-1-a-7 | HQK7-1-a-7 | drill core |  |  |  |  | ore material | drill core | drill core | mineral separate | [5 empty] | mineralisation |  |  |  | sphalerite, pyrite, galena | [6 empty] | quartz, chalcopyrite, calcite | major element determined by EPMA as internal standard to calibrate the LA-ICP-MS data such as Zn for sphalerite, Fe for pyrite, and Pb for galena | LA-ICPMS, EMPA | NWR 193 nm Ar F Excimer laser-ablation system interfaced with an i CAP RQ ICPMS | Guangzhou Tuoyan Analytical Technology Co., Ltd. in Guangzhou, China | 0.7 l/min He carrier gas, which was later mixed with 0.89 l/min Ar make-up gas. The laser was set at a fluence of 3.5 J/cm², operating at 6 Hz with a 30 μm spot size. Each analysis lasted 45 seconds, followed by a 40-second background measurement. | NIST SRM610, MASS-1, NIST SRM612, GE8 | 4.8 | [25 empty] | 3.24 | [5 empty] | 271 | [9 empty] | 4578 | [27 empty] | 1.46 | [76 empty] | 2025 | Li, Z., Lang, X., Song, W., Li, H., Li, C., Ma, X. (2025). LA-ICP-MS analysis of sulfides from the Sinongduo Ag-Pb-Zn deposit, Tibet: Insights into element incorporation mechanisms and ore genesis. Ore Geology Reviews, 106858. https://doi.org/10.1016/j.oregeorev.2025.106858 |  | CHN | Tibet
| Sinongduo |  | Epithermal | Epithermal | Epithermal Ag-Pb-Zn | Ag, Pb, Zn |  | Ag, Pb, Zn | Li et al., 2025 |  | HQK7-1-a-8 | HQK7-1-a-8 | drill core |  |  |  |  | ore material | drill core | drill core | mineral separate | [5 empty] | mineralisation |  |  |  | sphalerite, pyrite, galena | [6 empty] | quartz, chalcopyrite, calcite | major element determined by EPMA as internal standard to calibrate the LA-ICP-MS data such as Zn for sphalerite, Fe for pyrite, and Pb for galena | LA-ICPMS, EMPA | NWR 193 nm Ar F Excimer laser-ablation system interfaced with an i CAP RQ ICPMS | Guangzhou Tuoyan Analytical Technology Co., Ltd. in Guangzhou, China | 0.7 l/min He carrier gas, which was later mixed with 0.89 l/min Ar make-up gas. The laser was set at a fluence of 3.5 J/cm², operating at 6 Hz with a 30 μm spot size. Each analysis lasted 45 seconds, followed by a 40-second background measurement. | NIST SRM610, MASS-1, NIST SRM612, GE8 | 0.911 | [25 empty] | 3.44 | [5 empty] | 111 | [9 empty] | 4627 | [27 empty] | 1.53 | [76 empty] | 2025 | Li, Z., Lang, X., Song, W., Li, H., Li, C., Ma, X. (2025). LA-ICP-MS analysis of sulfides from the Sinongduo Ag-Pb-Zn deposit, Tibet: Insights into element incorporation mechanisms and ore genesis. Ore Geology Reviews, 106858. https://doi.org/10.1016/j.oregeorev.2025.106858 |  | CHN | Tibet
| Sinongduo |  | Epithermal | Epithermal | Epithermal Ag-Pb-Zn | Ag, Pb, Zn |  | Ag, Pb, Zn | Li et al., 2025 |  | HQK7-1-b-1 | HQK7-1-b-1 | drill core |  |  |  |  | ore material | drill core | drill core | mineral separate | [5 empty] | mineralisation |  |  |  | sphalerite, pyrite, galena | [6 empty] | quartz, chalcopyrite, calcite | major element determined by EPMA as internal standard to calibrate the LA-ICP-MS data such as Zn for sphalerite, Fe for pyrite, and Pb for galena | LA-ICPMS, EMPA | NWR 193 nm Ar F Excimer laser-ablation system interfaced with an i CAP RQ ICPMS | Guangzhou Tuoyan Analytical Technology Co., Ltd. in Guangzhou, China | 0.7 l/min He carrier gas, which was later mixed with 0.89 l/min Ar make-up gas. The laser was set at a fluence of 3.5 J/cm², operating at 6 Hz with a 30 μm spot size. Each analysis lasted 45 seconds, followed by a 40-second background measurement. | NIST SRM610, MASS-1, NIST SRM612, GE8 | 3.85 | [25 empty] | 2.6 | [5 empty] | 247 | [9 empty] | 4094 | [27 empty] | 1.44 | [76 empty] | 2025 | Li, Z., Lang, X., Song, W., Li, H., Li, C., Ma, X. (2025). LA-ICP-MS analysis of sulfides from the Sinongduo Ag-Pb-Zn deposit, Tibet: Insights into element incorporation mechanisms and ore genesis. Ore Geology Reviews, 106858. https://doi.org/10.1016/j.oregeorev.2025.106858 |  | CHN | Tibet
| Sinongduo |  | Epithermal | Epithermal | Epithermal Ag-Pb-Zn | Ag, Pb, Zn |  | Ag, Pb, Zn | Li et al., 2025 |  | HQK7-1-b-2 | HQK7-1-b-2 | drill core |  |  |  |  | ore material | drill core | drill core | mineral separate | [5 empty] | mineralisation |  |  |  | sphalerite, pyrite, galena | [6 empty] | quartz, chalcopyrite, calcite | major element determined by EPMA as internal standard to calibrate the LA-ICP-MS data such as Zn for sphalerite, Fe for pyrite, and Pb for galena | LA-ICPMS, EMPA | NWR 193 nm Ar F Excimer laser-ablation system interfaced with an i CAP RQ ICPMS | Guangzhou Tuoyan Analytical Technology Co., Ltd. in Guangzhou, China | 0.7 l/min He carrier gas, which was later mixed with 0.89 l/min Ar make-up gas. The laser was set at a fluence of 3.5 J/cm², operating at 6 Hz with a 30 μm spot size. Each analysis lasted 45 seconds, followed by a 40-second background measurement. | NIST SRM610, MASS-1, NIST SRM612, GE8 | 39.7 | [25 empty] | 2.04 | [5 empty] | 1118 | [9 empty] | 3691 | [27 empty] | 1.23 | [76 empty] | 2025 | Li, Z., Lang, X., Song, W., Li, H., Li, C., Ma, X. (2025). LA-ICP-MS analysis of sulfides from the Sinongduo Ag-Pb-Zn deposit, Tibet: Insights into element incorporation mechanisms and ore genesis. Ore Geology Reviews, 106858. https://doi.org/10.1016/j.oregeorev.2025.106858 |  | CHN | Tibet
| Sinongduo |  | Epithermal | Epithermal | Epithermal Ag-Pb-Zn | Ag, Pb, Zn |  | Ag, Pb, Zn | Li et al., 2025 |  | HQK7-1-b-3 | HQK7-1-b-3 | drill core |  |  |  |  | ore material | drill core | drill core | mineral separate | [5 empty] | mineralisation |  |  |  | sphalerite, pyrite, galena | [6 empty] | quartz, chalcopyrite, calcite | major element determined by EPMA as internal standard to calibrate the LA-ICP-MS data such as Zn for sphalerite, Fe for pyrite, and Pb for galena | LA-ICPMS, EMPA | NWR 193 nm Ar F Excimer laser-ablation system interfaced with an i CAP RQ ICPMS | Guangzhou Tuoyan Analytical Technology Co., Ltd. in Guangzhou, China | 0.7 l/min He carrier gas, which was later mixed with 0.89 l/min Ar make-up gas. The laser was set at a fluence of 3.5 J/cm², operating at 6 Hz with a 30 μm spot size. Each analysis lasted 45 seconds, followed by a 40-second background measurement. | NIST SRM610, MASS-1, NIST SRM612, GE8 | 3.22 | [25 empty] | 2.17 | [5 empty] | 368 | [9 empty] | 3984 | [27 empty] | 1.54 | [76 empty] | 2025 | Li, Z., Lang, X., Song, W., Li, H., Li, C., Ma, X. (2025). LA-ICP-MS analysis of sulfides from the Sinongduo Ag-Pb-Zn deposit, Tibet: Insights into element incorporation mechanisms and ore genesis. Ore Geology Reviews, 106858. https://doi.org/10.1016/j.oregeorev.2025.106858 |  | CHN | Tibet
| Sinongduo |  | Epithermal | Epithermal | Epithermal Ag-Pb-Zn | Ag, Pb, Zn |  | Ag, Pb, Zn | Li et al., 2025 |  | HQK7-1-b-4 | HQK7-1-b-4 | drill core |  |  |  |  | ore material | drill core | drill core | mineral separate | [5 empty] | mineralisation |  |  |  | sphalerite, pyrite, galena | [6 empty] | quartz, chalcopyrite, calcite | major element determined by EPMA as internal standard to calibrate the LA-ICP-MS data such as Zn for sphalerite, Fe for pyrite, and Pb for galena | LA-ICPMS, EMPA | NWR 193 nm Ar F Excimer laser-ablation system interfaced with an i CAP RQ ICPMS | Guangzhou Tuoyan Analytical Technology Co., Ltd. in Guangzhou, China | 0.7 l/min He carrier gas, which was later mixed with 0.89 l/min Ar make-up gas. The laser was set at a fluence of 3.5 J/cm², operating at 6 Hz with a 30 μm spot size. Each analysis lasted 45 seconds, followed by a 40-second background measurement. | NIST SRM610, MASS-1, NIST SRM612, GE8 | 0.474 | [25 empty] | 3.12 | [5 empty] | 7.35 | [9 empty] | 5428 | [27 empty] | 1.81 | [76 empty] | 2025 | Li, Z., Lang, X., Song, W., Li, H., Li, C., Ma, X. (2025). LA-ICP-MS analysis of sulfides from the Sinongduo Ag-Pb-Zn deposit, Tibet: Insights into element incorporation mechanisms and ore genesis. Ore Geology Reviews, 106858. https://doi.org/10.1016/j.oregeorev.2025.106858 |  | CHN | Tibet
| Sinongduo |  | Epithermal | Epithermal | Epithermal Ag-Pb-Zn | Ag, Pb, Zn |  | Ag, Pb, Zn | Li et al., 2025 |  | HQK7-1-b-5 | HQK7-1-b-5 | drill core |  |  |  |  | ore material | drill core | drill core | mineral separate | [5 empty] | mineralisation |  |  |  | sphalerite, pyrite, galena | [6 empty] | quartz, chalcopyrite, calcite | major element determined by EPMA as internal standard to calibrate the LA-ICP-MS data such as Zn for sphalerite, Fe for pyrite, and Pb for galena | LA-ICPMS, EMPA | NWR 193 nm Ar F Excimer laser-ablation system interfaced with an i CAP RQ ICPMS | Guangzhou Tuoyan Analytical Technology Co., Ltd. in Guangzhou, China | 0.7 l/min He carrier gas, which was later mixed with 0.89 l/min Ar make-up gas. The laser was set at a fluence of 3.5 J/cm², operating at 6 Hz with a 30 μm spot size. Each analysis lasted 45 seconds, followed by a 40-second background measurement. | NIST SRM610, MASS-1, NIST SRM612, GE8 | 0.332 | [25 empty] | 2.36 | [5 empty] | 1.54 | [9 empty] | 5841 | [27 empty] | 2.31 | [76 empty] | 2025 | Li, Z., Lang, X., Song, W., Li, H., Li, C., Ma, X. (2025). LA-ICP-MS analysis of sulfides from the Sinongduo Ag-Pb-Zn deposit, Tibet: Insights into element incorporation mechanisms and ore genesis. Ore Geology Reviews, 106858. https://doi.org/10.1016/j.oregeorev.2025.106858 |  | CHN | Tibet
| Sinongduo |  | Epithermal | Epithermal | Epithermal Ag-Pb-Zn | Ag, Pb, Zn |  | Ag, Pb, Zn | Li et al., 2025 |  | HQK7-1-b-6 | HQK7-1-b-6 | drill core |  |  |  |  | ore material | drill core | drill core | mineral separate | [5 empty] | mineralisation |  |  |  | sphalerite, pyrite, galena | [6 empty] | quartz, chalcopyrite, calcite | major element determined by EPMA as internal standard to calibrate the LA-ICP-MS data such as Zn for sphalerite, Fe for pyrite, and Pb for galena | LA-ICPMS, EMPA | NWR 193 nm Ar F Excimer laser-ablation system interfaced with an i CAP RQ ICPMS | Guangzhou Tuoyan Analytical Technology Co., Ltd. in Guangzhou, China | 0.7 l/min He carrier gas, which was later mixed with 0.89 l/min Ar make-up gas. The laser was set at a fluence of 3.5 J/cm², operating at 6 Hz with a 30 μm spot size. Each analysis lasted 45 seconds, followed by a 40-second background measurement. | NIST SRM610, MASS-1, NIST SRM612, GE8 | 0.456 | [25 empty] | 2.29 | [15 empty] | 4713 | [27 empty] | 1.78 | [76 empty] | 2025 | Li, Z., Lang, X., Song, W., Li, H., Li, C., Ma, X. (2025). LA-ICP-MS analysis of sulfides from the Sinongduo Ag-Pb-Zn deposit, Tibet: Insights into element incorporation mechanisms and ore genesis. Ore Geology Reviews, 106858. https://doi.org/10.1016/j.oregeorev.2025.106858 |  | CHN | Tibet
| Sinongduo |  | Epithermal | Epithermal | Epithermal Ag-Pb-Zn | Ag, Pb, Zn |  | Ag, Pb, Zn | Li et al., 2025 |  | HQK7-1-b-7 | HQK7-1-b-7 | drill core |  |  |  |  | ore material | drill core | drill core | mineral separate | [5 empty] | mineralisation |  |  |  | sphalerite, pyrite, galena | [6 empty] | quartz, chalcopyrite, calcite | major element determined by EPMA as internal standard to calibrate the LA-ICP-MS data such as Zn for sphalerite, Fe for pyrite, and Pb for galena | LA-ICPMS, EMPA | NWR 193 nm Ar F Excimer laser-ablation system interfaced with an i CAP RQ ICPMS | Guangzhou Tuoyan Analytical Technology Co., Ltd. in Guangzhou, China | 0.7 l/min He carrier gas, which was later mixed with 0.89 l/min Ar make-up gas. The laser was set at a fluence of 3.5 J/cm², operating at 6 Hz with a 30 μm spot size. Each analysis lasted 45 seconds, followed by a 40-second background measurement. | NIST SRM610, MASS-1, NIST SRM612, GE8 | 0.741 | [25 empty] | 2.39 | [5 empty] | 24 | [9 empty] | 3712 | [27 empty] | 1.34 | [76 empty] | 2025 | Li, Z., Lang, X., Song, W., Li, H., Li, C., Ma, X. (2025). LA-ICP-MS analysis of sulfides from the Sinongduo Ag-Pb-Zn deposit, Tibet: Insights into element incorporation mechanisms and ore genesis. Ore Geology Reviews, 106858. https://doi.org/10.1016/j.oregeorev.2025.106858 |  | CHN | Tibet
| Sinongduo |  | Epithermal | Epithermal | Epithermal Ag-Pb-Zn | Ag, Pb, Zn |  | Ag, Pb, Zn | Li et al., 2025 |  | HQK1-3-a-1 | HQK1-3-a-1 | drill core |  |  |  |  | ore material | drill core | drill core | mineral separate | [5 empty] | mineralisation |  |  |  | sphalerite, pyrite, galena | [6 empty] | quartz, chalcopyrite, calcite | major element determined by EPMA as internal standard to calibrate the LA-ICP-MS data such as Zn for sphalerite, Fe for pyrite, and Pb for galena | LA-ICPMS, EMPA | NWR 193 nm Ar F Excimer laser-ablation system interfaced with an i CAP RQ ICPMS | Guangzhou Tuoyan Analytical Technology Co., Ltd. in Guangzhou, China | 0.7 l/min He carrier gas, which was later mixed with 0.89 l/min Ar make-up gas. The laser was set at a fluence of 3.5 J/cm², operating at 6 Hz with a 30 μm spot size. Each analysis lasted 45 seconds, followed by a 40-second background measurement. | NIST SRM610, MASS-1, NIST SRM612, GE8 | 16.4 | [25 empty] | 1.16 | [5 empty] | 458 | [9 empty] | 4775 | [27 empty] | 2.58 | [76 empty] | 2025 | Li, Z., Lang, X., Song, W., Li, H., Li, C., Ma, X. (2025). LA-ICP-MS analysis of sulfides from the Sinongduo Ag-Pb-Zn deposit, Tibet: Insights into element incorporation mechanisms and ore genesis. Ore Geology Reviews, 106858. https://doi.org/10.1016/j.oregeorev.2025.106858 |  | CHN | Tibet
| Sinongduo |  | Epithermal | Epithermal | Epithermal Ag-Pb-Zn | Ag, Pb, Zn |  | Ag, Pb, Zn | Li et al., 2025 |  | HQK1-3-a-2 | HQK1-3-a-2 | drill core |  |  |  |  | ore material | drill core | drill core | mineral separate | [5 empty] | mineralisation |  |  |  | sphalerite, pyrite, galena | [6 empty] | quartz, chalcopyrite, calcite | major element determined by EPMA as internal standard to calibrate the LA-ICP-MS data such as Zn for sphalerite, Fe for pyrite, and Pb for galena | LA-ICPMS, EMPA | NWR 193 nm Ar F Excimer laser-ablation system interfaced with an i CAP RQ ICPMS | Guangzhou Tuoyan Analytical Technology Co., Ltd. in Guangzhou, China | 0.7 l/min He carrier gas, which was later mixed with 0.89 l/min Ar make-up gas. The laser was set at a fluence of 3.5 J/cm², operating at 6 Hz with a 30 μm spot size. Each analysis lasted 45 seconds, followed by a 40-second background measurement. | NIST SRM610, MASS-1, NIST SRM612, GE8 | 0.403 | [25 empty] | 3.93 | [5 empty] | 13.9 | [9 empty] | 5317 | [27 empty] | 3.03 | [76 empty] | 2025 | Li, Z., Lang, X., Song, W., Li, H., Li, C., Ma, X. (2025). LA-ICP-MS analysis of sulfides from the Sinongduo Ag-Pb-Zn deposit, Tibet: Insights into element incorporation mechanisms and ore genesis. Ore Geology Reviews, 106858. https://doi.org/10.1016/j.oregeorev.2025.106858 |  | CHN | Tibet
| Sinongduo |  | Epithermal | Epithermal | Epithermal Ag-Pb-Zn | Ag, Pb, Zn |  | Ag, Pb, Zn | Li et al., 2025 |  | HQK1-3-a-3 | HQK1-3-a-3 | drill core |  |  |  |  | ore material | drill core | drill core | mineral separate | [5 empty] | mineralisation |  |  |  | sphalerite, pyrite, galena | [6 empty] | quartz, chalcopyrite, calcite | major element determined by EPMA as internal standard to calibrate the LA-ICP-MS data such as Zn for sphalerite, Fe for pyrite, and Pb for galena | LA-ICPMS, EMPA | NWR 193 nm Ar F Excimer laser-ablation system interfaced with an i CAP RQ ICPMS | Guangzhou Tuoyan Analytical Technology Co., Ltd. in Guangzhou, China | 0.7 l/min He carrier gas, which was later mixed with 0.89 l/min Ar make-up gas. The laser was set at a fluence of 3.5 J/cm², operating at 6 Hz with a 30 μm spot size. Each analysis lasted 45 seconds, followed by a 40-second background measurement. | NIST SRM610, MASS-1, NIST SRM612, GE8 | 20.2 | [25 empty] | 0.452 | [5 empty] | 593 | [9 empty] | 3600 | [27 empty] | 1.74 | [76 empty] | 2025 | Li, Z., Lang, X., Song, W., Li, H., Li, C., Ma, X. (2025). LA-ICP-MS analysis of sulfides from the Sinongduo Ag-Pb-Zn deposit, Tibet: Insights into element incorporation mechanisms and ore genesis. Ore Geology Reviews, 106858. https://doi.org/10.1016/j.oregeorev.2025.106858 |  | CHN | Tibet
| Sinongduo |  | Epithermal | Epithermal | Epithermal Ag-Pb-Zn | Ag, Pb, Zn |  | Ag, Pb, Zn | Li et al., 2025 |  | HQK1-3-a-4 | HQK1-3-a-4 | drill core |  |  |  |  | ore material | drill core | drill core | mineral separate | [5 empty] | mineralisation |  |  |  | sphalerite, pyrite, galena | [6 empty] | quartz, chalcopyrite, calcite | major element determined by EPMA as internal standard to calibrate the LA-ICP-MS data such as Zn for sphalerite, Fe for pyrite, and Pb for galena | LA-ICPMS, EMPA | NWR 193 nm Ar F Excimer laser-ablation system interfaced with an i CAP RQ ICPMS | Guangzhou Tuoyan Analytical Technology Co., Ltd. in Guangzhou, China | 0.7 l/min He carrier gas, which was later mixed with 0.89 l/min Ar make-up gas. The laser was set at a fluence of 3.5 J/cm², operating at 6 Hz with a 30 μm spot size. Each analysis lasted 45 seconds, followed by a 40-second background measurement. | NIST SRM610, MASS-1, NIST SRM612, GE8 | 26.2 | [25 empty] | 0.703 | [5 empty] | 710 | [9 empty] | 3938 | [27 empty] | 1.98 | [76 empty] | 2025 | Li, Z., Lang, X., Song, W., Li, H., Li, C., Ma, X. (2025). LA-ICP-MS analysis of sulfides from the Sinongduo Ag-Pb-Zn deposit, Tibet: Insights into element incorporation mechanisms and ore genesis. Ore Geology Reviews, 106858. https://doi.org/10.1016/j.oregeorev.2025.106858 |  | CHN | Tibet
| Sinongduo |  | Epithermal | Epithermal | Epithermal Ag-Pb-Zn | Ag, Pb, Zn |  | Ag, Pb, Zn | Li et al., 2025 |  | HQK1-3-a-5 | HQK1-3-a-5 | drill core |  |  |  |  | ore material | drill core | drill core | mineral separate | [5 empty] | mineralisation |  |  |  | sphalerite, pyrite, galena | [6 empty] | quartz, chalcopyrite, calcite | major element determined by EPMA as internal standard to calibrate the LA-ICP-MS data such as Zn for sphalerite, Fe for pyrite, and Pb for galena | LA-ICPMS, EMPA | NWR 193 nm Ar F Excimer laser-ablation system interfaced with an i CAP RQ ICPMS | Guangzhou Tuoyan Analytical Technology Co., Ltd. in Guangzhou, China | 0.7 l/min He carrier gas, which was later mixed with 0.89 l/min Ar make-up gas. The laser was set at a fluence of 3.5 J/cm², operating at 6 Hz with a 30 μm spot size. Each analysis lasted 45 seconds, followed by a 40-second background measurement. | NIST SRM610, MASS-1, NIST SRM612, GE8 | 10.8 | [25 empty] | 1.26 | [5 empty] | 570 | [9 empty] | 4218 | [27 empty] | 2.09 | [76 empty] | 2025 | Li, Z., Lang, X., Song, W., Li, H., Li, C., Ma, X. (2025). LA-ICP-MS analysis of sulfides from the Sinongduo Ag-Pb-Zn deposit, Tibet: Insights into element incorporation mechanisms and ore genesis. Ore Geology Reviews, 106858. https://doi.org/10.1016/j.oregeorev.2025.106858 |  | CHN | Tibet
| Sinongduo |  | Epithermal | Epithermal | Epithermal Ag-Pb-Zn | Ag, Pb, Zn |  | Ag, Pb, Zn | Li et al., 2025 |  | HQK1-3-a-6 | HQK1-3-a-6 | drill core |  |  |  |  | ore material | drill core | drill core | mineral separate | [5 empty] | mineralisation |  |  |  | sphalerite, pyrite, galena | [6 empty] | quartz, chalcopyrite, calcite | major element determined by EPMA as internal standard to calibrate the LA-ICP-MS data such as Zn for sphalerite, Fe for pyrite, and Pb for galena | LA-ICPMS, EMPA | NWR 193 nm Ar F Excimer laser-ablation system interfaced with an i CAP RQ ICPMS | Guangzhou Tuoyan Analytical Technology Co., Ltd. in Guangzhou, China | 0.7 l/min He carrier gas, which was later mixed with 0.89 l/min Ar make-up gas. The laser was set at a fluence of 3.5 J/cm², operating at 6 Hz with a 30 μm spot size. Each analysis lasted 45 seconds, followed by a 40-second background measurement. | NIST SRM610, MASS-1, NIST SRM612, GE8 | 0.486 | [25 empty] | 0.497 | [5 empty] | 40 | [9 empty] | 3268 | [27 empty] | 1.67 | [76 empty] | 2025 | Li, Z., Lang, X., Song, W., Li, H., Li, C., Ma, X. (2025). LA-ICP-MS analysis of sulfides from the Sinongduo Ag-Pb-Zn deposit, Tibet: Insights into element incorporation mechanisms and ore genesis. Ore Geology Reviews, 106858. https://doi.org/10.1016/j.oregeorev.2025.106858 |  | CHN | Tibet
| Sinongduo |  | Epithermal | Epithermal | Epithermal Ag-Pb-Zn | Ag, Pb, Zn |  | Ag, Pb, Zn | Li et al., 2025 |  | HQK1-3-a-7 | HQK1-3-a-7 | drill core |  |  |  |  | ore material | drill core | drill core | mineral separate | [5 empty] | mineralisation |  |  |  | sphalerite, pyrite, galena | [6 empty] | quartz, chalcopyrite, calcite | major element determined by EPMA as internal standard to calibrate the LA-ICP-MS data such as Zn for sphalerite, Fe for pyrite, and Pb for galena | LA-ICPMS, EMPA | NWR 193 nm Ar F Excimer laser-ablation system interfaced with an i CAP RQ ICPMS | Guangzhou Tuoyan Analytical Technology Co., Ltd. in Guangzhou, China | 0.7 l/min He carrier gas, which was later mixed with 0.89 l/min Ar make-up gas. The laser was set at a fluence of 3.5 J/cm², operating at 6 Hz with a 30 μm spot size. Each analysis lasted 45 seconds, followed by a 40-second background measurement. | NIST SRM610, MASS-1, NIST SRM612, GE8 | 0.518 | [25 empty] | 1.54 | [5 empty] | 3.58 | [9 empty] | 4213 | [27 empty] | 2.33 | [76 empty] | 2025 | Li, Z., Lang, X., Song, W., Li, H., Li, C., Ma, X. (2025). LA-ICP-MS analysis of sulfides from the Sinongduo Ag-Pb-Zn deposit, Tibet: Insights into element incorporation mechanisms and ore genesis. Ore Geology Reviews, 106858. https://doi.org/10.1016/j.oregeorev.2025.106858 |  | CHN | Tibet
| Sinongduo |  | Epithermal | Epithermal | Epithermal Ag-Pb-Zn | Ag, Pb, Zn |  | Ag, Pb, Zn | Li et al., 2025 |  | HQK1-3-a-8 | HQK1-3-a-8 | drill core |  |  |  |  | ore material | drill core | drill core | mineral separate | [5 empty] | mineralisation |  |  |  | sphalerite, pyrite, galena | [6 empty] | quartz, chalcopyrite, calcite | major element determined by EPMA as internal standard to calibrate the LA-ICP-MS data such as Zn for sphalerite, Fe for pyrite, and Pb for galena | LA-ICPMS, EMPA | NWR 193 nm Ar F Excimer laser-ablation system interfaced with an i CAP RQ ICPMS | Guangzhou Tuoyan Analytical Technology Co., Ltd. in Guangzhou, China | 0.7 l/min He carrier gas, which was later mixed with 0.89 l/min Ar make-up gas. The laser was set at a fluence of 3.5 J/cm², operating at 6 Hz with a 30 μm spot size. Each analysis lasted 45 seconds, followed by a 40-second background measurement. | NIST SRM610, MASS-1, NIST SRM612, GE8 | 4.07 | [25 empty] | 1.42 | [5 empty] | 32.2 | [9 empty] | 3709 | [27 empty] | 2.2 | [76 empty] | 2025 | Li, Z., Lang, X., Song, W., Li, H., Li, C., Ma, X. (2025). LA-ICP-MS analysis of sulfides from the Sinongduo Ag-Pb-Zn deposit, Tibet: Insights into element incorporation mechanisms and ore genesis. Ore Geology Reviews, 106858. https://doi.org/10.1016/j.oregeorev.2025.106858 |  | CHN | Tibet
| Sinongduo |  | Epithermal | Epithermal | Epithermal Ag-Pb-Zn | Ag, Pb, Zn |  | Ag, Pb, Zn | Li et al., 2025 |  | HQK1-3-b-1 | HQK1-3-b-1 | drill core |  |  |  |  | ore material | drill core | drill core | mineral separate | [5 empty] | mineralisation |  |  |  | sphalerite, pyrite, galena | [6 empty] | quartz, chalcopyrite, calcite | major element determined by EPMA as internal standard to calibrate the LA-ICP-MS data such as Zn for sphalerite, Fe for pyrite, and Pb for galena | LA-ICPMS, EMPA | NWR 193 nm Ar F Excimer laser-ablation system interfaced with an i CAP RQ ICPMS | Guangzhou Tuoyan Analytical Technology Co., Ltd. in Guangzhou, China | 0.7 l/min He carrier gas, which was later mixed with 0.89 l/min Ar make-up gas. The laser was set at a fluence of 3.5 J/cm², operating at 6 Hz with a 30 μm spot size. Each analysis lasted 45 seconds, followed by a 40-second background measurement. | NIST SRM610, MASS-1, NIST SRM612, GE8 | 1.4 | [25 empty] | 0.704 | [5 empty] | 370 | [9 empty] | 3306 | [27 empty] | 1.66 | [76 empty] | 2025 | Li, Z., Lang, X., Song, W., Li, H., Li, C., Ma, X. (2025). LA-ICP-MS analysis of sulfides from the Sinongduo Ag-Pb-Zn deposit, Tibet: Insights into element incorporation mechanisms and ore genesis. Ore Geology Reviews, 106858. https://doi.org/10.1016/j.oregeorev.2025.106858 |  | CHN | Tibet
| Sinongduo |  | Epithermal | Epithermal | Epithermal Ag-Pb-Zn | Ag, Pb, Zn |  | Ag, Pb, Zn | Li et al., 2025 |  | HQK1-3-b-2 | HQK1-3-b-2 | drill core |  |  |  |  | ore material | drill core | drill core | mineral separate | [5 empty] | mineralisation |  |  |  | sphalerite, pyrite, galena | [6 empty] | quartz, chalcopyrite, calcite | major element determined by EPMA as internal standard to calibrate the LA-ICP-MS data such as Zn for sphalerite, Fe for pyrite, and Pb for galena | LA-ICPMS, EMPA | NWR 193 nm Ar F Excimer laser-ablation system interfaced with an i CAP RQ ICPMS | Guangzhou Tuoyan Analytical Technology Co., Ltd. in Guangzhou, China | 0.7 l/min He carrier gas, which was later mixed with 0.89 l/min Ar make-up gas. The laser was set at a fluence of 3.5 J/cm², operating at 6 Hz with a 30 μm spot size. Each analysis lasted 45 seconds, followed by a 40-second background measurement. | NIST SRM610, MASS-1, NIST SRM612, GE8 | 28.7 | [25 empty] | 0.641 | [5 empty] | 767 | [9 empty] | 3427 | [27 empty] | 1.81 | [76 empty] | 2025 | Li, Z., Lang, X., Song, W., Li, H., Li, C., Ma, X. (2025). LA-ICP-MS analysis of sulfides from the Sinongduo Ag-Pb-Zn deposit, Tibet: Insights into element incorporation mechanisms and ore genesis. Ore Geology Reviews, 106858. https://doi.org/10.1016/j.oregeorev.2025.106858 |  | CHN | Tibet
| Sinongduo |  | Epithermal | Epithermal | Epithermal Ag-Pb-Zn | Ag, Pb, Zn |  | Ag, Pb, Zn | Li et al., 2025 |  | HQK1-3-b-3 | HQK1-3-b-3 | drill core |  |  |  |  | ore material | drill core | drill core | mineral separate | [5 empty] | mineralisation |  |  |  | sphalerite, pyrite, galena | [6 empty] | quartz, chalcopyrite, calcite | major element determined by EPMA as internal standard to calibrate the LA-ICP-MS data such as Zn for sphalerite, Fe for pyrite, and Pb for galena | LA-ICPMS, EMPA | NWR 193 nm Ar F Excimer laser-ablation system interfaced with an i CAP RQ ICPMS | Guangzhou Tuoyan Analytical Technology Co., Ltd. in Guangzhou, China | 0.7 l/min He carrier gas, which was later mixed with 0.89 l/min Ar make-up gas. The laser was set at a fluence of 3.5 J/cm², operating at 6 Hz with a 30 μm spot size. Each analysis lasted 45 seconds, followed by a 40-second background measurement. | NIST SRM610, MASS-1, NIST SRM612, GE8 | 27.1 | [25 empty] | 1.22 | [5 empty] | 771 | [9 empty] | 3778 | [27 empty] | 1.94 | [76 empty] | 2025 | Li, Z., Lang, X., Song, W., Li, H., Li, C., Ma, X. (2025). LA-ICP-MS analysis of sulfides from the Sinongduo Ag-Pb-Zn deposit, Tibet: Insights into element incorporation mechanisms and ore genesis. Ore Geology Reviews, 106858. https://doi.org/10.1016/j.oregeorev.2025.106858 |  | CHN | Tibet
| Sinongduo |  | Epithermal | Epithermal | Epithermal Ag-Pb-Zn | Ag, Pb, Zn |  | Ag, Pb, Zn | Li et al., 2025 |  | HQK1-3-b-4 | HQK1-3-b-4 | drill core |  |  |  |  | ore material | drill core | drill core | mineral separate | [5 empty] | mineralisation |  |  |  | sphalerite, pyrite, galena | [6 empty] | quartz, chalcopyrite, calcite | major element determined by EPMA as internal standard to calibrate the LA-ICP-MS data such as Zn for sphalerite, Fe for pyrite, and Pb for galena | LA-ICPMS, EMPA | NWR 193 nm Ar F Excimer laser-ablation system interfaced with an i CAP RQ ICPMS | Guangzhou Tuoyan Analytical Technology Co., Ltd. in Guangzhou, China | 0.7 l/min He carrier gas, which was later mixed with 0.89 l/min Ar make-up gas. The laser was set at a fluence of 3.5 J/cm², operating at 6 Hz with a 30 μm spot size. Each analysis lasted 45 seconds, followed by a 40-second background measurement. | NIST SRM610, MASS-1, NIST SRM612, GE8 | 1.85 | [25 empty] | 2.91 | [5 empty] | 173 | [9 empty] | 4620 | [27 empty] | 2.81 | [76 empty] | 2025 | Li, Z., Lang, X., Song, W., Li, H., Li, C., Ma, X. (2025). LA-ICP-MS analysis of sulfides from the Sinongduo Ag-Pb-Zn deposit, Tibet: Insights into element incorporation mechanisms and ore genesis. Ore Geology Reviews, 106858. https://doi.org/10.1016/j.oregeorev.2025.106858 |  | CHN | Tibet
| Sinongduo |  | Epithermal | Epithermal | Epithermal Ag-Pb-Zn | Ag, Pb, Zn |  | Ag, Pb, Zn | Li et al., 2025 |  | HQK1-3-b-5 | HQK1-3-b-5 | drill core |  |  |  |  | ore material | drill core | drill core | mineral separate | [5 empty] | mineralisation |  |  |  | sphalerite, pyrite, galena | [6 empty] | quartz, chalcopyrite, calcite | major element determined by EPMA as internal standard to calibrate the LA-ICP-MS data such as Zn for sphalerite, Fe for pyrite, and Pb for galena | LA-ICPMS, EMPA | NWR 193 nm Ar F Excimer laser-ablation system interfaced with an i CAP RQ ICPMS | Guangzhou Tuoyan Analytical Technology Co., Ltd. in Guangzhou, China | 0.7 l/min He carrier gas, which was later mixed with 0.89 l/min Ar make-up gas. The laser was set at a fluence of 3.5 J/cm², operating at 6 Hz with a 30 μm spot size. Each analysis lasted 45 seconds, followed by a 40-second background measurement. | NIST SRM610, MASS-1, NIST SRM612, GE8 | 8.57 | [25 empty] | 2.09 | [5 empty] | 364 | [9 empty] | 3801 | [27 empty] | 2.28 | [76 empty] | 2025 | Li, Z., Lang, X., Song, W., Li, H., Li, C., Ma, X. (2025). LA-ICP-MS analysis of sulfides from the Sinongduo Ag-Pb-Zn deposit, Tibet: Insights into element incorporation mechanisms and ore genesis. Ore Geology Reviews, 106858. https://doi.org/10.1016/j.oregeorev.2025.106858 |  | CHN | Tibet
| Sinongduo |  | Epithermal | Epithermal | Epithermal Ag-Pb-Zn | Ag, Pb, Zn |  | Ag, Pb, Zn | Li et al., 2025 |  | HQK1-3-b-6 | HQK1-3-b-6 | drill core |  |  |  |  | ore material | drill core | drill core | mineral separate | [5 empty] | mineralisation |  |  |  | sphalerite, pyrite, galena | [6 empty] | quartz, chalcopyrite, calcite | major element determined by EPMA as internal standard to calibrate the LA-ICP-MS data such as Zn for sphalerite, Fe for pyrite, and Pb for galena | LA-ICPMS, EMPA | NWR 193 nm Ar F Excimer laser-ablation system interfaced with an i CAP RQ ICPMS | Guangzhou Tuoyan Analytical Technology Co., Ltd. in Guangzhou, China | 0.7 l/min He carrier gas, which was later mixed with 0.89 l/min Ar make-up gas. The laser was set at a fluence of 3.5 J/cm², operating at 6 Hz with a 30 μm spot size. Each analysis lasted 45 seconds, followed by a 40-second background measurement. | NIST SRM610, MASS-1, NIST SRM612, GE8 | 0.374 | [25 empty] | 0.841 | [5 empty] | 152 | [9 empty] | 2408 | [27 empty] | 1.35 | [76 empty] | 2025 | Li, Z., Lang, X., Song, W., Li, H., Li, C., Ma, X. (2025). LA-ICP-MS analysis of sulfides from the Sinongduo Ag-Pb-Zn deposit, Tibet: Insights into element incorporation mechanisms and ore genesis. Ore Geology Reviews, 106858. https://doi.org/10.1016/j.oregeorev.2025.106858 |  | CHN | Tibet
| Sinongduo |  | Epithermal | Epithermal | Epithermal Ag-Pb-Zn | Ag, Pb, Zn |  | Ag, Pb, Zn | Li et al., 2025 |  | HQK1-3-b-7 | HQK1-3-b-7 | drill core |  |  |  |  | ore material | drill core | drill core | mineral separate | [5 empty] | mineralisation |  |  |  | sphalerite, pyrite, galena | [6 empty] | quartz, chalcopyrite, calcite | major element determined by EPMA as internal standard to calibrate the LA-ICP-MS data such as Zn for sphalerite, Fe for pyrite, and Pb for galena | LA-ICPMS, EMPA | NWR 193 nm Ar F Excimer laser-ablation system interfaced with an i CAP RQ ICPMS | Guangzhou Tuoyan Analytical Technology Co., Ltd. in Guangzhou, China | 0.7 l/min He carrier gas, which was later mixed with 0.89 l/min Ar make-up gas. The laser was set at a fluence of 3.5 J/cm², operating at 6 Hz with a 30 μm spot size. Each analysis lasted 45 seconds, followed by a 40-second background measurement. | NIST SRM610, MASS-1, NIST SRM612, GE8 | 17.1 | [25 empty] | 0.999 | [5 empty] | 487 | [9 empty] | 2337 | [27 empty] | 1.21 | [76 empty] | 2025 | Li, Z., Lang, X., Song, W., Li, H., Li, C., Ma, X. (2025). LA-ICP-MS analysis of sulfides from the Sinongduo Ag-Pb-Zn deposit, Tibet: Insights into element incorporation mechanisms and ore genesis. Ore Geology Reviews, 106858. https://doi.org/10.1016/j.oregeorev.2025.106858 |  | CHN | Tibet
| Sinongduo |  | Epithermal | Epithermal | Epithermal Ag-Pb-Zn | Ag, Pb, Zn |  | Ag, Pb, Zn | Li et al., 2025 |  | HQK3-6-a-1 | HQK3-6-a-1 | drill core |  |  |  |  | ore material | drill core | drill core | mineral separate | [5 empty] | mineralisation |  |  |  | sphalerite, pyrite, galena | [6 empty] | quartz, chalcopyrite, calcite | major element determined by EPMA as internal standard to calibrate the LA-ICP-MS data such as Zn for sphalerite, Fe for pyrite, and Pb for galena | LA-ICPMS, EMPA | NWR 193 nm Ar F Excimer laser-ablation system interfaced with an i CAP RQ ICPMS | Guangzhou Tuoyan Analytical Technology Co., Ltd. in Guangzhou, China | 0.7 l/min He carrier gas, which was later mixed with 0.89 l/min Ar make-up gas. The laser was set at a fluence of 3.5 J/cm², operating at 6 Hz with a 30 μm spot size. Each analysis lasted 45 seconds, followed by a 40-second background measurement. | NIST SRM610, MASS-1, NIST SRM612, GE8 | 2.17 | [25 empty] | 2.42 | [5 empty] | 93 | [9 empty] | 4016 | [27 empty] | 4.2 | [76 empty] | 2025 | Li, Z., Lang, X., Song, W., Li, H., Li, C., Ma, X. (2025). LA-ICP-MS analysis of sulfides from the Sinongduo Ag-Pb-Zn deposit, Tibet: Insights into element incorporation mechanisms and ore genesis. Ore Geology Reviews, 106858. https://doi.org/10.1016/j.oregeorev.2025.106858 |  | CHN | Tibet
| Sinongduo |  | Epithermal | Epithermal | Epithermal Ag-Pb-Zn | Ag, Pb, Zn |  | Ag, Pb, Zn | Li et al., 2025 |  | HQK3-6-a-2 | HQK3-6-a-2 | drill core |  |  |  |  | ore material | drill core | drill core | mineral separate | [5 empty] | mineralisation |  |  |  | sphalerite, pyrite, galena | [6 empty] | quartz, chalcopyrite, calcite | major element determined by EPMA as internal standard to calibrate the LA-ICP-MS data such as Zn for sphalerite, Fe for pyrite, and Pb for galena | LA-ICPMS, EMPA | NWR 193 nm Ar F Excimer laser-ablation system interfaced with an i CAP RQ ICPMS | Guangzhou Tuoyan Analytical Technology Co., Ltd. in Guangzhou, China | 0.7 l/min He carrier gas, which was later mixed with 0.89 l/min Ar make-up gas. The laser was set at a fluence of 3.5 J/cm², operating at 6 Hz with a 30 μm spot size. Each analysis lasted 45 seconds, followed by a 40-second background measurement. | NIST SRM610, MASS-1, NIST SRM612, GE8 | 0.358 | [25 empty] | 2.74 | [5 empty] | 4.35 | [9 empty] | 3874 | [27 empty] | 4.35 | [76 empty] | 2025 | Li, Z., Lang, X., Song, W., Li, H., Li, C., Ma, X. (2025). LA-ICP-MS analysis of sulfides from the Sinongduo Ag-Pb-Zn deposit, Tibet: Insights into element incorporation mechanisms and ore genesis. Ore Geology Reviews, 106858. https://doi.org/10.1016/j.oregeorev.2025.106858 |  | CHN | Tibet
| Sinongduo |  | Epithermal | Epithermal | Epithermal Ag-Pb-Zn | Ag, Pb, Zn |  | Ag, Pb, Zn | Li et al., 2025 |  | HQK3-6-a-3 | HQK3-6-a-3 | drill core |  |  |  |  | ore material | drill core | drill core | mineral separate | [5 empty] | mineralisation |  |  |  | sphalerite, pyrite, galena | [6 empty] | quartz, chalcopyrite, calcite | major element determined by EPMA as internal standard to calibrate the LA-ICP-MS data such as Zn for sphalerite, Fe for pyrite, and Pb for galena | LA-ICPMS, EMPA | NWR 193 nm Ar F Excimer laser-ablation system interfaced with an i CAP RQ ICPMS | Guangzhou Tuoyan Analytical Technology Co., Ltd. in Guangzhou, China | 0.7 l/min He carrier gas, which was later mixed with 0.89 l/min Ar make-up gas. The laser was set at a fluence of 3.5 J/cm², operating at 6 Hz with a 30 μm spot size. Each analysis lasted 45 seconds, followed by a 40-second background measurement. | NIST SRM610, MASS-1, NIST SRM612, GE8 | 0.679 | [25 empty] | 2.95 | [5 empty] | 332 | [9 empty] | 3365 | [27 empty] | 4.16 | [76 empty] | 2025 | Li, Z., Lang, X., Song, W., Li, H., Li, C., Ma, X. (2025). LA-ICP-MS analysis of sulfides from the Sinongduo Ag-Pb-Zn deposit, Tibet: Insights into element incorporation mechanisms and ore genesis. Ore Geology Reviews, 106858. https://doi.org/10.1016/j.oregeorev.2025.106858 |  | CHN | Tibet
| Sinongduo |  | Epithermal | Epithermal | Epithermal Ag-Pb-Zn | Ag, Pb, Zn |  | Ag, Pb, Zn | Li et al., 2025 |  | HQK3-6-a-4 | HQK3-6-a-4 | drill core |  |  |  |  | ore material | drill core | drill core | mineral separate | [5 empty] | mineralisation |  |  |  | sphalerite, pyrite, galena | [6 empty] | quartz, chalcopyrite, calcite | major element determined by EPMA as internal standard to calibrate the LA-ICP-MS data such as Zn for sphalerite, Fe for pyrite, and Pb for galena | LA-ICPMS, EMPA | NWR 193 nm Ar F Excimer laser-ablation system interfaced with an i CAP RQ ICPMS | Guangzhou Tuoyan Analytical Technology Co., Ltd. in Guangzhou, China | 0.7 l/min He carrier gas, which was later mixed with 0.89 l/min Ar make-up gas. The laser was set at a fluence of 3.5 J/cm², operating at 6 Hz with a 30 μm spot size. Each analysis lasted 45 seconds, followed by a 40-second background measurement. | NIST SRM610, MASS-1, NIST SRM612, GE8 | 1.13 | [25 empty] | 3.43 | [5 empty] | 287 | [9 empty] | 3905 | [27 empty] | 4.73 | [76 empty] | 2025 | Li, Z., Lang, X., Song, W., Li, H., Li, C., Ma, X. (2025). LA-ICP-MS analysis of sulfides from the Sinongduo Ag-Pb-Zn deposit, Tibet: Insights into element incorporation mechanisms and ore genesis. Ore Geology Reviews, 106858. https://doi.org/10.1016/j.oregeorev.2025.106858 |  | CHN | Tibet
| Sinongduo |  | Epithermal | Epithermal | Epithermal Ag-Pb-Zn | Ag, Pb, Zn |  | Ag, Pb, Zn | Li et al., 2025 |  | HQK3-6-a-5 | HQK3-6-a-5 | drill core |  |  |  |  | ore material | drill core | drill core | mineral separate | [5 empty] | mineralisation |  |  |  | sphalerite, pyrite, galena | [6 empty] | quartz, chalcopyrite, calcite | major element determined by EPMA as internal standard to calibrate the LA-ICP-MS data such as Zn for sphalerite, Fe for pyrite, and Pb for galena | LA-ICPMS, EMPA | NWR 193 nm Ar F Excimer laser-ablation system interfaced with an i CAP RQ ICPMS | Guangzhou Tuoyan Analytical Technology Co., Ltd. in Guangzhou, China | 0.7 l/min He carrier gas, which was later mixed with 0.89 l/min Ar make-up gas. The laser was set at a fluence of 3.5 J/cm², operating at 6 Hz with a 30 μm spot size. Each analysis lasted 45 seconds, followed by a 40-second background measurement. | NIST SRM610, MASS-1, NIST SRM612, GE8 | 0.416 | [25 empty] | 3.92 | [5 empty] | 4.55 | [9 empty] | 3649 | [27 empty] | 3.87 | [76 empty] | 2025 | Li, Z., Lang, X., Song, W., Li, H., Li, C., Ma, X. (2025). LA-ICP-MS analysis of sulfides from the Sinongduo Ag-Pb-Zn deposit, Tibet: Insights into element incorporation mechanisms and ore genesis. Ore Geology Reviews, 106858. https://doi.org/10.1016/j.oregeorev.2025.106858 |  | CHN | Tibet
| Sinongduo |  | Epithermal | Epithermal | Epithermal Ag-Pb-Zn | Ag, Pb, Zn |  | Ag, Pb, Zn | Li et al., 2025 |  | HQK3-6-a-6 | HQK3-6-a-6 | drill core |  |  |  |  | ore material | drill core | drill core | mineral separate | [5 empty] | mineralisation |  |  |  | sphalerite, pyrite, galena | [6 empty] | quartz, chalcopyrite, calcite | major element determined by EPMA as internal standard to calibrate the LA-ICP-MS data such as Zn for sphalerite, Fe for pyrite, and Pb for galena | LA-ICPMS, EMPA | NWR 193 nm Ar F Excimer laser-ablation system interfaced with an i CAP RQ ICPMS | Guangzhou Tuoyan Analytical Technology Co., Ltd. in Guangzhou, China | 0.7 l/min He carrier gas, which was later mixed with 0.89 l/min Ar make-up gas. The laser was set at a fluence of 3.5 J/cm², operating at 6 Hz with a 30 μm spot size. Each analysis lasted 45 seconds, followed by a 40-second background measurement. | NIST SRM610, MASS-1, NIST SRM612, GE8 | 0.469 | [25 empty] | 2.05 | [5 empty] | 5.71 | [9 empty] | 5196 | [27 empty] | 5.73 | [76 empty] | 2025 | Li, Z., Lang, X., Song, W., Li, H., Li, C., Ma, X. (2025). LA-ICP-MS analysis of sulfides from the Sinongduo Ag-Pb-Zn deposit, Tibet: Insights into element incorporation mechanisms and ore genesis. Ore Geology Reviews, 106858. https://doi.org/10.1016/j.oregeorev.2025.106858 |  | CHN | Tibet
| Sinongduo |  | Epithermal | Epithermal | Epithermal Ag-Pb-Zn | Ag, Pb, Zn |  | Ag, Pb, Zn | Li et al., 2025 |  | HQK3-6-a-7 | HQK3-6-a-7 | drill core |  |  |  |  | ore material | drill core | drill core | mineral separate | [5 empty] | mineralisation |  |  |  | sphalerite, pyrite, galena | [6 empty] | quartz, chalcopyrite, calcite | major element determined by EPMA as internal standard to calibrate the LA-ICP-MS data such as Zn for sphalerite, Fe for pyrite, and Pb for galena | LA-ICPMS, EMPA | NWR 193 nm Ar F Excimer laser-ablation system interfaced with an i CAP RQ ICPMS | Guangzhou Tuoyan Analytical Technology Co., Ltd. in Guangzhou, China | 0.7 l/min He carrier gas, which was later mixed with 0.89 l/min Ar make-up gas. The laser was set at a fluence of 3.5 J/cm², operating at 6 Hz with a 30 μm spot size. Each analysis lasted 45 seconds, followed by a 40-second background measurement. | NIST SRM610, MASS-1, NIST SRM612, GE8 | 0.475 | [25 empty] | 2.76 | [5 empty] | 206 | [9 empty] | 3985 | [27 empty] | 3.97 | [76 empty] | 2025 | Li, Z., Lang, X., Song, W., Li, H., Li, C., Ma, X. (2025). LA-ICP-MS analysis of sulfides from the Sinongduo Ag-Pb-Zn deposit, Tibet: Insights into element incorporation mechanisms and ore genesis. Ore Geology Reviews, 106858. https://doi.org/10.1016/j.oregeorev.2025.106858 |  | CHN | Tibet
| Sinongduo |  | Epithermal | Epithermal | Epithermal Ag-Pb-Zn | Ag, Pb, Zn |  | Ag, Pb, Zn | Li et al., 2025 |  | HQK3-6-a-8 | HQK3-6-a-8 | drill core |  |  |  |  | ore material | drill core | drill core | mineral separate | [5 empty] | mineralisation |  |  |  | sphalerite, pyrite, galena | [6 empty] | quartz, chalcopyrite, calcite | major element determined by EPMA as internal standard to calibrate the LA-ICP-MS data such as Zn for sphalerite, Fe for pyrite, and Pb for galena | LA-ICPMS, EMPA | NWR 193 nm Ar F Excimer laser-ablation system interfaced with an i CAP RQ ICPMS | Guangzhou Tuoyan Analytical Technology Co., Ltd. in Guangzhou, China | 0.7 l/min He carrier gas, which was later mixed with 0.89 l/min Ar make-up gas. The laser was set at a fluence of 3.5 J/cm², operating at 6 Hz with a 30 μm spot size. Each analysis lasted 45 seconds, followed by a 40-second background measurement. | NIST SRM610, MASS-1, NIST SRM612, GE8 | 0.419 | [25 empty] | 7.12 | [5 empty] | 7.28 | [9 empty] | 3414 | [27 empty] | 3.93 | [76 empty] | 2025 | Li, Z., Lang, X., Song, W., Li, H., Li, C., Ma, X. (2025). LA-ICP-MS analysis of sulfides from the Sinongduo Ag-Pb-Zn deposit, Tibet: Insights into element incorporation mechanisms and ore genesis. Ore Geology Reviews, 106858. https://doi.org/10.1016/j.oregeorev.2025.106858 |  | CHN | Tibet
| Sinongduo |  | Epithermal | Epithermal | Epithermal Ag-Pb-Zn | Ag, Pb, Zn |  | Ag, Pb, Zn | Li et al., 2025 |  | HQK3-6-b-1 | HQK3-6-b-1 | drill core |  |  |  |  | ore material | drill core | drill core | mineral separate | [5 empty] | mineralisation |  |  |  | sphalerite, pyrite, galena | [6 empty] | quartz, chalcopyrite, calcite | major element determined by EPMA as internal standard to calibrate the LA-ICP-MS data such as Zn for sphalerite, Fe for pyrite, and Pb for galena | LA-ICPMS, EMPA | NWR 193 nm Ar F Excimer laser-ablation system interfaced with an i CAP RQ ICPMS | Guangzhou Tuoyan Analytical Technology Co., Ltd. in Guangzhou, China | 0.7 l/min He carrier gas, which was later mixed with 0.89 l/min Ar make-up gas. The laser was set at a fluence of 3.5 J/cm², operating at 6 Hz with a 30 μm spot size. Each analysis lasted 45 seconds, followed by a 40-second background measurement. | NIST SRM610, MASS-1, NIST SRM612, GE8 | 0.471 | [25 empty] | 1.62 | [5 empty] | 3.16 | [9 empty] | 3284 | [27 empty] | 3.5 | [76 empty] | 2025 | Li, Z., Lang, X., Song, W., Li, H., Li, C., Ma, X. (2025). LA-ICP-MS analysis of sulfides from the Sinongduo Ag-Pb-Zn deposit, Tibet: Insights into element incorporation mechanisms and ore genesis. Ore Geology Reviews, 106858. https://doi.org/10.1016/j.oregeorev.2025.106858 |  | CHN | Tibet
| Sinongduo |  | Epithermal | Epithermal | Epithermal Ag-Pb-Zn | Ag, Pb, Zn |  | Ag, Pb, Zn | Li et al., 2025 |  | HQK3-6-b-2 | HQK3-6-b-2 | drill core |  |  |  |  | ore material | drill core | drill core | mineral separate | [5 empty] | mineralisation |  |  |  | sphalerite, pyrite, galena | [6 empty] | quartz, chalcopyrite, calcite | major element determined by EPMA as internal standard to calibrate the LA-ICP-MS data such as Zn for sphalerite, Fe for pyrite, and Pb for galena | LA-ICPMS, EMPA | NWR 193 nm Ar F Excimer laser-ablation system interfaced with an i CAP RQ ICPMS | Guangzhou Tuoyan Analytical Technology Co., Ltd. in Guangzhou, China | 0.7 l/min He carrier gas, which was later mixed with 0.89 l/min Ar make-up gas. The laser was set at a fluence of 3.5 J/cm², operating at 6 Hz with a 30 μm spot size. Each analysis lasted 45 seconds, followed by a 40-second background measurement. | NIST SRM610, MASS-1, NIST SRM612, GE8 | 9.47 | [25 empty] | 2.81 | [5 empty] | 501 | [9 empty] | 4556 | [27 empty] | 4.66 | [76 empty] | 2025 | Li, Z., Lang, X., Song, W., Li, H., Li, C., Ma, X. (2025). LA-ICP-MS analysis of sulfides from the Sinongduo Ag-Pb-Zn deposit, Tibet: Insights into element incorporation mechanisms and ore genesis. Ore Geology Reviews, 106858. https://doi.org/10.1016/j.oregeorev.2025.106858 |  | CHN | Tibet
| Sinongduo |  | Epithermal | Epithermal | Epithermal Ag-Pb-Zn | Ag, Pb, Zn |  | Ag, Pb, Zn | Li et al., 2025 |  | HQK3-6-b-3 | HQK3-6-b-3 | drill core |  |  |  |  | ore material | drill core | drill core | mineral separate | [5 empty] | mineralisation |  |  |  | sphalerite, pyrite, galena | [6 empty] | quartz, chalcopyrite, calcite | major element determined by EPMA as internal standard to calibrate the LA-ICP-MS data such as Zn for sphalerite, Fe for pyrite, and Pb for galena | LA-ICPMS, EMPA | NWR 193 nm Ar F Excimer laser-ablation system interfaced with an i CAP RQ ICPMS | Guangzhou Tuoyan Analytical Technology Co., Ltd. in Guangzhou, China | 0.7 l/min He carrier gas, which was later mixed with 0.89 l/min Ar make-up gas. The laser was set at a fluence of 3.5 J/cm², operating at 6 Hz with a 30 μm spot size. Each analysis lasted 45 seconds, followed by a 40-second background measurement. | NIST SRM610, MASS-1, NIST SRM612, GE8 | 0.309 | [25 empty] | 7.52 | [5 empty] | 1.82 | [9 empty] | 3382 | [27 empty] | 3.95 | [76 empty] | 2025 | Li, Z., Lang, X., Song, W., Li, H., Li, C., Ma, X. (2025). LA-ICP-MS analysis of sulfides from the Sinongduo Ag-Pb-Zn deposit, Tibet: Insights into element incorporation mechanisms and ore genesis. Ore Geology Reviews, 106858. https://doi.org/10.1016/j.oregeorev.2025.106858 |  | CHN | Tibet
| Sinongduo |  | Epithermal | Epithermal | Epithermal Ag-Pb-Zn | Ag, Pb, Zn |  | Ag, Pb, Zn | Li et al., 2025 |  | HQK3-6-b-4 | HQK3-6-b-4 | drill core |  |  |  |  | ore material | drill core | drill core | mineral separate | [5 empty] | mineralisation |  |  |  | sphalerite, pyrite, galena | [6 empty] | quartz, chalcopyrite, calcite | major element determined by EPMA as internal standard to calibrate the LA-ICP-MS data such as Zn for sphalerite, Fe for pyrite, and Pb for galena | LA-ICPMS, EMPA | NWR 193 nm Ar F Excimer laser-ablation system interfaced with an i CAP RQ ICPMS | Guangzhou Tuoyan Analytical Technology Co., Ltd. in Guangzhou, China | 0.7 l/min He carrier gas, which was later mixed with 0.89 l/min Ar make-up gas. The laser was set at a fluence of 3.5 J/cm², operating at 6 Hz with a 30 μm spot size. Each analysis lasted 45 seconds, followed by a 40-second background measurement. | NIST SRM610, MASS-1, NIST SRM612, GE8 | 0.321 | [25 empty] | 4.19 | [5 empty] | 12.4 | [9 empty] | 3467 | [27 empty] | 3.52 | [76 empty] | 2025 | Li, Z., Lang, X., Song, W., Li, H., Li, C., Ma, X. (2025). LA-ICP-MS analysis of sulfides from the Sinongduo Ag-Pb-Zn deposit, Tibet: Insights into element incorporation mechanisms and ore genesis. Ore Geology Reviews, 106858. https://doi.org/10.1016/j.oregeorev.2025.106858 |  | CHN | Tibet
| Sinongduo |  | Epithermal | Epithermal | Epithermal Ag-Pb-Zn | Ag, Pb, Zn |  | Ag, Pb, Zn | Li et al., 2025 |  | HQK3-6-b-5 | HQK3-6-b-5 | drill core |  |  |  |  | ore material | drill core | drill core | mineral separate | [5 empty] | mineralisation |  |  |  | sphalerite, pyrite, galena | [6 empty] | quartz, chalcopyrite, calcite | major element determined by EPMA as internal standard to calibrate the LA-ICP-MS data such as Zn for sphalerite, Fe for pyrite, and Pb for galena | LA-ICPMS, EMPA | NWR 193 nm Ar F Excimer laser-ablation system interfaced with an i CAP RQ ICPMS | Guangzhou Tuoyan Analytical Technology Co., Ltd. in Guangzhou, China | 0.7 l/min He carrier gas, which was later mixed with 0.89 l/min Ar make-up gas. The laser was set at a fluence of 3.5 J/cm², operating at 6 Hz with a 30 μm spot size. Each analysis lasted 45 seconds, followed by a 40-second background measurement. | NIST SRM610, MASS-1, NIST SRM612, GE8 | 0.365 | [25 empty] | 2.94 | [5 empty] | 3.9 | [9 empty] | 4858 | [27 empty] | 5.76 | [76 empty] | 2025 | Li, Z., Lang, X., Song, W., Li, H., Li, C., Ma, X. (2025). LA-ICP-MS analysis of sulfides from the Sinongduo Ag-Pb-Zn deposit, Tibet: Insights into element incorporation mechanisms and ore genesis. Ore Geology Reviews, 106858. https://doi.org/10.1016/j.oregeorev.2025.106858 |  | CHN | Tibet
| Sinongduo |  | Epithermal | Epithermal | Epithermal Ag-Pb-Zn | Ag, Pb, Zn |  | Ag, Pb, Zn | Li et al., 2025 |  | HQK3-6-b-6 | HQK3-6-b-6 | drill core |  |  |  |  | ore material | drill core | drill core | mineral separate | [5 empty] | mineralisation |  |  |  | sphalerite, pyrite, galena | [6 empty] | quartz, chalcopyrite, calcite | major element determined by EPMA as internal standard to calibrate the LA-ICP-MS data such as Zn for sphalerite, Fe for pyrite, and Pb for galena | LA-ICPMS, EMPA | NWR 193 nm Ar F Excimer laser-ablation system interfaced with an i CAP RQ ICPMS | Guangzhou Tuoyan Analytical Technology Co., Ltd. in Guangzhou, China | 0.7 l/min He carrier gas, which was later mixed with 0.89 l/min Ar make-up gas. The laser was set at a fluence of 3.5 J/cm², operating at 6 Hz with a 30 μm spot size. Each analysis lasted 45 seconds, followed by a 40-second background measurement. | NIST SRM610, MASS-1, NIST SRM612, GE8 | 0.933 | [25 empty] | 1.69 | [5 empty] | 7.23 | [9 empty] | 4281 | [27 empty] | 4.36 | [76 empty] | 2025 | Li, Z., Lang, X., Song, W., Li, H., Li, C., Ma, X. (2025). LA-ICP-MS analysis of sulfides from the Sinongduo Ag-Pb-Zn deposit, Tibet: Insights into element incorporation mechanisms and ore genesis. Ore Geology Reviews, 106858. https://doi.org/10.1016/j.oregeorev.2025.106858 |  | CHN | Tibet
| Sinongduo |  | Epithermal | Epithermal | Epithermal Ag-Pb-Zn | Ag, Pb, Zn |  | Ag, Pb, Zn | Li et al., 2025 |  | HQK3-6-b-7 | HQK3-6-b-7 | drill core |  |  |  |  | ore material | drill core | drill core | mineral separate | [5 empty] | mineralisation |  |  |  | sphalerite, pyrite, galena | [6 empty] | quartz, chalcopyrite, calcite | major element determined by EPMA as internal standard to calibrate the LA-ICP-MS data such as Zn for sphalerite, Fe for pyrite, and Pb for galena | LA-ICPMS, EMPA | NWR 193 nm Ar F Excimer laser-ablation system interfaced with an i CAP RQ ICPMS | Guangzhou Tuoyan Analytical Technology Co., Ltd. in Guangzhou, China | 0.7 l/min He carrier gas, which was later mixed with 0.89 l/min Ar make-up gas. The laser was set at a fluence of 3.5 J/cm², operating at 6 Hz with a 30 μm spot size. Each analysis lasted 45 seconds, followed by a 40-second background measurement. | NIST SRM610, MASS-1, NIST SRM612, GE8 | 1.35 | [25 empty] | 3.05 | [5 empty] | 85.7 | [9 empty] | 4728 | [27 empty] | 5.16 | [76 empty] | 2025 | Li, Z., Lang, X., Song, W., Li, H., Li, C., Ma, X. (2025). LA-ICP-MS analysis of sulfides from the Sinongduo Ag-Pb-Zn deposit, Tibet: Insights into element incorporation mechanisms and ore genesis. Ore Geology Reviews, 106858. https://doi.org/10.1016/j.oregeorev.2025.106858 |  | CHN | Tibet
| Sinongduo |  | Epithermal | Epithermal | Epithermal Ag-Pb-Zn | Ag, Pb, Zn |  | Ag, Pb, Zn | Li et al., 2025 |  | ZK007-a-1 | ZK007-a-1 | drill core |  |  |  |  | ore material | drill core | drill core | mineral separate | [5 empty] | mineralisation |  |  |  | sphalerite, pyrite, galena | [6 empty] | quartz, chalcopyrite, calcite | major element determined by EPMA as internal standard to calibrate the LA-ICP-MS data such as Zn for sphalerite, Fe for pyrite, and Pb for galena | LA-ICPMS, EMPA | NWR 193 nm Ar F Excimer laser-ablation system interfaced with an i CAP RQ ICPMS | Guangzhou Tuoyan Analytical Technology Co., Ltd. in Guangzhou, China | 0.7 l/min He carrier gas, which was later mixed with 0.89 l/min Ar make-up gas. The laser was set at a fluence of 3.5 J/cm², operating at 6 Hz with a 30 μm spot size. Each analysis lasted 45 seconds, followed by a 40-second background measurement. | NIST SRM610, MASS-1, NIST SRM612, GE8 | 0.39 | [25 empty] | 0.28 | [5 empty] | 70.2 | [9 empty] | 1808 | [27 empty] | 0.615 | [76 empty] | 2025 | Li, Z., Lang, X., Song, W., Li, H., Li, C., Ma, X. (2025). LA-ICP-MS analysis of sulfides from the Sinongduo Ag-Pb-Zn deposit, Tibet: Insights into element incorporation mechanisms and ore genesis. Ore Geology Reviews, 106858. https://doi.org/10.1016/j.oregeorev.2025.106858 |  | CHN | Tibet
| Sinongduo |  | Epithermal | Epithermal | Epithermal Ag-Pb-Zn | Ag, Pb, Zn |  | Ag, Pb, Zn | Li et al., 2025 |  | ZK007-a-2 | ZK007-a-2 | drill core |  |  |  |  | ore material | drill core | drill core | mineral separate | [5 empty] | mineralisation |  |  |  | sphalerite, pyrite, galena | [6 empty] | quartz, chalcopyrite, calcite | major element determined by EPMA as internal standard to calibrate the LA-ICP-MS data such as Zn for sphalerite, Fe for pyrite, and Pb for galena | LA-ICPMS, EMPA | NWR 193 nm Ar F Excimer laser-ablation system interfaced with an i CAP RQ ICPMS | Guangzhou Tuoyan Analytical Technology Co., Ltd. in Guangzhou, China | 0.7 l/min He carrier gas, which was later mixed with 0.89 l/min Ar make-up gas. The laser was set at a fluence of 3.5 J/cm², operating at 6 Hz with a 30 μm spot size. Each analysis lasted 45 seconds, followed by a 40-second background measurement. | NIST SRM610, MASS-1, NIST SRM612, GE8 | 0.595 | [31 empty] | 81 | [9 empty] | 1830 | [27 empty] | 0.819 | [76 empty] | 2025 | Li, Z., Lang, X., Song, W., Li, H., Li, C., Ma, X. (2025). LA-ICP-MS analysis of sulfides from the Sinongduo Ag-Pb-Zn deposit, Tibet: Insights into element incorporation mechanisms and ore genesis. Ore Geology Reviews, 106858. https://doi.org/10.1016/j.oregeorev.2025.106858 |  | CHN | Tibet
| Sinongduo |  | Epithermal | Epithermal | Epithermal Ag-Pb-Zn | Ag, Pb, Zn |  | Ag, Pb, Zn | Li et al., 2025 |  | ZK007-a-3 | ZK007-a-3 | drill core |  |  |  |  | ore material | drill core | drill core | mineral separate | [5 empty] | mineralisation |  |  |  | sphalerite, pyrite, galena | [6 empty] | quartz, chalcopyrite, calcite | major element determined by EPMA as internal standard to calibrate the LA-ICP-MS data such as Zn for sphalerite, Fe for pyrite, and Pb for galena | LA-ICPMS, EMPA | NWR 193 nm Ar F Excimer laser-ablation system interfaced with an i CAP RQ ICPMS | Guangzhou Tuoyan Analytical Technology Co., Ltd. in Guangzhou, China | 0.7 l/min He carrier gas, which was later mixed with 0.89 l/min Ar make-up gas. The laser was set at a fluence of 3.5 J/cm², operating at 6 Hz with a 30 μm spot size. Each analysis lasted 45 seconds, followed by a 40-second background measurement. | NIST SRM610, MASS-1, NIST SRM612, GE8 | 0.333 | [25 empty] | 0.279 | [15 empty] | 4221 | [27 empty] | 2.05 | [76 empty] | 2025 | Li, Z., Lang, X., Song, W., Li, H., Li, C., Ma, X. (2025). LA-ICP-MS analysis of sulfides from the Sinongduo Ag-Pb-Zn deposit, Tibet: Insights into element incorporation mechanisms and ore genesis. Ore Geology Reviews, 106858. https://doi.org/10.1016/j.oregeorev.2025.106858 |  | CHN | Tibet
| Sinongduo |  | Epithermal | Epithermal | Epithermal Ag-Pb-Zn | Ag, Pb, Zn |  | Ag, Pb, Zn | Li et al., 2025 |  | ZK007-a-4 | ZK007-a-4 | drill core |  |  |  |  | ore material | drill core | drill core | mineral separate | [5 empty] | mineralisation |  |  |  | sphalerite, pyrite, galena | [6 empty] | quartz, chalcopyrite, calcite | major element determined by EPMA as internal standard to calibrate the LA-ICP-MS data such as Zn for sphalerite, Fe for pyrite, and Pb for galena | LA-ICPMS, EMPA | NWR 193 nm Ar F Excimer laser-ablation system interfaced with an i CAP RQ ICPMS | Guangzhou Tuoyan Analytical Technology Co., Ltd. in Guangzhou, China | 0.7 l/min He carrier gas, which was later mixed with 0.89 l/min Ar make-up gas. The laser was set at a fluence of 3.5 J/cm², operating at 6 Hz with a 30 μm spot size. Each analysis lasted 45 seconds, followed by a 40-second background measurement. | NIST SRM610, MASS-1, NIST SRM612, GE8 | 0.55 | [25 empty] | 0.426 | [5 empty] | 2.37 | [9 empty] | 2491 | [27 empty] | 1.09 | [76 empty] | 2025 | Li, Z., Lang, X., Song, W., Li, H., Li, C., Ma, X. (2025). LA-ICP-MS analysis of sulfides from the Sinongduo Ag-Pb-Zn deposit, Tibet: Insights into element incorporation mechanisms and ore genesis. Ore Geology Reviews, 106858. https://doi.org/10.1016/j.oregeorev.2025.106858 |  | CHN | Tibet
| Sinongduo |  | Epithermal | Epithermal | Epithermal Ag-Pb-Zn | Ag, Pb, Zn |  | Ag, Pb, Zn | Li et al., 2025 |  | ZK007-a-5 | ZK007-a-5 | drill core |  |  |  |  | ore material | drill core | drill core | mineral separate | [5 empty] | mineralisation |  |  |  | sphalerite, pyrite, galena | [6 empty] | quartz, chalcopyrite, calcite | major element determined by EPMA as internal standard to calibrate the LA-ICP-MS data such as Zn for sphalerite, Fe for pyrite, and Pb for galena | LA-ICPMS, EMPA | NWR 193 nm Ar F Excimer laser-ablation system interfaced with an i CAP RQ ICPMS | Guangzhou Tuoyan Analytical Technology Co., Ltd. in Guangzhou, China | 0.7 l/min He carrier gas, which was later mixed with 0.89 l/min Ar make-up gas. The laser was set at a fluence of 3.5 J/cm², operating at 6 Hz with a 30 μm spot size. Each analysis lasted 45 seconds, followed by a 40-second background measurement. | NIST SRM610, MASS-1, NIST SRM612, GE8 | 0.36 | [25 empty] | 0.263 | [15 empty] | 3559 | [27 empty] | 1.58 | [76 empty] | 2025 | Li, Z., Lang, X., Song, W., Li, H., Li, C., Ma, X. (2025). LA-ICP-MS analysis of sulfides from the Sinongduo Ag-Pb-Zn deposit, Tibet: Insights into element incorporation mechanisms and ore genesis. Ore Geology Reviews, 106858. https://doi.org/10.1016/j.oregeorev.2025.106858 |  | CHN | Tibet
| Sinongduo |  | Epithermal | Epithermal | Epithermal Ag-Pb-Zn | Ag, Pb, Zn |  | Ag, Pb, Zn | Li et al., 2025 |  | ZK007-a-6 | ZK007-a-6 | drill core |  |  |  |  | ore material | drill core | drill core | mineral separate | [5 empty] | mineralisation |  |  |  | sphalerite, pyrite, galena | [6 empty] | quartz, chalcopyrite, calcite | major element determined by EPMA as internal standard to calibrate the LA-ICP-MS data such as Zn for sphalerite, Fe for pyrite, and Pb for galena | LA-ICPMS, EMPA | NWR 193 nm Ar F Excimer laser-ablation system interfaced with an i CAP RQ ICPMS | Guangzhou Tuoyan Analytical Technology Co., Ltd. in Guangzhou, China | 0.7 l/min He carrier gas, which was later mixed with 0.89 l/min Ar make-up gas. The laser was set at a fluence of 3.5 J/cm², operating at 6 Hz with a 30 μm spot size. Each analysis lasted 45 seconds, followed by a 40-second background measurement. | NIST SRM610, MASS-1, NIST SRM612, GE8 | 0.445 | [25 empty] | 0.456 | [5 empty] | 30.5 | [9 empty] | 1936 | [27 empty] | 0.651 | [76 empty] | 2025 | Li, Z., Lang, X., Song, W., Li, H., Li, C., Ma, X. (2025). LA-ICP-MS analysis of sulfides from the Sinongduo Ag-Pb-Zn deposit, Tibet: Insights into element incorporation mechanisms and ore genesis. Ore Geology Reviews, 106858. https://doi.org/10.1016/j.oregeorev.2025.106858 |  | CHN | Tibet
| Sinongduo |  | Epithermal | Epithermal | Epithermal Ag-Pb-Zn | Ag, Pb, Zn |  | Ag, Pb, Zn | Li et al., 2025 |  | ZK007-a-7 | ZK007-a-7 | drill core |  |  |  |  | ore material | drill core | drill core | mineral separate | [5 empty] | mineralisation |  |  |  | sphalerite, pyrite, galena | [6 empty] | quartz, chalcopyrite, calcite | major element determined by EPMA as internal standard to calibrate the LA-ICP-MS data such as Zn for sphalerite, Fe for pyrite, and Pb for galena | LA-ICPMS, EMPA | NWR 193 nm Ar F Excimer laser-ablation system interfaced with an i CAP RQ ICPMS | Guangzhou Tuoyan Analytical Technology Co., Ltd. in Guangzhou, China | 0.7 l/min He carrier gas, which was later mixed with 0.89 l/min Ar make-up gas. The laser was set at a fluence of 3.5 J/cm², operating at 6 Hz with a 30 μm spot size. Each analysis lasted 45 seconds, followed by a 40-second background measurement. | NIST SRM610, MASS-1, NIST SRM612, GE8 | 0.377 | [25 empty] | 0.448 | [5 empty] | 19.2 | [9 empty] | 2252 | [27 empty] | 0.933 | [76 empty] | 2025 | Li, Z., Lang, X., Song, W., Li, H., Li, C., Ma, X. (2025). LA-ICP-MS analysis of sulfides from the Sinongduo Ag-Pb-Zn deposit, Tibet: Insights into element incorporation mechanisms and ore genesis. Ore Geology Reviews, 106858. https://doi.org/10.1016/j.oregeorev.2025.106858 |  | CHN | Tibet
| Sinongduo |  | Epithermal | Epithermal | Epithermal Ag-Pb-Zn | Ag, Pb, Zn |  | Ag, Pb, Zn | Li et al., 2025 |  | ZK007-b-1 | ZK007-b-1 | drill core |  |  |  |  | ore material | drill core | drill core | mineral separate | [5 empty] | mineralisation |  |  |  | sphalerite, pyrite, galena | [6 empty] | quartz, chalcopyrite, calcite | major element determined by EPMA as internal standard to calibrate the LA-ICP-MS data such as Zn for sphalerite, Fe for pyrite, and Pb for galena | LA-ICPMS, EMPA | NWR 193 nm Ar F Excimer laser-ablation system interfaced with an i CAP RQ ICPMS | Guangzhou Tuoyan Analytical Technology Co., Ltd. in Guangzhou, China | 0.7 l/min He carrier gas, which was later mixed with 0.89 l/min Ar make-up gas. The laser was set at a fluence of 3.5 J/cm², operating at 6 Hz with a 30 μm spot size. Each analysis lasted 45 seconds, followed by a 40-second background measurement. | NIST SRM610, MASS-1, NIST SRM612, GE8 | 0.433 | [25 empty] | 0.515 | [5 empty] | 55.4 | [9 empty] | 2491 | [27 empty] | 1.07 | [76 empty] | 2025 | Li, Z., Lang, X., Song, W., Li, H., Li, C., Ma, X. (2025). LA-ICP-MS analysis of sulfides from the Sinongduo Ag-Pb-Zn deposit, Tibet: Insights into element incorporation mechanisms and ore genesis. Ore Geology Reviews, 106858. https://doi.org/10.1016/j.oregeorev.2025.106858 |  | CHN | Tibet
| Sinongduo |  | Epithermal | Epithermal | Epithermal Ag-Pb-Zn | Ag, Pb, Zn |  | Ag, Pb, Zn | Li et al., 2025 |  | ZK007-b-2 | ZK007-b-2 | drill core |  |  |  |  | ore material | drill core | drill core | mineral separate | [5 empty] | mineralisation |  |  |  | sphalerite, pyrite, galena | [6 empty] | quartz, chalcopyrite, calcite | major element determined by EPMA as internal standard to calibrate the LA-ICP-MS data such as Zn for sphalerite, Fe for pyrite, and Pb for galena | LA-ICPMS, EMPA | NWR 193 nm Ar F Excimer laser-ablation system interfaced with an i CAP RQ ICPMS | Guangzhou Tuoyan Analytical Technology Co., Ltd. in Guangzhou, China | 0.7 l/min He carrier gas, which was later mixed with 0.89 l/min Ar make-up gas. The laser was set at a fluence of 3.5 J/cm², operating at 6 Hz with a 30 μm spot size. Each analysis lasted 45 seconds, followed by a 40-second background measurement. | NIST SRM610, MASS-1, NIST SRM612, GE8 | 2.37 | [25 empty] | 1.21 | [5 empty] | 98.1 | [9 empty] | 1925 | [27 empty] | 1.03 | [76 empty] | 2025 | Li, Z., Lang, X., Song, W., Li, H., Li, C., Ma, X. (2025). LA-ICP-MS analysis of sulfides from the Sinongduo Ag-Pb-Zn deposit, Tibet: Insights into element incorporation mechanisms and ore genesis. Ore Geology Reviews, 106858. https://doi.org/10.1016/j.oregeorev.2025.106858 |  | CHN | Tibet
| Sinongduo |  | Epithermal | Epithermal | Epithermal Ag-Pb-Zn | Ag, Pb, Zn |  | Ag, Pb, Zn | Li et al., 2025 |  | ZK007-b-3 | ZK007-b-3 | drill core |  |  |  |  | ore material | drill core | drill core | mineral separate | [5 empty] | mineralisation |  |  |  | sphalerite, pyrite, galena | [6 empty] | quartz, chalcopyrite, calcite | major element determined by EPMA as internal standard to calibrate the LA-ICP-MS data such as Zn for sphalerite, Fe for pyrite, and Pb for galena | LA-ICPMS, EMPA | NWR 193 nm Ar F Excimer laser-ablation system interfaced with an i CAP RQ ICPMS | Guangzhou Tuoyan Analytical Technology Co., Ltd. in Guangzhou, China | 0.7 l/min He carrier gas, which was later mixed with 0.89 l/min Ar make-up gas. The laser was set at a fluence of 3.5 J/cm², operating at 6 Hz with a 30 μm spot size. Each analysis lasted 45 seconds, followed by a 40-second background measurement. | NIST SRM610, MASS-1, NIST SRM612, GE8 | 9.2 | [25 empty] | 4.88 | [5 empty] | 329 | [9 empty] | 1534 | [27 empty] | 0.857 | [76 empty] | 2025 | Li, Z., Lang, X., Song, W., Li, H., Li, C., Ma, X. (2025). LA-ICP-MS analysis of sulfides from the Sinongduo Ag-Pb-Zn deposit, Tibet: Insights into element incorporation mechanisms and ore genesis. Ore Geology Reviews, 106858. https://doi.org/10.1016/j.oregeorev.2025.106858 |  | CHN | Tibet
| Sinongduo |  | Epithermal | Epithermal | Epithermal Ag-Pb-Zn | Ag, Pb, Zn |  | Ag, Pb, Zn | Li et al., 2025 |  | ZK007-b-4 | ZK007-b-4 | drill core |  |  |  |  | ore material | drill core | drill core | mineral separate | [5 empty] | mineralisation |  |  |  | sphalerite, pyrite, galena | [6 empty] | quartz, chalcopyrite, calcite | major element determined by EPMA as internal standard to calibrate the LA-ICP-MS data such as Zn for sphalerite, Fe for pyrite, and Pb for galena | LA-ICPMS, EMPA | NWR 193 nm Ar F Excimer laser-ablation system interfaced with an i CAP RQ ICPMS | Guangzhou Tuoyan Analytical Technology Co., Ltd. in Guangzhou, China | 0.7 l/min He carrier gas, which was later mixed with 0.89 l/min Ar make-up gas. The laser was set at a fluence of 3.5 J/cm², operating at 6 Hz with a 30 μm spot size. Each analysis lasted 45 seconds, followed by a 40-second background measurement. | NIST SRM610, MASS-1, NIST SRM612, GE8 | 0.89 | [25 empty] | 2.17 | [5 empty] | 16.4 | [9 empty] | 2015 | [27 empty] | 1.09 | [76 empty] | 2025 | Li, Z., Lang, X., Song, W., Li, H., Li, C., Ma, X. (2025). LA-ICP-MS analysis of sulfides from the Sinongduo Ag-Pb-Zn deposit, Tibet: Insights into element incorporation mechanisms and ore genesis. Ore Geology Reviews, 106858. https://doi.org/10.1016/j.oregeorev.2025.106858 |  | CHN | Tibet
| Sinongduo |  | Epithermal | Epithermal | Epithermal Ag-Pb-Zn | Ag, Pb, Zn |  | Ag, Pb, Zn | Li et al., 2025 |  | ZK007-b-5 | ZK007-b-5 | drill core |  |  |  |  | ore material | drill core | drill core | mineral separate | [5 empty] | mineralisation |  |  |  | sphalerite, pyrite, galena | [6 empty] | quartz, chalcopyrite, calcite | major element determined by EPMA as internal standard to calibrate the LA-ICP-MS data such as Zn for sphalerite, Fe for pyrite, and Pb for galena | LA-ICPMS, EMPA | NWR 193 nm Ar F Excimer laser-ablation system interfaced with an i CAP RQ ICPMS | Guangzhou Tuoyan Analytical Technology Co., Ltd. in Guangzhou, China | 0.7 l/min He carrier gas, which was later mixed with 0.89 l/min Ar make-up gas. The laser was set at a fluence of 3.5 J/cm², operating at 6 Hz with a 30 μm spot size. Each analysis lasted 45 seconds, followed by a 40-second background measurement. | NIST SRM610, MASS-1, NIST SRM612, GE8 | 4.39 | [25 empty] | 1.58 | [5 empty] | 61.2 | [9 empty] | 1746 | [27 empty] | 0.886 | [76 empty] | 2025 | Li, Z., Lang, X., Song, W., Li, H., Li, C., Ma, X. (2025). LA-ICP-MS analysis of sulfides from the Sinongduo Ag-Pb-Zn deposit, Tibet: Insights into element incorporation mechanisms and ore genesis. Ore Geology Reviews, 106858. https://doi.org/10.1016/j.oregeorev.2025.106858 |  | CHN | Tibet
| Sinongduo |  | Epithermal | Epithermal | Epithermal Ag-Pb-Zn | Ag, Pb, Zn |  | Ag, Pb, Zn | Li et al., 2025 |  | ZK007-b-6 | ZK007-b-6 | drill core |  |  |  |  | ore material | drill core | drill core | mineral separate | [5 empty] | mineralisation |  |  |  | sphalerite, pyrite, galena | [6 empty] | quartz, chalcopyrite, calcite | major element determined by EPMA as internal standard to calibrate the LA-ICP-MS data such as Zn for sphalerite, Fe for pyrite, and Pb for galena | LA-ICPMS, EMPA | NWR 193 nm Ar F Excimer laser-ablation system interfaced with an i CAP RQ ICPMS | Guangzhou Tuoyan Analytical Technology Co., Ltd. in Guangzhou, China | 0.7 l/min He carrier gas, which was later mixed with 0.89 l/min Ar make-up gas. The laser was set at a fluence of 3.5 J/cm², operating at 6 Hz with a 30 μm spot size. Each analysis lasted 45 seconds, followed by a 40-second background measurement. | NIST SRM610, MASS-1, NIST SRM612, GE8 | 0.389 | [25 empty] | 0.514 | [5 empty] | 1.64 | [9 empty] | 2248 | [27 empty] | 0.902 | [76 empty] | 2025 | Li, Z., Lang, X., Song, W., Li, H., Li, C., Ma, X. (2025). LA-ICP-MS analysis of sulfides from the Sinongduo Ag-Pb-Zn deposit, Tibet: Insights into element incorporation mechanisms and ore genesis. Ore Geology Reviews, 106858. https://doi.org/10.1016/j.oregeorev.2025.106858 |  | CHN | Tibet
| Sinongduo |  | Epithermal | Epithermal | Epithermal Ag-Pb-Zn | Ag, Pb, Zn |  | Ag, Pb, Zn | Li et al., 2025 |  | ZK007-b-7 | ZK007-b-7 | drill core |  |  |  |  | ore material | drill core | drill core | mineral separate | [5 empty] | mineralisation |  |  |  | sphalerite, pyrite, galena | [6 empty] | quartz, chalcopyrite, calcite | major element determined by EPMA as internal standard to calibrate the LA-ICP-MS data such as Zn for sphalerite, Fe for pyrite, and Pb for galena | LA-ICPMS, EMPA | NWR 193 nm Ar F Excimer laser-ablation system interfaced with an i CAP RQ ICPMS | Guangzhou Tuoyan Analytical Technology Co., Ltd. in Guangzhou, China | 0.7 l/min He carrier gas, which was later mixed with 0.89 l/min Ar make-up gas. The laser was set at a fluence of 3.5 J/cm², operating at 6 Hz with a 30 μm spot size. Each analysis lasted 45 seconds, followed by a 40-second background measurement. | NIST SRM610, MASS-1, NIST SRM612, GE8 | 0.852 | [25 empty] | 0.582 | [5 empty] | 3.15 | [9 empty] | 2190 | [27 empty] | 0.861 | [76 empty] | 2025 | Li, Z., Lang, X., Song, W., Li, H., Li, C., Ma, X. (2025). LA-ICP-MS analysis of sulfides from the Sinongduo Ag-Pb-Zn deposit, Tibet: Insights into element incorporation mechanisms and ore genesis. Ore Geology Reviews, 106858. https://doi.org/10.1016/j.oregeorev.2025.106858 |  | CHN | Tibet
| Sinongduo |  | Epithermal | Epithermal | Epithermal Ag-Pb-Zn | Ag, Pb, Zn |  | Ag, Pb, Zn | Li et al., 2025 |  | ZK007-b-8 | ZK007-b-8 | drill core |  |  |  |  | ore material | drill core | drill core | mineral separate | [5 empty] | mineralisation |  |  |  | sphalerite, pyrite, galena | [6 empty] | quartz, chalcopyrite, calcite | major element determined by EPMA as internal standard to calibrate the LA-ICP-MS data such as Zn for sphalerite, Fe for pyrite, and Pb for galena | LA-ICPMS, EMPA | NWR 193 nm Ar F Excimer laser-ablation system interfaced with an i CAP RQ ICPMS | Guangzhou Tuoyan Analytical Technology Co., Ltd. in Guangzhou, China | 0.7 l/min He carrier gas, which was later mixed with 0.89 l/min Ar make-up gas. The laser was set at a fluence of 3.5 J/cm², operating at 6 Hz with a 30 μm spot size. Each analysis lasted 45 seconds, followed by a 40-second background measurement. | NIST SRM610, MASS-1, NIST SRM612, GE8 | 0.515 | [25 empty] | 0.403 | [5 empty] | 37.2 | [9 empty] | 2890 | [27 empty] | 1.12 | [76 empty] | 2025 | Li, Z., Lang, X., Song, W., Li, H., Li, C., Ma, X. (2025). LA-ICP-MS analysis of sulfides from the Sinongduo Ag-Pb-Zn deposit, Tibet: Insights into element incorporation mechanisms and ore genesis. Ore Geology Reviews, 106858. https://doi.org/10.1016/j.oregeorev.2025.106858 |  | CHN | Tibet
| Sinongduo |  | Epithermal | Epithermal | Epithermal Ag-Pb-Zn | Ag, Pb, Zn |  | Ag, Pb, Zn | Li et al., 2025 |  | BS008-02C,3#,150-10-1 | BS008-02C,3#,150-10-1 | drill core |  |  |  |  | ore material | drill core | drill core | mineral separate | [5 empty] | mineralisation |  |  |  | sphalerite, pyrite, galena | [6 empty] | quartz, chalcopyrite, calcite | major element determined by EPMA as internal standard to calibrate the LA-ICP-MS data such as Zn for sphalerite, Fe for pyrite, and Pb for galena | LA-ICPMS, EMPA | NWR 193 nm Ar F Excimer laser-ablation system interfaced with an i CAP RQ ICPMS | Guangzhou Tuoyan Analytical Technology Co., Ltd. in Guangzhou, China | 0.7 l/min He carrier gas, which was later mixed with 0.89 l/min Ar make-up gas. The laser was set at a fluence of 3.5 J/cm², operating at 6 Hz with a 30 μm spot size. Each analysis lasted 45 seconds, followed by a 40-second background measurement. | NIST SRM610, MASS-1, NIST SRM612, GE8 | 25.3 | [25 empty] | 3.79 | [5 empty] | 0.6 | [9 empty] | 9670 | [27 empty] | 13.9 | [76 empty] | 2025 | Li, Z., Lang, X., Song, W., Li, H., Li, C., Ma, X. (2025). LA-ICP-MS analysis of sulfides from the Sinongduo Ag-Pb-Zn deposit, Tibet: Insights into element incorporation mechanisms and ore genesis. Ore Geology Reviews, 106858. https://doi.org/10.1016/j.oregeorev.2025.106858 |  | CHN | Tibet
| Sinongduo |  | Epithermal | Epithermal | Epithermal Ag-Pb-Zn | Ag, Pb, Zn |  | Ag, Pb, Zn | Li et al., 2025 |  | BS008-02C,3#,150-11-1 | BS008-02C,3#,150-11-1 | drill core |  |  |  |  | ore material | drill core | drill core | mineral separate | [5 empty] | mineralisation |  |  |  | sphalerite, pyrite, galena | [6 empty] | quartz, chalcopyrite, calcite | major element determined by EPMA as internal standard to calibrate the LA-ICP-MS data such as Zn for sphalerite, Fe for pyrite, and Pb for galena | LA-ICPMS, EMPA | NWR 193 nm Ar F Excimer laser-ablation system interfaced with an i CAP RQ ICPMS | Guangzhou Tuoyan Analytical Technology Co., Ltd. in Guangzhou, China | 0.7 l/min He carrier gas, which was later mixed with 0.89 l/min Ar make-up gas. The laser was set at a fluence of 3.5 J/cm², operating at 6 Hz with a 30 μm spot size. Each analysis lasted 45 seconds, followed by a 40-second background measurement. | NIST SRM610, MASS-1, NIST SRM612, GE8 | 44.4 | [25 empty] | 0.31 | [5 empty] | 1.31 | [9 empty] | 15500 | [27 empty] | 20.2 | [76 empty] | 2025 | Li, Z., Lang, X., Song, W., Li, H., Li, C., Ma, X. (2025). LA-ICP-MS analysis of sulfides from the Sinongduo Ag-Pb-Zn deposit, Tibet: Insights into element incorporation mechanisms and ore genesis. Ore Geology Reviews, 106858. https://doi.org/10.1016/j.oregeorev.2025.106858 |  | CHN | Tibet
| Sinongduo |  | Epithermal | Epithermal | Epithermal Ag-Pb-Zn | Ag, Pb, Zn |  | Ag, Pb, Zn | Li et al., 2025 |  | BS008-02C,3#,150-12-1 | BS008-02C,3#,150-12-1 | drill core |  |  |  |  | ore material | drill core | drill core | mineral separate | [5 empty] | mineralisation |  |  |  | sphalerite, pyrite, galena | [6 empty] | quartz, chalcopyrite, calcite | major element determined by EPMA as internal standard to calibrate the LA-ICP-MS data such as Zn for sphalerite, Fe for pyrite, and Pb for galena | LA-ICPMS, EMPA | NWR 193 nm Ar F Excimer laser-ablation system interfaced with an i CAP RQ ICPMS | Guangzhou Tuoyan Analytical Technology Co., Ltd. in Guangzhou, China | 0.7 l/min He carrier gas, which was later mixed with 0.89 l/min Ar make-up gas. The laser was set at a fluence of 3.5 J/cm², operating at 6 Hz with a 30 μm spot size. Each analysis lasted 45 seconds, followed by a 40-second background measurement. | NIST SRM610, MASS-1, NIST SRM612, GE8 | 32.8 | [25 empty] | 3.24 | [5 empty] | 1.21 | [9 empty] | 50000 | [27 empty] | 19.2 | [76 empty] | 2025 | Li, Z., Lang, X., Song, W., Li, H., Li, C., Ma, X. (2025). LA-ICP-MS analysis of sulfides from the Sinongduo Ag-Pb-Zn deposit, Tibet: Insights into element incorporation mechanisms and ore genesis. Ore Geology Reviews, 106858. https://doi.org/10.1016/j.oregeorev.2025.106858 |  | CHN | Tibet
| Sinongduo |  | Epithermal | Epithermal | Epithermal Ag-Pb-Zn | Ag, Pb, Zn |  | Ag, Pb, Zn | Li et al., 2025 |  | BS008-02B,3#,150-01-1 | BS008-02B,3#,150-01-1 | drill core |  |  |  |  | ore material | drill core | drill core | mineral separate | [5 empty] | mineralisation |  |  |  | sphalerite, pyrite, galena | [6 empty] | quartz, chalcopyrite, calcite | major element determined by EPMA as internal standard to calibrate the LA-ICP-MS data such as Zn for sphalerite, Fe for pyrite, and Pb for galena | LA-ICPMS, EMPA | NWR 193 nm Ar F Excimer laser-ablation system interfaced with an i CAP RQ ICPMS | Guangzhou Tuoyan Analytical Technology Co., Ltd. in Guangzhou, China | 0.7 l/min He carrier gas, which was later mixed with 0.89 l/min Ar make-up gas. The laser was set at a fluence of 3.5 J/cm², operating at 6 Hz with a 30 μm spot size. Each analysis lasted 45 seconds, followed by a 40-second background measurement. | NIST SRM610, MASS-1, NIST SRM612, GE8 | 1.36 | [25 empty] | 2.87 | [5 empty] | 0.32 | [9 empty] | 5990 | [27 empty] | 7.33 | [76 empty] | 2025 | Li, Z., Lang, X., Song, W., Li, H., Li, C., Ma, X. (2025). LA-ICP-MS analysis of sulfides from the Sinongduo Ag-Pb-Zn deposit, Tibet: Insights into element incorporation mechanisms and ore genesis. Ore Geology Reviews, 106858. https://doi.org/10.1016/j.oregeorev.2025.106858 |  | CHN | Tibet
| Sinongduo |  | Epithermal | Epithermal | Epithermal Ag-Pb-Zn | Ag, Pb, Zn |  | Ag, Pb, Zn | Li et al., 2025 |  | BS008-02B,3#,150-02-1 | BS008-02B,3#,150-02-1 | drill core |  |  |  |  | ore material | drill core | drill core | mineral separate | [5 empty] | mineralisation |  |  |  | sphalerite, pyrite, galena | [6 empty] | quartz, chalcopyrite, calcite | major element determined by EPMA as internal standard to calibrate the LA-ICP-MS data such as Zn for sphalerite, Fe for pyrite, and Pb for galena | LA-ICPMS, EMPA | NWR 193 nm Ar F Excimer laser-ablation system interfaced with an i CAP RQ ICPMS | Guangzhou Tuoyan Analytical Technology Co., Ltd. in Guangzhou, China | 0.7 l/min He carrier gas, which was later mixed with 0.89 l/min Ar make-up gas. The laser was set at a fluence of 3.5 J/cm², operating at 6 Hz with a 30 μm spot size. Each analysis lasted 45 seconds, followed by a 40-second background measurement. | NIST SRM610, MASS-1, NIST SRM612, GE8 | 8.16 | [25 empty] | 2.59 | [5 empty] | 0.53 | [9 empty] | 2670 | [27 empty] | 12.1 | [76 empty] | 2025 | Li, Z., Lang, X., Song, W., Li, H., Li, C., Ma, X. (2025). LA-ICP-MS analysis of sulfides from the Sinongduo Ag-Pb-Zn deposit, Tibet: Insights into element incorporation mechanisms and ore genesis. Ore Geology Reviews, 106858. https://doi.org/10.1016/j.oregeorev.2025.106858 |  | CHN | Tibet
| Sinongduo |  | Epithermal | Epithermal | Epithermal Ag-Pb-Zn | Ag, Pb, Zn |  | Ag, Pb, Zn | Li et al., 2025 |  | BS008-02B,3#,150-03-1 | BS008-02B,3#,150-03-1 | drill core |  |  |  |  | ore material | drill core | drill core | mineral separate | [5 empty] | mineralisation |  |  |  | sphalerite, pyrite, galena | [6 empty] | quartz, chalcopyrite, calcite | major element determined by EPMA as internal standard to calibrate the LA-ICP-MS data such as Zn for sphalerite, Fe for pyrite, and Pb for galena | LA-ICPMS, EMPA | NWR 193 nm Ar F Excimer laser-ablation system interfaced with an i CAP RQ ICPMS | Guangzhou Tuoyan Analytical Technology Co., Ltd. in Guangzhou, China | 0.7 l/min He carrier gas, which was later mixed with 0.89 l/min Ar make-up gas. The laser was set at a fluence of 3.5 J/cm², operating at 6 Hz with a 30 μm spot size. Each analysis lasted 45 seconds, followed by a 40-second background measurement. | NIST SRM610, MASS-1, NIST SRM612, GE8 | 16.8 | [25 empty] | 7.93 | [5 empty] | 0.48 | [9 empty] | 6490 | [27 empty] | 18.1 | [76 empty] | 2025 | Li, Z., Lang, X., Song, W., Li, H., Li, C., Ma, X. (2025). LA-ICP-MS analysis of sulfides from the Sinongduo Ag-Pb-Zn deposit, Tibet: Insights into element incorporation mechanisms and ore genesis. Ore Geology Reviews, 106858. https://doi.org/10.1016/j.oregeorev.2025.106858 |  | CHN | Tibet
| Sinongduo |  | Epithermal | Epithermal | Epithermal Ag-Pb-Zn | Ag, Pb, Zn |  | Ag, Pb, Zn | Li et al., 2025 |  | BS008-02B,3#,150-04-1 | BS008-02B,3#,150-04-1 | drill core |  |  |  |  | ore material | drill core | drill core | mineral separate | [5 empty] | mineralisation |  |  |  | sphalerite, pyrite, galena | [6 empty] | quartz, chalcopyrite, calcite | major element determined by EPMA as internal standard to calibrate the LA-ICP-MS data such as Zn for sphalerite, Fe for pyrite, and Pb for galena | LA-ICPMS, EMPA | NWR 193 nm Ar F Excimer laser-ablation system interfaced with an i CAP RQ ICPMS | Guangzhou Tuoyan Analytical Technology Co., Ltd. in Guangzhou, China | 0.7 l/min He carrier gas, which was later mixed with 0.89 l/min Ar make-up gas. The laser was set at a fluence of 3.5 J/cm², operating at 6 Hz with a 30 μm spot size. Each analysis lasted 45 seconds, followed by a 40-second background measurement. | NIST SRM610, MASS-1, NIST SRM612, GE8 | 17.4 | [25 empty] | 2.6 | [5 empty] | 0.62 | [9 empty] | 7760 | [27 empty] | 16.3 | [76 empty] | 2025 | Li, Z., Lang, X., Song, W., Li, H., Li, C., Ma, X. (2025). LA-ICP-MS analysis of sulfides from the Sinongduo Ag-Pb-Zn deposit, Tibet: Insights into element incorporation mechanisms and ore genesis. Ore Geology Reviews, 106858. https://doi.org/10.1016/j.oregeorev.2025.106858 |  | CHN | Tibet
| Sinongduo |  | Epithermal | Epithermal | Epithermal Ag-Pb-Zn | Ag, Pb, Zn |  | Ag, Pb, Zn | Li et al., 2025 |  | BS008-04C,3#,142-07-1 | BS008-04C,3#,142-07-1 | drill core |  |  |  |  | ore material | drill core | drill core | mineral separate | [5 empty] | mineralisation |  |  |  | sphalerite, pyrite, galena | [6 empty] | quartz, chalcopyrite, calcite | major element determined by EPMA as internal standard to calibrate the LA-ICP-MS data such as Zn for sphalerite, Fe for pyrite, and Pb for galena | LA-ICPMS, EMPA | NWR 193 nm Ar F Excimer laser-ablation system interfaced with an i CAP RQ ICPMS | Guangzhou Tuoyan Analytical Technology Co., Ltd. in Guangzhou, China | 0.7 l/min He carrier gas, which was later mixed with 0.89 l/min Ar make-up gas. The laser was set at a fluence of 3.5 J/cm², operating at 6 Hz with a 30 μm spot size. Each analysis lasted 45 seconds, followed by a 40-second background measurement. | NIST SRM610, MASS-1, NIST SRM612, GE8 | 25.1 | [25 empty] | 0.56 | [15 empty] | 28500 | [27 empty] | 28.3 | [76 empty] | 2025 | Li, Z., Lang, X., Song, W., Li, H., Li, C., Ma, X. (2025). LA-ICP-MS analysis of sulfides from the Sinongduo Ag-Pb-Zn deposit, Tibet: Insights into element incorporation mechanisms and ore genesis. Ore Geology Reviews, 106858. https://doi.org/10.1016/j.oregeorev.2025.106858 |  | CHN | Tibet
| Sinongduo |  | Epithermal | Epithermal | Epithermal Ag-Pb-Zn | Ag, Pb, Zn |  | Ag, Pb, Zn | Li et al., 2025 |  | BS008-04C,3#,142-08-1 | BS008-04C,3#,142-08-1 | drill core |  |  |  |  | ore material | drill core | drill core | mineral separate | [5 empty] | mineralisation |  |  |  | sphalerite, pyrite, galena | [6 empty] | quartz, chalcopyrite, calcite | major element determined by EPMA as internal standard to calibrate the LA-ICP-MS data such as Zn for sphalerite, Fe for pyrite, and Pb for galena | LA-ICPMS, EMPA | NWR 193 nm Ar F Excimer laser-ablation system interfaced with an i CAP RQ ICPMS | Guangzhou Tuoyan Analytical Technology Co., Ltd. in Guangzhou, China | 0.7 l/min He carrier gas, which was later mixed with 0.89 l/min Ar make-up gas. The laser was set at a fluence of 3.5 J/cm², operating at 6 Hz with a 30 μm spot size. Each analysis lasted 45 seconds, followed by a 40-second background measurement. | NIST SRM610, MASS-1, NIST SRM612, GE8 | 19.3 | [25 empty] | 1.03 | [5 empty] | 2.24 | [9 empty] | 42900 | [27 empty] | 20.1 | [76 empty] | 2025 | Li, Z., Lang, X., Song, W., Li, H., Li, C., Ma, X. (2025). LA-ICP-MS analysis of sulfides from the Sinongduo Ag-Pb-Zn deposit, Tibet: Insights into element incorporation mechanisms and ore genesis. Ore Geology Reviews, 106858. https://doi.org/10.1016/j.oregeorev.2025.106858 |  | CHN | Tibet
| Sinongduo |  | Epithermal | Epithermal | Epithermal Ag-Pb-Zn | Ag, Pb, Zn |  | Ag, Pb, Zn | Li et al., 2025 |  | BS008-04C,3#,142-09-1 | BS008-04C,3#,142-09-1 | drill core |  |  |  |  | ore material | drill core | drill core | mineral separate | [5 empty] | mineralisation |  |  |  | sphalerite, pyrite, galena | [6 empty] | quartz, chalcopyrite, calcite | major element determined by EPMA as internal standard to calibrate the LA-ICP-MS data such as Zn for sphalerite, Fe for pyrite, and Pb for galena | LA-ICPMS, EMPA | NWR 193 nm Ar F Excimer laser-ablation system interfaced with an i CAP RQ ICPMS | Guangzhou Tuoyan Analytical Technology Co., Ltd. in Guangzhou, China | 0.7 l/min He carrier gas, which was later mixed with 0.89 l/min Ar make-up gas. The laser was set at a fluence of 3.5 J/cm², operating at 6 Hz with a 30 μm spot size. Each analysis lasted 45 seconds, followed by a 40-second background measurement. | NIST SRM610, MASS-1, NIST SRM612, GE8 | 34.6 | [25 empty] | 0.26 | [5 empty] | 1.91 | [9 empty] | 70900 | [27 empty] | 52.1 | [76 empty] | 2025 | Li, Z., Lang, X., Song, W., Li, H., Li, C., Ma, X. (2025). LA-ICP-MS analysis of sulfides from the Sinongduo Ag-Pb-Zn deposit, Tibet: Insights into element incorporation mechanisms and ore genesis. Ore Geology Reviews, 106858. https://doi.org/10.1016/j.oregeorev.2025.106858 |  | CHN | Tibet
| Sinongduo |  | Epithermal | Epithermal | Epithermal Ag-Pb-Zn | Ag, Pb, Zn |  | Ag, Pb, Zn | Li et al., 2025 |  | BS008-04C,3#,142-10-1 | BS008-04C,3#,142-10-1 | drill core |  |  |  |  | ore material | drill core | drill core | mineral separate | [5 empty] | mineralisation |  |  |  | sphalerite, pyrite, galena | [6 empty] | quartz, chalcopyrite, calcite | major element determined by EPMA as internal standard to calibrate the LA-ICP-MS data such as Zn for sphalerite, Fe for pyrite, and Pb for galena | LA-ICPMS, EMPA | NWR 193 nm Ar F Excimer laser-ablation system interfaced with an i CAP RQ ICPMS | Guangzhou Tuoyan Analytical Technology Co., Ltd. in Guangzhou, China | 0.7 l/min He carrier gas, which was later mixed with 0.89 l/min Ar make-up gas. The laser was set at a fluence of 3.5 J/cm², operating at 6 Hz with a 30 μm spot size. Each analysis lasted 45 seconds, followed by a 40-second background measurement. | NIST SRM610, MASS-1, NIST SRM612, GE8 | 27.4 | [25 empty] | 0.02 | [5 empty] | 2.7 | [9 empty] | 64300 | [27 empty] | 62.7 | [76 empty] | 2025 | Li, Z., Lang, X., Song, W., Li, H., Li, C., Ma, X. (2025). LA-ICP-MS analysis of sulfides from the Sinongduo Ag-Pb-Zn deposit, Tibet: Insights into element incorporation mechanisms and ore genesis. Ore Geology Reviews, 106858. https://doi.org/10.1016/j.oregeorev.2025.106858 |  | CHN | Tibet
| Sinongduo |  | Epithermal | Epithermal | Epithermal Ag-Pb-Zn | Ag, Pb, Zn |  | Ag, Pb, Zn | Li et al., 2025 |  | BS008-04C,3#,142-11-1 | BS008-04C,3#,142-11-1 | drill core |  |  |  |  | ore material | drill core | drill core | mineral separate | [5 empty] | mineralisation |  |  |  | sphalerite, pyrite, galena | [6 empty] | quartz, chalcopyrite, calcite | major element determined by EPMA as internal standard to calibrate the LA-ICP-MS data such as Zn for sphalerite, Fe for pyrite, and Pb for galena | LA-ICPMS, EMPA | NWR 193 nm Ar F Excimer laser-ablation system interfaced with an i CAP RQ ICPMS | Guangzhou Tuoyan Analytical Technology Co., Ltd. in Guangzhou, China | 0.7 l/min He carrier gas, which was later mixed with 0.89 l/min Ar make-up gas. The laser was set at a fluence of 3.5 J/cm², operating at 6 Hz with a 30 μm spot size. Each analysis lasted 45 seconds, followed by a 40-second background measurement. | NIST SRM610, MASS-1, NIST SRM612, GE8 | 14.7 | [25 empty] | 3.53 | [5 empty] | 2.42 | [9 empty] | 8580 | [27 empty] | 12.8 | [76 empty] | 2025 | Li, Z., Lang, X., Song, W., Li, H., Li, C., Ma, X. (2025). LA-ICP-MS analysis of sulfides from the Sinongduo Ag-Pb-Zn deposit, Tibet: Insights into element incorporation mechanisms and ore genesis. Ore Geology Reviews, 106858. https://doi.org/10.1016/j.oregeorev.2025.106858 |  | CHN | Tibet
| Sinongduo |  | Epithermal | Epithermal | Epithermal Ag-Pb-Zn | Ag, Pb, Zn |  | Ag, Pb, Zn | Li et al., 2025 |  | BS008-04C,3#,142-12-1 | BS008-04C,3#,142-12-1 | drill core |  |  |  |  | ore material | drill core | drill core | mineral separate | [5 empty] | mineralisation |  |  |  | sphalerite, pyrite, galena | [6 empty] | quartz, chalcopyrite, calcite | major element determined by EPMA as internal standard to calibrate the LA-ICP-MS data such as Zn for sphalerite, Fe for pyrite, and Pb for galena | LA-ICPMS, EMPA | NWR 193 nm Ar F Excimer laser-ablation system interfaced with an i CAP RQ ICPMS | Guangzhou Tuoyan Analytical Technology Co., Ltd. in Guangzhou, China | 0.7 l/min He carrier gas, which was later mixed with 0.89 l/min Ar make-up gas. The laser was set at a fluence of 3.5 J/cm², operating at 6 Hz with a 30 μm spot size. Each analysis lasted 45 seconds, followed by a 40-second background measurement. | NIST SRM610, MASS-1, NIST SRM612, GE8 | 31.6 | [25 empty] | 1.74 | [5 empty] | 2.99 | [9 empty] | 2580 | [27 empty] | 17.6 | [76 empty] | 2025 | Li, Z., Lang, X., Song, W., Li, H., Li, C., Ma, X. (2025). LA-ICP-MS analysis of sulfides from the Sinongduo Ag-Pb-Zn deposit, Tibet: Insights into element incorporation mechanisms and ore genesis. Ore Geology Reviews, 106858. https://doi.org/10.1016/j.oregeorev.2025.106858 |  | CHN | Tibet
| Sinongduo |  | Epithermal | Epithermal | Epithermal Ag-Pb-Zn | Ag, Pb, Zn |  | Ag, Pb, Zn | Li et al., 2025 |  | ZK9523-08C-04-1 | ZK9523-08C-04-1 | drill core |  |  |  |  | ore material | drill core | drill core | mineral separate | [5 empty] | mineralisation |  |  |  | sphalerite, pyrite, galena | [6 empty] | quartz, chalcopyrite, calcite | major element determined by EPMA as internal standard to calibrate the LA-ICP-MS data such as Zn for sphalerite, Fe for pyrite, and Pb for galena | LA-ICPMS, EMPA | NWR 193 nm Ar F Excimer laser-ablation system interfaced with an i CAP RQ ICPMS | Guangzhou Tuoyan Analytical Technology Co., Ltd. in Guangzhou, China | 0.7 l/min He carrier gas, which was later mixed with 0.89 l/min Ar make-up gas. The laser was set at a fluence of 3.5 J/cm², operating at 6 Hz with a 30 μm spot size. Each analysis lasted 45 seconds, followed by a 40-second background measurement. | NIST SRM610, MASS-1, NIST SRM612, GE8 | 5.04 | [25 empty] | 0.08 | [5 empty] | 7.34 | [9 empty] | 4870 | [27 empty] | 49.2 | [76 empty] | 2025 | Li, Z., Lang, X., Song, W., Li, H., Li, C., Ma, X. (2025). LA-ICP-MS analysis of sulfides from the Sinongduo Ag-Pb-Zn deposit, Tibet: Insights into element incorporation mechanisms and ore genesis. Ore Geology Reviews, 106858. https://doi.org/10.1016/j.oregeorev.2025.106858 |  | CHN | Tibet
| Sinongduo |  | Epithermal | Epithermal | Epithermal Ag-Pb-Zn | Ag, Pb, Zn |  | Ag, Pb, Zn | Li et al., 2025 |  | ZK9523-08C-05-1 | ZK9523-08C-05-1 | drill core |  |  |  |  | ore material | drill core | drill core | mineral separate | [5 empty] | mineralisation |  |  |  | sphalerite, pyrite, galena | [6 empty] | quartz, chalcopyrite, calcite | major element determined by EPMA as internal standard to calibrate the LA-ICP-MS data such as Zn for sphalerite, Fe for pyrite, and Pb for galena | LA-ICPMS, EMPA | NWR 193 nm Ar F Excimer laser-ablation system interfaced with an i CAP RQ ICPMS | Guangzhou Tuoyan Analytical Technology Co., Ltd. in Guangzhou, China | 0.7 l/min He carrier gas, which was later mixed with 0.89 l/min Ar make-up gas. The laser was set at a fluence of 3.5 J/cm², operating at 6 Hz with a 30 μm spot size. Each analysis lasted 45 seconds, followed by a 40-second background measurement. | NIST SRM610, MASS-1, NIST SRM612, GE8 | 7.37 | [25 empty] | 0.09 | [5 empty] | 8.79 | [9 empty] | 1260 | [27 empty] | 37.7 | [76 empty] | 2025 | Li, Z., Lang, X., Song, W., Li, H., Li, C., Ma, X. (2025). LA-ICP-MS analysis of sulfides from the Sinongduo Ag-Pb-Zn deposit, Tibet: Insights into element incorporation mechanisms and ore genesis. Ore Geology Reviews, 106858. https://doi.org/10.1016/j.oregeorev.2025.106858 |  | CHN | Tibet
| Sinongduo |  | Epithermal | Epithermal | Epithermal Ag-Pb-Zn | Ag, Pb, Zn |  | Ag, Pb, Zn | Li et al., 2025 |  | ZK0-10-09C-01-1 | ZK0-10-09C-01-1 | drill core |  |  |  |  | ore material | drill core | drill core | mineral separate | [5 empty] | mineralisation |  |  |  | sphalerite, pyrite, galena | [6 empty] | quartz, chalcopyrite, calcite | major element determined by EPMA as internal standard to calibrate the LA-ICP-MS data such as Zn for sphalerite, Fe for pyrite, and Pb for galena | LA-ICPMS, EMPA | NWR 193 nm Ar F Excimer laser-ablation system interfaced with an i CAP RQ ICPMS | Guangzhou Tuoyan Analytical Technology Co., Ltd. in Guangzhou, China | 0.7 l/min He carrier gas, which was later mixed with 0.89 l/min Ar make-up gas. The laser was set at a fluence of 3.5 J/cm², operating at 6 Hz with a 30 μm spot size. Each analysis lasted 45 seconds, followed by a 40-second background measurement. | NIST SRM610, MASS-1, NIST SRM612, GE8 | 0.98 | [25 empty] | 0.03 | [5 empty] | 1.38 | [9 empty] | 291 | [27 empty] | 211 | [76 empty] | 2025 | Li, Z., Lang, X., Song, W., Li, H., Li, C., Ma, X. (2025). LA-ICP-MS analysis of sulfides from the Sinongduo Ag-Pb-Zn deposit, Tibet: Insights into element incorporation mechanisms and ore genesis. Ore Geology Reviews, 106858. https://doi.org/10.1016/j.oregeorev.2025.106858 |  | CHN | Tibet
| Sinongduo |  | Epithermal | Epithermal | Epithermal Ag-Pb-Zn | Ag, Pb, Zn |  | Ag, Pb, Zn | Li et al., 2025 |  | ZK0-10-09C-02-1 | ZK0-10-09C-02-1 | drill core |  |  |  |  | ore material | drill core | drill core | mineral separate | [5 empty] | mineralisation |  |  |  | sphalerite, pyrite, galena | [6 empty] | quartz, chalcopyrite, calcite | major element determined by EPMA as internal standard to calibrate the LA-ICP-MS data such as Zn for sphalerite, Fe for pyrite, and Pb for galena | LA-ICPMS, EMPA | NWR 193 nm Ar F Excimer laser-ablation system interfaced with an i CAP RQ ICPMS | Guangzhou Tuoyan Analytical Technology Co., Ltd. in Guangzhou, China | 0.7 l/min He carrier gas, which was later mixed with 0.89 l/min Ar make-up gas. The laser was set at a fluence of 3.5 J/cm², operating at 6 Hz with a 30 μm spot size. Each analysis lasted 45 seconds, followed by a 40-second background measurement. | NIST SRM610, MASS-1, NIST SRM612, GE8 | 1.49 | [25 empty] | 0.05 | [5 empty] | 1.64 | [9 empty] | 337 | [27 empty] | 228 | [76 empty] | 2025 | Li, Z., Lang, X., Song, W., Li, H., Li, C., Ma, X. (2025). LA-ICP-MS analysis of sulfides from the Sinongduo Ag-Pb-Zn deposit, Tibet: Insights into element incorporation mechanisms and ore genesis. Ore Geology Reviews, 106858. https://doi.org/10.1016/j.oregeorev.2025.106858 |  | CHN | Tibet
| Sinongduo |  | Epithermal | Epithermal | Epithermal Ag-Pb-Zn | Ag, Pb, Zn |  | Ag, Pb, Zn | Li et al., 2025 |  | ZK0-10-09C-04-1 | ZK0-10-09C-04-1 | drill core |  |  |  |  | ore material | drill core | drill core | mineral separate | [5 empty] | mineralisation |  |  |  | sphalerite, pyrite, galena | [6 empty] | quartz, chalcopyrite, calcite | major element determined by EPMA as internal standard to calibrate the LA-ICP-MS data such as Zn for sphalerite, Fe for pyrite, and Pb for galena | LA-ICPMS, EMPA | NWR 193 nm Ar F Excimer laser-ablation system interfaced with an i CAP RQ ICPMS | Guangzhou Tuoyan Analytical Technology Co., Ltd. in Guangzhou, China | 0.7 l/min He carrier gas, which was later mixed with 0.89 l/min Ar make-up gas. The laser was set at a fluence of 3.5 J/cm², operating at 6 Hz with a 30 μm spot size. Each analysis lasted 45 seconds, followed by a 40-second background measurement. | NIST SRM610, MASS-1, NIST SRM612, GE8 | 1.17 | [25 empty] | 0.12 | [5 empty] | 1.11 | [9 empty] | 1550 | [27 empty] | 127 | [76 empty] | 2025 | Li, Z., Lang, X., Song, W., Li, H., Li, C., Ma, X. (2025). LA-ICP-MS analysis of sulfides from the Sinongduo Ag-Pb-Zn deposit, Tibet: Insights into element incorporation mechanisms and ore genesis. Ore Geology Reviews, 106858. https://doi.org/10.1016/j.oregeorev.2025.106858 |  | CHN | Tibet
| Sinongduo |  | Epithermal | Epithermal | Epithermal Ag-Pb-Zn | Ag, Pb, Zn |  | Ag, Pb, Zn | Li et al., 2025 |  | ZK0-10-09C-05-1 | ZK0-10-09C-05-1 | drill core |  |  |  |  | ore material | drill core | drill core | mineral separate | [5 empty] | mineralisation |  |  |  | sphalerite, pyrite, galena | [6 empty] | quartz, chalcopyrite, calcite | major element determined by EPMA as internal standard to calibrate the LA-ICP-MS data such as Zn for sphalerite, Fe for pyrite, and Pb for galena | LA-ICPMS, EMPA | NWR 193 nm Ar F Excimer laser-ablation system interfaced with an i CAP RQ ICPMS | Guangzhou Tuoyan Analytical Technology Co., Ltd. in Guangzhou, China | 0.7 l/min He carrier gas, which was later mixed with 0.89 l/min Ar make-up gas. The laser was set at a fluence of 3.5 J/cm², operating at 6 Hz with a 30 μm spot size. Each analysis lasted 45 seconds, followed by a 40-second background measurement. | NIST SRM610, MASS-1, NIST SRM612, GE8 | 1.84 | [25 empty] | 0.05 | [5 empty] | 1.44 | [9 empty] | 354 | [27 empty] | 176 | [76 empty] | 2025 | Li, Z., Lang, X., Song, W., Li, H., Li, C., Ma, X. (2025). LA-ICP-MS analysis of sulfides from the Sinongduo Ag-Pb-Zn deposit, Tibet: Insights into element incorporation mechanisms and ore genesis. Ore Geology Reviews, 106858. https://doi.org/10.1016/j.oregeorev.2025.106858 |  | CHN | Tibet
| Sinongduo |  | Epithermal | Epithermal | Epithermal Ag-Pb-Zn | Ag, Pb, Zn |  | Ag, Pb, Zn | Li et al., 2025 |  | BS008-01C,2#,0-04-1 | BS008-01C,2#,0-04-1 | drill core |  |  |  |  | ore material | drill core | drill core | mineral separate | [5 empty] | mineralisation |  |  |  | sphalerite, pyrite, galena | [6 empty] | quartz, chalcopyrite, calcite | major element determined by EPMA as internal standard to calibrate the LA-ICP-MS data such as Zn for sphalerite, Fe for pyrite, and Pb for galena | LA-ICPMS, EMPA | NWR 193 nm Ar F Excimer laser-ablation system interfaced with an i CAP RQ ICPMS | Guangzhou Tuoyan Analytical Technology Co., Ltd. in Guangzhou, China | 0.7 l/min He carrier gas, which was later mixed with 0.89 l/min Ar make-up gas. The laser was set at a fluence of 3.5 J/cm², operating at 6 Hz with a 30 μm spot size. Each analysis lasted 45 seconds, followed by a 40-second background measurement. | NIST SRM610, MASS-1, NIST SRM612, GE8 | 0.71 | [25 empty] | 0.09 | [5 empty] | 0.4 | [9 empty] | 219 | [27 empty] | 423 | [76 empty] | 2025 | Li, Z., Lang, X., Song, W., Li, H., Li, C., Ma, X. (2025). LA-ICP-MS analysis of sulfides from the Sinongduo Ag-Pb-Zn deposit, Tibet: Insights into element incorporation mechanisms and ore genesis. Ore Geology Reviews, 106858. https://doi.org/10.1016/j.oregeorev.2025.106858 |  | CHN | Tibet
| Sinongduo |  | Epithermal | Epithermal | Epithermal Ag-Pb-Zn | Ag, Pb, Zn |  | Ag, Pb, Zn | Li et al., 2025 |  | BS008-01C,2#,0-05-1 | BS008-01C,2#,0-05-1 | drill core |  |  |  |  | ore material | drill core | drill core | mineral separate | [5 empty] | mineralisation |  |  |  | sphalerite, pyrite, galena | [6 empty] | quartz, chalcopyrite, calcite | major element determined by EPMA as internal standard to calibrate the LA-ICP-MS data such as Zn for sphalerite, Fe for pyrite, and Pb for galena | LA-ICPMS, EMPA | NWR 193 nm Ar F Excimer laser-ablation system interfaced with an i CAP RQ ICPMS | Guangzhou Tuoyan Analytical Technology Co., Ltd. in Guangzhou, China | 0.7 l/min He carrier gas, which was later mixed with 0.89 l/min Ar make-up gas. The laser was set at a fluence of 3.5 J/cm², operating at 6 Hz with a 30 μm spot size. Each analysis lasted 45 seconds, followed by a 40-second background measurement. | NIST SRM610, MASS-1, NIST SRM612, GE8 | 0.46 | [25 empty] | 0.79 | [5 empty] | 0.26 | [9 empty] | 697 | [27 empty] | 589 | [76 empty] | 2025 | Li, Z., Lang, X., Song, W., Li, H., Li, C., Ma, X. (2025). LA-ICP-MS analysis of sulfides from the Sinongduo Ag-Pb-Zn deposit, Tibet: Insights into element incorporation mechanisms and ore genesis. Ore Geology Reviews, 106858. https://doi.org/10.1016/j.oregeorev.2025.106858 |  | CHN | Tibet
| Sinongduo |  | Epithermal | Epithermal | Epithermal Ag-Pb-Zn | Ag, Pb, Zn |  | Ag, Pb, Zn | Li et al., 2025 |  | BS008-01C,2#,0-06-1 | BS008-01C,2#,0-06-1 | drill core |  |  |  |  | ore material | drill core | drill core | mineral separate | [5 empty] | mineralisation |  |  |  | sphalerite, pyrite, galena | [6 empty] | quartz, chalcopyrite, calcite | major element determined by EPMA as internal standard to calibrate the LA-ICP-MS data such as Zn for sphalerite, Fe for pyrite, and Pb for galena | LA-ICPMS, EMPA | NWR 193 nm Ar F Excimer laser-ablation system interfaced with an i CAP RQ ICPMS | Guangzhou Tuoyan Analytical Technology Co., Ltd. in Guangzhou, China | 0.7 l/min He carrier gas, which was later mixed with 0.89 l/min Ar make-up gas. The laser was set at a fluence of 3.5 J/cm², operating at 6 Hz with a 30 μm spot size. Each analysis lasted 45 seconds, followed by a 40-second background measurement. | NIST SRM610, MASS-1, NIST SRM612, GE8 | 0.46 | [25 empty] | 2.52 | [5 empty] | 0.32 | [9 empty] | 1270 | [27 empty] | 509 | [76 empty] | 2025 | Li, Z., Lang, X., Song, W., Li, H., Li, C., Ma, X. (2025). LA-ICP-MS analysis of sulfides from the Sinongduo Ag-Pb-Zn deposit, Tibet: Insights into element incorporation mechanisms and ore genesis. Ore Geology Reviews, 106858. https://doi.org/10.1016/j.oregeorev.2025.106858 |  | CHN | Tibet
| Sinongduo |  | Epithermal | Epithermal | Epithermal Ag-Pb-Zn | Ag, Pb, Zn |  | Ag, Pb, Zn | Li et al., 2025 |  | BS008-02A,2#,-83-01-1 | BS008-02A,2#,-83-01-1 | drill core |  |  |  |  | ore material | drill core | drill core | mineral separate | [5 empty] | mineralisation |  |  |  | sphalerite, pyrite, galena | [6 empty] | quartz, chalcopyrite, calcite | major element determined by EPMA as internal standard to calibrate the LA-ICP-MS data such as Zn for sphalerite, Fe for pyrite, and Pb for galena | LA-ICPMS, EMPA | NWR 193 nm Ar F Excimer laser-ablation system interfaced with an i CAP RQ ICPMS | Guangzhou Tuoyan Analytical Technology Co., Ltd. in Guangzhou, China | 0.7 l/min He carrier gas, which was later mixed with 0.89 l/min Ar make-up gas. The laser was set at a fluence of 3.5 J/cm², operating at 6 Hz with a 30 μm spot size. Each analysis lasted 45 seconds, followed by a 40-second background measurement. | NIST SRM610, MASS-1, NIST SRM612, GE8 | 1 | [25 empty] | 0.56 | [5 empty] | 0.21 | [9 empty] | 53600 | [27 empty] | 149 | [76 empty] | 2025 | Li, Z., Lang, X., Song, W., Li, H., Li, C., Ma, X. (2025). LA-ICP-MS analysis of sulfides from the Sinongduo Ag-Pb-Zn deposit, Tibet: Insights into element incorporation mechanisms and ore genesis. Ore Geology Reviews, 106858. https://doi.org/10.1016/j.oregeorev.2025.106858 |  | CHN | Tibet
| Sinongduo |  | Epithermal | Epithermal | Epithermal Ag-Pb-Zn | Ag, Pb, Zn |  | Ag, Pb, Zn | Li et al., 2025 |  | BS008-02A,2#,-83-02-1 | BS008-02A,2#,-83-02-1 | drill core |  |  |  |  | ore material | drill core | drill core | mineral separate | [5 empty] | mineralisation |  |  |  | sphalerite, pyrite, galena | [6 empty] | quartz, chalcopyrite, calcite | major element determined by EPMA as internal standard to calibrate the LA-ICP-MS data such as Zn for sphalerite, Fe for pyrite, and Pb for galena | LA-ICPMS, EMPA | NWR 193 nm Ar F Excimer laser-ablation system interfaced with an i CAP RQ ICPMS | Guangzhou Tuoyan Analytical Technology Co., Ltd. in Guangzhou, China | 0.7 l/min He carrier gas, which was later mixed with 0.89 l/min Ar make-up gas. The laser was set at a fluence of 3.5 J/cm², operating at 6 Hz with a 30 μm spot size. Each analysis lasted 45 seconds, followed by a 40-second background measurement. | NIST SRM610, MASS-1, NIST SRM612, GE8 | 17.1 | [25 empty] | 6.2 | [5 empty] | 0.27 | [9 empty] | 2100 | [27 empty] | 142 | [76 empty] | 2025 | Li, Z., Lang, X., Song, W., Li, H., Li, C., Ma, X. (2025). LA-ICP-MS analysis of sulfides from the Sinongduo Ag-Pb-Zn deposit, Tibet: Insights into element incorporation mechanisms and ore genesis. Ore Geology Reviews, 106858. https://doi.org/10.1016/j.oregeorev.2025.106858 |  | CHN | Tibet
| Sinongduo |  | Epithermal | Epithermal | Epithermal Ag-Pb-Zn | Ag, Pb, Zn |  | Ag, Pb, Zn | Li et al., 2025 |  | BS072-02C-01-1 | BS072-02C-01-1 | drill core |  |  |  |  | ore material | drill core | drill core | mineral separate | [5 empty] | mineralisation |  |  |  | sphalerite, pyrite, galena | [6 empty] | quartz, chalcopyrite, calcite | major element determined by EPMA as internal standard to calibrate the LA-ICP-MS data such as Zn for sphalerite, Fe for pyrite, and Pb for galena | LA-ICPMS, EMPA | NWR 193 nm Ar F Excimer laser-ablation system interfaced with an i CAP RQ ICPMS | Guangzhou Tuoyan Analytical Technology Co., Ltd. in Guangzhou, China | 0.7 l/min He carrier gas, which was later mixed with 0.89 l/min Ar make-up gas. The laser was set at a fluence of 3.5 J/cm², operating at 6 Hz with a 30 μm spot size. Each analysis lasted 45 seconds, followed by a 40-second background measurement. | NIST SRM610, MASS-1, NIST SRM612, GE8 | 7.84 | [25 empty] | 1.1 | [5 empty] | 0.41 | [9 empty] | 689 | [27 empty] | 57.1 | [76 empty] | 2025 | Li, Z., Lang, X., Song, W., Li, H., Li, C., Ma, X. (2025). LA-ICP-MS analysis of sulfides from the Sinongduo Ag-Pb-Zn deposit, Tibet: Insights into element incorporation mechanisms and ore genesis. Ore Geology Reviews, 106858. https://doi.org/10.1016/j.oregeorev.2025.106858 |  | CHN | Tibet
| Sinongduo |  | Epithermal | Epithermal | Epithermal Ag-Pb-Zn | Ag, Pb, Zn |  | Ag, Pb, Zn | Li et al., 2025 |  | BS072-02C-02-1 | BS072-02C-02-1 | drill core |  |  |  |  | ore material | drill core | drill core | mineral separate | [5 empty] | mineralisation |  |  |  | sphalerite, pyrite, galena | [6 empty] | quartz, chalcopyrite, calcite | major element determined by EPMA as internal standard to calibrate the LA-ICP-MS data such as Zn for sphalerite, Fe for pyrite, and Pb for galena | LA-ICPMS, EMPA | NWR 193 nm Ar F Excimer laser-ablation system interfaced with an i CAP RQ ICPMS | Guangzhou Tuoyan Analytical Technology Co., Ltd. in Guangzhou, China | 0.7 l/min He carrier gas, which was later mixed with 0.89 l/min Ar make-up gas. The laser was set at a fluence of 3.5 J/cm², operating at 6 Hz with a 30 μm spot size. Each analysis lasted 45 seconds, followed by a 40-second background measurement. | NIST SRM610, MASS-1, NIST SRM612, GE8 | 22.3 | [25 empty] | 1.89 | [5 empty] | 0.69 | [9 empty] | 2380 | [27 empty] | 72.1 | [76 empty] | 2025 | Li, Z., Lang, X., Song, W., Li, H., Li, C., Ma, X. (2025). LA-ICP-MS analysis of sulfides from the Sinongduo Ag-Pb-Zn deposit, Tibet: Insights into element incorporation mechanisms and ore genesis. Ore Geology Reviews, 106858. https://doi.org/10.1016/j.oregeorev.2025.106858 |  | CHN | Tibet
| Sinongduo |  | Epithermal | Epithermal | Epithermal Ag-Pb-Zn | Ag, Pb, Zn |  | Ag, Pb, Zn | Li et al., 2025 |  | BS072-02C-08-1 | BS072-02C-08-1 | drill core |  |  |  |  | ore material | drill core | drill core | mineral separate | [5 empty] | mineralisation |  |  |  | sphalerite, pyrite, galena | [6 empty] | quartz, chalcopyrite, calcite | major element determined by EPMA as internal standard to calibrate the LA-ICP-MS data such as Zn for sphalerite, Fe for pyrite, and Pb for galena | LA-ICPMS, EMPA | NWR 193 nm Ar F Excimer laser-ablation system interfaced with an i CAP RQ ICPMS | Guangzhou Tuoyan Analytical Technology Co., Ltd. in Guangzhou, China | 0.7 l/min He carrier gas, which was later mixed with 0.89 l/min Ar make-up gas. The laser was set at a fluence of 3.5 J/cm², operating at 6 Hz with a 30 μm spot size. Each analysis lasted 45 seconds, followed by a 40-second background measurement. | NIST SRM610, MASS-1, NIST SRM612, GE8 | 44.6 | [25 empty] | 8.18 | [5 empty] | 0.77 | [9 empty] | 4700 | [27 empty] | 37.1 | [76 empty] | 2025 | Li, Z., Lang, X., Song, W., Li, H., Li, C., Ma, X. (2025). LA-ICP-MS analysis of sulfides from the Sinongduo Ag-Pb-Zn deposit, Tibet: Insights into element incorporation mechanisms and ore genesis. Ore Geology Reviews, 106858. https://doi.org/10.1016/j.oregeorev.2025.106858 |  | CHN | Tibet
| Sinongduo |  | Epithermal | Epithermal | Epithermal Ag-Pb-Zn | Ag, Pb, Zn |  | Ag, Pb, Zn | Li et al., 2025 |  | BS072-02C-09-1 | BS072-02C-09-1 | drill core |  |  |  |  | ore material | drill core | drill core | mineral separate | [5 empty] | mineralisation |  |  |  | sphalerite, pyrite, galena | [6 empty] | quartz, chalcopyrite, calcite | major element determined by EPMA as internal standard to calibrate the LA-ICP-MS data such as Zn for sphalerite, Fe for pyrite, and Pb for galena | LA-ICPMS, EMPA | NWR 193 nm Ar F Excimer laser-ablation system interfaced with an i CAP RQ ICPMS | Guangzhou Tuoyan Analytical Technology Co., Ltd. in Guangzhou, China | 0.7 l/min He carrier gas, which was later mixed with 0.89 l/min Ar make-up gas. The laser was set at a fluence of 3.5 J/cm², operating at 6 Hz with a 30 μm spot size. Each analysis lasted 45 seconds, followed by a 40-second background measurement. | NIST SRM610, MASS-1, NIST SRM612, GE8 | 25.4 | [25 empty] | 10.2 | [5 empty] | 0.68 | [9 empty] | 11300 | [27 empty] | 62.5 | [76 empty] | 2025 | Li, Z., Lang, X., Song, W., Li, H., Li, C., Ma, X. (2025). LA-ICP-MS analysis of sulfides from the Sinongduo Ag-Pb-Zn deposit, Tibet: Insights into element incorporation mechanisms and ore genesis. Ore Geology Reviews, 106858. https://doi.org/10.1016/j.oregeorev.2025.106858 |  | CHN | Tibet
| Sinongduo |  | Epithermal | Epithermal | Epithermal Ag-Pb-Zn | Ag, Pb, Zn |  | Ag, Pb, Zn | Li et al., 2025 |  | BS009-03A-01-1 | BS009-03A-01-1 | drill core |  |  |  |  | ore material | drill core | drill core | mineral separate | [5 empty] | mineralisation |  |  |  | sphalerite, pyrite, galena | [6 empty] | quartz, chalcopyrite, calcite | major element determined by EPMA as internal standard to calibrate the LA-ICP-MS data such as Zn for sphalerite, Fe for pyrite, and Pb for galena | LA-ICPMS, EMPA | NWR 193 nm Ar F Excimer laser-ablation system interfaced with an i CAP RQ ICPMS | Guangzhou Tuoyan Analytical Technology Co., Ltd. in Guangzhou, China | 0.7 l/min He carrier gas, which was later mixed with 0.89 l/min Ar make-up gas. The laser was set at a fluence of 3.5 J/cm², operating at 6 Hz with a 30 μm spot size. Each analysis lasted 45 seconds, followed by a 40-second background measurement. | NIST SRM610, MASS-1, NIST SRM612, GE8 | 18.4 | [25 empty] | 7.96 | [5 empty] | 2.48 | [9 empty] | 16300 | [27 empty] | 15.9 | [76 empty] | 2025 | Li, Z., Lang, X., Song, W., Li, H., Li, C., Ma, X. (2025). LA-ICP-MS analysis of sulfides from the Sinongduo Ag-Pb-Zn deposit, Tibet: Insights into element incorporation mechanisms and ore genesis. Ore Geology Reviews, 106858. https://doi.org/10.1016/j.oregeorev.2025.106858 |  | CHN | Tibet
| Sinongduo |  | Epithermal | Epithermal | Epithermal Ag-Pb-Zn | Ag, Pb, Zn |  | Ag, Pb, Zn | Li et al., 2025 |  | BS009-03A-02-1 | BS009-03A-02-1 | drill core |  |  |  |  | ore material | drill core | drill core | mineral separate | [5 empty] | mineralisation |  |  |  | sphalerite, pyrite, galena | [6 empty] | quartz, chalcopyrite, calcite | major element determined by EPMA as internal standard to calibrate the LA-ICP-MS data such as Zn for sphalerite, Fe for pyrite, and Pb for galena | LA-ICPMS, EMPA | NWR 193 nm Ar F Excimer laser-ablation system interfaced with an i CAP RQ ICPMS | Guangzhou Tuoyan Analytical Technology Co., Ltd. in Guangzhou, China | 0.7 l/min He carrier gas, which was later mixed with 0.89 l/min Ar make-up gas. The laser was set at a fluence of 3.5 J/cm², operating at 6 Hz with a 30 μm spot size. Each analysis lasted 45 seconds, followed by a 40-second background measurement. | NIST SRM610, MASS-1, NIST SRM612, GE8 | 23.7 | [25 empty] | 8.74 | [5 empty] | 2.41 | [9 empty] | 14900 | [27 empty] | 21.5 | [76 empty] | 2025 | Li, Z., Lang, X., Song, W., Li, H., Li, C., Ma, X. (2025). LA-ICP-MS analysis of sulfides from the Sinongduo Ag-Pb-Zn deposit, Tibet: Insights into element incorporation mechanisms and ore genesis. Ore Geology Reviews, 106858. https://doi.org/10.1016/j.oregeorev.2025.106858 |  | CHN | Tibet
| Sinongduo |  | Epithermal | Epithermal | Epithermal Ag-Pb-Zn | Ag, Pb, Zn |  | Ag, Pb, Zn | Li et al., 2025 |  | BS009-03A-03-1 | BS009-03A-03-1 | drill core |  |  |  |  | ore material | drill core | drill core | mineral separate | [5 empty] | mineralisation |  |  |  | sphalerite, pyrite, galena | [6 empty] | quartz, chalcopyrite, calcite | major element determined by EPMA as internal standard to calibrate the LA-ICP-MS data such as Zn for sphalerite, Fe for pyrite, and Pb for galena | LA-ICPMS, EMPA | NWR 193 nm Ar F Excimer laser-ablation system interfaced with an i CAP RQ ICPMS | Guangzhou Tuoyan Analytical Technology Co., Ltd. in Guangzhou, China | 0.7 l/min He carrier gas, which was later mixed with 0.89 l/min Ar make-up gas. The laser was set at a fluence of 3.5 J/cm², operating at 6 Hz with a 30 μm spot size. Each analysis lasted 45 seconds, followed by a 40-second background measurement. | NIST SRM610, MASS-1, NIST SRM612, GE8 | 22.3 | [25 empty] | 9.62 | [5 empty] | 1.91 | [9 empty] | 12800 | [27 empty] | 24.8 | [76 empty] | 2025 | Li, Z., Lang, X., Song, W., Li, H., Li, C., Ma, X. (2025). LA-ICP-MS analysis of sulfides from the Sinongduo Ag-Pb-Zn deposit, Tibet: Insights into element incorporation mechanisms and ore genesis. Ore Geology Reviews, 106858. https://doi.org/10.1016/j.oregeorev.2025.106858 |  | CHN | Tibet
| Sinongduo |  | Epithermal | Epithermal | Epithermal Ag-Pb-Zn | Ag, Pb, Zn |  | Ag, Pb, Zn | Li et al., 2025 |  | BS009-03A-04-1 | BS009-03A-04-1 | drill core |  |  |  |  | ore material | drill core | drill core | mineral separate | [5 empty] | mineralisation |  |  |  | sphalerite, pyrite, galena | [6 empty] | quartz, chalcopyrite, calcite | major element determined by EPMA as internal standard to calibrate the LA-ICP-MS data such as Zn for sphalerite, Fe for pyrite, and Pb for galena | LA-ICPMS, EMPA | NWR 193 nm Ar F Excimer laser-ablation system interfaced with an i CAP RQ ICPMS | Guangzhou Tuoyan Analytical Technology Co., Ltd. in Guangzhou, China | 0.7 l/min He carrier gas, which was later mixed with 0.89 l/min Ar make-up gas. The laser was set at a fluence of 3.5 J/cm², operating at 6 Hz with a 30 μm spot size. Each analysis lasted 45 seconds, followed by a 40-second background measurement. | NIST SRM610, MASS-1, NIST SRM612, GE8 | 24.7 | [25 empty] | 9.65 | [5 empty] | 1.48 | [9 empty] | 9790 | [27 empty] | 27.1 | [76 empty] | 2025 | Li, Z., Lang, X., Song, W., Li, H., Li, C., Ma, X. (2025). LA-ICP-MS analysis of sulfides from the Sinongduo Ag-Pb-Zn deposit, Tibet: Insights into element incorporation mechanisms and ore genesis. Ore Geology Reviews, 106858. https://doi.org/10.1016/j.oregeorev.2025.106858 |  | CHN | Tibet
| Sinongduo |  | Epithermal | Epithermal | Epithermal Ag-Pb-Zn | Ag, Pb, Zn |  | Ag, Pb, Zn | Li et al., 2025 |  | BS009-03C-04-1 | BS009-03C-04-1 | drill core |  |  |  |  | ore material | drill core | drill core | mineral separate | [5 empty] | mineralisation |  |  |  | sphalerite, pyrite, galena | [6 empty] | quartz, chalcopyrite, calcite | major element determined by EPMA as internal standard to calibrate the LA-ICP-MS data such as Zn for sphalerite, Fe for pyrite, and Pb for galena | LA-ICPMS, EMPA | NWR 193 nm Ar F Excimer laser-ablation system interfaced with an i CAP RQ ICPMS | Guangzhou Tuoyan Analytical Technology Co., Ltd. in Guangzhou, China | 0.7 l/min He carrier gas, which was later mixed with 0.89 l/min Ar make-up gas. The laser was set at a fluence of 3.5 J/cm², operating at 6 Hz with a 30 μm spot size. Each analysis lasted 45 seconds, followed by a 40-second background measurement. | NIST SRM610, MASS-1, NIST SRM612, GE8 | 45.2 | [25 empty] | 3.92 | [5 empty] | 1.86 | [9 empty] | 8740 | [27 empty] | 22.9 | [76 empty] | 2025 | Li, Z., Lang, X., Song, W., Li, H., Li, C., Ma, X. (2025). LA-ICP-MS analysis of sulfides from the Sinongduo Ag-Pb-Zn deposit, Tibet: Insights into element incorporation mechanisms and ore genesis. Ore Geology Reviews, 106858. https://doi.org/10.1016/j.oregeorev.2025.106858 |  | CHN | Tibet
| Sinongduo |  | Epithermal | Epithermal | Epithermal Ag-Pb-Zn | Ag, Pb, Zn |  | Ag, Pb, Zn | Li et al., 2025 |  | BS009-03C-05-1 | BS009-03C-05-1 | drill core |  |  |  |  | ore material | drill core | drill core | mineral separate | [5 empty] | mineralisation |  |  |  | sphalerite, pyrite, galena | [6 empty] | quartz, chalcopyrite, calcite | major element determined by EPMA as internal standard to calibrate the LA-ICP-MS data such as Zn for sphalerite, Fe for pyrite, and Pb for galena | LA-ICPMS, EMPA | NWR 193 nm Ar F Excimer laser-ablation system interfaced with an i CAP RQ ICPMS | Guangzhou Tuoyan Analytical Technology Co., Ltd. in Guangzhou, China | 0.7 l/min He carrier gas, which was later mixed with 0.89 l/min Ar make-up gas. The laser was set at a fluence of 3.5 J/cm², operating at 6 Hz with a 30 μm spot size. Each analysis lasted 45 seconds, followed by a 40-second background measurement. | NIST SRM610, MASS-1, NIST SRM612, GE8 | 25.2 | [25 empty] | 2.96 | [5 empty] | 1.75 | [9 empty] | 16800 | [27 empty] | 20.3 | [76 empty] | 2025 | Li, Z., Lang, X., Song, W., Li, H., Li, C., Ma, X. (2025). LA-ICP-MS analysis of sulfides from the Sinongduo Ag-Pb-Zn deposit, Tibet: Insights into element incorporation mechanisms and ore genesis. Ore Geology Reviews, 106858. https://doi.org/10.1016/j.oregeorev.2025.106858 |  | CHN | Tibet
| Sinongduo |  | Epithermal | Epithermal | Epithermal Ag-Pb-Zn | Ag, Pb, Zn |  | Ag, Pb, Zn | Li et al., 2025 |  | BS009-03C-06-1 | BS009-03C-06-1 | drill core |  |  |  |  | ore material | drill core | drill core | mineral separate | [5 empty] | mineralisation |  |  |  | sphalerite, pyrite, galena | [6 empty] | quartz, chalcopyrite, calcite | major element determined by EPMA as internal standard to calibrate the LA-ICP-MS data such as Zn for sphalerite, Fe for pyrite, and Pb for galena | LA-ICPMS, EMPA | NWR 193 nm Ar F Excimer laser-ablation system interfaced with an i CAP RQ ICPMS | Guangzhou Tuoyan Analytical Technology Co., Ltd. in Guangzhou, China | 0.7 l/min He carrier gas, which was later mixed with 0.89 l/min Ar make-up gas. The laser was set at a fluence of 3.5 J/cm², operating at 6 Hz with a 30 μm spot size. Each analysis lasted 45 seconds, followed by a 40-second background measurement. | NIST SRM610, MASS-1, NIST SRM612, GE8 | 39.3 | [25 empty] | 3.99 | [5 empty] | 1.79 | [9 empty] | 9560 | [27 empty] | 22.8 | [76 empty] | 2025 | Li, Z., Lang, X., Song, W., Li, H., Li, C., Ma, X. (2025). LA-ICP-MS analysis of sulfides from the Sinongduo Ag-Pb-Zn deposit, Tibet: Insights into element incorporation mechanisms and ore genesis. Ore Geology Reviews, 106858. https://doi.org/10.1016/j.oregeorev.2025.106858 |  | CHN | Tibet
| Sinongduo |  | Epithermal | Epithermal | Epithermal Ag-Pb-Zn | Ag, Pb, Zn |  | Ag, Pb, Zn | Li et al., 2025 |  | BS009-03C-07-1 | BS009-03C-07-1 | drill core |  |  |  |  | ore material | drill core | drill core | mineral separate | [5 empty] | mineralisation |  |  |  | sphalerite, pyrite, galena | [6 empty] | quartz, chalcopyrite, calcite | major element determined by EPMA as internal standard to calibrate the LA-ICP-MS data such as Zn for sphalerite, Fe for pyrite, and Pb for galena | LA-ICPMS, EMPA | NWR 193 nm Ar F Excimer laser-ablation system interfaced with an i CAP RQ ICPMS | Guangzhou Tuoyan Analytical Technology Co., Ltd. in Guangzhou, China | 0.7 l/min He carrier gas, which was later mixed with 0.89 l/min Ar make-up gas. The laser was set at a fluence of 3.5 J/cm², operating at 6 Hz with a 30 μm spot size. Each analysis lasted 45 seconds, followed by a 40-second background measurement. | NIST SRM610, MASS-1, NIST SRM612, GE8 | 18.3 | [25 empty] | 2.41 | [5 empty] | 1.71 | [9 empty] | 27400 | [27 empty] | 29.7 | [76 empty] | 2025 | Li, Z., Lang, X., Song, W., Li, H., Li, C., Ma, X. (2025). LA-ICP-MS analysis of sulfides from the Sinongduo Ag-Pb-Zn deposit, Tibet: Insights into element incorporation mechanisms and ore genesis. Ore Geology Reviews, 106858. https://doi.org/10.1016/j.oregeorev.2025.106858 |  | CHN | Tibet
| Sinongduo |  | Epithermal | Epithermal | Epithermal Ag-Pb-Zn | Ag, Pb, Zn |  | Ag, Pb, Zn | Li et al., 2025 |  | BS009-03C-08-1 | BS009-03C-08-1 | drill core |  |  |  |  | ore material | drill core | drill core | mineral separate | [5 empty] | mineralisation |  |  |  | sphalerite, pyrite, galena | [6 empty] | quartz, chalcopyrite, calcite | major element determined by EPMA as internal standard to calibrate the LA-ICP-MS data such as Zn for sphalerite, Fe for pyrite, and Pb for galena | LA-ICPMS, EMPA | NWR 193 nm Ar F Excimer laser-ablation system interfaced with an i CAP RQ ICPMS | Guangzhou Tuoyan Analytical Technology Co., Ltd. in Guangzhou, China | 0.7 l/min He carrier gas, which was later mixed with 0.89 l/min Ar make-up gas. The laser was set at a fluence of 3.5 J/cm², operating at 6 Hz with a 30 μm spot size. Each analysis lasted 45 seconds, followed by a 40-second background measurement. | NIST SRM610, MASS-1, NIST SRM612, GE8 | 43.5 | [25 empty] | 1.43 | [5 empty] | 2.5 | [9 empty] | 8860 | [27 empty] | 25.4 | [76 empty] | 2025 | Li, Z., Lang, X., Song, W., Li, H., Li, C., Ma, X. (2025). LA-ICP-MS analysis of sulfides from the Sinongduo Ag-Pb-Zn deposit, Tibet: Insights into element incorporation mechanisms and ore genesis. Ore Geology Reviews, 106858. https://doi.org/10.1016/j.oregeorev.2025.106858 |  | CHN | Tibet
| Sinongduo |  | Epithermal | Epithermal | Epithermal Ag-Pb-Zn | Ag, Pb, Zn |  | Ag, Pb, Zn | Li et al., 2025 |  | BS009-07A-02-1 | BS009-07A-02-1 | drill core |  |  |  |  | ore material | drill core | drill core | mineral separate | [5 empty] | mineralisation |  |  |  | sphalerite, pyrite, galena | [6 empty] | quartz, chalcopyrite, calcite | major element determined by EPMA as internal standard to calibrate the LA-ICP-MS data such as Zn for sphalerite, Fe for pyrite, and Pb for galena | LA-ICPMS, EMPA | NWR 193 nm Ar F Excimer laser-ablation system interfaced with an i CAP RQ ICPMS | Guangzhou Tuoyan Analytical Technology Co., Ltd. in Guangzhou, China | 0.7 l/min He carrier gas, which was later mixed with 0.89 l/min Ar make-up gas. The laser was set at a fluence of 3.5 J/cm², operating at 6 Hz with a 30 μm spot size. Each analysis lasted 45 seconds, followed by a 40-second background measurement. | NIST SRM610, MASS-1, NIST SRM612, GE8 | 35.3 | [25 empty] | 1.58 | [5 empty] | 1.66 | [9 empty] | 1480 | [27 empty] | 14.8 | [76 empty] | 2025 | Li, Z., Lang, X., Song, W., Li, H., Li, C., Ma, X. (2025). LA-ICP-MS analysis of sulfides from the Sinongduo Ag-Pb-Zn deposit, Tibet: Insights into element incorporation mechanisms and ore genesis. Ore Geology Reviews, 106858. https://doi.org/10.1016/j.oregeorev.2025.106858 |  | CHN | Tibet
| Sinongduo |  | Epithermal | Epithermal | Epithermal Ag-Pb-Zn | Ag, Pb, Zn |  | Ag, Pb, Zn | Li et al., 2025 |  | BS009-07A-03-1 | BS009-07A-03-1 | drill core |  |  |  |  | ore material | drill core | drill core | mineral separate | [5 empty] | mineralisation |  |  |  | sphalerite, pyrite, galena | [6 empty] | quartz, chalcopyrite, calcite | major element determined by EPMA as internal standard to calibrate the LA-ICP-MS data such as Zn for sphalerite, Fe for pyrite, and Pb for galena | LA-ICPMS, EMPA | NWR 193 nm Ar F Excimer laser-ablation system interfaced with an i CAP RQ ICPMS | Guangzhou Tuoyan Analytical Technology Co., Ltd. in Guangzhou, China | 0.7 l/min He carrier gas, which was later mixed with 0.89 l/min Ar make-up gas. The laser was set at a fluence of 3.5 J/cm², operating at 6 Hz with a 30 μm spot size. Each analysis lasted 45 seconds, followed by a 40-second background measurement. | NIST SRM610, MASS-1, NIST SRM612, GE8 | 47.7 | [25 empty] | 3.29 | [5 empty] | 4.13 | [9 empty] | 4820 | [27 empty] | 10.8 | [76 empty] | 2025 | Li, Z., Lang, X., Song, W., Li, H., Li, C., Ma, X. (2025). LA-ICP-MS analysis of sulfides from the Sinongduo Ag-Pb-Zn deposit, Tibet: Insights into element incorporation mechanisms and ore genesis. Ore Geology Reviews, 106858. https://doi.org/10.1016/j.oregeorev.2025.106858 |  | CHN | Tibet
| Sinongduo |  | Epithermal | Epithermal | Epithermal Ag-Pb-Zn | Ag, Pb, Zn |  | Ag, Pb, Zn | Li et al., 2025 |  | BS009-07C-01-1 | BS009-07C-01-1 | drill core |  |  |  |  | ore material | drill core | drill core | mineral separate | [5 empty] | mineralisation |  |  |  | sphalerite, pyrite, galena | [6 empty] | quartz, chalcopyrite, calcite | major element determined by EPMA as internal standard to calibrate the LA-ICP-MS data such as Zn for sphalerite, Fe for pyrite, and Pb for galena | LA-ICPMS, EMPA | NWR 193 nm Ar F Excimer laser-ablation system interfaced with an i CAP RQ ICPMS | Guangzhou Tuoyan Analytical Technology Co., Ltd. in Guangzhou, China | 0.7 l/min He carrier gas, which was later mixed with 0.89 l/min Ar make-up gas. The laser was set at a fluence of 3.5 J/cm², operating at 6 Hz with a 30 μm spot size. Each analysis lasted 45 seconds, followed by a 40-second background measurement. | NIST SRM610, MASS-1, NIST SRM612, GE8 | 40.7 | [25 empty] | 1.82 | [5 empty] | 2.54 | [9 empty] | 1920 | [27 empty] | 21.2 | [76 empty] | 2025 | Li, Z., Lang, X., Song, W., Li, H., Li, C., Ma, X. (2025). LA-ICP-MS analysis of sulfides from the Sinongduo Ag-Pb-Zn deposit, Tibet: Insights into element incorporation mechanisms and ore genesis. Ore Geology Reviews, 106858. https://doi.org/10.1016/j.oregeorev.2025.106858 |  | CHN | Tibet
| Sinongduo |  | Epithermal | Epithermal | Epithermal Ag-Pb-Zn | Ag, Pb, Zn |  | Ag, Pb, Zn | Li et al., 2025 |  | BS009-07C-02-1 | BS009-07C-02-1 | drill core |  |  |  |  | ore material | drill core | drill core | mineral separate | [5 empty] | mineralisation |  |  |  | sphalerite, pyrite, galena | [6 empty] | quartz, chalcopyrite, calcite | major element determined by EPMA as internal standard to calibrate the LA-ICP-MS data such as Zn for sphalerite, Fe for pyrite, and Pb for galena | LA-ICPMS, EMPA | NWR 193 nm Ar F Excimer laser-ablation system interfaced with an i CAP RQ ICPMS | Guangzhou Tuoyan Analytical Technology Co., Ltd. in Guangzhou, China | 0.7 l/min He carrier gas, which was later mixed with 0.89 l/min Ar make-up gas. The laser was set at a fluence of 3.5 J/cm², operating at 6 Hz with a 30 μm spot size. Each analysis lasted 45 seconds, followed by a 40-second background measurement. | NIST SRM610, MASS-1, NIST SRM612, GE8 | 20.8 | [25 empty] | 0.48 | [5 empty] | 3.17 | [9 empty] | 1220 | [27 empty] | 12.3 | [76 empty] | 2025 | Li, Z., Lang, X., Song, W., Li, H., Li, C., Ma, X. (2025). LA-ICP-MS analysis of sulfides from the Sinongduo Ag-Pb-Zn deposit, Tibet: Insights into element incorporation mechanisms and ore genesis. Ore Geology Reviews, 106858. https://doi.org/10.1016/j.oregeorev.2025.106858 |  | CHN | Tibet
| Sinongduo |  | Epithermal | Epithermal | Epithermal Ag-Pb-Zn | Ag, Pb, Zn |  | Ag, Pb, Zn | Li et al., 2025 |  | BS009-07C-05-1 | BS009-07C-05-1 | drill core |  |  |  |  | ore material | drill core | drill core | mineral separate | [5 empty] | mineralisation |  |  |  | sphalerite, pyrite, galena | [6 empty] | quartz, chalcopyrite, calcite | major element determined by EPMA as internal standard to calibrate the LA-ICP-MS data such as Zn for sphalerite, Fe for pyrite, and Pb for galena | LA-ICPMS, EMPA | NWR 193 nm Ar F Excimer laser-ablation system interfaced with an i CAP RQ ICPMS | Guangzhou Tuoyan Analytical Technology Co., Ltd. in Guangzhou, China | 0.7 l/min He carrier gas, which was later mixed with 0.89 l/min Ar make-up gas. The laser was set at a fluence of 3.5 J/cm², operating at 6 Hz with a 30 μm spot size. Each analysis lasted 45 seconds, followed by a 40-second background measurement. | NIST SRM610, MASS-1, NIST SRM612, GE8 | 28.6 | [25 empty] | 0.75 | [5 empty] | 4.13 | [9 empty] | 2740 | [27 empty] | 21.8 | [76 empty] | 2025 | Li, Z., Lang, X., Song, W., Li, H., Li, C., Ma, X. (2025). LA-ICP-MS analysis of sulfides from the Sinongduo Ag-Pb-Zn deposit, Tibet: Insights into element incorporation mechanisms and ore genesis. Ore Geology Reviews, 106858. https://doi.org/10.1016/j.oregeorev.2025.106858 |  | CHN | Tibet
| Sinongduo |  | Epithermal | Epithermal | Epithermal Ag-Pb-Zn | Ag, Pb, Zn |  | Ag, Pb, Zn | Li et al., 2025 |  | BS009-07C-06-1 | BS009-07C-06-1 | drill core |  |  |  |  | ore material | drill core | drill core | mineral separate | [5 empty] | mineralisation |  |  |  | sphalerite, pyrite, galena | [6 empty] | quartz, chalcopyrite, calcite | major element determined by EPMA as internal standard to calibrate the LA-ICP-MS data such as Zn for sphalerite, Fe for pyrite, and Pb for galena | LA-ICPMS, EMPA | NWR 193 nm Ar F Excimer laser-ablation system interfaced with an i CAP RQ ICPMS | Guangzhou Tuoyan Analytical Technology Co., Ltd. in Guangzhou, China | 0.7 l/min He carrier gas, which was later mixed with 0.89 l/min Ar make-up gas. The laser was set at a fluence of 3.5 J/cm², operating at 6 Hz with a 30 μm spot size. Each analysis lasted 45 seconds, followed by a 40-second background measurement. | NIST SRM610, MASS-1, NIST SRM612, GE8 | 50.9 | [25 empty] | 0.6 | [5 empty] | 3.64 | [9 empty] | 11500 | [27 empty] | 24.5 | [76 empty] | 2025 | Li, Z., Lang, X., Song, W., Li, H., Li, C., Ma, X. (2025). LA-ICP-MS analysis of sulfides from the Sinongduo Ag-Pb-Zn deposit, Tibet: Insights into element incorporation mechanisms and ore genesis. Ore Geology Reviews, 106858. https://doi.org/10.1016/j.oregeorev.2025.106858 |  | CHN | Tibet
| Sinongduo |  | Epithermal | Epithermal | Epithermal Ag-Pb-Zn | Ag, Pb, Zn |  | Ag, Pb, Zn | Li et al., 2025 |  | BS124-1-08C-01-1 | BS124-1-08C-01-1 | drill core |  |  |  |  | ore material | drill core | drill core | mineral separate | [5 empty] | mineralisation |  |  |  | sphalerite, pyrite, galena | [6 empty] | quartz, chalcopyrite, calcite | major element determined by EPMA as internal standard to calibrate the LA-ICP-MS data such as Zn for sphalerite, Fe for pyrite, and Pb for galena | LA-ICPMS, EMPA | NWR 193 nm Ar F Excimer laser-ablation system interfaced with an i CAP RQ ICPMS | Guangzhou Tuoyan Analytical Technology Co., Ltd. in Guangzhou, China | 0.7 l/min He carrier gas, which was later mixed with 0.89 l/min Ar make-up gas. The laser was set at a fluence of 3.5 J/cm², operating at 6 Hz with a 30 μm spot size. Each analysis lasted 45 seconds, followed by a 40-second background measurement. | NIST SRM610, MASS-1, NIST SRM612, GE8 | 27.5 | [25 empty] | 2.33 | [5 empty] | 3.95 | [9 empty] | 4150 | [27 empty] | 19.6 | [76 empty] | 2025 | Li, Z., Lang, X., Song, W., Li, H., Li, C., Ma, X. (2025). LA-ICP-MS analysis of sulfides from the Sinongduo Ag-Pb-Zn deposit, Tibet: Insights into element incorporation mechanisms and ore genesis. Ore Geology Reviews, 106858. https://doi.org/10.1016/j.oregeorev.2025.106858 |  | CHN | Tibet
| Sinongduo |  | Epithermal | Epithermal | Epithermal Ag-Pb-Zn | Ag, Pb, Zn |  | Ag, Pb, Zn | Li et al., 2025 |  | BS124-1-08C-02-1 | BS124-1-08C-02-1 | drill core |  |  |  |  | ore material | drill core | drill core | mineral separate | [5 empty] | mineralisation |  |  |  | sphalerite, pyrite, galena | [6 empty] | quartz, chalcopyrite, calcite | major element determined by EPMA as internal standard to calibrate the LA-ICP-MS data such as Zn for sphalerite, Fe for pyrite, and Pb for galena | LA-ICPMS, EMPA | NWR 193 nm Ar F Excimer laser-ablation system interfaced with an i CAP RQ ICPMS | Guangzhou Tuoyan Analytical Technology Co., Ltd. in Guangzhou, China | 0.7 l/min He carrier gas, which was later mixed with 0.89 l/min Ar make-up gas. The laser was set at a fluence of 3.5 J/cm², operating at 6 Hz with a 30 μm spot size. Each analysis lasted 45 seconds, followed by a 40-second background measurement. | NIST SRM610, MASS-1, NIST SRM612, GE8 | 29.7 | [25 empty] | 1.54 | [5 empty] | 5.32 | [9 empty] | 2270 | [27 empty] | 21.3 | [76 empty] | 2025 | Li, Z., Lang, X., Song, W., Li, H., Li, C., Ma, X. (2025). LA-ICP-MS analysis of sulfides from the Sinongduo Ag-Pb-Zn deposit, Tibet: Insights into element incorporation mechanisms and ore genesis. Ore Geology Reviews, 106858. https://doi.org/10.1016/j.oregeorev.2025.106858 |  | CHN | Tibet
| Sinongduo |  | Epithermal | Epithermal | Epithermal Ag-Pb-Zn | Ag, Pb, Zn |  | Ag, Pb, Zn | Li et al., 2025 |  | BS124-1-08C-05-1 | BS124-1-08C-05-1 | drill core |  |  |  |  | ore material | drill core | drill core | mineral separate | [5 empty] | mineralisation |  |  |  | sphalerite, pyrite, galena | [6 empty] | quartz, chalcopyrite, calcite | major element determined by EPMA as internal standard to calibrate the LA-ICP-MS data such as Zn for sphalerite, Fe for pyrite, and Pb for galena | LA-ICPMS, EMPA | NWR 193 nm Ar F Excimer laser-ablation system interfaced with an i CAP RQ ICPMS | Guangzhou Tuoyan Analytical Technology Co., Ltd. in Guangzhou, China | 0.7 l/min He carrier gas, which was later mixed with 0.89 l/min Ar make-up gas. The laser was set at a fluence of 3.5 J/cm², operating at 6 Hz with a 30 μm spot size. Each analysis lasted 45 seconds, followed by a 40-second background measurement. | NIST SRM610, MASS-1, NIST SRM612, GE8 | 52.4 | [25 empty] | 1.29 | [5 empty] | 3.15 | [9 empty] | 21100 | [27 empty] | 43.6 | [76 empty] | 2025 | Li, Z., Lang, X., Song, W., Li, H., Li, C., Ma, X. (2025). LA-ICP-MS analysis of sulfides from the Sinongduo Ag-Pb-Zn deposit, Tibet: Insights into element incorporation mechanisms and ore genesis. Ore Geology Reviews, 106858. https://doi.org/10.1016/j.oregeorev.2025.106858 |  | CHN | Tibet
| Sinongduo |  | Epithermal | Epithermal | Epithermal Ag-Pb-Zn | Ag, Pb, Zn |  | Ag, Pb, Zn | Li et al., 2025 |  | BS124-1-08C-06-1 | BS124-1-08C-06-1 | drill core |  |  |  |  | ore material | drill core | drill core | mineral separate | [5 empty] | mineralisation |  |  |  | sphalerite, pyrite, galena | [6 empty] | quartz, chalcopyrite, calcite | major element determined by EPMA as internal standard to calibrate the LA-ICP-MS data such as Zn for sphalerite, Fe for pyrite, and Pb for galena | LA-ICPMS, EMPA | NWR 193 nm Ar F Excimer laser-ablation system interfaced with an i CAP RQ ICPMS | Guangzhou Tuoyan Analytical Technology Co., Ltd. in Guangzhou, China | 0.7 l/min He carrier gas, which was later mixed with 0.89 l/min Ar make-up gas. The laser was set at a fluence of 3.5 J/cm², operating at 6 Hz with a 30 μm spot size. Each analysis lasted 45 seconds, followed by a 40-second background measurement. | NIST SRM610, MASS-1, NIST SRM612, GE8 | 24.7 | [25 empty] | 1.41 | [5 empty] | 2.79 | [9 empty] | 2180 | [27 empty] | 27.2 | [76 empty] | 2025 | Li, Z., Lang, X., Song, W., Li, H., Li, C., Ma, X. (2025). LA-ICP-MS analysis of sulfides from the Sinongduo Ag-Pb-Zn deposit, Tibet: Insights into element incorporation mechanisms and ore genesis. Ore Geology Reviews, 106858. https://doi.org/10.1016/j.oregeorev.2025.106858 |  | CHN | Tibet
| Sinongduo |  | Epithermal | Epithermal | Epithermal Ag-Pb-Zn | Ag, Pb, Zn |  | Ag, Pb, Zn | Li et al., 2025 |  | BS010-07C-01-1 | BS010-07C-01-1 | drill core |  |  |  |  | ore material | drill core | drill core | mineral separate | [5 empty] | mineralisation |  |  |  | sphalerite, pyrite, galena | [6 empty] | quartz, chalcopyrite, calcite | major element determined by EPMA as internal standard to calibrate the LA-ICP-MS data such as Zn for sphalerite, Fe for pyrite, and Pb for galena | LA-ICPMS, EMPA | NWR 193 nm Ar F Excimer laser-ablation system interfaced with an i CAP RQ ICPMS | Guangzhou Tuoyan Analytical Technology Co., Ltd. in Guangzhou, China | 0.7 l/min He carrier gas, which was later mixed with 0.89 l/min Ar make-up gas. The laser was set at a fluence of 3.5 J/cm², operating at 6 Hz with a 30 μm spot size. Each analysis lasted 45 seconds, followed by a 40-second background measurement. | NIST SRM610, MASS-1, NIST SRM612, GE8 | 23.7 | [25 empty] | 3.01 | [5 empty] | 4.59 | [9 empty] | 3220 | [27 empty] | 7.91 | [76 empty] | 2025 | Li, Z., Lang, X., Song, W., Li, H., Li, C., Ma, X. (2025). LA-ICP-MS analysis of sulfides from the Sinongduo Ag-Pb-Zn deposit, Tibet: Insights into element incorporation mechanisms and ore genesis. Ore Geology Reviews, 106858. https://doi.org/10.1016/j.oregeorev.2025.106858 |  | CHN | Tibet
| Sinongduo |  | Epithermal | Epithermal | Epithermal Ag-Pb-Zn | Ag, Pb, Zn |  | Ag, Pb, Zn | Li et al., 2025 |  | BS010-07C-02-1 | BS010-07C-02-1 | drill core |  |  |  |  | ore material | drill core | drill core | mineral separate | [5 empty] | mineralisation |  |  |  | sphalerite, pyrite, galena | [6 empty] | quartz, chalcopyrite, calcite | major element determined by EPMA as internal standard to calibrate the LA-ICP-MS data such as Zn for sphalerite, Fe for pyrite, and Pb for galena | LA-ICPMS, EMPA | NWR 193 nm Ar F Excimer laser-ablation system interfaced with an i CAP RQ ICPMS | Guangzhou Tuoyan Analytical Technology Co., Ltd. in Guangzhou, China | 0.7 l/min He carrier gas, which was later mixed with 0.89 l/min Ar make-up gas. The laser was set at a fluence of 3.5 J/cm², operating at 6 Hz with a 30 μm spot size. Each analysis lasted 45 seconds, followed by a 40-second background measurement. | NIST SRM610, MASS-1, NIST SRM612, GE8 | 26 | [25 empty] | 2.04 | [5 empty] | 5.56 | [9 empty] | 4580 | [27 empty] | 12.1 | [76 empty] | 2025 | Li, Z., Lang, X., Song, W., Li, H., Li, C., Ma, X. (2025). LA-ICP-MS analysis of sulfides from the Sinongduo Ag-Pb-Zn deposit, Tibet: Insights into element incorporation mechanisms and ore genesis. Ore Geology Reviews, 106858. https://doi.org/10.1016/j.oregeorev.2025.106858 |  | CHN | Tibet
| Sinongduo |  | Epithermal | Epithermal | Epithermal Ag-Pb-Zn | Ag, Pb, Zn |  | Ag, Pb, Zn | Li et al., 2025 |  | BS010-07C-03-1 | BS010-07C-03-1 | drill core |  |  |  |  | ore material | drill core | drill core | mineral separate | [5 empty] | mineralisation |  |  |  | sphalerite, pyrite, galena | [6 empty] | quartz, chalcopyrite, calcite | major element determined by EPMA as internal standard to calibrate the LA-ICP-MS data such as Zn for sphalerite, Fe for pyrite, and Pb for galena | LA-ICPMS, EMPA | NWR 193 nm Ar F Excimer laser-ablation system interfaced with an i CAP RQ ICPMS | Guangzhou Tuoyan Analytical Technology Co., Ltd. in Guangzhou, China | 0.7 l/min He carrier gas, which was later mixed with 0.89 l/min Ar make-up gas. The laser was set at a fluence of 3.5 J/cm², operating at 6 Hz with a 30 μm spot size. Each analysis lasted 45 seconds, followed by a 40-second background measurement. | NIST SRM610, MASS-1, NIST SRM612, GE8 | 32.9 | [25 empty] | 2.81 | [5 empty] | 3.38 | [9 empty] | 4850 | [27 empty] | 13.5 | [76 empty] | 2025 | Li, Z., Lang, X., Song, W., Li, H., Li, C., Ma, X. (2025). LA-ICP-MS analysis of sulfides from the Sinongduo Ag-Pb-Zn deposit, Tibet: Insights into element incorporation mechanisms and ore genesis. Ore Geology Reviews, 106858. https://doi.org/10.1016/j.oregeorev.2025.106858 |  | CHN | Tibet
| Sinongduo |  | Epithermal | Epithermal | Epithermal Ag-Pb-Zn | Ag, Pb, Zn |  | Ag, Pb, Zn | Li et al., 2025 |  | BS010-07C-04-1 | BS010-07C-04-1 | drill core |  |  |  |  | ore material | drill core | drill core | mineral separate | [5 empty] | mineralisation |  |  |  | sphalerite, pyrite, galena | [6 empty] | quartz, chalcopyrite, calcite | major element determined by EPMA as internal standard to calibrate the LA-ICP-MS data such as Zn for sphalerite, Fe for pyrite, and Pb for galena | LA-ICPMS, EMPA | NWR 193 nm Ar F Excimer laser-ablation system interfaced with an i CAP RQ ICPMS | Guangzhou Tuoyan Analytical Technology Co., Ltd. in Guangzhou, China | 0.7 l/min He carrier gas, which was later mixed with 0.89 l/min Ar make-up gas. The laser was set at a fluence of 3.5 J/cm², operating at 6 Hz with a 30 μm spot size. Each analysis lasted 45 seconds, followed by a 40-second background measurement. | NIST SRM610, MASS-1, NIST SRM612, GE8 | 64.2 | [25 empty] | 2.83 | [15 empty] | 6670 | [27 empty] | 15.6 | [76 empty] | 2025 | Li, Z., Lang, X., Song, W., Li, H., Li, C., Ma, X. (2025). LA-ICP-MS analysis of sulfides from the Sinongduo Ag-Pb-Zn deposit, Tibet: Insights into element incorporation mechanisms and ore genesis. Ore Geology Reviews, 106858. https://doi.org/10.1016/j.oregeorev.2025.106858 |  | CHN | Tibet
| Sinongduo |  | Epithermal | Epithermal | Epithermal Ag-Pb-Zn | Ag, Pb, Zn |  | Ag, Pb, Zn | Li et al., 2025 |  | BS010-07C-05-1 | BS010-07C-05-1 | drill core |  |  |  |  | ore material | drill core | drill core | mineral separate | [5 empty] | mineralisation |  |  |  | sphalerite, pyrite, galena | [6 empty] | quartz, chalcopyrite, calcite | major element determined by EPMA as internal standard to calibrate the LA-ICP-MS data such as Zn for sphalerite, Fe for pyrite, and Pb for galena | LA-ICPMS, EMPA | NWR 193 nm Ar F Excimer laser-ablation system interfaced with an i CAP RQ ICPMS | Guangzhou Tuoyan Analytical Technology Co., Ltd. in Guangzhou, China | 0.7 l/min He carrier gas, which was later mixed with 0.89 l/min Ar make-up gas. The laser was set at a fluence of 3.5 J/cm², operating at 6 Hz with a 30 μm spot size. Each analysis lasted 45 seconds, followed by a 40-second background measurement. | NIST SRM610, MASS-1, NIST SRM612, GE8 | 192 | [25 empty] | 5.86 | [5 empty] | 6.57 | [9 empty] | 4590 | [27 empty] | 23.3 | [76 empty] | 2025 | Li, Z., Lang, X., Song, W., Li, H., Li, C., Ma, X. (2025). LA-ICP-MS analysis of sulfides from the Sinongduo Ag-Pb-Zn deposit, Tibet: Insights into element incorporation mechanisms and ore genesis. Ore Geology Reviews, 106858. https://doi.org/10.1016/j.oregeorev.2025.106858 |  | CHN | Tibet
| Sinongduo |  | Epithermal | Epithermal | Epithermal Ag-Pb-Zn | Ag, Pb, Zn |  | Ag, Pb, Zn | Li et al., 2025 |  | BS010-07C-06-1 | BS010-07C-06-1 | drill core |  |  |  |  | ore material | drill core | drill core | mineral separate | [5 empty] | mineralisation |  |  |  | sphalerite, pyrite, galena | [6 empty] | quartz, chalcopyrite, calcite | major element determined by EPMA as internal standard to calibrate the LA-ICP-MS data such as Zn for sphalerite, Fe for pyrite, and Pb for galena | LA-ICPMS, EMPA | NWR 193 nm Ar F Excimer laser-ablation system interfaced with an i CAP RQ ICPMS | Guangzhou Tuoyan Analytical Technology Co., Ltd. in Guangzhou, China | 0.7 l/min He carrier gas, which was later mixed with 0.89 l/min Ar make-up gas. The laser was set at a fluence of 3.5 J/cm², operating at 6 Hz with a 30 μm spot size. Each analysis lasted 45 seconds, followed by a 40-second background measurement. | NIST SRM610, MASS-1, NIST SRM612, GE8 | 31.4 | [25 empty] | 3.19 | [5 empty] | 3.39 | [9 empty] | 2420 | [27 empty] | 24.2 | [76 empty] | 2025 | Li, Z., Lang, X., Song, W., Li, H., Li, C., Ma, X. (2025). LA-ICP-MS analysis of sulfides from the Sinongduo Ag-Pb-Zn deposit, Tibet: Insights into element incorporation mechanisms and ore genesis. Ore Geology Reviews, 106858. https://doi.org/10.1016/j.oregeorev.2025.106858 |  | CHN | Tibet
| Sinongduo |  | Epithermal | Epithermal | Epithermal Ag-Pb-Zn | Ag, Pb, Zn |  | Ag, Pb, Zn | Li et al., 2025 |  | BS010-06C-04-1 | BS010-06C-04-1 | drill core |  |  |  |  | ore material | drill core | drill core | mineral separate | [5 empty] | mineralisation |  |  |  | sphalerite, pyrite, galena | [6 empty] | quartz, chalcopyrite, calcite | major element determined by EPMA as internal standard to calibrate the LA-ICP-MS data such as Zn for sphalerite, Fe for pyrite, and Pb for galena | LA-ICPMS, EMPA | NWR 193 nm Ar F Excimer laser-ablation system interfaced with an i CAP RQ ICPMS | Guangzhou Tuoyan Analytical Technology Co., Ltd. in Guangzhou, China | 0.7 l/min He carrier gas, which was later mixed with 0.89 l/min Ar make-up gas. The laser was set at a fluence of 3.5 J/cm², operating at 6 Hz with a 30 μm spot size. Each analysis lasted 45 seconds, followed by a 40-second background measurement. | NIST SRM610, MASS-1, NIST SRM612, GE8 | 121 | [25 empty] | 2.99 | [5 empty] | 1.45 | [9 empty] | 3070 | [27 empty] | 14.6 | [76 empty] | 2025 | Li, Z., Lang, X., Song, W., Li, H., Li, C., Ma, X. (2025). LA-ICP-MS analysis of sulfides from the Sinongduo Ag-Pb-Zn deposit, Tibet: Insights into element incorporation mechanisms and ore genesis. Ore Geology Reviews, 106858. https://doi.org/10.1016/j.oregeorev.2025.106858 |  | CHN | Tibet
| Sinongduo |  | Epithermal | Epithermal | Epithermal Ag-Pb-Zn | Ag, Pb, Zn |  | Ag, Pb, Zn | Li et al., 2025 |  | BS010-06C-05-1 | BS010-06C-05-1 | drill core |  |  |  |  | ore material | drill core | drill core | mineral separate | [5 empty] | mineralisation |  |  |  | sphalerite, pyrite, galena | [6 empty] | quartz, chalcopyrite, calcite | major element determined by EPMA as internal standard to calibrate the LA-ICP-MS data such as Zn for sphalerite, Fe for pyrite, and Pb for galena | LA-ICPMS, EMPA | NWR 193 nm Ar F Excimer laser-ablation system interfaced with an i CAP RQ ICPMS | Guangzhou Tuoyan Analytical Technology Co., Ltd. in Guangzhou, China | 0.7 l/min He carrier gas, which was later mixed with 0.89 l/min Ar make-up gas. The laser was set at a fluence of 3.5 J/cm², operating at 6 Hz with a 30 μm spot size. Each analysis lasted 45 seconds, followed by a 40-second background measurement. | NIST SRM610, MASS-1, NIST SRM612, GE8 | 49 | [25 empty] | 2.53 | [5 empty] | 3.94 | [9 empty] | 4960 | [27 empty] | 25.3 | [76 empty] | 2025 | Li, Z., Lang, X., Song, W., Li, H., Li, C., Ma, X. (2025). LA-ICP-MS analysis of sulfides from the Sinongduo Ag-Pb-Zn deposit, Tibet: Insights into element incorporation mechanisms and ore genesis. Ore Geology Reviews, 106858. https://doi.org/10.1016/j.oregeorev.2025.106858 |  | CHN | Tibet
| Sinongduo |  | Epithermal | Epithermal | Epithermal Ag-Pb-Zn | Ag, Pb, Zn |  | Ag, Pb, Zn | Li et al., 2025 |  | BS010-06C-06-1 | BS010-06C-06-1 | drill core |  |  |  |  | ore material | drill core | drill core | mineral separate | [5 empty] | mineralisation |  |  |  | sphalerite, pyrite, galena | [6 empty] | quartz, chalcopyrite, calcite | major element determined by EPMA as internal standard to calibrate the LA-ICP-MS data such as Zn for sphalerite, Fe for pyrite, and Pb for galena | LA-ICPMS, EMPA | NWR 193 nm Ar F Excimer laser-ablation system interfaced with an i CAP RQ ICPMS | Guangzhou Tuoyan Analytical Technology Co., Ltd. in Guangzhou, China | 0.7 l/min He carrier gas, which was later mixed with 0.89 l/min Ar make-up gas. The laser was set at a fluence of 3.5 J/cm², operating at 6 Hz with a 30 μm spot size. Each analysis lasted 45 seconds, followed by a 40-second background measurement. | NIST SRM610, MASS-1, NIST SRM612, GE8 | 25.3 | [25 empty] | 3.32 | [5 empty] | 1.33 | [9 empty] | 8820 | [27 empty] | 13.2 | [76 empty] | 2025 | Li, Z., Lang, X., Song, W., Li, H., Li, C., Ma, X. (2025). LA-ICP-MS analysis of sulfides from the Sinongduo Ag-Pb-Zn deposit, Tibet: Insights into element incorporation mechanisms and ore genesis. Ore Geology Reviews, 106858. https://doi.org/10.1016/j.oregeorev.2025.106858 |  | CHN | Tibet
| Sinongduo |  | Epithermal | Epithermal | Epithermal Ag-Pb-Zn | Ag, Pb, Zn |  | Ag, Pb, Zn | Li et al., 2025 |  | BS010-06C-07-1 | BS010-06C-07-1 | drill core |  |  |  |  | ore material | drill core | drill core | mineral separate | [5 empty] | mineralisation |  |  |  | sphalerite, pyrite, galena | [6 empty] | quartz, chalcopyrite, calcite | major element determined by EPMA as internal standard to calibrate the LA-ICP-MS data such as Zn for sphalerite, Fe for pyrite, and Pb for galena | LA-ICPMS, EMPA | NWR 193 nm Ar F Excimer laser-ablation system interfaced with an i CAP RQ ICPMS | Guangzhou Tuoyan Analytical Technology Co., Ltd. in Guangzhou, China | 0.7 l/min He carrier gas, which was later mixed with 0.89 l/min Ar make-up gas. The laser was set at a fluence of 3.5 J/cm², operating at 6 Hz with a 30 μm spot size. Each analysis lasted 45 seconds, followed by a 40-second background measurement. | NIST SRM610, MASS-1, NIST SRM612, GE8 | 74 | [25 empty] | 3.01 | [5 empty] | 3.11 | [9 empty] | 10000 | [27 empty] | 20.9 | [76 empty] | 2025 | Li, Z., Lang, X., Song, W., Li, H., Li, C., Ma, X. (2025). LA-ICP-MS analysis of sulfides from the Sinongduo Ag-Pb-Zn deposit, Tibet: Insights into element incorporation mechanisms and ore genesis. Ore Geology Reviews, 106858. https://doi.org/10.1016/j.oregeorev.2025.106858 |  | CHN | Tibet
| Sinongduo |  | Epithermal | Epithermal | Epithermal Ag-Pb-Zn | Ag, Pb, Zn |  | Ag, Pb, Zn | Li et al., 2025 |  | BS010-06C-08-1 | BS010-06C-08-1 | drill core |  |  |  |  | ore material | drill core | drill core | mineral separate | [5 empty] | mineralisation |  |  |  | sphalerite, pyrite, galena | [6 empty] | quartz, chalcopyrite, calcite | major element determined by EPMA as internal standard to calibrate the LA-ICP-MS data such as Zn for sphalerite, Fe for pyrite, and Pb for galena | LA-ICPMS, EMPA | NWR 193 nm Ar F Excimer laser-ablation system interfaced with an i CAP RQ ICPMS | Guangzhou Tuoyan Analytical Technology Co., Ltd. in Guangzhou, China | 0.7 l/min He carrier gas, which was later mixed with 0.89 l/min Ar make-up gas. The laser was set at a fluence of 3.5 J/cm², operating at 6 Hz with a 30 μm spot size. Each analysis lasted 45 seconds, followed by a 40-second background measurement. | NIST SRM610, MASS-1, NIST SRM612, GE8 | 22 | [25 empty] | 1.51 | [5 empty] | 2.22 | [9 empty] | 2740 | [27 empty] | 15.2 | [76 empty] | 2025 | Li, Z., Lang, X., Song, W., Li, H., Li, C., Ma, X. (2025). LA-ICP-MS analysis of sulfides from the Sinongduo Ag-Pb-Zn deposit, Tibet: Insights into element incorporation mechanisms and ore genesis. Ore Geology Reviews, 106858. https://doi.org/10.1016/j.oregeorev.2025.106858 |  | CHN | Tibet
| Sinongduo |  | Epithermal | Epithermal | Epithermal Ag-Pb-Zn | Ag, Pb, Zn |  | Ag, Pb, Zn | Li et al., 2025 |  | BS010-06C-09-1 | BS010-06C-09-1 | drill core |  |  |  |  | ore material | drill core | drill core | mineral separate | [5 empty] | mineralisation |  |  |  | sphalerite, pyrite, galena | [6 empty] | quartz, chalcopyrite, calcite | major element determined by EPMA as internal standard to calibrate the LA-ICP-MS data such as Zn for sphalerite, Fe for pyrite, and Pb for galena | LA-ICPMS, EMPA | NWR 193 nm Ar F Excimer laser-ablation system interfaced with an i CAP RQ ICPMS | Guangzhou Tuoyan Analytical Technology Co., Ltd. in Guangzhou, China | 0.7 l/min He carrier gas, which was later mixed with 0.89 l/min Ar make-up gas. The laser was set at a fluence of 3.5 J/cm², operating at 6 Hz with a 30 μm spot size. Each analysis lasted 45 seconds, followed by a 40-second background measurement. | NIST SRM610, MASS-1, NIST SRM612, GE8 | 13.1 | [25 empty] | 3.96 | [5 empty] | 1.05 | [9 empty] | 2440 | [27 empty] | 7.94 | [76 empty] | 2025 | Li, Z., Lang, X., Song, W., Li, H., Li, C., Ma, X. (2025). LA-ICP-MS analysis of sulfides from the Sinongduo Ag-Pb-Zn deposit, Tibet: Insights into element incorporation mechanisms and ore genesis. Ore Geology Reviews, 106858. https://doi.org/10.1016/j.oregeorev.2025.106858 |  | CHN | Tibet
| Sinongduo |  | Epithermal | Epithermal | Epithermal Ag-Pb-Zn | Ag, Pb, Zn |  | Ag, Pb, Zn | Li et al., 2025 |  | BS010-08C-01-1 | BS010-08C-01-1 | drill core |  |  |  |  | ore material | drill core | drill core | mineral separate | [5 empty] | mineralisation |  |  |  | sphalerite, pyrite, galena | [6 empty] | quartz, chalcopyrite, calcite | major element determined by EPMA as internal standard to calibrate the LA-ICP-MS data such as Zn for sphalerite, Fe for pyrite, and Pb for galena | LA-ICPMS, EMPA | NWR 193 nm Ar F Excimer laser-ablation system interfaced with an i CAP RQ ICPMS | Guangzhou Tuoyan Analytical Technology Co., Ltd. in Guangzhou, China | 0.7 l/min He carrier gas, which was later mixed with 0.89 l/min Ar make-up gas. The laser was set at a fluence of 3.5 J/cm², operating at 6 Hz with a 30 μm spot size. Each analysis lasted 45 seconds, followed by a 40-second background measurement. | NIST SRM610, MASS-1, NIST SRM612, GE8 | 2.61 | [25 empty] | 1.63 | [5 empty] | 0.32 | [9 empty] | 1890 | [27 empty] | 97.3 | [76 empty] | 2025 | Li, Z., Lang, X., Song, W., Li, H., Li, C., Ma, X. (2025). LA-ICP-MS analysis of sulfides from the Sinongduo Ag-Pb-Zn deposit, Tibet: Insights into element incorporation mechanisms and ore genesis. Ore Geology Reviews, 106858. https://doi.org/10.1016/j.oregeorev.2025.106858 |  | CHN | Tibet
| Sinongduo |  | Epithermal | Epithermal | Epithermal Ag-Pb-Zn | Ag, Pb, Zn |  | Ag, Pb, Zn | Li et al., 2025 |  | BS010-08C-02-1 | BS010-08C-02-1 | drill core |  |  |  |  | ore material | drill core | drill core | mineral separate | [5 empty] | mineralisation |  |  |  | sphalerite, pyrite, galena | [6 empty] | quartz, chalcopyrite, calcite | major element determined by EPMA as internal standard to calibrate the LA-ICP-MS data such as Zn for sphalerite, Fe for pyrite, and Pb for galena | LA-ICPMS, EMPA | NWR 193 nm Ar F Excimer laser-ablation system interfaced with an i CAP RQ ICPMS | Guangzhou Tuoyan Analytical Technology Co., Ltd. in Guangzhou, China | 0.7 l/min He carrier gas, which was later mixed with 0.89 l/min Ar make-up gas. The laser was set at a fluence of 3.5 J/cm², operating at 6 Hz with a 30 μm spot size. Each analysis lasted 45 seconds, followed by a 40-second background measurement. | NIST SRM610, MASS-1, NIST SRM612, GE8 | 2.38 | [25 empty] | 1.31 | [5 empty] | 0.27 | [9 empty] | 540 | [27 empty] | 189 | [76 empty] | 2025 | Li, Z., Lang, X., Song, W., Li, H., Li, C., Ma, X. (2025). LA-ICP-MS analysis of sulfides from the Sinongduo Ag-Pb-Zn deposit, Tibet: Insights into element incorporation mechanisms and ore genesis. Ore Geology Reviews, 106858. https://doi.org/10.1016/j.oregeorev.2025.106858 |  | CHN | Tibet
| Sinongduo |  | Epithermal | Epithermal | Epithermal Ag-Pb-Zn | Ag, Pb, Zn |  | Ag, Pb, Zn | Li et al., 2025 |  | BS010-08C-03-1 | BS010-08C-03-1 | drill core |  |  |  |  | ore material | drill core | drill core | mineral separate | [5 empty] | mineralisation |  |  |  | sphalerite, pyrite, galena | [6 empty] | quartz, chalcopyrite, calcite | major element determined by EPMA as internal standard to calibrate the LA-ICP-MS data such as Zn for sphalerite, Fe for pyrite, and Pb for galena | LA-ICPMS, EMPA | NWR 193 nm Ar F Excimer laser-ablation system interfaced with an i CAP RQ ICPMS | Guangzhou Tuoyan Analytical Technology Co., Ltd. in Guangzhou, China | 0.7 l/min He carrier gas, which was later mixed with 0.89 l/min Ar make-up gas. The laser was set at a fluence of 3.5 J/cm², operating at 6 Hz with a 30 μm spot size. Each analysis lasted 45 seconds, followed by a 40-second background measurement. | NIST SRM610, MASS-1, NIST SRM612, GE8 | 3.26 | [25 empty] | 0.77 | [5 empty] | 0.4 | [9 empty] | 2617 | [27 empty] | 228 | [76 empty] | 2025 | Li, Z., Lang, X., Song, W., Li, H., Li, C., Ma, X. (2025). LA-ICP-MS analysis of sulfides from the Sinongduo Ag-Pb-Zn deposit, Tibet: Insights into element incorporation mechanisms and ore genesis. Ore Geology Reviews, 106858. https://doi.org/10.1016/j.oregeorev.2025.106858 |  | CHN | Tibet
| Sinongduo |  | Epithermal | Epithermal | Epithermal Ag-Pb-Zn | Ag, Pb, Zn |  | Ag, Pb, Zn | Li et al., 2025 |  | BS010-08C-11-1 | BS010-08C-11-1 | drill core |  |  |  |  | ore material | drill core | drill core | mineral separate | [5 empty] | mineralisation |  |  |  | sphalerite, pyrite, galena | [6 empty] | quartz, chalcopyrite, calcite | major element determined by EPMA as internal standard to calibrate the LA-ICP-MS data such as Zn for sphalerite, Fe for pyrite, and Pb for galena | LA-ICPMS, EMPA | NWR 193 nm Ar F Excimer laser-ablation system interfaced with an i CAP RQ ICPMS | Guangzhou Tuoyan Analytical Technology Co., Ltd. in Guangzhou, China | 0.7 l/min He carrier gas, which was later mixed with 0.89 l/min Ar make-up gas. The laser was set at a fluence of 3.5 J/cm², operating at 6 Hz with a 30 μm spot size. Each analysis lasted 45 seconds, followed by a 40-second background measurement. | NIST SRM610, MASS-1, NIST SRM612, GE8 | 1.27 | [25 empty] | 2.88 | [5 empty] | 0.42 | [9 empty] | 2080 | [27 empty] | 10.9 | [76 empty] | 2025 | Li, Z., Lang, X., Song, W., Li, H., Li, C., Ma, X. (2025). LA-ICP-MS analysis of sulfides from the Sinongduo Ag-Pb-Zn deposit, Tibet: Insights into element incorporation mechanisms and ore genesis. Ore Geology Reviews, 106858. https://doi.org/10.1016/j.oregeorev.2025.106858 |  | CHN | Tibet
| Sinongduo |  | Epithermal | Epithermal | Epithermal Ag-Pb-Zn | Ag, Pb, Zn |  | Ag, Pb, Zn | Li et al., 2025 |  | BS010-07A-01-1 | BS010-07A-01-1 | drill core |  |  |  |  | ore material | drill core | drill core | mineral separate | [5 empty] | mineralisation |  |  |  | sphalerite, pyrite, galena | [6 empty] | quartz, chalcopyrite, calcite | major element determined by EPMA as internal standard to calibrate the LA-ICP-MS data such as Zn for sphalerite, Fe for pyrite, and Pb for galena | LA-ICPMS, EMPA | NWR 193 nm Ar F Excimer laser-ablation system interfaced with an i CAP RQ ICPMS | Guangzhou Tuoyan Analytical Technology Co., Ltd. in Guangzhou, China | 0.7 l/min He carrier gas, which was later mixed with 0.89 l/min Ar make-up gas. The laser was set at a fluence of 3.5 J/cm², operating at 6 Hz with a 30 μm spot size. Each analysis lasted 45 seconds, followed by a 40-second background measurement. | NIST SRM610, MASS-1, NIST SRM612, GE8 | 15.7 | [25 empty] | 1.39 | [5 empty] | 3.42 | [9 empty] | 1990 | [27 empty] | 21.7 | [76 empty] | 2025 | Li, Z., Lang, X., Song, W., Li, H., Li, C., Ma, X. (2025). LA-ICP-MS analysis of sulfides from the Sinongduo Ag-Pb-Zn deposit, Tibet: Insights into element incorporation mechanisms and ore genesis. Ore Geology Reviews, 106858. https://doi.org/10.1016/j.oregeorev.2025.106858 |  | CHN | Tibet
| Sinongduo |  | Epithermal | Epithermal | Epithermal Ag-Pb-Zn | Ag, Pb, Zn |  | Ag, Pb, Zn | Li et al., 2025 |  | BS010-07A-02-1 | BS010-07A-02-1 | drill core |  |  |  |  | ore material | drill core | drill core | mineral separate | [5 empty] | mineralisation |  |  |  | sphalerite, pyrite, galena | [6 empty] | quartz, chalcopyrite, calcite | major element determined by EPMA as internal standard to calibrate the LA-ICP-MS data such as Zn for sphalerite, Fe for pyrite, and Pb for galena | LA-ICPMS, EMPA | NWR 193 nm Ar F Excimer laser-ablation system interfaced with an i CAP RQ ICPMS | Guangzhou Tuoyan Analytical Technology Co., Ltd. in Guangzhou, China | 0.7 l/min He carrier gas, which was later mixed with 0.89 l/min Ar make-up gas. The laser was set at a fluence of 3.5 J/cm², operating at 6 Hz with a 30 μm spot size. Each analysis lasted 45 seconds, followed by a 40-second background measurement. | NIST SRM610, MASS-1, NIST SRM612, GE8 | 18.5 | [25 empty] | 2.83 | [15 empty] | 6600 | [27 empty] | 10.5 | [76 empty] | 2025 | Li, Z., Lang, X., Song, W., Li, H., Li, C., Ma, X. (2025). LA-ICP-MS analysis of sulfides from the Sinongduo Ag-Pb-Zn deposit, Tibet: Insights into element incorporation mechanisms and ore genesis. Ore Geology Reviews, 106858. https://doi.org/10.1016/j.oregeorev.2025.106858 |  | CHN | Tibet
| Sinongduo |  | Epithermal | Epithermal | Epithermal Ag-Pb-Zn | Ag, Pb, Zn |  | Ag, Pb, Zn | Li et al., 2025 |  | BS010-07A-03-1 | BS010-07A-03-1 | drill core |  |  |  |  | ore material | drill core | drill core | mineral separate | [5 empty] | mineralisation |  |  |  | sphalerite, pyrite, galena | [6 empty] | quartz, chalcopyrite, calcite | major element determined by EPMA as internal standard to calibrate the LA-ICP-MS data such as Zn for sphalerite, Fe for pyrite, and Pb for galena | LA-ICPMS, EMPA | NWR 193 nm Ar F Excimer laser-ablation system interfaced with an i CAP RQ ICPMS | Guangzhou Tuoyan Analytical Technology Co., Ltd. in Guangzhou, China | 0.7 l/min He carrier gas, which was later mixed with 0.89 l/min Ar make-up gas. The laser was set at a fluence of 3.5 J/cm², operating at 6 Hz with a 30 μm spot size. Each analysis lasted 45 seconds, followed by a 40-second background measurement. | NIST SRM610, MASS-1, NIST SRM612, GE8 | 37.4 | [25 empty] | 2.19 | [5 empty] | 5.39 | [9 empty] | 10670 | [27 empty] | 13.6 | [76 empty] | 2025 | Li, Z., Lang, X., Song, W., Li, H., Li, C., Ma, X. (2025). LA-ICP-MS analysis of sulfides from the Sinongduo Ag-Pb-Zn deposit, Tibet: Insights into element incorporation mechanisms and ore genesis. Ore Geology Reviews, 106858. https://doi.org/10.1016/j.oregeorev.2025.106858 |  | CHN | Tibet
| Sinongduo |  | Epithermal | Epithermal | Epithermal Ag-Pb-Zn | Ag, Pb, Zn |  | Ag, Pb, Zn | Li et al., 2025 |  | BS010-07A-04-1 | BS010-07A-04-1 | drill core |  |  |  |  | ore material | drill core | drill core | mineral separate | [5 empty] | mineralisation |  |  |  | sphalerite, pyrite, galena | [6 empty] | quartz, chalcopyrite, calcite | major element determined by EPMA as internal standard to calibrate the LA-ICP-MS data such as Zn for sphalerite, Fe for pyrite, and Pb for galena | LA-ICPMS, EMPA | NWR 193 nm Ar F Excimer laser-ablation system interfaced with an i CAP RQ ICPMS | Guangzhou Tuoyan Analytical Technology Co., Ltd. in Guangzhou, China | 0.7 l/min He carrier gas, which was later mixed with 0.89 l/min Ar make-up gas. The laser was set at a fluence of 3.5 J/cm², operating at 6 Hz with a 30 μm spot size. Each analysis lasted 45 seconds, followed by a 40-second background measurement. | NIST SRM610, MASS-1, NIST SRM612, GE8 | 63.2 | [25 empty] | 1.75 | [5 empty] | 5.82 | [9 empty] | 8480 | [27 empty] | 17.4 | [76 empty] | 2025 | Li, Z., Lang, X., Song, W., Li, H., Li, C., Ma, X. (2025). LA-ICP-MS analysis of sulfides from the Sinongduo Ag-Pb-Zn deposit, Tibet: Insights into element incorporation mechanisms and ore genesis. Ore Geology Reviews, 106858. https://doi.org/10.1016/j.oregeorev.2025.106858 |  | CHN | Tibet
| Sinongduo |  | Epithermal | Epithermal | Epithermal Ag-Pb-Zn | Ag, Pb, Zn |  | Ag, Pb, Zn | Li et al., 2025 |  | BS010-07A-05-1 | BS010-07A-05-1 | drill core |  |  |  |  | ore material | drill core | drill core | mineral separate | [5 empty] | mineralisation |  |  |  | sphalerite, pyrite, galena | [6 empty] | quartz, chalcopyrite, calcite | major element determined by EPMA as internal standard to calibrate the LA-ICP-MS data such as Zn for sphalerite, Fe for pyrite, and Pb for galena | LA-ICPMS, EMPA | NWR 193 nm Ar F Excimer laser-ablation system interfaced with an i CAP RQ ICPMS | Guangzhou Tuoyan Analytical Technology Co., Ltd. in Guangzhou, China | 0.7 l/min He carrier gas, which was later mixed with 0.89 l/min Ar make-up gas. The laser was set at a fluence of 3.5 J/cm², operating at 6 Hz with a 30 μm spot size. Each analysis lasted 45 seconds, followed by a 40-second background measurement. | NIST SRM610, MASS-1, NIST SRM612, GE8 | 23.2 | [25 empty] | 2.52 | [5 empty] | 3.66 | [9 empty] | 6310 | [27 empty] | 13.9 | [76 empty] | 2025 | Li, Z., Lang, X., Song, W., Li, H., Li, C., Ma, X. (2025). LA-ICP-MS analysis of sulfides from the Sinongduo Ag-Pb-Zn deposit, Tibet: Insights into element incorporation mechanisms and ore genesis. Ore Geology Reviews, 106858. https://doi.org/10.1016/j.oregeorev.2025.106858 |  | CHN | Tibet
| Sinongduo |  | Epithermal | Epithermal | Epithermal Ag-Pb-Zn | Ag, Pb, Zn |  | Ag, Pb, Zn | Li et al., 2025 |  | BS010-07A-06-1 | BS010-07A-06-1 | drill core |  |  |  |  | ore material | drill core | drill core | mineral separate | [5 empty] | mineralisation |  |  |  | sphalerite, pyrite, galena | [6 empty] | quartz, chalcopyrite, calcite | major element determined by EPMA as internal standard to calibrate the LA-ICP-MS data such as Zn for sphalerite, Fe for pyrite, and Pb for galena | LA-ICPMS, EMPA | NWR 193 nm Ar F Excimer laser-ablation system interfaced with an i CAP RQ ICPMS | Guangzhou Tuoyan Analytical Technology Co., Ltd. in Guangzhou, China | 0.7 l/min He carrier gas, which was later mixed with 0.89 l/min Ar make-up gas. The laser was set at a fluence of 3.5 J/cm², operating at 6 Hz with a 30 μm spot size. Each analysis lasted 45 seconds, followed by a 40-second background measurement. | NIST SRM610, MASS-1, NIST SRM612, GE8 | 21.7 | [25 empty] | 2.78 | [5 empty] | 3.55 | [9 empty] | 5690 | [27 empty] | 13.7 | [76 empty] | 2025 | Li, Z., Lang, X., Song, W., Li, H., Li, C., Ma, X. (2025). LA-ICP-MS analysis of sulfides from the Sinongduo Ag-Pb-Zn deposit, Tibet: Insights into element incorporation mechanisms and ore genesis. Ore Geology Reviews, 106858. https://doi.org/10.1016/j.oregeorev.2025.106858 |  | CHN | Tibet
| Sinongduo |  | Epithermal | Epithermal | Epithermal Ag-Pb-Zn | Ag, Pb, Zn |  | Ag, Pb, Zn | Li et al., 2025 |  | BS010-07A-07-1 | BS010-07A-07-1 | drill core |  |  |  |  | ore material | drill core | drill core | mineral separate | [5 empty] | mineralisation |  |  |  | sphalerite, pyrite, galena | [6 empty] | quartz, chalcopyrite, calcite | major element determined by EPMA as internal standard to calibrate the LA-ICP-MS data such as Zn for sphalerite, Fe for pyrite, and Pb for galena | LA-ICPMS, EMPA | NWR 193 nm Ar F Excimer laser-ablation system interfaced with an i CAP RQ ICPMS | Guangzhou Tuoyan Analytical Technology Co., Ltd. in Guangzhou, China | 0.7 l/min He carrier gas, which was later mixed with 0.89 l/min Ar make-up gas. The laser was set at a fluence of 3.5 J/cm², operating at 6 Hz with a 30 μm spot size. Each analysis lasted 45 seconds, followed by a 40-second background measurement. | NIST SRM610, MASS-1, NIST SRM612, GE8 | 61 | [25 empty] | 2.48 | [5 empty] | 6.61 | [9 empty] | 13340 | [27 empty] | 20.6 | [76 empty] | 2025 | Li, Z., Lang, X., Song, W., Li, H., Li, C., Ma, X. (2025). LA-ICP-MS analysis of sulfides from the Sinongduo Ag-Pb-Zn deposit, Tibet: Insights into element incorporation mechanisms and ore genesis. Ore Geology Reviews, 106858. https://doi.org/10.1016/j.oregeorev.2025.106858 |  | CHN | Tibet
| Sinongduo |  | Epithermal | Epithermal | Epithermal Ag-Pb-Zn | Ag, Pb, Zn |  | Ag, Pb, Zn | Li et al., 2025 |  | BS010-07A-08-1 | BS010-07A-08-1 | drill core |  |  |  |  | ore material | drill core | drill core | mineral separate | [5 empty] | mineralisation |  |  |  | sphalerite, pyrite, galena | [6 empty] | quartz, chalcopyrite, calcite | major element determined by EPMA as internal standard to calibrate the LA-ICP-MS data such as Zn for sphalerite, Fe for pyrite, and Pb for galena | LA-ICPMS, EMPA | NWR 193 nm Ar F Excimer laser-ablation system interfaced with an i CAP RQ ICPMS | Guangzhou Tuoyan Analytical Technology Co., Ltd. in Guangzhou, China | 0.7 l/min He carrier gas, which was later mixed with 0.89 l/min Ar make-up gas. The laser was set at a fluence of 3.5 J/cm², operating at 6 Hz with a 30 μm spot size. Each analysis lasted 45 seconds, followed by a 40-second background measurement. | NIST SRM610, MASS-1, NIST SRM612, GE8 | 47.6 | [25 empty] | 3.38 | [5 empty] | 5.42 | [9 empty] | 13490 | [27 empty] | 18.2 | [76 empty] | 2025 | Li, Z., Lang, X., Song, W., Li, H., Li, C., Ma, X. (2025). LA-ICP-MS analysis of sulfides from the Sinongduo Ag-Pb-Zn deposit, Tibet: Insights into element incorporation mechanisms and ore genesis. Ore Geology Reviews, 106858. https://doi.org/10.1016/j.oregeorev.2025.106858 |  | CHN | Tibet
| Duchuan |  | Epithermal | Epithermal | Epithermal Ag-Pb-Zn | Ag, Pb, Zn |  | Ag, Pb, Zn | Li et al., 2025 |  | XB196-04C-01-1 | XB196-04C-01-1 | drill core |  |  |  |  | ore material | drill core | drill core | mineral separate | [5 empty] | mineralisation |  |  |  | sphalerite, pyrite, galena | [6 empty] | quartz, chalcopyrite, calcite | major element determined by EPMA as internal standard to calibrate the LA-ICP-MS data such as Zn for sphalerite, Fe for pyrite, and Pb for galena | LA-ICPMS, EMPA | NWR 193 nm Ar F Excimer laser-ablation system interfaced with an i CAP RQ ICPMS | Guangzhou Tuoyan Analytical Technology Co., Ltd. in Guangzhou, China | 0.7 l/min He carrier gas, which was later mixed with 0.89 l/min Ar make-up gas. The laser was set at a fluence of 3.5 J/cm², operating at 6 Hz with a 30 μm spot size. Each analysis lasted 45 seconds, followed by a 40-second background measurement. | NIST SRM610, MASS-1, NIST SRM612, GE8 | 44.8 | [25 empty] | 0.05 | [5 empty] | 250 | [9 empty] | 6090 | [27 empty] | 1180 | [76 empty] | 2025 | Li, Z., Lang, X., Song, W., Li, H., Li, C., Ma, X. (2025). LA-ICP-MS analysis of sulfides from the Sinongduo Ag-Pb-Zn deposit, Tibet: Insights into element incorporation mechanisms and ore genesis. Ore Geology Reviews, 106858. https://doi.org/10.1016/j.oregeorev.2025.106858 |  | CHN | Tibet
| Sinongduo |  | Epithermal | Epithermal | Epithermal Ag-Pb-Zn | Ag, Pb, Zn |  | Ag, Pb, Zn | Li et al., 2025 |  | XB196-04C-05-1 | XB196-04C-05-1 | drill core |  |  |  |  | ore material | drill core | drill core | mineral separate | [5 empty] | mineralisation |  |  |  | sphalerite, pyrite, galena | [6 empty] | quartz, chalcopyrite, calcite | major element determined by EPMA as internal standard to calibrate the LA-ICP-MS data such as Zn for sphalerite, Fe for pyrite, and Pb for galena | LA-ICPMS, EMPA | NWR 193 nm Ar F Excimer laser-ablation system interfaced with an i CAP RQ ICPMS | Guangzhou Tuoyan Analytical Technology Co., Ltd. in Guangzhou, China | 0.7 l/min He carrier gas, which was later mixed with 0.89 l/min Ar make-up gas. The laser was set at a fluence of 3.5 J/cm², operating at 6 Hz with a 30 μm spot size. Each analysis lasted 45 seconds, followed by a 40-second background measurement. | NIST SRM610, MASS-1, NIST SRM612, GE8 | 8.86 | [31 empty] | 54.4 | [9 empty] | 442 | [27 empty] | 65.1 | [76 empty] | 2025 | Li, Z., Lang, X., Song, W., Li, H., Li, C., Ma, X. (2025). LA-ICP-MS analysis of sulfides from the Sinongduo Ag-Pb-Zn deposit, Tibet: Insights into element incorporation mechanisms and ore genesis. Ore Geology Reviews, 106858. https://doi.org/10.1016/j.oregeorev.2025.106858 |  | CHN | Tibet
| Sinongduo |  | Epithermal | Epithermal | Epithermal Ag-Pb-Zn | Ag, Pb, Zn |  | Ag, Pb, Zn | Li et al., 2025 |  | XB196-04C-09-1 | XB196-04C-09-1 | drill core |  |  |  |  | ore material | drill core | drill core | mineral separate | [5 empty] | mineralisation |  |  |  | sphalerite, pyrite, galena | [6 empty] | quartz, chalcopyrite, calcite | major element determined by EPMA as internal standard to calibrate the LA-ICP-MS data such as Zn for sphalerite, Fe for pyrite, and Pb for galena | LA-ICPMS, EMPA | NWR 193 nm Ar F Excimer laser-ablation system interfaced with an i CAP RQ ICPMS | Guangzhou Tuoyan Analytical Technology Co., Ltd. in Guangzhou, China | 0.7 l/min He carrier gas, which was later mixed with 0.89 l/min Ar make-up gas. The laser was set at a fluence of 3.5 J/cm², operating at 6 Hz with a 30 μm spot size. Each analysis lasted 45 seconds, followed by a 40-second background measurement. | NIST SRM610, MASS-1, NIST SRM612, GE8 | 5.74 | [31 empty] | 28.8 | [9 empty] | 731 | [27 empty] | 43.9 | [76 empty] | 2025 | Li, Z., Lang, X., Song, W., Li, H., Li, C., Ma, X. (2025). LA-ICP-MS analysis of sulfides from the Sinongduo Ag-Pb-Zn deposit, Tibet: Insights into element incorporation mechanisms and ore genesis. Ore Geology Reviews, 106858. https://doi.org/10.1016/j.oregeorev.2025.106858 |  | CHN | Tibet
| Sinongduo |  | Epithermal | Epithermal | Epithermal Ag-Pb-Zn | Ag, Pb, Zn |  | Ag, Pb, Zn | Li et al., 2025 |  | XB196-04C-10-1 | XB196-04C-10-1 | drill core |  |  |  |  | ore material | drill core | drill core | mineral separate | [5 empty] | mineralisation |  |  |  | sphalerite, pyrite, galena | [6 empty] | quartz, chalcopyrite, calcite | major element determined by EPMA as internal standard to calibrate the LA-ICP-MS data such as Zn for sphalerite, Fe for pyrite, and Pb for galena | LA-ICPMS, EMPA | NWR 193 nm Ar F Excimer laser-ablation system interfaced with an i CAP RQ ICPMS | Guangzhou Tuoyan Analytical Technology Co., Ltd. in Guangzhou, China | 0.7 l/min He carrier gas, which was later mixed with 0.89 l/min Ar make-up gas. The laser was set at a fluence of 3.5 J/cm², operating at 6 Hz with a 30 μm spot size. Each analysis lasted 45 seconds, followed by a 40-second background measurement. | NIST SRM610, MASS-1, NIST SRM612, GE8 | 10.6 | [25 empty] | 0.06 | [5 empty] | 37.9 | [9 empty] | 959 | [27 empty] | 46.3 | [76 empty] | 2025 | Li, Z., Lang, X., Song, W., Li, H., Li, C., Ma, X. (2025). LA-ICP-MS analysis of sulfides from the Sinongduo Ag-Pb-Zn deposit, Tibet: Insights into element incorporation mechanisms and ore genesis. Ore Geology Reviews, 106858. https://doi.org/10.1016/j.oregeorev.2025.106858 |  | CHN | Tibet
| Sinongduo |  | Epithermal | Epithermal | Epithermal Ag-Pb-Zn | Ag, Pb, Zn |  | Ag, Pb, Zn | Li et al., 2025 |  | XB196-01A-03-1 | XB196-01A-03-1 | drill core |  |  |  |  | ore material | drill core | drill core | mineral separate | [5 empty] | mineralisation |  |  |  | sphalerite, pyrite, galena | [6 empty] | quartz, chalcopyrite, calcite | major element determined by EPMA as internal standard to calibrate the LA-ICP-MS data such as Zn for sphalerite, Fe for pyrite, and Pb for galena | LA-ICPMS, EMPA | NWR 193 nm Ar F Excimer laser-ablation system interfaced with an i CAP RQ ICPMS | Guangzhou Tuoyan Analytical Technology Co., Ltd. in Guangzhou, China | 0.7 l/min He carrier gas, which was later mixed with 0.89 l/min Ar make-up gas. The laser was set at a fluence of 3.5 J/cm², operating at 6 Hz with a 30 μm spot size. Each analysis lasted 45 seconds, followed by a 40-second background measurement. | NIST SRM610, MASS-1, NIST SRM612, GE8 | 2.89 | [25 empty] | 0.37 | [15 empty] | 8150 | [27 empty] | 352 | [76 empty] | 2025 | Li, Z., Lang, X., Song, W., Li, H., Li, C., Ma, X. (2025). LA-ICP-MS analysis of sulfides from the Sinongduo Ag-Pb-Zn deposit, Tibet: Insights into element incorporation mechanisms and ore genesis. Ore Geology Reviews, 106858. https://doi.org/10.1016/j.oregeorev.2025.106858 |  | CHN | Tibet
| Sinongduo |  | Epithermal | Epithermal | Epithermal Ag-Pb-Zn | Ag, Pb, Zn |  | Ag, Pb, Zn | Li et al., 2025 |  | XB196-01A-04-1 | XB196-01A-04-1 | drill core |  |  |  |  | ore material | drill core | drill core | mineral separate | [5 empty] | mineralisation |  |  |  | sphalerite, pyrite, galena | [6 empty] | quartz, chalcopyrite, calcite | major element determined by EPMA as internal standard to calibrate the LA-ICP-MS data such as Zn for sphalerite, Fe for pyrite, and Pb for galena | LA-ICPMS, EMPA | NWR 193 nm Ar F Excimer laser-ablation system interfaced with an i CAP RQ ICPMS | Guangzhou Tuoyan Analytical Technology Co., Ltd. in Guangzhou, China | 0.7 l/min He carrier gas, which was later mixed with 0.89 l/min Ar make-up gas. The laser was set at a fluence of 3.5 J/cm², operating at 6 Hz with a 30 μm spot size. Each analysis lasted 45 seconds, followed by a 40-second background measurement. | NIST SRM610, MASS-1, NIST SRM612, GE8 | 9.13 | [31 empty] | 0.72 | [9 empty] | 5900 | [27 empty] | 592 | [76 empty] | 2025 | Li, Z., Lang, X., Song, W., Li, H., Li, C., Ma, X. (2025). LA-ICP-MS analysis of sulfides from the Sinongduo Ag-Pb-Zn deposit, Tibet: Insights into element incorporation mechanisms and ore genesis. Ore Geology Reviews, 106858. https://doi.org/10.1016/j.oregeorev.2025.106858 |  | CHN | Tibet
| Sinongduo |  | Epithermal | Epithermal | Epithermal Ag-Pb-Zn | Ag, Pb, Zn |  | Ag, Pb, Zn | Li et al., 2025 |  | XB196-01A-05-1 | XB196-01A-05-1 | drill core |  |  |  |  | ore material | drill core | drill core | mineral separate | [5 empty] | mineralisation |  |  |  | sphalerite, pyrite, galena | [6 empty] | quartz, chalcopyrite, calcite | major element determined by EPMA as internal standard to calibrate the LA-ICP-MS data such as Zn for sphalerite, Fe for pyrite, and Pb for galena | LA-ICPMS, EMPA | NWR 193 nm Ar F Excimer laser-ablation system interfaced with an i CAP RQ ICPMS | Guangzhou Tuoyan Analytical Technology Co., Ltd. in Guangzhou, China | 0.7 l/min He carrier gas, which was later mixed with 0.89 l/min Ar make-up gas. The laser was set at a fluence of 3.5 J/cm², operating at 6 Hz with a 30 μm spot size. Each analysis lasted 45 seconds, followed by a 40-second background measurement. | NIST SRM610, MASS-1, NIST SRM612, GE8 | 4.97 | [31 empty] | 0.69 | [9 empty] | 1760 | [27 empty] | 334 | [76 empty] | 2025 | Li, Z., Lang, X., Song, W., Li, H., Li, C., Ma, X. (2025). LA-ICP-MS analysis of sulfides from the Sinongduo Ag-Pb-Zn deposit, Tibet: Insights into element incorporation mechanisms and ore genesis. Ore Geology Reviews, 106858. https://doi.org/10.1016/j.oregeorev.2025.106858 |  | CHN | Tibet
| Sinongduo |  | Epithermal | Epithermal | Epithermal Ag-Pb-Zn | Ag, Pb, Zn |  | Ag, Pb, Zn | Li et al., 2025 |  | XB196-01A-06-1 | XB196-01A-06-1 | drill core |  |  |  |  | ore material | drill core | drill core | mineral separate | [5 empty] | mineralisation |  |  |  | sphalerite, pyrite, galena | [6 empty] | quartz, chalcopyrite, calcite | major element determined by EPMA as internal standard to calibrate the LA-ICP-MS data such as Zn for sphalerite, Fe for pyrite, and Pb for galena | LA-ICPMS, EMPA | NWR 193 nm Ar F Excimer laser-ablation system interfaced with an i CAP RQ ICPMS | Guangzhou Tuoyan Analytical Technology Co., Ltd. in Guangzhou, China | 0.7 l/min He carrier gas, which was later mixed with 0.89 l/min Ar make-up gas. The laser was set at a fluence of 3.5 J/cm², operating at 6 Hz with a 30 μm spot size. Each analysis lasted 45 seconds, followed by a 40-second background measurement. | NIST SRM610, MASS-1, NIST SRM612, GE8 | 6.06 | [25 empty] | 2.82 | [5 empty] | 1.11 | [9 empty] | 161300 | [27 empty] | 349 | [76 empty] | 2025 | Li, Z., Lang, X., Song, W., Li, H., Li, C., Ma, X. (2025). LA-ICP-MS analysis of sulfides from the Sinongduo Ag-Pb-Zn deposit, Tibet: Insights into element incorporation mechanisms and ore genesis. Ore Geology Reviews, 106858. https://doi.org/10.1016/j.oregeorev.2025.106858 |  | CHN | Tibet
| Sinongduo |  | Epithermal | Epithermal | Epithermal Ag-Pb-Zn | Ag, Pb, Zn |  | Ag, Pb, Zn | Li et al., 2025 |  | XB196-01A-07-1 | XB196-01A-07-1 | drill core |  |  |  |  | ore material | drill core | drill core | mineral separate | [5 empty] | mineralisation |  |  |  | sphalerite, pyrite, galena | [6 empty] | quartz, chalcopyrite, calcite | major element determined by EPMA as internal standard to calibrate the LA-ICP-MS data such as Zn for sphalerite, Fe for pyrite, and Pb for galena | LA-ICPMS, EMPA | NWR 193 nm Ar F Excimer laser-ablation system interfaced with an i CAP RQ ICPMS | Guangzhou Tuoyan Analytical Technology Co., Ltd. in Guangzhou, China | 0.7 l/min He carrier gas, which was later mixed with 0.89 l/min Ar make-up gas. The laser was set at a fluence of 3.5 J/cm², operating at 6 Hz with a 30 μm spot size. Each analysis lasted 45 seconds, followed by a 40-second background measurement. | NIST SRM610, MASS-1, NIST SRM612, GE8 | 9.59 | [25 empty] | 0.19 | [5 empty] | 1.23 | [9 empty] | 13100 | [27 empty] | 572 | [76 empty] | 2025 | Li, Z., Lang, X., Song, W., Li, H., Li, C., Ma, X. (2025). LA-ICP-MS analysis of sulfides from the Sinongduo Ag-Pb-Zn deposit, Tibet: Insights into element incorporation mechanisms and ore genesis. Ore Geology Reviews, 106858. https://doi.org/10.1016/j.oregeorev.2025.106858 |  | CHN | Tibet
| Sinongduo |  | Epithermal | Epithermal | Epithermal Ag-Pb-Zn | Ag, Pb, Zn |  | Ag, Pb, Zn | Li et al., 2025 |  | XB196-07C-04-1 | XB196-07C-04-1 | drill core |  |  |  |  | ore material | drill core | drill core | mineral separate | [5 empty] | mineralisation |  |  |  | sphalerite, pyrite, galena | [6 empty] | quartz, chalcopyrite, calcite | major element determined by EPMA as internal standard to calibrate the LA-ICP-MS data such as Zn for sphalerite, Fe for pyrite, and Pb for galena | LA-ICPMS, EMPA | NWR 193 nm Ar F Excimer laser-ablation system interfaced with an i CAP RQ ICPMS | Guangzhou Tuoyan Analytical Technology Co., Ltd. in Guangzhou, China | 0.7 l/min He carrier gas, which was later mixed with 0.89 l/min Ar make-up gas. The laser was set at a fluence of 3.5 J/cm², operating at 6 Hz with a 30 μm spot size. Each analysis lasted 45 seconds, followed by a 40-second background measurement. | NIST SRM610, MASS-1, NIST SRM612, GE8 | 7.91 | [25 empty] | 0.04 | [5 empty] | 1.88 | [9 empty] | 691 | [27 empty] | 40.9 | [76 empty] | 2025 | Li, Z., Lang, X., Song, W., Li, H., Li, C., Ma, X. (2025). LA-ICP-MS analysis of sulfides from the Sinongduo Ag-Pb-Zn deposit, Tibet: Insights into element incorporation mechanisms and ore genesis. Ore Geology Reviews, 106858. https://doi.org/10.1016/j.oregeorev.2025.106858 |  | CHN | Tibet
| Sinongduo |  | Epithermal | Epithermal | Epithermal Ag-Pb-Zn | Ag, Pb, Zn |  | Ag, Pb, Zn | Li et al., 2025 |  | XB196-07C-05-1 | XB196-07C-05-1 | drill core |  |  |  |  | ore material | drill core | drill core | mineral separate | [5 empty] | mineralisation |  |  |  | sphalerite, pyrite, galena | [6 empty] | quartz, chalcopyrite, calcite | major element determined by EPMA as internal standard to calibrate the LA-ICP-MS data such as Zn for sphalerite, Fe for pyrite, and Pb for galena | LA-ICPMS, EMPA | NWR 193 nm Ar F Excimer laser-ablation system interfaced with an i CAP RQ ICPMS | Guangzhou Tuoyan Analytical Technology Co., Ltd. in Guangzhou, China | 0.7 l/min He carrier gas, which was later mixed with 0.89 l/min Ar make-up gas. The laser was set at a fluence of 3.5 J/cm², operating at 6 Hz with a 30 μm spot size. Each analysis lasted 45 seconds, followed by a 40-second background measurement. | NIST SRM610, MASS-1, NIST SRM612, GE8 | 3.98 | [25 empty] | 0.04 | [5 empty] | 0.51 | [9 empty] | 659 | [27 empty] | 33.5 | [76 empty] | 2025 | Li, Z., Lang, X., Song, W., Li, H., Li, C., Ma, X. (2025). LA-ICP-MS analysis of sulfides from the Sinongduo Ag-Pb-Zn deposit, Tibet: Insights into element incorporation mechanisms and ore genesis. Ore Geology Reviews, 106858. https://doi.org/10.1016/j.oregeorev.2025.106858 |  | CHN | Tibet
| Sinongduo |  | Epithermal | Epithermal | Epithermal Ag-Pb-Zn | Ag, Pb, Zn |  | Ag, Pb, Zn | Li et al., 2025 |  | XB196-07C-06-1 | XB196-07C-06-1 | drill core |  |  |  |  | ore material | drill core | drill core | mineral separate | [5 empty] | mineralisation |  |  |  | sphalerite, pyrite, galena | [6 empty] | quartz, chalcopyrite, calcite | major element determined by EPMA as internal standard to calibrate the LA-ICP-MS data such as Zn for sphalerite, Fe for pyrite, and Pb for galena | LA-ICPMS, EMPA | NWR 193 nm Ar F Excimer laser-ablation system interfaced with an i CAP RQ ICPMS | Guangzhou Tuoyan Analytical Technology Co., Ltd. in Guangzhou, China | 0.7 l/min He carrier gas, which was later mixed with 0.89 l/min Ar make-up gas. The laser was set at a fluence of 3.5 J/cm², operating at 6 Hz with a 30 μm spot size. Each analysis lasted 45 seconds, followed by a 40-second background measurement. | NIST SRM610, MASS-1, NIST SRM612, GE8 | 6.08 | [25 empty] | 0.05 | [5 empty] | 0.86 | [9 empty] | 2260 | [27 empty] | 68.5 | [76 empty] | 2025 | Li, Z., Lang, X., Song, W., Li, H., Li, C., Ma, X. (2025). LA-ICP-MS analysis of sulfides from the Sinongduo Ag-Pb-Zn deposit, Tibet: Insights into element incorporation mechanisms and ore genesis. Ore Geology Reviews, 106858. https://doi.org/10.1016/j.oregeorev.2025.106858 |  | CHN | Tibet
| Sinongduo |  | Epithermal | Epithermal | Epithermal Ag-Pb-Zn | Ag, Pb, Zn |  | Ag, Pb, Zn | Li et al., 2025 |  | XB196-07C-07-1 | XB196-07C-07-1 | drill core |  |  |  |  | ore material | drill core | drill core | mineral separate | [5 empty] | mineralisation |  |  |  | sphalerite, pyrite, galena | [6 empty] | quartz, chalcopyrite, calcite | major element determined by EPMA as internal standard to calibrate the LA-ICP-MS data such as Zn for sphalerite, Fe for pyrite, and Pb for galena | LA-ICPMS, EMPA | NWR 193 nm Ar F Excimer laser-ablation system interfaced with an i CAP RQ ICPMS | Guangzhou Tuoyan Analytical Technology Co., Ltd. in Guangzhou, China | 0.7 l/min He carrier gas, which was later mixed with 0.89 l/min Ar make-up gas. The laser was set at a fluence of 3.5 J/cm², operating at 6 Hz with a 30 μm spot size. Each analysis lasted 45 seconds, followed by a 40-second background measurement. | NIST SRM610, MASS-1, NIST SRM612, GE8 | 11.2 | [25 empty] | 0.09 | [5 empty] | 2.68 | [9 empty] | 2420 | [27 empty] | 85.1 | [76 empty] | 2025 | Li, Z., Lang, X., Song, W., Li, H., Li, C., Ma, X. (2025). LA-ICP-MS analysis of sulfides from the Sinongduo Ag-Pb-Zn deposit, Tibet: Insights into element incorporation mechanisms and ore genesis. Ore Geology Reviews, 106858. https://doi.org/10.1016/j.oregeorev.2025.106858 |  | CHN | Tibet
| Dongyong |  | Epithermal | Epithermal | Epithermal Ag-Pb-Zn | Ag, Pb, Zn |  | Ag, Pb, Zn | Li et al., 2025 |  | DY-04A-01-1 | DY-04A-01-1 | drill core |  |  |  |  | ore material | drill core | drill core | mineral separate | [5 empty] | mineralisation |  |  |  | sphalerite, pyrite, galena | [6 empty] | quartz, chalcopyrite, calcite | major element determined by EPMA as internal standard to calibrate the LA-ICP-MS data such as Zn for sphalerite, Fe for pyrite, and Pb for galena | LA-ICPMS, EMPA | NWR 193 nm Ar F Excimer laser-ablation system interfaced with an i CAP RQ ICPMS | Guangzhou Tuoyan Analytical Technology Co., Ltd. in Guangzhou, China | 0.7 l/min He carrier gas, which was later mixed with 0.89 l/min Ar make-up gas. The laser was set at a fluence of 3.5 J/cm², operating at 6 Hz with a 30 μm spot size. Each analysis lasted 45 seconds, followed by a 40-second background measurement. | NIST SRM610, MASS-1, NIST SRM612, GE8 | 13.8 | [25 empty] | 4.18 | [5 empty] | 236 | [9 empty] | 4140 | [27 empty] | 20.9 | [76 empty] | 2025 | Li, Z., Lang, X., Song, W., Li, H., Li, C., Ma, X. (2025). LA-ICP-MS analysis of sulfides from the Sinongduo Ag-Pb-Zn deposit, Tibet: Insights into element incorporation mechanisms and ore genesis. Ore Geology Reviews, 106858. https://doi.org/10.1016/j.oregeorev.2025.106858 |  | CHN | Tibet
| Sinongduo |  | Epithermal | Epithermal | Epithermal Ag-Pb-Zn | Ag, Pb, Zn |  | Ag, Pb, Zn | Li et al., 2025 |  | DY-04A-02-1 | DY-04A-02-1 | drill core |  |  |  |  | ore material | drill core | drill core | mineral separate | [5 empty] | mineralisation |  |  |  | sphalerite, pyrite, galena | [6 empty] | quartz, chalcopyrite, calcite | major element determined by EPMA as internal standard to calibrate the LA-ICP-MS data such as Zn for sphalerite, Fe for pyrite, and Pb for galena | LA-ICPMS, EMPA | NWR 193 nm Ar F Excimer laser-ablation system interfaced with an i CAP RQ ICPMS | Guangzhou Tuoyan Analytical Technology Co., Ltd. in Guangzhou, China | 0.7 l/min He carrier gas, which was later mixed with 0.89 l/min Ar make-up gas. The laser was set at a fluence of 3.5 J/cm², operating at 6 Hz with a 30 μm spot size. Each analysis lasted 45 seconds, followed by a 40-second background measurement. | NIST SRM610, MASS-1, NIST SRM612, GE8 | 5.2 | [25 empty] | 0.98 | [5 empty] | 43.6 | [9 empty] | 3840 | [27 empty] | 20.6 | [76 empty] | 2025 | Li, Z., Lang, X., Song, W., Li, H., Li, C., Ma, X. (2025). LA-ICP-MS analysis of sulfides from the Sinongduo Ag-Pb-Zn deposit, Tibet: Insights into element incorporation mechanisms and ore genesis. Ore Geology Reviews, 106858. https://doi.org/10.1016/j.oregeorev.2025.106858 |  | CHN | Tibet
| Sinongduo |  | Epithermal | Epithermal | Epithermal Ag-Pb-Zn | Ag, Pb, Zn |  | Ag, Pb, Zn | Li et al., 2025 |  | DY-04A-03-1 | DY-04A-03-1 | drill core |  |  |  |  | ore material | drill core | drill core | mineral separate | [5 empty] | mineralisation |  |  |  | sphalerite, pyrite, galena | [6 empty] | quartz, chalcopyrite, calcite | major element determined by EPMA as internal standard to calibrate the LA-ICP-MS data such as Zn for sphalerite, Fe for pyrite, and Pb for galena | LA-ICPMS, EMPA | NWR 193 nm Ar F Excimer laser-ablation system interfaced with an i CAP RQ ICPMS | Guangzhou Tuoyan Analytical Technology Co., Ltd. in Guangzhou, China | 0.7 l/min He carrier gas, which was later mixed with 0.89 l/min Ar make-up gas. The laser was set at a fluence of 3.5 J/cm², operating at 6 Hz with a 30 μm spot size. Each analysis lasted 45 seconds, followed by a 40-second background measurement. | NIST SRM610, MASS-1, NIST SRM612, GE8 | 3.21 | [25 empty] | 1.53 | [5 empty] | 38.7 | [9 empty] | 3880 | [27 empty] | 22.9 | [76 empty] | 2025 | Li, Z., Lang, X., Song, W., Li, H., Li, C., Ma, X. (2025). LA-ICP-MS analysis of sulfides from the Sinongduo Ag-Pb-Zn deposit, Tibet: Insights into element incorporation mechanisms and ore genesis. Ore Geology Reviews, 106858. https://doi.org/10.1016/j.oregeorev.2025.106858 |  | CHN | Tibet
| Sinongduo |  | Epithermal | Epithermal | Epithermal Ag-Pb-Zn | Ag, Pb, Zn |  | Ag, Pb, Zn | Li et al., 2025 |  | DY-04A-04-1 | DY-04A-04-1 | drill core |  |  |  |  | ore material | drill core | drill core | mineral separate | [5 empty] | mineralisation |  |  |  | sphalerite, pyrite, galena | [6 empty] | quartz, chalcopyrite, calcite | major element determined by EPMA as internal standard to calibrate the LA-ICP-MS data such as Zn for sphalerite, Fe for pyrite, and Pb for galena | LA-ICPMS, EMPA | NWR 193 nm Ar F Excimer laser-ablation system interfaced with an i CAP RQ ICPMS | Guangzhou Tuoyan Analytical Technology Co., Ltd. in Guangzhou, China | 0.7 l/min He carrier gas, which was later mixed with 0.89 l/min Ar make-up gas. The laser was set at a fluence of 3.5 J/cm², operating at 6 Hz with a 30 μm spot size. Each analysis lasted 45 seconds, followed by a 40-second background measurement. | NIST SRM610, MASS-1, NIST SRM612, GE8 | 5.96 | [25 empty] | 1.75 | [5 empty] | 15.2 | [9 empty] | 3030 | [27 empty] | 20.4 | [76 empty] | 2025 | Li, Z., Lang, X., Song, W., Li, H., Li, C., Ma, X. (2025). LA-ICP-MS analysis of sulfides from the Sinongduo Ag-Pb-Zn deposit, Tibet: Insights into element incorporation mechanisms and ore genesis. Ore Geology Reviews, 106858. https://doi.org/10.1016/j.oregeorev.2025.106858 |  | CHN | Tibet
| Sinongduo |  | Epithermal | Epithermal | Epithermal Ag-Pb-Zn | Ag, Pb, Zn |  | Ag, Pb, Zn | Li et al., 2025 |  | DY-04A-05-1 | DY-04A-05-1 | drill core |  |  |  |  | ore material | drill core | drill core | mineral separate | [5 empty] | mineralisation |  |  |  | sphalerite, pyrite, galena | [6 empty] | quartz, chalcopyrite, calcite | major element determined by EPMA as internal standard to calibrate the LA-ICP-MS data such as Zn for sphalerite, Fe for pyrite, and Pb for galena | LA-ICPMS, EMPA | NWR 193 nm Ar F Excimer laser-ablation system interfaced with an i CAP RQ ICPMS | Guangzhou Tuoyan Analytical Technology Co., Ltd. in Guangzhou, China | 0.7 l/min He carrier gas, which was later mixed with 0.89 l/min Ar make-up gas. The laser was set at a fluence of 3.5 J/cm², operating at 6 Hz with a 30 μm spot size. Each analysis lasted 45 seconds, followed by a 40-second background measurement. | NIST SRM610, MASS-1, NIST SRM612, GE8 | 2.23 | [25 empty] | 0.94 | [5 empty] | 110 | [9 empty] | 3530 | [27 empty] | 3.65 | [76 empty] | 2025 | Li, Z., Lang, X., Song, W., Li, H., Li, C., Ma, X. (2025). LA-ICP-MS analysis of sulfides from the Sinongduo Ag-Pb-Zn deposit, Tibet: Insights into element incorporation mechanisms and ore genesis. Ore Geology Reviews, 106858. https://doi.org/10.1016/j.oregeorev.2025.106858 |  | CHN | Tibet
| Sinongduo |  | Epithermal | Epithermal | Epithermal Ag-Pb-Zn | Ag, Pb, Zn |  | Ag, Pb, Zn | Li et al., 2025 |  | DY-04A-06-1 | DY-04A-06-1 | drill core |  |  |  |  | ore material | drill core | drill core | mineral separate | [5 empty] | mineralisation |  |  |  | sphalerite, pyrite, galena | [6 empty] | quartz, chalcopyrite, calcite | major element determined by EPMA as internal standard to calibrate the LA-ICP-MS data such as Zn for sphalerite, Fe for pyrite, and Pb for galena | LA-ICPMS, EMPA | NWR 193 nm Ar F Excimer laser-ablation system interfaced with an i CAP RQ ICPMS | Guangzhou Tuoyan Analytical Technology Co., Ltd. in Guangzhou, China | 0.7 l/min He carrier gas, which was later mixed with 0.89 l/min Ar make-up gas. The laser was set at a fluence of 3.5 J/cm², operating at 6 Hz with a 30 μm spot size. Each analysis lasted 45 seconds, followed by a 40-second background measurement. | NIST SRM610, MASS-1, NIST SRM612, GE8 | 1.34 | [25 empty] | 1.13 | [5 empty] | 6.59 | [9 empty] | 3810 | [27 empty] | 25.4 | [76 empty] | 2025 | Li, Z., Lang, X., Song, W., Li, H., Li, C., Ma, X. (2025). LA-ICP-MS analysis of sulfides from the Sinongduo Ag-Pb-Zn deposit, Tibet: Insights into element incorporation mechanisms and ore genesis. Ore Geology Reviews, 106858. https://doi.org/10.1016/j.oregeorev.2025.106858 |  | CHN | Tibet
| Sinongduo |  | Epithermal | Epithermal | Epithermal Ag-Pb-Zn | Ag, Pb, Zn |  | Ag, Pb, Zn | Li et al., 2025 |  | DY-04C-01-1 | DY-04C-01-1 | drill core |  |  |  |  | ore material | drill core | drill core | mineral separate | [5 empty] | mineralisation |  |  |  | sphalerite, pyrite, galena | [6 empty] | quartz, chalcopyrite, calcite | major element determined by EPMA as internal standard to calibrate the LA-ICP-MS data such as Zn for sphalerite, Fe for pyrite, and Pb for galena | LA-ICPMS, EMPA | NWR 193 nm Ar F Excimer laser-ablation system interfaced with an i CAP RQ ICPMS | Guangzhou Tuoyan Analytical Technology Co., Ltd. in Guangzhou, China | 0.7 l/min He carrier gas, which was later mixed with 0.89 l/min Ar make-up gas. The laser was set at a fluence of 3.5 J/cm², operating at 6 Hz with a 30 μm spot size. Each analysis lasted 45 seconds, followed by a 40-second background measurement. | NIST SRM610, MASS-1, NIST SRM612, GE8 | 23.5 | [25 empty] | 1.98 | [5 empty] | 108 | [9 empty] | 3570 | [27 empty] | 17.2 | [76 empty] | 2025 | Li, Z., Lang, X., Song, W., Li, H., Li, C., Ma, X. (2025). LA-ICP-MS analysis of sulfides from the Sinongduo Ag-Pb-Zn deposit, Tibet: Insights into element incorporation mechanisms and ore genesis. Ore Geology Reviews, 106858. https://doi.org/10.1016/j.oregeorev.2025.106858 |  | CHN | Tibet
| Sinongduo |  | Epithermal | Epithermal | Epithermal Ag-Pb-Zn | Ag, Pb, Zn |  | Ag, Pb, Zn | Li et al., 2025 |  | DY-04C-02-1 | DY-04C-02-1 | drill core |  |  |  |  | ore material | drill core | drill core | mineral separate | [5 empty] | mineralisation |  |  |  | sphalerite, pyrite, galena | [6 empty] | quartz, chalcopyrite, calcite | major element determined by EPMA as internal standard to calibrate the LA-ICP-MS data such as Zn for sphalerite, Fe for pyrite, and Pb for galena | LA-ICPMS, EMPA | NWR 193 nm Ar F Excimer laser-ablation system interfaced with an i CAP RQ ICPMS | Guangzhou Tuoyan Analytical Technology Co., Ltd. in Guangzhou, China | 0.7 l/min He carrier gas, which was later mixed with 0.89 l/min Ar make-up gas. The laser was set at a fluence of 3.5 J/cm², operating at 6 Hz with a 30 μm spot size. Each analysis lasted 45 seconds, followed by a 40-second background measurement. | NIST SRM610, MASS-1, NIST SRM612, GE8 | 16.7 | [25 empty] | 0.57 | [5 empty] | 28.7 | [9 empty] | 3090 | [27 empty] | 29.3 | [76 empty] | 2025 | Li, Z., Lang, X., Song, W., Li, H., Li, C., Ma, X. (2025). LA-ICP-MS analysis of sulfides from the Sinongduo Ag-Pb-Zn deposit, Tibet: Insights into element incorporation mechanisms and ore genesis. Ore Geology Reviews, 106858. https://doi.org/10.1016/j.oregeorev.2025.106858 |  | CHN | Tibet
| Sinongduo |  | Epithermal | Epithermal | Epithermal Ag-Pb-Zn | Ag, Pb, Zn |  | Ag, Pb, Zn | Li et al., 2025 |  | DY-04C-03-1 | DY-04C-03-1 | drill core |  |  |  |  | ore material | drill core | drill core | mineral separate | [5 empty] | mineralisation |  |  |  | sphalerite, pyrite, galena | [6 empty] | quartz, chalcopyrite, calcite | major element determined by EPMA as internal standard to calibrate the LA-ICP-MS data such as Zn for sphalerite, Fe for pyrite, and Pb for galena | LA-ICPMS, EMPA | NWR 193 nm Ar F Excimer laser-ablation system interfaced with an i CAP RQ ICPMS | Guangzhou Tuoyan Analytical Technology Co., Ltd. in Guangzhou, China | 0.7 l/min He carrier gas, which was later mixed with 0.89 l/min Ar make-up gas. The laser was set at a fluence of 3.5 J/cm², operating at 6 Hz with a 30 μm spot size. Each analysis lasted 45 seconds, followed by a 40-second background measurement. | NIST SRM610, MASS-1, NIST SRM612, GE8 | 10.2 | [25 empty] | 1.85 | [5 empty] | 17.4 | [9 empty] | 3090 | [27 empty] | 23.8 | [76 empty] | 2025 | Li, Z., Lang, X., Song, W., Li, H., Li, C., Ma, X. (2025). LA-ICP-MS analysis of sulfides from the Sinongduo Ag-Pb-Zn deposit, Tibet: Insights into element incorporation mechanisms and ore genesis. Ore Geology Reviews, 106858. https://doi.org/10.1016/j.oregeorev.2025.106858 |  | CHN | Tibet
| Sinongduo |  | Epithermal | Epithermal | Epithermal Ag-Pb-Zn | Ag, Pb, Zn |  | Ag, Pb, Zn | Li et al., 2025 |  | DY-04C-04-1 | DY-04C-04-1 | drill core |  |  |  |  | ore material | drill core | drill core | mineral separate | [5 empty] | mineralisation |  |  |  | sphalerite, pyrite, galena | [6 empty] | quartz, chalcopyrite, calcite | major element determined by EPMA as internal standard to calibrate the LA-ICP-MS data such as Zn for sphalerite, Fe for pyrite, and Pb for galena | LA-ICPMS, EMPA | NWR 193 nm Ar F Excimer laser-ablation system interfaced with an i CAP RQ ICPMS | Guangzhou Tuoyan Analytical Technology Co., Ltd. in Guangzhou, China | 0.7 l/min He carrier gas, which was later mixed with 0.89 l/min Ar make-up gas. The laser was set at a fluence of 3.5 J/cm², operating at 6 Hz with a 30 μm spot size. Each analysis lasted 45 seconds, followed by a 40-second background measurement. | NIST SRM610, MASS-1, NIST SRM612, GE8 | 9.43 | [25 empty] | 0.71 | [5 empty] | 868 | [9 empty] | 2990 | [27 empty] | 25.4 | [76 empty] | 2025 | Li, Z., Lang, X., Song, W., Li, H., Li, C., Ma, X. (2025). LA-ICP-MS analysis of sulfides from the Sinongduo Ag-Pb-Zn deposit, Tibet: Insights into element incorporation mechanisms and ore genesis. Ore Geology Reviews, 106858. https://doi.org/10.1016/j.oregeorev.2025.106858 |  | CHN | Tibet
| Sinongduo |  | Epithermal | Epithermal | Epithermal Ag-Pb-Zn | Ag, Pb, Zn |  | Ag, Pb, Zn | Li et al., 2025 |  | DY-04C-05-1 | DY-04C-05-1 | drill core |  |  |  |  | ore material | drill core | drill core | mineral separate | [5 empty] | mineralisation |  |  |  | sphalerite, pyrite, galena | [6 empty] | quartz, chalcopyrite, calcite | major element determined by EPMA as internal standard to calibrate the LA-ICP-MS data such as Zn for sphalerite, Fe for pyrite, and Pb for galena | LA-ICPMS, EMPA | NWR 193 nm Ar F Excimer laser-ablation system interfaced with an i CAP RQ ICPMS | Guangzhou Tuoyan Analytical Technology Co., Ltd. in Guangzhou, China | 0.7 l/min He carrier gas, which was later mixed with 0.89 l/min Ar make-up gas. The laser was set at a fluence of 3.5 J/cm², operating at 6 Hz with a 30 μm spot size. Each analysis lasted 45 seconds, followed by a 40-second background measurement. | NIST SRM610, MASS-1, NIST SRM612, GE8 | 1.33 | [25 empty] | 1.04 | [5 empty] | 216 | [9 empty] | 3190 | [27 empty] | 18.5 | [76 empty] | 2025 | Li, Z., Lang, X., Song, W., Li, H., Li, C., Ma, X. (2025). LA-ICP-MS analysis of sulfides from the Sinongduo Ag-Pb-Zn deposit, Tibet: Insights into element incorporation mechanisms and ore genesis. Ore Geology Reviews, 106858. https://doi.org/10.1016/j.oregeorev.2025.106858 |  | CHN | Tibet
| Sinongduo |  | Epithermal | Epithermal | Epithermal Ag-Pb-Zn | Ag, Pb, Zn |  | Ag, Pb, Zn | Li et al., 2025 |  | DY-04C-06-1 | DY-04C-06-1 | drill core |  |  |  |  | ore material | drill core | drill core | mineral separate | [5 empty] | mineralisation |  |  |  | sphalerite, pyrite, galena | [6 empty] | quartz, chalcopyrite, calcite | major element determined by EPMA as internal standard to calibrate the LA-ICP-MS data such as Zn for sphalerite, Fe for pyrite, and Pb for galena | LA-ICPMS, EMPA | NWR 193 nm Ar F Excimer laser-ablation system interfaced with an i CAP RQ ICPMS | Guangzhou Tuoyan Analytical Technology Co., Ltd. in Guangzhou, China | 0.7 l/min He carrier gas, which was later mixed with 0.89 l/min Ar make-up gas. The laser was set at a fluence of 3.5 J/cm², operating at 6 Hz with a 30 μm spot size. Each analysis lasted 45 seconds, followed by a 40-second background measurement. | NIST SRM610, MASS-1, NIST SRM612, GE8 | 0.41 | [25 empty] | 0.06 | [5 empty] | 2.8 | [9 empty] | 3100 | [27 empty] | 18.7 | [76 empty] | 2025 | Li, Z., Lang, X., Song, W., Li, H., Li, C., Ma, X. (2025). LA-ICP-MS analysis of sulfides from the Sinongduo Ag-Pb-Zn deposit, Tibet: Insights into element incorporation mechanisms and ore genesis. Ore Geology Reviews, 106858. https://doi.org/10.1016/j.oregeorev.2025.106858 |  | CHN | Tibet
| Sinongduo |  | Epithermal | Epithermal | Epithermal Ag-Pb-Zn | Ag, Pb, Zn |  | Ag, Pb, Zn | Li et al., 2025 |  | DY-04C-07-1 | DY-04C-07-1 | drill core |  |  |  |  | ore material | drill core | drill core | mineral separate | [5 empty] | mineralisation |  |  |  | sphalerite, pyrite, galena | [6 empty] | quartz, chalcopyrite, calcite | major element determined by EPMA as internal standard to calibrate the LA-ICP-MS data such as Zn for sphalerite, Fe for pyrite, and Pb for galena | LA-ICPMS, EMPA | NWR 193 nm Ar F Excimer laser-ablation system interfaced with an i CAP RQ ICPMS | Guangzhou Tuoyan Analytical Technology Co., Ltd. in Guangzhou, China | 0.7 l/min He carrier gas, which was later mixed with 0.89 l/min Ar make-up gas. The laser was set at a fluence of 3.5 J/cm², operating at 6 Hz with a 30 μm spot size. Each analysis lasted 45 seconds, followed by a 40-second background measurement. | NIST SRM610, MASS-1, NIST SRM612, GE8 | 0.57 | [25 empty] | 0.25 | [5 empty] | 3.82 | [9 empty] | 2280 | [27 empty] | 21.1 | [76 empty] | 2025 | Li, Z., Lang, X., Song, W., Li, H., Li, C., Ma, X. (2025). LA-ICP-MS analysis of sulfides from the Sinongduo Ag-Pb-Zn deposit, Tibet: Insights into element incorporation mechanisms and ore genesis. Ore Geology Reviews, 106858. https://doi.org/10.1016/j.oregeorev.2025.106858 |  | CHN | Tibet
| Sinongduo |  | Epithermal | Epithermal | Epithermal Ag-Pb-Zn | Ag, Pb, Zn |  | Ag, Pb, Zn | Li et al., 2025 |  | DY-04C-08-1 | DY-04C-08-1 | drill core |  |  |  |  | ore material | drill core | drill core | mineral separate | [5 empty] | mineralisation |  |  |  | sphalerite, pyrite, galena | [6 empty] | quartz, chalcopyrite, calcite | major element determined by EPMA as internal standard to calibrate the LA-ICP-MS data such as Zn for sphalerite, Fe for pyrite, and Pb for galena | LA-ICPMS, EMPA | NWR 193 nm Ar F Excimer laser-ablation system interfaced with an i CAP RQ ICPMS | Guangzhou Tuoyan Analytical Technology Co., Ltd. in Guangzhou, China | 0.7 l/min He carrier gas, which was later mixed with 0.89 l/min Ar make-up gas. The laser was set at a fluence of 3.5 J/cm², operating at 6 Hz with a 30 μm spot size. Each analysis lasted 45 seconds, followed by a 40-second background measurement. | NIST SRM610, MASS-1, NIST SRM612, GE8 | 0.59 | [25 empty] | 0.06 | [5 empty] | 10.9 | [9 empty] | 3320 | [27 empty] | 21.4 | [76 empty] | 2025 | Li, Z., Lang, X., Song, W., Li, H., Li, C., Ma, X. (2025). LA-ICP-MS analysis of sulfides from the Sinongduo Ag-Pb-Zn deposit, Tibet: Insights into element incorporation mechanisms and ore genesis. Ore Geology Reviews, 106858. https://doi.org/10.1016/j.oregeorev.2025.106858 |  | CHN | Tibet
| Sinongduo |  | Epithermal | Epithermal | Epithermal Ag-Pb-Zn | Ag, Pb, Zn |  | Ag, Pb, Zn | Li et al., 2025 |  | DY-04C-09-1 | DY-04C-09-1 | drill core |  |  |  |  | ore material | drill core | drill core | mineral separate | [5 empty] | mineralisation |  |  |  | sphalerite, pyrite, galena | [6 empty] | quartz, chalcopyrite, calcite | major element determined by EPMA as internal standard to calibrate the LA-ICP-MS data such as Zn for sphalerite, Fe for pyrite, and Pb for galena | LA-ICPMS, EMPA | NWR 193 nm Ar F Excimer laser-ablation system interfaced with an i CAP RQ ICPMS | Guangzhou Tuoyan Analytical Technology Co., Ltd. in Guangzhou, China | 0.7 l/min He carrier gas, which was later mixed with 0.89 l/min Ar make-up gas. The laser was set at a fluence of 3.5 J/cm², operating at 6 Hz with a 30 μm spot size. Each analysis lasted 45 seconds, followed by a 40-second background measurement. | NIST SRM610, MASS-1, NIST SRM612, GE8 | 0.43 | [25 empty] | 0.31 | [5 empty] | 7.02 | [9 empty] | 2690 | [27 empty] | 22.2 | [76 empty] | 2025 | Li, Z., Lang, X., Song, W., Li, H., Li, C., Ma, X. (2025). LA-ICP-MS analysis of sulfides from the Sinongduo Ag-Pb-Zn deposit, Tibet: Insights into element incorporation mechanisms and ore genesis. Ore Geology Reviews, 106858. https://doi.org/10.1016/j.oregeorev.2025.106858 |  | CHN | Tibet
| Sinongduo |  | Epithermal | Epithermal | Epithermal Ag-Pb-Zn | Ag, Pb, Zn |  | Ag, Pb, Zn | Li et al., 2025 |  | SJ72Q2-2-1 | SJ72Q2-2-1 | drill core |  |  |  |  | ore material | drill core | drill core | mineral separate | [5 empty] | mineralisation |  |  |  | sphalerite, pyrite, galena | [6 empty] | quartz, chalcopyrite, calcite | major element determined by EPMA as internal standard to calibrate the LA-ICP-MS data such as Zn for sphalerite, Fe for pyrite, and Pb for galena | LA-ICPMS, EMPA | NWR 193 nm Ar F Excimer laser-ablation system interfaced with an i CAP RQ ICPMS | Guangzhou Tuoyan Analytical Technology Co., Ltd. in Guangzhou, China | 0.7 l/min He carrier gas, which was later mixed with 0.89 l/min Ar make-up gas. The laser was set at a fluence of 3.5 J/cm², operating at 6 Hz with a 30 μm spot size. Each analysis lasted 45 seconds, followed by a 40-second background measurement. | NIST SRM610, MASS-1, NIST SRM612, GE8 | 412.91 | [25 empty] | 0.72 | [5 empty] | 442.67 | [9 empty] | 77645.88 | [27 empty] | 3921.68 | [76 empty] | 2025 | Li, Z., Lang, X., Song, W., Li, H., Li, C., Ma, X. (2025). LA-ICP-MS analysis of sulfides from the Sinongduo Ag-Pb-Zn deposit, Tibet: Insights into element incorporation mechanisms and ore genesis. Ore Geology Reviews, 106858. https://doi.org/10.1016/j.oregeorev.2025.106858 |  | CHN | Tibet
| Sinongduo |  | Epithermal | Epithermal | Epithermal Ag-Pb-Zn | Ag, Pb, Zn |  | Ag, Pb, Zn | Li et al., 2025 |  | SJ72Q2-3-1 | SJ72Q2-3-1 | drill core |  |  |  |  | ore material | drill core | drill core | mineral separate | [5 empty] | mineralisation |  |  |  | sphalerite, pyrite, galena | [6 empty] | quartz, chalcopyrite, calcite | major element determined by EPMA as internal standard to calibrate the LA-ICP-MS data such as Zn for sphalerite, Fe for pyrite, and Pb for galena | LA-ICPMS, EMPA | NWR 193 nm Ar F Excimer laser-ablation system interfaced with an i CAP RQ ICPMS | Guangzhou Tuoyan Analytical Technology Co., Ltd. in Guangzhou, China | 0.7 l/min He carrier gas, which was later mixed with 0.89 l/min Ar make-up gas. The laser was set at a fluence of 3.5 J/cm², operating at 6 Hz with a 30 μm spot size. Each analysis lasted 45 seconds, followed by a 40-second background measurement. | NIST SRM610, MASS-1, NIST SRM612, GE8 | 3024.24 | [25 empty] | 1.71 | [5 empty] | 9189.14 | [9 empty] | 89745.07 | [27 empty] | 11405.04 | [76 empty] | 2025 | Li, Z., Lang, X., Song, W., Li, H., Li, C., Ma, X. (2025). LA-ICP-MS analysis of sulfides from the Sinongduo Ag-Pb-Zn deposit, Tibet: Insights into element incorporation mechanisms and ore genesis. Ore Geology Reviews, 106858. https://doi.org/10.1016/j.oregeorev.2025.106858 |  | CHN | Tibet
| Sinongduo |  | Epithermal | Epithermal | Epithermal Ag-Pb-Zn | Ag, Pb, Zn |  | Ag, Pb, Zn | Li et al., 2025 |  | SJ72Q1-3-1 | SJ72Q1-3-1 | drill core |  |  |  |  | ore material | drill core | drill core | mineral separate | [5 empty] | mineralisation |  |  |  | sphalerite, pyrite, galena | [6 empty] | quartz, chalcopyrite, calcite | major element determined by EPMA as internal standard to calibrate the LA-ICP-MS data such as Zn for sphalerite, Fe for pyrite, and Pb for galena | LA-ICPMS, EMPA | NWR 193 nm Ar F Excimer laser-ablation system interfaced with an i CAP RQ ICPMS | Guangzhou Tuoyan Analytical Technology Co., Ltd. in Guangzhou, China | 0.7 l/min He carrier gas, which was later mixed with 0.89 l/min Ar make-up gas. The laser was set at a fluence of 3.5 J/cm², operating at 6 Hz with a 30 μm spot size. Each analysis lasted 45 seconds, followed by a 40-second background measurement. | NIST SRM610, MASS-1, NIST SRM612, GE8 | 3406.27 | [25 empty] | 1.55 | [5 empty] | 4293.4 | [9 empty] | 105078.16 | [27 empty] | 1242.3 | [76 empty] | 2025 | Li, Z., Lang, X., Song, W., Li, H., Li, C., Ma, X. (2025). LA-ICP-MS analysis of sulfides from the Sinongduo Ag-Pb-Zn deposit, Tibet: Insights into element incorporation mechanisms and ore genesis. Ore Geology Reviews, 106858. https://doi.org/10.1016/j.oregeorev.2025.106858 |  | CHN | Tibet
| Sinongduo |  | Epithermal | Epithermal | Epithermal Ag-Pb-Zn | Ag, Pb, Zn |  | Ag, Pb, Zn | Li et al., 2025 |  | SJ72Q1-4-1 | SJ72Q1-4-1 | drill core |  |  |  |  | ore material | drill core | drill core | mineral separate | [5 empty] | mineralisation |  |  |  | sphalerite, pyrite, galena | [6 empty] | quartz, chalcopyrite, calcite | major element determined by EPMA as internal standard to calibrate the LA-ICP-MS data such as Zn for sphalerite, Fe for pyrite, and Pb for galena | LA-ICPMS, EMPA | NWR 193 nm Ar F Excimer laser-ablation system interfaced with an i CAP RQ ICPMS | Guangzhou Tuoyan Analytical Technology Co., Ltd. in Guangzhou, China | 0.7 l/min He carrier gas, which was later mixed with 0.89 l/min Ar make-up gas. The laser was set at a fluence of 3.5 J/cm², operating at 6 Hz with a 30 μm spot size. Each analysis lasted 45 seconds, followed by a 40-second background measurement. | NIST SRM610, MASS-1, NIST SRM612, GE8 | 459.08 | [25 empty] | 0.51 | [5 empty] | 2051.21 | [9 empty] | 97549.3 | [27 empty] | 899.28 | [76 empty] | 2025 | Li, Z., Lang, X., Song, W., Li, H., Li, C., Ma, X. (2025). LA-ICP-MS analysis of sulfides from the Sinongduo Ag-Pb-Zn deposit, Tibet: Insights into element incorporation mechanisms and ore genesis. Ore Geology Reviews, 106858. https://doi.org/10.1016/j.oregeorev.2025.106858 |  | CHN | Tibet
| Sinongduo |  | Epithermal | Epithermal | Epithermal Ag-Pb-Zn | Ag, Pb, Zn |  | Ag, Pb, Zn | Li et al., 2025 |  | SJ00Q1-3-1 | SJ00Q1-3-1 | drill core |  |  |  |  | ore material | drill core | drill core | mineral separate | [5 empty] | mineralisation |  |  |  | sphalerite, pyrite, galena | [6 empty] | quartz, chalcopyrite, calcite | major element determined by EPMA as internal standard to calibrate the LA-ICP-MS data such as Zn for sphalerite, Fe for pyrite, and Pb for galena | LA-ICPMS, EMPA | NWR 193 nm Ar F Excimer laser-ablation system interfaced with an i CAP RQ ICPMS | Guangzhou Tuoyan Analytical Technology Co., Ltd. in Guangzhou, China | 0.7 l/min He carrier gas, which was later mixed with 0.89 l/min Ar make-up gas. The laser was set at a fluence of 3.5 J/cm², operating at 6 Hz with a 30 μm spot size. Each analysis lasted 45 seconds, followed by a 40-second background measurement. | NIST SRM610, MASS-1, NIST SRM612, GE8 | 5011.34 | [25 empty] | 2.72 | [5 empty] | 1919.8 | [9 empty] | 92742.78 | [27 empty] | 2911.48 | [76 empty] | 2025 | Li, Z., Lang, X., Song, W., Li, H., Li, C., Ma, X. (2025). LA-ICP-MS analysis of sulfides from the Sinongduo Ag-Pb-Zn deposit, Tibet: Insights into element incorporation mechanisms and ore genesis. Ore Geology Reviews, 106858. https://doi.org/10.1016/j.oregeorev.2025.106858 |  | CHN | Tibet
| Sinongduo |  | Epithermal | Epithermal | Epithermal Ag-Pb-Zn | Ag, Pb, Zn |  | Ag, Pb, Zn | Li et al., 2025 |  | SJ00Q1-4-1 | SJ00Q1-4-1 | drill core |  |  |  |  | ore material | drill core | drill core | mineral separate | [5 empty] | mineralisation |  |  |  | sphalerite, pyrite, galena | [6 empty] | quartz, chalcopyrite, calcite | major element determined by EPMA as internal standard to calibrate the LA-ICP-MS data such as Zn for sphalerite, Fe for pyrite, and Pb for galena | LA-ICPMS, EMPA | NWR 193 nm Ar F Excimer laser-ablation system interfaced with an i CAP RQ ICPMS | Guangzhou Tuoyan Analytical Technology Co., Ltd. in Guangzhou, China | 0.7 l/min He carrier gas, which was later mixed with 0.89 l/min Ar make-up gas. The laser was set at a fluence of 3.5 J/cm², operating at 6 Hz with a 30 μm spot size. Each analysis lasted 45 seconds, followed by a 40-second background measurement. | NIST SRM610, MASS-1, NIST SRM612, GE8 | 3351.38 | [25 empty] | 2.42 | [5 empty] | 1415.77 | [9 empty] | 111837.88 | [27 empty] | 2057.65 | [76 empty] | 2025 | Li, Z., Lang, X., Song, W., Li, H., Li, C., Ma, X. (2025). LA-ICP-MS analysis of sulfides from the Sinongduo Ag-Pb-Zn deposit, Tibet: Insights into element incorporation mechanisms and ore genesis. Ore Geology Reviews, 106858. https://doi.org/10.1016/j.oregeorev.2025.106858 |  | CHN | Tibet
| Sinongduo |  | Epithermal | Epithermal | Epithermal Ag-Pb-Zn | Ag, Pb, Zn |  | Ag, Pb, Zn | Li et al., 2025 |  | SJ33Q1-8-1 | SJ33Q1-8-1 | drill core |  |  |  |  | ore material | drill core | drill core | mineral separate | [5 empty] | mineralisation |  |  |  | sphalerite, pyrite, galena | [6 empty] | quartz, chalcopyrite, calcite | major element determined by EPMA as internal standard to calibrate the LA-ICP-MS data such as Zn for sphalerite, Fe for pyrite, and Pb for galena | LA-ICPMS, EMPA | NWR 193 nm Ar F Excimer laser-ablation system interfaced with an i CAP RQ ICPMS | Guangzhou Tuoyan Analytical Technology Co., Ltd. in Guangzhou, China | 0.7 l/min He carrier gas, which was later mixed with 0.89 l/min Ar make-up gas. The laser was set at a fluence of 3.5 J/cm², operating at 6 Hz with a 30 μm spot size. Each analysis lasted 45 seconds, followed by a 40-second background measurement. | NIST SRM610, MASS-1, NIST SRM612, GE8 | 35.62 | [25 empty] | 31.76 | [5 empty] | 3093.54 | [9 empty] | 20924.52 | [27 empty] | 198.27 | [76 empty] | 2025 | Li, Z., Lang, X., Song, W., Li, H., Li, C., Ma, X. (2025). LA-ICP-MS analysis of sulfides from the Sinongduo Ag-Pb-Zn deposit, Tibet: Insights into element incorporation mechanisms and ore genesis. Ore Geology Reviews, 106858. https://doi.org/10.1016/j.oregeorev.2025.106858 |  | CHN | Tibet
| Sinongduo |  | Epithermal | Epithermal | Epithermal Ag-Pb-Zn | Ag, Pb, Zn |  | Ag, Pb, Zn | Li et al., 2025 |  | SJ33Q1-9-1 | SJ33Q1-9-1 | drill core |  |  |  |  | ore material | drill core | drill core | mineral separate | [5 empty] | mineralisation |  |  |  | sphalerite, pyrite, galena | [6 empty] | quartz, chalcopyrite, calcite | major element determined by EPMA as internal standard to calibrate the LA-ICP-MS data such as Zn for sphalerite, Fe for pyrite, and Pb for galena | LA-ICPMS, EMPA | NWR 193 nm Ar F Excimer laser-ablation system interfaced with an i CAP RQ ICPMS | Guangzhou Tuoyan Analytical Technology Co., Ltd. in Guangzhou, China | 0.7 l/min He carrier gas, which was later mixed with 0.89 l/min Ar make-up gas. The laser was set at a fluence of 3.5 J/cm², operating at 6 Hz with a 30 μm spot size. Each analysis lasted 45 seconds, followed by a 40-second background measurement. | NIST SRM610, MASS-1, NIST SRM612, GE8 | 62.44 | [25 empty] | 19.84 | [5 empty] | 9364 | [9 empty] | 24517.27 | [27 empty] | 248.56 | [76 empty] | 2025 | Li, Z., Lang, X., Song, W., Li, H., Li, C., Ma, X. (2025). LA-ICP-MS analysis of sulfides from the Sinongduo Ag-Pb-Zn deposit, Tibet: Insights into element incorporation mechanisms and ore genesis. Ore Geology Reviews, 106858. https://doi.org/10.1016/j.oregeorev.2025.106858 |  | CHN | Tibet
| Sinongduo |  | Epithermal | Epithermal | Epithermal Ag-Pb-Zn | Ag, Pb, Zn |  | Ag, Pb, Zn | Li et al., 2025 |  | SJ33Q2-5-1 | SJ33Q2-5-1 | drill core |  |  |  |  | ore material | drill core | drill core | mineral separate | [5 empty] | mineralisation |  |  |  | sphalerite, pyrite, galena | [6 empty] | quartz, chalcopyrite, calcite | major element determined by EPMA as internal standard to calibrate the LA-ICP-MS data such as Zn for sphalerite, Fe for pyrite, and Pb for galena | LA-ICPMS, EMPA | NWR 193 nm Ar F Excimer laser-ablation system interfaced with an i CAP RQ ICPMS | Guangzhou Tuoyan Analytical Technology Co., Ltd. in Guangzhou, China | 0.7 l/min He carrier gas, which was later mixed with 0.89 l/min Ar make-up gas. The laser was set at a fluence of 3.5 J/cm², operating at 6 Hz with a 30 μm spot size. Each analysis lasted 45 seconds, followed by a 40-second background measurement. | NIST SRM610, MASS-1, NIST SRM612, GE8 | 42.77 | [25 empty] | 20.64 | [5 empty] | 5422.03 | [9 empty] | 23309.94 | [27 empty] | 274.07 | [76 empty] | 2025 | Li, Z., Lang, X., Song, W., Li, H., Li, C., Ma, X. (2025). LA-ICP-MS analysis of sulfides from the Sinongduo Ag-Pb-Zn deposit, Tibet: Insights into element incorporation mechanisms and ore genesis. Ore Geology Reviews, 106858. https://doi.org/10.1016/j.oregeorev.2025.106858 |  | CHN | Tibet
| Sinongduo |  | Epithermal | Epithermal | Epithermal Ag-Pb-Zn | Ag, Pb, Zn |  | Ag, Pb, Zn | Li et al., 2025 |  | SJ33Q2-6-1 | SJ33Q2-6-1 | drill core |  |  |  |  | ore material | drill core | drill core | mineral separate | [5 empty] | mineralisation |  |  |  | sphalerite, pyrite, galena | [6 empty] | quartz, chalcopyrite, calcite | major element determined by EPMA as internal standard to calibrate the LA-ICP-MS data such as Zn for sphalerite, Fe for pyrite, and Pb for galena | LA-ICPMS, EMPA | NWR 193 nm Ar F Excimer laser-ablation system interfaced with an i CAP RQ ICPMS | Guangzhou Tuoyan Analytical Technology Co., Ltd. in Guangzhou, China | 0.7 l/min He carrier gas, which was later mixed with 0.89 l/min Ar make-up gas. The laser was set at a fluence of 3.5 J/cm², operating at 6 Hz with a 30 μm spot size. Each analysis lasted 45 seconds, followed by a 40-second background measurement. | NIST SRM610, MASS-1, NIST SRM612, GE8 | 119.67 | [25 empty] | 22.65 | [5 empty] | 17198.52 | [9 empty] | 27816.37 | [27 empty] | 338.85 | [76 empty] | 2025 | Li, Z., Lang, X., Song, W., Li, H., Li, C., Ma, X. (2025). LA-ICP-MS analysis of sulfides from the Sinongduo Ag-Pb-Zn deposit, Tibet: Insights into element incorporation mechanisms and ore genesis. Ore Geology Reviews, 106858. https://doi.org/10.1016/j.oregeorev.2025.106858 |  | CHN | Tibet
| Sinongduo |  | Epithermal | Epithermal | Epithermal Ag-Pb-Zn | Ag, Pb, Zn |  | Ag, Pb, Zn | Li et al., 2025 |  | SJ33Q3-5-1 | SJ33Q3-5-1 | drill core |  |  |  |  | ore material | drill core | drill core | mineral separate | [5 empty] | mineralisation |  |  |  | sphalerite, pyrite, galena | [6 empty] | quartz, chalcopyrite, calcite | major element determined by EPMA as internal standard to calibrate the LA-ICP-MS data such as Zn for sphalerite, Fe for pyrite, and Pb for galena | LA-ICPMS, EMPA | NWR 193 nm Ar F Excimer laser-ablation system interfaced with an i CAP RQ ICPMS | Guangzhou Tuoyan Analytical Technology Co., Ltd. in Guangzhou, China | 0.7 l/min He carrier gas, which was later mixed with 0.89 l/min Ar make-up gas. The laser was set at a fluence of 3.5 J/cm², operating at 6 Hz with a 30 μm spot size. Each analysis lasted 45 seconds, followed by a 40-second background measurement. | NIST SRM610, MASS-1, NIST SRM612, GE8 | 633.28 | [25 empty] | 8.6 | [5 empty] | 2125.72 | [9 empty] | 12758.06 | [27 empty] | 17.16 | [76 empty] | 2025 | Li, Z., Lang, X., Song, W., Li, H., Li, C., Ma, X. (2025). LA-ICP-MS analysis of sulfides from the Sinongduo Ag-Pb-Zn deposit, Tibet: Insights into element incorporation mechanisms and ore genesis. Ore Geology Reviews, 106858. https://doi.org/10.1016/j.oregeorev.2025.106858 |  | CHN | Tibet
| Sinongduo |  | Epithermal | Epithermal | Epithermal Ag-Pb-Zn | Ag, Pb, Zn |  | Ag, Pb, Zn | Li et al., 2025 |  | SJ33Q2-3-1 | SJ33Q2-3-1 | drill core |  |  |  |  | ore material | drill core | drill core | mineral separate | [5 empty] | mineralisation |  |  |  | sphalerite, pyrite, galena | [6 empty] | quartz, chalcopyrite, calcite | major element determined by EPMA as internal standard to calibrate the LA-ICP-MS data such as Zn for sphalerite, Fe for pyrite, and Pb for galena | LA-ICPMS, EMPA | NWR 193 nm Ar F Excimer laser-ablation system interfaced with an i CAP RQ ICPMS | Guangzhou Tuoyan Analytical Technology Co., Ltd. in Guangzhou, China | 0.7 l/min He carrier gas, which was later mixed with 0.89 l/min Ar make-up gas. The laser was set at a fluence of 3.5 J/cm², operating at 6 Hz with a 30 μm spot size. Each analysis lasted 45 seconds, followed by a 40-second background measurement. | NIST SRM610, MASS-1, NIST SRM612, GE8 | 4128.65 | [25 empty] | 12.16 | [5 empty] | 25253.91 | [9 empty] | 71967.05 | [27 empty] | 1692.45 | [9 empty] | 0.15 | [66 empty] | 2025 | Li, Z., Lang, X., Song, W., Li, H., Li, C., Ma, X. (2025). LA-ICP-MS analysis of sulfides from the Sinongduo Ag-Pb-Zn deposit, Tibet: Insights into element incorporation mechanisms and ore genesis. Ore Geology Reviews, 106858. https://doi.org/10.1016/j.oregeorev.2025.106858 |  | CHN | Tibet
| Sinongduo |  | Epithermal | Epithermal | Epithermal Ag-Pb-Zn | Ag, Pb, Zn |  | Ag, Pb, Zn | Li et al., 2025 |  | BS008-02C,3#,150-02-1 | BS008-02C,3#,150-02-1 | drill core |  |  |  |  | ore material | drill core | drill core | mineral separate | [5 empty] | mineralisation |  |  |  | sphalerite, pyrite, galena | [6 empty] | quartz, chalcopyrite, calcite | major element determined by EPMA as internal standard to calibrate the LA-ICP-MS data such as Zn for sphalerite, Fe for pyrite, and Pb for galena | LA-ICPMS, EMPA | NWR 193 nm Ar F Excimer laser-ablation system interfaced with an i CAP RQ ICPMS | Guangzhou Tuoyan Analytical Technology Co., Ltd. in Guangzhou, China | 0.7 l/min He carrier gas, which was later mixed with 0.89 l/min Ar make-up gas. The laser was set at a fluence of 3.5 J/cm², operating at 6 Hz with a 30 μm spot size. Each analysis lasted 45 seconds, followed by a 40-second background measurement. | NIST SRM610, MASS-1, NIST SRM612, GE8 | [26 empty] | 1.85 | [53 empty] | 6.61 | [66 empty] | 2025 | Li, Z., Lang, X., Song, W., Li, H., Li, C., Ma, X. (2025). LA-ICP-MS analysis of sulfides from the Sinongduo Ag-Pb-Zn deposit, Tibet: Insights into element incorporation mechanisms and ore genesis. Ore Geology Reviews, 106858. https://doi.org/10.1016/j.oregeorev.2025.106858 |  | CHN | Tibet
| Sinongduo |  | Epithermal | Epithermal | Epithermal Ag-Pb-Zn | Ag, Pb, Zn |  | Ag, Pb, Zn | Li et al., 2025 |  | BS008-02C,3#,150-03-1 | BS008-02C,3#,150-03-1 | drill core |  |  |  |  | ore material | drill core | drill core | mineral separate | [5 empty] | mineralisation |  |  |  | sphalerite, pyrite, galena | [6 empty] | quartz, chalcopyrite, calcite | major element determined by EPMA as internal standard to calibrate the LA-ICP-MS data such as Zn for sphalerite, Fe for pyrite, and Pb for galena | LA-ICPMS, EMPA | NWR 193 nm Ar F Excimer laser-ablation system interfaced with an i CAP RQ ICPMS | Guangzhou Tuoyan Analytical Technology Co., Ltd. in Guangzhou, China | 0.7 l/min He carrier gas, which was later mixed with 0.89 l/min Ar make-up gas. The laser was set at a fluence of 3.5 J/cm², operating at 6 Hz with a 30 μm spot size. Each analysis lasted 45 seconds, followed by a 40-second background measurement. | NIST SRM610, MASS-1, NIST SRM612, GE8 | [26 empty] | 4.33 | [53 empty] | 57.3 | [66 empty] | 2025 | Li, Z., Lang, X., Song, W., Li, H., Li, C., Ma, X. (2025). LA-ICP-MS analysis of sulfides from the Sinongduo Ag-Pb-Zn deposit, Tibet: Insights into element incorporation mechanisms and ore genesis. Ore Geology Reviews, 106858. https://doi.org/10.1016/j.oregeorev.2025.106858 |  | CHN | Tibet
| Sinongduo |  | Epithermal | Epithermal | Epithermal Ag-Pb-Zn | Ag, Pb, Zn |  | Ag, Pb, Zn | Li et al., 2025 |  | BS008-02C,3#,150-04-1 | BS008-02C,3#,150-04-1 | drill core |  |  |  |  | ore material | drill core | drill core | mineral separate | [5 empty] | mineralisation |  |  |  | sphalerite, pyrite, galena | [6 empty] | quartz, chalcopyrite, calcite | major element determined by EPMA as internal standard to calibrate the LA-ICP-MS data such as Zn for sphalerite, Fe for pyrite, and Pb for galena | LA-ICPMS, EMPA | NWR 193 nm Ar F Excimer laser-ablation system interfaced with an i CAP RQ ICPMS | Guangzhou Tuoyan Analytical Technology Co., Ltd. in Guangzhou, China | 0.7 l/min He carrier gas, which was later mixed with 0.89 l/min Ar make-up gas. The laser was set at a fluence of 3.5 J/cm², operating at 6 Hz with a 30 μm spot size. Each analysis lasted 45 seconds, followed by a 40-second background measurement. | NIST SRM610, MASS-1, NIST SRM612, GE8 | [26 empty] | 4.05 | [53 empty] | 62.7 | [66 empty] | 2025 | Li, Z., Lang, X., Song, W., Li, H., Li, C., Ma, X. (2025). LA-ICP-MS analysis of sulfides from the Sinongduo Ag-Pb-Zn deposit, Tibet: Insights into element incorporation mechanisms and ore genesis. Ore Geology Reviews, 106858. https://doi.org/10.1016/j.oregeorev.2025.106858 |  | CHN | Tibet
| Sinongduo |  | Epithermal | Epithermal | Epithermal Ag-Pb-Zn | Ag, Pb, Zn |  | Ag, Pb, Zn | Li et al., 2025 |  | BS008-02C,3#,150-05-1 | BS008-02C,3#,150-05-1 | drill core |  |  |  |  | ore material | drill core | drill core | mineral separate | [5 empty] | mineralisation |  |  |  | sphalerite, pyrite, galena | [6 empty] | quartz, chalcopyrite, calcite | major element determined by EPMA as internal standard to calibrate the LA-ICP-MS data such as Zn for sphalerite, Fe for pyrite, and Pb for galena | LA-ICPMS, EMPA | NWR 193 nm Ar F Excimer laser-ablation system interfaced with an i CAP RQ ICPMS | Guangzhou Tuoyan Analytical Technology Co., Ltd. in Guangzhou, China | 0.7 l/min He carrier gas, which was later mixed with 0.89 l/min Ar make-up gas. The laser was set at a fluence of 3.5 J/cm², operating at 6 Hz with a 30 μm spot size. Each analysis lasted 45 seconds, followed by a 40-second background measurement. | NIST SRM610, MASS-1, NIST SRM612, GE8 | [26 empty] | 0.62 | [53 empty] | 7.69 | [66 empty] | 2025 | Li, Z., Lang, X., Song, W., Li, H., Li, C., Ma, X. (2025). LA-ICP-MS analysis of sulfides from the Sinongduo Ag-Pb-Zn deposit, Tibet: Insights into element incorporation mechanisms and ore genesis. Ore Geology Reviews, 106858. https://doi.org/10.1016/j.oregeorev.2025.106858 |  | CHN | Tibet
| Sinongduo |  | Epithermal | Epithermal | Epithermal Ag-Pb-Zn | Ag, Pb, Zn |  | Ag, Pb, Zn | Li et al., 2025 |  | BS008-02C,3#,150-06-1 | BS008-02C,3#,150-06-1 | drill core |  |  |  |  | ore material | drill core | drill core | mineral separate | [5 empty] | mineralisation |  |  |  | sphalerite, pyrite, galena | [6 empty] | quartz, chalcopyrite, calcite | major element determined by EPMA as internal standard to calibrate the LA-ICP-MS data such as Zn for sphalerite, Fe for pyrite, and Pb for galena | LA-ICPMS, EMPA | NWR 193 nm Ar F Excimer laser-ablation system interfaced with an i CAP RQ ICPMS | Guangzhou Tuoyan Analytical Technology Co., Ltd. in Guangzhou, China | 0.7 l/min He carrier gas, which was later mixed with 0.89 l/min Ar make-up gas. The laser was set at a fluence of 3.5 J/cm², operating at 6 Hz with a 30 μm spot size. Each analysis lasted 45 seconds, followed by a 40-second background measurement. | NIST SRM610, MASS-1, NIST SRM612, GE8 | [26 empty] | 43.8 | [53 empty] | 331 | [66 empty] | 2025 | Li, Z., Lang, X., Song, W., Li, H., Li, C., Ma, X. (2025). LA-ICP-MS analysis of sulfides from the Sinongduo Ag-Pb-Zn deposit, Tibet: Insights into element incorporation mechanisms and ore genesis. Ore Geology Reviews, 106858. https://doi.org/10.1016/j.oregeorev.2025.106858 |  | CHN | Tibet
| Sinongduo |  | Epithermal | Epithermal | Epithermal Ag-Pb-Zn | Ag, Pb, Zn |  | Ag, Pb, Zn | Li et al., 2025 |  | BS008-02C,3#,150-07-1 | BS008-02C,3#,150-07-1 | drill core |  |  |  |  | ore material | drill core | drill core | mineral separate | [5 empty] | mineralisation |  |  |  | sphalerite, pyrite, galena | [6 empty] | quartz, chalcopyrite, calcite | major element determined by EPMA as internal standard to calibrate the LA-ICP-MS data such as Zn for sphalerite, Fe for pyrite, and Pb for galena | LA-ICPMS, EMPA | NWR 193 nm Ar F Excimer laser-ablation system interfaced with an i CAP RQ ICPMS | Guangzhou Tuoyan Analytical Technology Co., Ltd. in Guangzhou, China | 0.7 l/min He carrier gas, which was later mixed with 0.89 l/min Ar make-up gas. The laser was set at a fluence of 3.5 J/cm², operating at 6 Hz with a 30 μm spot size. Each analysis lasted 45 seconds, followed by a 40-second background measurement. | NIST SRM610, MASS-1, NIST SRM612, GE8 | [26 empty] | 4.29 | [53 empty] | 33.7 | [66 empty] | 2025 | Li, Z., Lang, X., Song, W., Li, H., Li, C., Ma, X. (2025). LA-ICP-MS analysis of sulfides from the Sinongduo Ag-Pb-Zn deposit, Tibet: Insights into element incorporation mechanisms and ore genesis. Ore Geology Reviews, 106858. https://doi.org/10.1016/j.oregeorev.2025.106858 |  | CHN | Tibet
| Sinongduo |  | Epithermal | Epithermal | Epithermal Ag-Pb-Zn | Ag, Pb, Zn |  | Ag, Pb, Zn | Li et al., 2025 |  | BS008-02C,3#,150-08-1 | BS008-02C,3#,150-08-1 | drill core |  |  |  |  | ore material | drill core | drill core | mineral separate | [5 empty] | mineralisation |  |  |  | sphalerite, pyrite, galena | [6 empty] | quartz, chalcopyrite, calcite | major element determined by EPMA as internal standard to calibrate the LA-ICP-MS data such as Zn for sphalerite, Fe for pyrite, and Pb for galena | LA-ICPMS, EMPA | NWR 193 nm Ar F Excimer laser-ablation system interfaced with an i CAP RQ ICPMS | Guangzhou Tuoyan Analytical Technology Co., Ltd. in Guangzhou, China | 0.7 l/min He carrier gas, which was later mixed with 0.89 l/min Ar make-up gas. The laser was set at a fluence of 3.5 J/cm², operating at 6 Hz with a 30 μm spot size. Each analysis lasted 45 seconds, followed by a 40-second background measurement. | NIST SRM610, MASS-1, NIST SRM612, GE8 | [26 empty] | 40.9 | [53 empty] | 309 | [66 empty] | 2025 | Li, Z., Lang, X., Song, W., Li, H., Li, C., Ma, X. (2025). LA-ICP-MS analysis of sulfides from the Sinongduo Ag-Pb-Zn deposit, Tibet: Insights into element incorporation mechanisms and ore genesis. Ore Geology Reviews, 106858. https://doi.org/10.1016/j.oregeorev.2025.106858 |  | CHN | Tibet
| Sinongduo |  | Epithermal | Epithermal | Epithermal Ag-Pb-Zn | Ag, Pb, Zn |  | Ag, Pb, Zn | Li et al., 2025 |  | BS008-04C,3#,142-01-1 | BS008-04C,3#,142-01-1 | drill core |  |  |  |  | ore material | drill core | drill core | mineral separate | [5 empty] | mineralisation |  |  |  | sphalerite, pyrite, galena | [6 empty] | quartz, chalcopyrite, calcite | major element determined by EPMA as internal standard to calibrate the LA-ICP-MS data such as Zn for sphalerite, Fe for pyrite, and Pb for galena | LA-ICPMS, EMPA | NWR 193 nm Ar F Excimer laser-ablation system interfaced with an i CAP RQ ICPMS | Guangzhou Tuoyan Analytical Technology Co., Ltd. in Guangzhou, China | 0.7 l/min He carrier gas, which was later mixed with 0.89 l/min Ar make-up gas. The laser was set at a fluence of 3.5 J/cm², operating at 6 Hz with a 30 μm spot size. Each analysis lasted 45 seconds, followed by a 40-second background measurement. | NIST SRM610, MASS-1, NIST SRM612, GE8 | [80 empty] | 1.31 | [66 empty] | 2025 | Li, Z., Lang, X., Song, W., Li, H., Li, C., Ma, X. (2025). LA-ICP-MS analysis of sulfides from the Sinongduo Ag-Pb-Zn deposit, Tibet: Insights into element incorporation mechanisms and ore genesis. Ore Geology Reviews, 106858. https://doi.org/10.1016/j.oregeorev.2025.106858 |  | CHN | Tibet
| Sinongduo |  | Epithermal | Epithermal | Epithermal Ag-Pb-Zn | Ag, Pb, Zn |  | Ag, Pb, Zn | Li et al., 2025 |  | BS008-04C,3#,142-02-1 | BS008-04C,3#,142-02-1 | drill core |  |  |  |  | ore material | drill core | drill core | mineral separate | [5 empty] | mineralisation |  |  |  | sphalerite, pyrite, galena | [6 empty] | quartz, chalcopyrite, calcite | major element determined by EPMA as internal standard to calibrate the LA-ICP-MS data such as Zn for sphalerite, Fe for pyrite, and Pb for galena | LA-ICPMS, EMPA | NWR 193 nm Ar F Excimer laser-ablation system interfaced with an i CAP RQ ICPMS | Guangzhou Tuoyan Analytical Technology Co., Ltd. in Guangzhou, China | 0.7 l/min He carrier gas, which was later mixed with 0.89 l/min Ar make-up gas. The laser was set at a fluence of 3.5 J/cm², operating at 6 Hz with a 30 μm spot size. Each analysis lasted 45 seconds, followed by a 40-second background measurement. | NIST SRM610, MASS-1, NIST SRM612, GE8 | [80 empty] | 1.45 | [66 empty] | 2025 | Li, Z., Lang, X., Song, W., Li, H., Li, C., Ma, X. (2025). LA-ICP-MS analysis of sulfides from the Sinongduo Ag-Pb-Zn deposit, Tibet: Insights into element incorporation mechanisms and ore genesis. Ore Geology Reviews, 106858. https://doi.org/10.1016/j.oregeorev.2025.106858 |  | CHN | Tibet
| Sinongduo |  | Epithermal | Epithermal | Epithermal Ag-Pb-Zn | Ag, Pb, Zn |  | Ag, Pb, Zn | Li et al., 2025 |  | BS008-04C,3#,142-03-1 | BS008-04C,3#,142-03-1 | drill core |  |  |  |  | ore material | drill core | drill core | mineral separate | [5 empty] | mineralisation |  |  |  | sphalerite, pyrite, galena | [6 empty] | quartz, chalcopyrite, calcite | major element determined by EPMA as internal standard to calibrate the LA-ICP-MS data such as Zn for sphalerite, Fe for pyrite, and Pb for galena | LA-ICPMS, EMPA | NWR 193 nm Ar F Excimer laser-ablation system interfaced with an i CAP RQ ICPMS | Guangzhou Tuoyan Analytical Technology Co., Ltd. in Guangzhou, China | 0.7 l/min He carrier gas, which was later mixed with 0.89 l/min Ar make-up gas. The laser was set at a fluence of 3.5 J/cm², operating at 6 Hz with a 30 μm spot size. Each analysis lasted 45 seconds, followed by a 40-second background measurement. | NIST SRM610, MASS-1, NIST SRM612, GE8 | [26 empty] | 5.9 | [53 empty] | 40.6 | [66 empty] | 2025 | Li, Z., Lang, X., Song, W., Li, H., Li, C., Ma, X. (2025). LA-ICP-MS analysis of sulfides from the Sinongduo Ag-Pb-Zn deposit, Tibet: Insights into element incorporation mechanisms and ore genesis. Ore Geology Reviews, 106858. https://doi.org/10.1016/j.oregeorev.2025.106858 |  | CHN | Tibet
| Sinongduo |  | Epithermal | Epithermal | Epithermal Ag-Pb-Zn | Ag, Pb, Zn |  | Ag, Pb, Zn | Li et al., 2025 |  | BS008-04C,3#,142-04-1 | BS008-04C,3#,142-04-1 | drill core |  |  |  |  | ore material | drill core | drill core | mineral separate | [5 empty] | mineralisation |  |  |  | sphalerite, pyrite, galena | [6 empty] | quartz, chalcopyrite, calcite | major element determined by EPMA as internal standard to calibrate the LA-ICP-MS data such as Zn for sphalerite, Fe for pyrite, and Pb for galena | LA-ICPMS, EMPA | NWR 193 nm Ar F Excimer laser-ablation system interfaced with an i CAP RQ ICPMS | Guangzhou Tuoyan Analytical Technology Co., Ltd. in Guangzhou, China | 0.7 l/min He carrier gas, which was later mixed with 0.89 l/min Ar make-up gas. The laser was set at a fluence of 3.5 J/cm², operating at 6 Hz with a 30 μm spot size. Each analysis lasted 45 seconds, followed by a 40-second background measurement. | NIST SRM610, MASS-1, NIST SRM612, GE8 | [80 empty] | 0.69 | [66 empty] | 2025 | Li, Z., Lang, X., Song, W., Li, H., Li, C., Ma, X. (2025). LA-ICP-MS analysis of sulfides from the Sinongduo Ag-Pb-Zn deposit, Tibet: Insights into element incorporation mechanisms and ore genesis. Ore Geology Reviews, 106858. https://doi.org/10.1016/j.oregeorev.2025.106858 |  | CHN | Tibet
| Sinongduo |  | Epithermal | Epithermal | Epithermal Ag-Pb-Zn | Ag, Pb, Zn |  | Ag, Pb, Zn | Li et al., 2025 |  | BS008-04C,3#,142-05-1 | BS008-04C,3#,142-05-1 | drill core |  |  |  |  | ore material | drill core | drill core | mineral separate | [5 empty] | mineralisation |  |  |  | sphalerite, pyrite, galena | [6 empty] | quartz, chalcopyrite, calcite | major element determined by EPMA as internal standard to calibrate the LA-ICP-MS data such as Zn for sphalerite, Fe for pyrite, and Pb for galena | LA-ICPMS, EMPA | NWR 193 nm Ar F Excimer laser-ablation system interfaced with an i CAP RQ ICPMS | Guangzhou Tuoyan Analytical Technology Co., Ltd. in Guangzhou, China | 0.7 l/min He carrier gas, which was later mixed with 0.89 l/min Ar make-up gas. The laser was set at a fluence of 3.5 J/cm², operating at 6 Hz with a 30 μm spot size. Each analysis lasted 45 seconds, followed by a 40-second background measurement. | NIST SRM610, MASS-1, NIST SRM612, GE8 | [80 empty] | 0.32 | [66 empty] | 2025 | Li, Z., Lang, X., Song, W., Li, H., Li, C., Ma, X. (2025). LA-ICP-MS analysis of sulfides from the Sinongduo Ag-Pb-Zn deposit, Tibet: Insights into element incorporation mechanisms and ore genesis. Ore Geology Reviews, 106858. https://doi.org/10.1016/j.oregeorev.2025.106858 |  | CHN | Tibet
| Sinongduo |  | Epithermal | Epithermal | Epithermal Ag-Pb-Zn | Ag, Pb, Zn |  | Ag, Pb, Zn | Li et al., 2025 |  | BS008-04C,3#,142-06-1 | BS008-04C,3#,142-06-1 | drill core |  |  |  |  | ore material | drill core | drill core | mineral separate | [5 empty] | mineralisation |  |  |  | sphalerite, pyrite, galena | [6 empty] | quartz, chalcopyrite, calcite | major element determined by EPMA as internal standard to calibrate the LA-ICP-MS data such as Zn for sphalerite, Fe for pyrite, and Pb for galena | LA-ICPMS, EMPA | NWR 193 nm Ar F Excimer laser-ablation system interfaced with an i CAP RQ ICPMS | Guangzhou Tuoyan Analytical Technology Co., Ltd. in Guangzhou, China | 0.7 l/min He carrier gas, which was later mixed with 0.89 l/min Ar make-up gas. The laser was set at a fluence of 3.5 J/cm², operating at 6 Hz with a 30 μm spot size. Each analysis lasted 45 seconds, followed by a 40-second background measurement. | NIST SRM610, MASS-1, NIST SRM612, GE8 | [147 empty] | 2025 | Li, Z., Lang, X., Song, W., Li, H., Li, C., Ma, X. (2025). LA-ICP-MS analysis of sulfides from the Sinongduo Ag-Pb-Zn deposit, Tibet: Insights into element incorporation mechanisms and ore genesis. Ore Geology Reviews, 106858. https://doi.org/10.1016/j.oregeorev.2025.106858 |  | CHN | Tibet
| Sinongduo |  | Epithermal | Epithermal | Epithermal Ag-Pb-Zn | Ag, Pb, Zn |  | Ag, Pb, Zn | Li et al., 2025 |  | BS008-04C,3#,142-13-1 | BS008-04C,3#,142-13-1 | drill core |  |  |  |  | ore material | drill core | drill core | mineral separate | [5 empty] | mineralisation |  |  |  | sphalerite, pyrite, galena | [6 empty] | quartz, chalcopyrite, calcite | major element determined by EPMA as internal standard to calibrate the LA-ICP-MS data such as Zn for sphalerite, Fe for pyrite, and Pb for galena | LA-ICPMS, EMPA | NWR 193 nm Ar F Excimer laser-ablation system interfaced with an i CAP RQ ICPMS | Guangzhou Tuoyan Analytical Technology Co., Ltd. in Guangzhou, China | 0.7 l/min He carrier gas, which was later mixed with 0.89 l/min Ar make-up gas. The laser was set at a fluence of 3.5 J/cm², operating at 6 Hz with a 30 μm spot size. Each analysis lasted 45 seconds, followed by a 40-second background measurement. | NIST SRM610, MASS-1, NIST SRM612, GE8 | [26 empty] | 0.73 | [53 empty] | 5.98 | [66 empty] | 2025 | Li, Z., Lang, X., Song, W., Li, H., Li, C., Ma, X. (2025). LA-ICP-MS analysis of sulfides from the Sinongduo Ag-Pb-Zn deposit, Tibet: Insights into element incorporation mechanisms and ore genesis. Ore Geology Reviews, 106858. https://doi.org/10.1016/j.oregeorev.2025.106858 |  | CHN | Tibet
| Sinongduo |  | Epithermal | Epithermal | Epithermal Ag-Pb-Zn | Ag, Pb, Zn |  | Ag, Pb, Zn | Li et al., 2025 |  | ZK9523-08C-01-1 | ZK9523-08C-01-1 | drill core |  |  |  |  | ore material | drill core | drill core | mineral separate | [5 empty] | mineralisation |  |  |  | sphalerite, pyrite, galena | [6 empty] | quartz, chalcopyrite, calcite | major element determined by EPMA as internal standard to calibrate the LA-ICP-MS data such as Zn for sphalerite, Fe for pyrite, and Pb for galena | LA-ICPMS, EMPA | NWR 193 nm Ar F Excimer laser-ablation system interfaced with an i CAP RQ ICPMS | Guangzhou Tuoyan Analytical Technology Co., Ltd. in Guangzhou, China | 0.7 l/min He carrier gas, which was later mixed with 0.89 l/min Ar make-up gas. The laser was set at a fluence of 3.5 J/cm², operating at 6 Hz with a 30 μm spot size. Each analysis lasted 45 seconds, followed by a 40-second background measurement. | NIST SRM610, MASS-1, NIST SRM612, GE8 | [26 empty] | 0.07 | [53 empty] | 42.2 | [66 empty] | 2025 | Li, Z., Lang, X., Song, W., Li, H., Li, C., Ma, X. (2025). LA-ICP-MS analysis of sulfides from the Sinongduo Ag-Pb-Zn deposit, Tibet: Insights into element incorporation mechanisms and ore genesis. Ore Geology Reviews, 106858. https://doi.org/10.1016/j.oregeorev.2025.106858 |  | CHN | Tibet
| Sinongduo |  | Epithermal | Epithermal | Epithermal Ag-Pb-Zn | Ag, Pb, Zn |  | Ag, Pb, Zn | Li et al., 2025 |  | ZK9523-08C-02-1 | ZK9523-08C-02-1 | drill core |  |  |  |  | ore material | drill core | drill core | mineral separate | [5 empty] | mineralisation |  |  |  | sphalerite, pyrite, galena | [6 empty] | quartz, chalcopyrite, calcite | major element determined by EPMA as internal standard to calibrate the LA-ICP-MS data such as Zn for sphalerite, Fe for pyrite, and Pb for galena | LA-ICPMS, EMPA | NWR 193 nm Ar F Excimer laser-ablation system interfaced with an i CAP RQ ICPMS | Guangzhou Tuoyan Analytical Technology Co., Ltd. in Guangzhou, China | 0.7 l/min He carrier gas, which was later mixed with 0.89 l/min Ar make-up gas. The laser was set at a fluence of 3.5 J/cm², operating at 6 Hz with a 30 μm spot size. Each analysis lasted 45 seconds, followed by a 40-second background measurement. | NIST SRM610, MASS-1, NIST SRM612, GE8 | [26 empty] | 0.05 | [53 empty] | 29.5 | [66 empty] | 2025 | Li, Z., Lang, X., Song, W., Li, H., Li, C., Ma, X. (2025). LA-ICP-MS analysis of sulfides from the Sinongduo Ag-Pb-Zn deposit, Tibet: Insights into element incorporation mechanisms and ore genesis. Ore Geology Reviews, 106858. https://doi.org/10.1016/j.oregeorev.2025.106858 |  | CHN | Tibet
| Sinongduo |  | Epithermal | Epithermal | Epithermal Ag-Pb-Zn | Ag, Pb, Zn |  | Ag, Pb, Zn | Li et al., 2025 |  | ZK9523-08C-03-1 | ZK9523-08C-03-1 | drill core |  |  |  |  | ore material | drill core | drill core | mineral separate | [5 empty] | mineralisation |  |  |  | sphalerite, pyrite, galena | [6 empty] | quartz, chalcopyrite, calcite | major element determined by EPMA as internal standard to calibrate the LA-ICP-MS data such as Zn for sphalerite, Fe for pyrite, and Pb for galena | LA-ICPMS, EMPA | NWR 193 nm Ar F Excimer laser-ablation system interfaced with an i CAP RQ ICPMS | Guangzhou Tuoyan Analytical Technology Co., Ltd. in Guangzhou, China | 0.7 l/min He carrier gas, which was later mixed with 0.89 l/min Ar make-up gas. The laser was set at a fluence of 3.5 J/cm², operating at 6 Hz with a 30 μm spot size. Each analysis lasted 45 seconds, followed by a 40-second background measurement. | NIST SRM610, MASS-1, NIST SRM612, GE8 | [80 empty] | 1.47 | [66 empty] | 2025 | Li, Z., Lang, X., Song, W., Li, H., Li, C., Ma, X. (2025). LA-ICP-MS analysis of sulfides from the Sinongduo Ag-Pb-Zn deposit, Tibet: Insights into element incorporation mechanisms and ore genesis. Ore Geology Reviews, 106858. https://doi.org/10.1016/j.oregeorev.2025.106858 |  | CHN | Tibet
| Sinongduo |  | Epithermal | Epithermal | Epithermal Ag-Pb-Zn | Ag, Pb, Zn |  | Ag, Pb, Zn | Li et al., 2025 |  | ZK0-10-09C-03-1 | ZK0-10-09C-03-1 | drill core |  |  |  |  | ore material | drill core | drill core | mineral separate | [5 empty] | mineralisation |  |  |  | sphalerite, pyrite, galena | [6 empty] | quartz, chalcopyrite, calcite | major element determined by EPMA as internal standard to calibrate the LA-ICP-MS data such as Zn for sphalerite, Fe for pyrite, and Pb for galena | LA-ICPMS, EMPA | NWR 193 nm Ar F Excimer laser-ablation system interfaced with an i CAP RQ ICPMS | Guangzhou Tuoyan Analytical Technology Co., Ltd. in Guangzhou, China | 0.7 l/min He carrier gas, which was later mixed with 0.89 l/min Ar make-up gas. The laser was set at a fluence of 3.5 J/cm², operating at 6 Hz with a 30 μm spot size. Each analysis lasted 45 seconds, followed by a 40-second background measurement. | NIST SRM610, MASS-1, NIST SRM612, GE8 | [26 empty] | 0.88 | [53 empty] | 8.84 | [66 empty] | 2025 | Li, Z., Lang, X., Song, W., Li, H., Li, C., Ma, X. (2025). LA-ICP-MS analysis of sulfides from the Sinongduo Ag-Pb-Zn deposit, Tibet: Insights into element incorporation mechanisms and ore genesis. Ore Geology Reviews, 106858. https://doi.org/10.1016/j.oregeorev.2025.106858 |  | CHN | Tibet
| Sinongduo |  | Epithermal | Epithermal | Epithermal Ag-Pb-Zn | Ag, Pb, Zn |  | Ag, Pb, Zn | Li et al., 2025 |  | BS008-01C,2#,0-01-1 | BS008-01C,2#,0-01-1 | drill core |  |  |  |  | ore material | drill core | drill core | mineral separate | [5 empty] | mineralisation |  |  |  | sphalerite, pyrite, galena | [6 empty] | quartz, chalcopyrite, calcite | major element determined by EPMA as internal standard to calibrate the LA-ICP-MS data such as Zn for sphalerite, Fe for pyrite, and Pb for galena | LA-ICPMS, EMPA | NWR 193 nm Ar F Excimer laser-ablation system interfaced with an i CAP RQ ICPMS | Guangzhou Tuoyan Analytical Technology Co., Ltd. in Guangzhou, China | 0.7 l/min He carrier gas, which was later mixed with 0.89 l/min Ar make-up gas. The laser was set at a fluence of 3.5 J/cm², operating at 6 Hz with a 30 μm spot size. Each analysis lasted 45 seconds, followed by a 40-second background measurement. | NIST SRM610, MASS-1, NIST SRM612, GE8 | [147 empty] | 2025 | Li, Z., Lang, X., Song, W., Li, H., Li, C., Ma, X. (2025). LA-ICP-MS analysis of sulfides from the Sinongduo Ag-Pb-Zn deposit, Tibet: Insights into element incorporation mechanisms and ore genesis. Ore Geology Reviews, 106858. https://doi.org/10.1016/j.oregeorev.2025.106858 |  | CHN | Tibet
| Sinongduo |  | Epithermal | Epithermal | Epithermal Ag-Pb-Zn | Ag, Pb, Zn |  | Ag, Pb, Zn | Li et al., 2025 |  | BS008-01C,2#,0-02-1 | BS008-01C,2#,0-02-1 | drill core |  |  |  |  | ore material | drill core | drill core | mineral separate | [5 empty] | mineralisation |  |  |  | sphalerite, pyrite, galena | [6 empty] | quartz, chalcopyrite, calcite | major element determined by EPMA as internal standard to calibrate the LA-ICP-MS data such as Zn for sphalerite, Fe for pyrite, and Pb for galena | LA-ICPMS, EMPA | NWR 193 nm Ar F Excimer laser-ablation system interfaced with an i CAP RQ ICPMS | Guangzhou Tuoyan Analytical Technology Co., Ltd. in Guangzhou, China | 0.7 l/min He carrier gas, which was later mixed with 0.89 l/min Ar make-up gas. The laser was set at a fluence of 3.5 J/cm², operating at 6 Hz with a 30 μm spot size. Each analysis lasted 45 seconds, followed by a 40-second background measurement. | NIST SRM610, MASS-1, NIST SRM612, GE8 | [26 empty] | 0.6 | [53 empty] | 4.48 | [66 empty] | 2025 | Li, Z., Lang, X., Song, W., Li, H., Li, C., Ma, X. (2025). LA-ICP-MS analysis of sulfides from the Sinongduo Ag-Pb-Zn deposit, Tibet: Insights into element incorporation mechanisms and ore genesis. Ore Geology Reviews, 106858. https://doi.org/10.1016/j.oregeorev.2025.106858 |  | CHN | Tibet
| Sinongduo |  | Epithermal | Epithermal | Epithermal Ag-Pb-Zn | Ag, Pb, Zn |  | Ag, Pb, Zn | Li et al., 2025 |  | BS008-01C,2#,0-03-1 | BS008-01C,2#,0-03-1 | drill core |  |  |  |  | ore material | drill core | drill core | mineral separate | [5 empty] | mineralisation |  |  |  | sphalerite, pyrite, galena | [6 empty] | quartz, chalcopyrite, calcite | major element determined by EPMA as internal standard to calibrate the LA-ICP-MS data such as Zn for sphalerite, Fe for pyrite, and Pb for galena | LA-ICPMS, EMPA | NWR 193 nm Ar F Excimer laser-ablation system interfaced with an i CAP RQ ICPMS | Guangzhou Tuoyan Analytical Technology Co., Ltd. in Guangzhou, China | 0.7 l/min He carrier gas, which was later mixed with 0.89 l/min Ar make-up gas. The laser was set at a fluence of 3.5 J/cm², operating at 6 Hz with a 30 μm spot size. Each analysis lasted 45 seconds, followed by a 40-second background measurement. | NIST SRM610, MASS-1, NIST SRM612, GE8 | [26 empty] | 0.03 | [53 empty] | 0.95 | [66 empty] | 2025 | Li, Z., Lang, X., Song, W., Li, H., Li, C., Ma, X. (2025). LA-ICP-MS analysis of sulfides from the Sinongduo Ag-Pb-Zn deposit, Tibet: Insights into element incorporation mechanisms and ore genesis. Ore Geology Reviews, 106858. https://doi.org/10.1016/j.oregeorev.2025.106858 |  | CHN | Tibet
| Sinongduo |  | Epithermal | Epithermal | Epithermal Ag-Pb-Zn | Ag, Pb, Zn |  | Ag, Pb, Zn | Li et al., 2025 |  | BS008-02A,2#,-83-03-1 | BS008-02A,2#,-83-03-1 | drill core |  |  |  |  | ore material | drill core | drill core | mineral separate | [5 empty] | mineralisation |  |  |  | sphalerite, pyrite, galena | [6 empty] | quartz, chalcopyrite, calcite | major element determined by EPMA as internal standard to calibrate the LA-ICP-MS data such as Zn for sphalerite, Fe for pyrite, and Pb for galena | LA-ICPMS, EMPA | NWR 193 nm Ar F Excimer laser-ablation system interfaced with an i CAP RQ ICPMS | Guangzhou Tuoyan Analytical Technology Co., Ltd. in Guangzhou, China | 0.7 l/min He carrier gas, which was later mixed with 0.89 l/min Ar make-up gas. The laser was set at a fluence of 3.5 J/cm², operating at 6 Hz with a 30 μm spot size. Each analysis lasted 45 seconds, followed by a 40-second background measurement. | NIST SRM610, MASS-1, NIST SRM612, GE8 | [26 empty] | 1.8 | [53 empty] | 14.9 | [66 empty] | 2025 | Li, Z., Lang, X., Song, W., Li, H., Li, C., Ma, X. (2025). LA-ICP-MS analysis of sulfides from the Sinongduo Ag-Pb-Zn deposit, Tibet: Insights into element incorporation mechanisms and ore genesis. Ore Geology Reviews, 106858. https://doi.org/10.1016/j.oregeorev.2025.106858 |  | CHN | Tibet
| Sinongduo |  | Epithermal | Epithermal | Epithermal Ag-Pb-Zn | Ag, Pb, Zn |  | Ag, Pb, Zn | Li et al., 2025 |  | BS072-02C-03-1 | BS072-02C-03-1 | drill core |  |  |  |  | ore material | drill core | drill core | mineral separate | [5 empty] | mineralisation |  |  |  | sphalerite, pyrite, galena | [6 empty] | quartz, chalcopyrite, calcite | major element determined by EPMA as internal standard to calibrate the LA-ICP-MS data such as Zn for sphalerite, Fe for pyrite, and Pb for galena | LA-ICPMS, EMPA | NWR 193 nm Ar F Excimer laser-ablation system interfaced with an i CAP RQ ICPMS | Guangzhou Tuoyan Analytical Technology Co., Ltd. in Guangzhou, China | 0.7 l/min He carrier gas, which was later mixed with 0.89 l/min Ar make-up gas. The laser was set at a fluence of 3.5 J/cm², operating at 6 Hz with a 30 μm spot size. Each analysis lasted 45 seconds, followed by a 40-second background measurement. | NIST SRM610, MASS-1, NIST SRM612, GE8 | [26 empty] | 0.29 | [53 empty] | 2.57 | [66 empty] | 2025 | Li, Z., Lang, X., Song, W., Li, H., Li, C., Ma, X. (2025). LA-ICP-MS analysis of sulfides from the Sinongduo Ag-Pb-Zn deposit, Tibet: Insights into element incorporation mechanisms and ore genesis. Ore Geology Reviews, 106858. https://doi.org/10.1016/j.oregeorev.2025.106858 |  | CHN | Tibet
| Sinongduo |  | Epithermal | Epithermal | Epithermal Ag-Pb-Zn | Ag, Pb, Zn |  | Ag, Pb, Zn | Li et al., 2025 |  | BS072-02C-04-1 | BS072-02C-04-1 | drill core |  |  |  |  | ore material | drill core | drill core | mineral separate | [5 empty] | mineralisation |  |  |  | sphalerite, pyrite, galena | [6 empty] | quartz, chalcopyrite, calcite | major element determined by EPMA as internal standard to calibrate the LA-ICP-MS data such as Zn for sphalerite, Fe for pyrite, and Pb for galena | LA-ICPMS, EMPA | NWR 193 nm Ar F Excimer laser-ablation system interfaced with an i CAP RQ ICPMS | Guangzhou Tuoyan Analytical Technology Co., Ltd. in Guangzhou, China | 0.7 l/min He carrier gas, which was later mixed with 0.89 l/min Ar make-up gas. The laser was set at a fluence of 3.5 J/cm², operating at 6 Hz with a 30 μm spot size. Each analysis lasted 45 seconds, followed by a 40-second background measurement. | NIST SRM610, MASS-1, NIST SRM612, GE8 | [26 empty] | 2.63 | [53 empty] | 23.2 | [66 empty] | 2025 | Li, Z., Lang, X., Song, W., Li, H., Li, C., Ma, X. (2025). LA-ICP-MS analysis of sulfides from the Sinongduo Ag-Pb-Zn deposit, Tibet: Insights into element incorporation mechanisms and ore genesis. Ore Geology Reviews, 106858. https://doi.org/10.1016/j.oregeorev.2025.106858 |  | CHN | Tibet
| Sinongduo |  | Epithermal | Epithermal | Epithermal Ag-Pb-Zn | Ag, Pb, Zn |  | Ag, Pb, Zn | Li et al., 2025 |  | BS072-02C-05-1 | BS072-02C-05-1 | drill core |  |  |  |  | ore material | drill core | drill core | mineral separate | [5 empty] | mineralisation |  |  |  | sphalerite, pyrite, galena | [6 empty] | quartz, chalcopyrite, calcite | major element determined by EPMA as internal standard to calibrate the LA-ICP-MS data such as Zn for sphalerite, Fe for pyrite, and Pb for galena | LA-ICPMS, EMPA | NWR 193 nm Ar F Excimer laser-ablation system interfaced with an i CAP RQ ICPMS | Guangzhou Tuoyan Analytical Technology Co., Ltd. in Guangzhou, China | 0.7 l/min He carrier gas, which was later mixed with 0.89 l/min Ar make-up gas. The laser was set at a fluence of 3.5 J/cm², operating at 6 Hz with a 30 μm spot size. Each analysis lasted 45 seconds, followed by a 40-second background measurement. | NIST SRM610, MASS-1, NIST SRM612, GE8 | [26 empty] | 1.99 | [53 empty] | 10 | [66 empty] | 2025 | Li, Z., Lang, X., Song, W., Li, H., Li, C., Ma, X. (2025). LA-ICP-MS analysis of sulfides from the Sinongduo Ag-Pb-Zn deposit, Tibet: Insights into element incorporation mechanisms and ore genesis. Ore Geology Reviews, 106858. https://doi.org/10.1016/j.oregeorev.2025.106858 |  | CHN | Tibet
| Sinongduo |  | Epithermal | Epithermal | Epithermal Ag-Pb-Zn | Ag, Pb, Zn |  | Ag, Pb, Zn | Li et al., 2025 |  | BS072-02C-06-1 | BS072-02C-06-1 | drill core |  |  |  |  | ore material | drill core | drill core | mineral separate | [5 empty] | mineralisation |  |  |  | sphalerite, pyrite, galena | [6 empty] | quartz, chalcopyrite, calcite | major element determined by EPMA as internal standard to calibrate the LA-ICP-MS data such as Zn for sphalerite, Fe for pyrite, and Pb for galena | LA-ICPMS, EMPA | NWR 193 nm Ar F Excimer laser-ablation system interfaced with an i CAP RQ ICPMS | Guangzhou Tuoyan Analytical Technology Co., Ltd. in Guangzhou, China | 0.7 l/min He carrier gas, which was later mixed with 0.89 l/min Ar make-up gas. The laser was set at a fluence of 3.5 J/cm², operating at 6 Hz with a 30 μm spot size. Each analysis lasted 45 seconds, followed by a 40-second background measurement. | NIST SRM610, MASS-1, NIST SRM612, GE8 | [26 empty] | 0.25 | [53 empty] | 5.08 | [66 empty] | 2025 | Li, Z., Lang, X., Song, W., Li, H., Li, C., Ma, X. (2025). LA-ICP-MS analysis of sulfides from the Sinongduo Ag-Pb-Zn deposit, Tibet: Insights into element incorporation mechanisms and ore genesis. Ore Geology Reviews, 106858. https://doi.org/10.1016/j.oregeorev.2025.106858 |  | CHN | Tibet
| Sinongduo |  | Epithermal | Epithermal | Epithermal Ag-Pb-Zn | Ag, Pb, Zn |  | Ag, Pb, Zn | Li et al., 2025 |  | BS072-02C-07-1 | BS072-02C-07-1 | drill core |  |  |  |  | ore material | drill core | drill core | mineral separate | [5 empty] | mineralisation |  |  |  | sphalerite, pyrite, galena | [6 empty] | quartz, chalcopyrite, calcite | major element determined by EPMA as internal standard to calibrate the LA-ICP-MS data such as Zn for sphalerite, Fe for pyrite, and Pb for galena | LA-ICPMS, EMPA | NWR 193 nm Ar F Excimer laser-ablation system interfaced with an i CAP RQ ICPMS | Guangzhou Tuoyan Analytical Technology Co., Ltd. in Guangzhou, China | 0.7 l/min He carrier gas, which was later mixed with 0.89 l/min Ar make-up gas. The laser was set at a fluence of 3.5 J/cm², operating at 6 Hz with a 30 μm spot size. Each analysis lasted 45 seconds, followed by a 40-second background measurement. | NIST SRM610, MASS-1, NIST SRM612, GE8 | [26 empty] | 0.09 | [53 empty] | 0.78 | [66 empty] | 2025 | Li, Z., Lang, X., Song, W., Li, H., Li, C., Ma, X. (2025). LA-ICP-MS analysis of sulfides from the Sinongduo Ag-Pb-Zn deposit, Tibet: Insights into element incorporation mechanisms and ore genesis. Ore Geology Reviews, 106858. https://doi.org/10.1016/j.oregeorev.2025.106858 |  | CHN | Tibet
| Sinongduo |  | Epithermal | Epithermal | Epithermal Ag-Pb-Zn | Ag, Pb, Zn |  | Ag, Pb, Zn | Li et al., 2025 |  | BS009-03C-01-1 | BS009-03C-01-1 | drill core |  |  |  |  | ore material | drill core | drill core | mineral separate | [5 empty] | mineralisation |  |  |  | sphalerite, pyrite, galena | [6 empty] | quartz, chalcopyrite, calcite | major element determined by EPMA as internal standard to calibrate the LA-ICP-MS data such as Zn for sphalerite, Fe for pyrite, and Pb for galena | LA-ICPMS, EMPA | NWR 193 nm Ar F Excimer laser-ablation system interfaced with an i CAP RQ ICPMS | Guangzhou Tuoyan Analytical Technology Co., Ltd. in Guangzhou, China | 0.7 l/min He carrier gas, which was later mixed with 0.89 l/min Ar make-up gas. The laser was set at a fluence of 3.5 J/cm², operating at 6 Hz with a 30 μm spot size. Each analysis lasted 45 seconds, followed by a 40-second background measurement. | NIST SRM610, MASS-1, NIST SRM612, GE8 | [26 empty] | 2.76 | [53 empty] | 21.8 | [66 empty] | 2025 | Li, Z., Lang, X., Song, W., Li, H., Li, C., Ma, X. (2025). LA-ICP-MS analysis of sulfides from the Sinongduo Ag-Pb-Zn deposit, Tibet: Insights into element incorporation mechanisms and ore genesis. Ore Geology Reviews, 106858. https://doi.org/10.1016/j.oregeorev.2025.106858 |  | CHN | Tibet
| Sinongduo |  | Epithermal | Epithermal | Epithermal Ag-Pb-Zn | Ag, Pb, Zn |  | Ag, Pb, Zn | Li et al., 2025 |  | BS009-03C-02-1 | BS009-03C-02-1 | drill core |  |  |  |  | ore material | drill core | drill core | mineral separate | [5 empty] | mineralisation |  |  |  | sphalerite, pyrite, galena | [6 empty] | quartz, chalcopyrite, calcite | major element determined by EPMA as internal standard to calibrate the LA-ICP-MS data such as Zn for sphalerite, Fe for pyrite, and Pb for galena | LA-ICPMS, EMPA | NWR 193 nm Ar F Excimer laser-ablation system interfaced with an i CAP RQ ICPMS | Guangzhou Tuoyan Analytical Technology Co., Ltd. in Guangzhou, China | 0.7 l/min He carrier gas, which was later mixed with 0.89 l/min Ar make-up gas. The laser was set at a fluence of 3.5 J/cm², operating at 6 Hz with a 30 μm spot size. Each analysis lasted 45 seconds, followed by a 40-second background measurement. | NIST SRM610, MASS-1, NIST SRM612, GE8 | [26 empty] | 6.49 | [53 empty] | 65.6 | [66 empty] | 2025 | Li, Z., Lang, X., Song, W., Li, H., Li, C., Ma, X. (2025). LA-ICP-MS analysis of sulfides from the Sinongduo Ag-Pb-Zn deposit, Tibet: Insights into element incorporation mechanisms and ore genesis. Ore Geology Reviews, 106858. https://doi.org/10.1016/j.oregeorev.2025.106858 |  | CHN | Tibet
| Sinongduo |  | Epithermal | Epithermal | Epithermal Ag-Pb-Zn | Ag, Pb, Zn |  | Ag, Pb, Zn | Li et al., 2025 |  | BS009-03C-03-1 | BS009-03C-03-1 | drill core |  |  |  |  | ore material | drill core | drill core | mineral separate | [5 empty] | mineralisation |  |  |  | sphalerite, pyrite, galena | [6 empty] | quartz, chalcopyrite, calcite | major element determined by EPMA as internal standard to calibrate the LA-ICP-MS data such as Zn for sphalerite, Fe for pyrite, and Pb for galena | LA-ICPMS, EMPA | NWR 193 nm Ar F Excimer laser-ablation system interfaced with an i CAP RQ ICPMS | Guangzhou Tuoyan Analytical Technology Co., Ltd. in Guangzhou, China | 0.7 l/min He carrier gas, which was later mixed with 0.89 l/min Ar make-up gas. The laser was set at a fluence of 3.5 J/cm², operating at 6 Hz with a 30 μm spot size. Each analysis lasted 45 seconds, followed by a 40-second background measurement. | NIST SRM610, MASS-1, NIST SRM612, GE8 | [26 empty] | 0.62 | [53 empty] | 6.39 | [66 empty] | 2025 | Li, Z., Lang, X., Song, W., Li, H., Li, C., Ma, X. (2025). LA-ICP-MS analysis of sulfides from the Sinongduo Ag-Pb-Zn deposit, Tibet: Insights into element incorporation mechanisms and ore genesis. Ore Geology Reviews, 106858. https://doi.org/10.1016/j.oregeorev.2025.106858 |  | CHN | Tibet
| Sinongduo |  | Epithermal | Epithermal | Epithermal Ag-Pb-Zn | Ag, Pb, Zn |  | Ag, Pb, Zn | Li et al., 2025 |  | BS009-03C-09-1 | BS009-03C-09-1 | drill core |  |  |  |  | ore material | drill core | drill core | mineral separate | [5 empty] | mineralisation |  |  |  | sphalerite, pyrite, galena | [6 empty] | quartz, chalcopyrite, calcite | major element determined by EPMA as internal standard to calibrate the LA-ICP-MS data such as Zn for sphalerite, Fe for pyrite, and Pb for galena | LA-ICPMS, EMPA | NWR 193 nm Ar F Excimer laser-ablation system interfaced with an i CAP RQ ICPMS | Guangzhou Tuoyan Analytical Technology Co., Ltd. in Guangzhou, China | 0.7 l/min He carrier gas, which was later mixed with 0.89 l/min Ar make-up gas. The laser was set at a fluence of 3.5 J/cm², operating at 6 Hz with a 30 μm spot size. Each analysis lasted 45 seconds, followed by a 40-second background measurement. | NIST SRM610, MASS-1, NIST SRM612, GE8 | [26 empty] | 1.82 | [53 empty] | 33.3 | [66 empty] | 2025 | Li, Z., Lang, X., Song, W., Li, H., Li, C., Ma, X. (2025). LA-ICP-MS analysis of sulfides from the Sinongduo Ag-Pb-Zn deposit, Tibet: Insights into element incorporation mechanisms and ore genesis. Ore Geology Reviews, 106858. https://doi.org/10.1016/j.oregeorev.2025.106858 |  | CHN | Tibet
| Sinongduo |  | Epithermal | Epithermal | Epithermal Ag-Pb-Zn | Ag, Pb, Zn |  | Ag, Pb, Zn | Li et al., 2025 |  | BS009-03C-10-1 | BS009-03C-10-1 | drill core |  |  |  |  | ore material | drill core | drill core | mineral separate | [5 empty] | mineralisation |  |  |  | sphalerite, pyrite, galena | [6 empty] | quartz, chalcopyrite, calcite | major element determined by EPMA as internal standard to calibrate the LA-ICP-MS data such as Zn for sphalerite, Fe for pyrite, and Pb for galena | LA-ICPMS, EMPA | NWR 193 nm Ar F Excimer laser-ablation system interfaced with an i CAP RQ ICPMS | Guangzhou Tuoyan Analytical Technology Co., Ltd. in Guangzhou, China | 0.7 l/min He carrier gas, which was later mixed with 0.89 l/min Ar make-up gas. The laser was set at a fluence of 3.5 J/cm², operating at 6 Hz with a 30 μm spot size. Each analysis lasted 45 seconds, followed by a 40-second background measurement. | NIST SRM610, MASS-1, NIST SRM612, GE8 | [26 empty] | 0.63 | [53 empty] | 4.53 | [66 empty] | 2025 | Li, Z., Lang, X., Song, W., Li, H., Li, C., Ma, X. (2025). LA-ICP-MS analysis of sulfides from the Sinongduo Ag-Pb-Zn deposit, Tibet: Insights into element incorporation mechanisms and ore genesis. Ore Geology Reviews, 106858. https://doi.org/10.1016/j.oregeorev.2025.106858 |  | CHN | Tibet
| Sinongduo |  | Epithermal | Epithermal | Epithermal Ag-Pb-Zn | Ag, Pb, Zn |  | Ag, Pb, Zn | Li et al., 2025 |  | BS009-07A-01-1 | BS009-07A-01-1 | drill core |  |  |  |  | ore material | drill core | drill core | mineral separate | [5 empty] | mineralisation |  |  |  | sphalerite, pyrite, galena | [6 empty] | quartz, chalcopyrite, calcite | major element determined by EPMA as internal standard to calibrate the LA-ICP-MS data such as Zn for sphalerite, Fe for pyrite, and Pb for galena | LA-ICPMS, EMPA | NWR 193 nm Ar F Excimer laser-ablation system interfaced with an i CAP RQ ICPMS | Guangzhou Tuoyan Analytical Technology Co., Ltd. in Guangzhou, China | 0.7 l/min He carrier gas, which was later mixed with 0.89 l/min Ar make-up gas. The laser was set at a fluence of 3.5 J/cm², operating at 6 Hz with a 30 μm spot size. Each analysis lasted 45 seconds, followed by a 40-second background measurement. | NIST SRM610, MASS-1, NIST SRM612, GE8 | [80 empty] | 0.81 | [66 empty] | 2025 | Li, Z., Lang, X., Song, W., Li, H., Li, C., Ma, X. (2025). LA-ICP-MS analysis of sulfides from the Sinongduo Ag-Pb-Zn deposit, Tibet: Insights into element incorporation mechanisms and ore genesis. Ore Geology Reviews, 106858. https://doi.org/10.1016/j.oregeorev.2025.106858 |  | CHN | Tibet
| Sinongduo |  | Epithermal | Epithermal | Epithermal Ag-Pb-Zn | Ag, Pb, Zn |  | Ag, Pb, Zn | Li et al., 2025 |  | BS009-07C-03-1 | BS009-07C-03-1 | drill core |  |  |  |  | ore material | drill core | drill core | mineral separate | [5 empty] | mineralisation |  |  |  | sphalerite, pyrite, galena | [6 empty] | quartz, chalcopyrite, calcite | major element determined by EPMA as internal standard to calibrate the LA-ICP-MS data such as Zn for sphalerite, Fe for pyrite, and Pb for galena | LA-ICPMS, EMPA | NWR 193 nm Ar F Excimer laser-ablation system interfaced with an i CAP RQ ICPMS | Guangzhou Tuoyan Analytical Technology Co., Ltd. in Guangzhou, China | 0.7 l/min He carrier gas, which was later mixed with 0.89 l/min Ar make-up gas. The laser was set at a fluence of 3.5 J/cm², operating at 6 Hz with a 30 μm spot size. Each analysis lasted 45 seconds, followed by a 40-second background measurement. | NIST SRM610, MASS-1, NIST SRM612, GE8 | [80 empty] | 0.23 | [66 empty] | 2025 | Li, Z., Lang, X., Song, W., Li, H., Li, C., Ma, X. (2025). LA-ICP-MS analysis of sulfides from the Sinongduo Ag-Pb-Zn deposit, Tibet: Insights into element incorporation mechanisms and ore genesis. Ore Geology Reviews, 106858. https://doi.org/10.1016/j.oregeorev.2025.106858 |  | CHN | Tibet
| Sinongduo |  | Epithermal | Epithermal | Epithermal Ag-Pb-Zn | Ag, Pb, Zn |  | Ag, Pb, Zn | Li et al., 2025 |  | BS009-07C-04-1 | BS009-07C-04-1 | drill core |  |  |  |  | ore material | drill core | drill core | mineral separate | [5 empty] | mineralisation |  |  |  | sphalerite, pyrite, galena | [6 empty] | quartz, chalcopyrite, calcite | major element determined by EPMA as internal standard to calibrate the LA-ICP-MS data such as Zn for sphalerite, Fe for pyrite, and Pb for galena | LA-ICPMS, EMPA | NWR 193 nm Ar F Excimer laser-ablation system interfaced with an i CAP RQ ICPMS | Guangzhou Tuoyan Analytical Technology Co., Ltd. in Guangzhou, China | 0.7 l/min He carrier gas, which was later mixed with 0.89 l/min Ar make-up gas. The laser was set at a fluence of 3.5 J/cm², operating at 6 Hz with a 30 μm spot size. Each analysis lasted 45 seconds, followed by a 40-second background measurement. | NIST SRM610, MASS-1, NIST SRM612, GE8 | [26 empty] | 0.45 | [53 empty] | 3.49 | [66 empty] | 2025 | Li, Z., Lang, X., Song, W., Li, H., Li, C., Ma, X. (2025). LA-ICP-MS analysis of sulfides from the Sinongduo Ag-Pb-Zn deposit, Tibet: Insights into element incorporation mechanisms and ore genesis. Ore Geology Reviews, 106858. https://doi.org/10.1016/j.oregeorev.2025.106858 |  | CHN | Tibet
| Sinongduo |  | Epithermal | Epithermal | Epithermal Ag-Pb-Zn | Ag, Pb, Zn |  | Ag, Pb, Zn | Li et al., 2025 |  | BS009-07C-08-1 | BS009-07C-08-1 | drill core |  |  |  |  | ore material | drill core | drill core | mineral separate | [5 empty] | mineralisation |  |  |  | sphalerite, pyrite, galena | [6 empty] | quartz, chalcopyrite, calcite | major element determined by EPMA as internal standard to calibrate the LA-ICP-MS data such as Zn for sphalerite, Fe for pyrite, and Pb for galena | LA-ICPMS, EMPA | NWR 193 nm Ar F Excimer laser-ablation system interfaced with an i CAP RQ ICPMS | Guangzhou Tuoyan Analytical Technology Co., Ltd. in Guangzhou, China | 0.7 l/min He carrier gas, which was later mixed with 0.89 l/min Ar make-up gas. The laser was set at a fluence of 3.5 J/cm², operating at 6 Hz with a 30 μm spot size. Each analysis lasted 45 seconds, followed by a 40-second background measurement. | NIST SRM610, MASS-1, NIST SRM612, GE8 | [26 empty] | 15.6 | [53 empty] | 118 | [66 empty] | 2025 | Li, Z., Lang, X., Song, W., Li, H., Li, C., Ma, X. (2025). LA-ICP-MS analysis of sulfides from the Sinongduo Ag-Pb-Zn deposit, Tibet: Insights into element incorporation mechanisms and ore genesis. Ore Geology Reviews, 106858. https://doi.org/10.1016/j.oregeorev.2025.106858 |  | CHN | Tibet
| Sinongduo |  | Epithermal | Epithermal | Epithermal Ag-Pb-Zn | Ag, Pb, Zn |  | Ag, Pb, Zn | Li et al., 2025 |  | BS124-1-08C-03-1 | BS124-1-08C-03-1 | drill core |  |  |  |  | ore material | drill core | drill core | mineral separate | [5 empty] | mineralisation |  |  |  | sphalerite, pyrite, galena | [6 empty] | quartz, chalcopyrite, calcite | major element determined by EPMA as internal standard to calibrate the LA-ICP-MS data such as Zn for sphalerite, Fe for pyrite, and Pb for galena | LA-ICPMS, EMPA | NWR 193 nm Ar F Excimer laser-ablation system interfaced with an i CAP RQ ICPMS | Guangzhou Tuoyan Analytical Technology Co., Ltd. in Guangzhou, China | 0.7 l/min He carrier gas, which was later mixed with 0.89 l/min Ar make-up gas. The laser was set at a fluence of 3.5 J/cm², operating at 6 Hz with a 30 μm spot size. Each analysis lasted 45 seconds, followed by a 40-second background measurement. | NIST SRM610, MASS-1, NIST SRM612, GE8 | [26 empty] | 0.69 | [53 empty] | 2.51 | [66 empty] | 2025 | Li, Z., Lang, X., Song, W., Li, H., Li, C., Ma, X. (2025). LA-ICP-MS analysis of sulfides from the Sinongduo Ag-Pb-Zn deposit, Tibet: Insights into element incorporation mechanisms and ore genesis. Ore Geology Reviews, 106858. https://doi.org/10.1016/j.oregeorev.2025.106858 |  | CHN | Tibet
| Sinongduo |  | Epithermal | Epithermal | Epithermal Ag-Pb-Zn | Ag, Pb, Zn |  | Ag, Pb, Zn | Li et al., 2025 |  | BS124-1-08C-04-1 | BS124-1-08C-04-1 | drill core |  |  |  |  | ore material | drill core | drill core | mineral separate | [5 empty] | mineralisation |  |  |  | sphalerite, pyrite, galena | [6 empty] | quartz, chalcopyrite, calcite | major element determined by EPMA as internal standard to calibrate the LA-ICP-MS data such as Zn for sphalerite, Fe for pyrite, and Pb for galena | LA-ICPMS, EMPA | NWR 193 nm Ar F Excimer laser-ablation system interfaced with an i CAP RQ ICPMS | Guangzhou Tuoyan Analytical Technology Co., Ltd. in Guangzhou, China | 0.7 l/min He carrier gas, which was later mixed with 0.89 l/min Ar make-up gas. The laser was set at a fluence of 3.5 J/cm², operating at 6 Hz with a 30 μm spot size. Each analysis lasted 45 seconds, followed by a 40-second background measurement. | NIST SRM610, MASS-1, NIST SRM612, GE8 | [26 empty] | 0.27 | [53 empty] | 3.16 | [66 empty] | 2025 | Li, Z., Lang, X., Song, W., Li, H., Li, C., Ma, X. (2025). LA-ICP-MS analysis of sulfides from the Sinongduo Ag-Pb-Zn deposit, Tibet: Insights into element incorporation mechanisms and ore genesis. Ore Geology Reviews, 106858. https://doi.org/10.1016/j.oregeorev.2025.106858 |  | CHN | Tibet
| Sinongduo |  | Epithermal | Epithermal | Epithermal Ag-Pb-Zn | Ag, Pb, Zn |  | Ag, Pb, Zn | Li et al., 2025 |  | BS010-06C-01-1 | BS010-06C-01-1 | drill core |  |  |  |  | ore material | drill core | drill core | mineral separate | [5 empty] | mineralisation |  |  |  | sphalerite, pyrite, galena | [6 empty] | quartz, chalcopyrite, calcite | major element determined by EPMA as internal standard to calibrate the LA-ICP-MS data such as Zn for sphalerite, Fe for pyrite, and Pb for galena | LA-ICPMS, EMPA | NWR 193 nm Ar F Excimer laser-ablation system interfaced with an i CAP RQ ICPMS | Guangzhou Tuoyan Analytical Technology Co., Ltd. in Guangzhou, China | 0.7 l/min He carrier gas, which was later mixed with 0.89 l/min Ar make-up gas. The laser was set at a fluence of 3.5 J/cm², operating at 6 Hz with a 30 μm spot size. Each analysis lasted 45 seconds, followed by a 40-second background measurement. | NIST SRM610, MASS-1, NIST SRM612, GE8 | [26 empty] | 1.16 | [53 empty] | 10.2 | [66 empty] | 2025 | Li, Z., Lang, X., Song, W., Li, H., Li, C., Ma, X. (2025). LA-ICP-MS analysis of sulfides from the Sinongduo Ag-Pb-Zn deposit, Tibet: Insights into element incorporation mechanisms and ore genesis. Ore Geology Reviews, 106858. https://doi.org/10.1016/j.oregeorev.2025.106858 |  | CHN | Tibet
| Sinongduo |  | Epithermal | Epithermal | Epithermal Ag-Pb-Zn | Ag, Pb, Zn |  | Ag, Pb, Zn | Li et al., 2025 |  | BS010-06C-02-1 | BS010-06C-02-1 | drill core |  |  |  |  | ore material | drill core | drill core | mineral separate | [5 empty] | mineralisation |  |  |  | sphalerite, pyrite, galena | [6 empty] | quartz, chalcopyrite, calcite | major element determined by EPMA as internal standard to calibrate the LA-ICP-MS data such as Zn for sphalerite, Fe for pyrite, and Pb for galena | LA-ICPMS, EMPA | NWR 193 nm Ar F Excimer laser-ablation system interfaced with an i CAP RQ ICPMS | Guangzhou Tuoyan Analytical Technology Co., Ltd. in Guangzhou, China | 0.7 l/min He carrier gas, which was later mixed with 0.89 l/min Ar make-up gas. The laser was set at a fluence of 3.5 J/cm², operating at 6 Hz with a 30 μm spot size. Each analysis lasted 45 seconds, followed by a 40-second background measurement. | NIST SRM610, MASS-1, NIST SRM612, GE8 | [26 empty] | 0.89 | [53 empty] | 9.1 | [66 empty] | 2025 | Li, Z., Lang, X., Song, W., Li, H., Li, C., Ma, X. (2025). LA-ICP-MS analysis of sulfides from the Sinongduo Ag-Pb-Zn deposit, Tibet: Insights into element incorporation mechanisms and ore genesis. Ore Geology Reviews, 106858. https://doi.org/10.1016/j.oregeorev.2025.106858 |  | CHN | Tibet
| Sinongduo |  | Epithermal | Epithermal | Epithermal Ag-Pb-Zn | Ag, Pb, Zn |  | Ag, Pb, Zn | Li et al., 2025 |  | BS010-06C-03-1 | BS010-06C-03-1 | drill core |  |  |  |  | ore material | drill core | drill core | mineral separate | [5 empty] | mineralisation |  |  |  | sphalerite, pyrite, galena | [6 empty] | quartz, chalcopyrite, calcite | major element determined by EPMA as internal standard to calibrate the LA-ICP-MS data such as Zn for sphalerite, Fe for pyrite, and Pb for galena | LA-ICPMS, EMPA | NWR 193 nm Ar F Excimer laser-ablation system interfaced with an i CAP RQ ICPMS | Guangzhou Tuoyan Analytical Technology Co., Ltd. in Guangzhou, China | 0.7 l/min He carrier gas, which was later mixed with 0.89 l/min Ar make-up gas. The laser was set at a fluence of 3.5 J/cm², operating at 6 Hz with a 30 μm spot size. Each analysis lasted 45 seconds, followed by a 40-second background measurement. | NIST SRM610, MASS-1, NIST SRM612, GE8 | [26 empty] | 0.52 | [53 empty] | 3.99 | [66 empty] | 2025 | Li, Z., Lang, X., Song, W., Li, H., Li, C., Ma, X. (2025). LA-ICP-MS analysis of sulfides from the Sinongduo Ag-Pb-Zn deposit, Tibet: Insights into element incorporation mechanisms and ore genesis. Ore Geology Reviews, 106858. https://doi.org/10.1016/j.oregeorev.2025.106858 |  | CHN | Tibet
| Sinongduo |  | Epithermal | Epithermal | Epithermal Ag-Pb-Zn | Ag, Pb, Zn |  | Ag, Pb, Zn | Li et al., 2025 |  | BS010-08C-04-1 | BS010-08C-04-1 | drill core |  |  |  |  | ore material | drill core | drill core | mineral separate | [5 empty] | mineralisation |  |  |  | sphalerite, pyrite, galena | [6 empty] | quartz, chalcopyrite, calcite | major element determined by EPMA as internal standard to calibrate the LA-ICP-MS data such as Zn for sphalerite, Fe for pyrite, and Pb for galena | LA-ICPMS, EMPA | NWR 193 nm Ar F Excimer laser-ablation system interfaced with an i CAP RQ ICPMS | Guangzhou Tuoyan Analytical Technology Co., Ltd. in Guangzhou, China | 0.7 l/min He carrier gas, which was later mixed with 0.89 l/min Ar make-up gas. The laser was set at a fluence of 3.5 J/cm², operating at 6 Hz with a 30 μm spot size. Each analysis lasted 45 seconds, followed by a 40-second background measurement. | NIST SRM610, MASS-1, NIST SRM612, GE8 | [26 empty] | 0.14 | [53 empty] | 2.2 | [66 empty] | 2025 | Li, Z., Lang, X., Song, W., Li, H., Li, C., Ma, X. (2025). LA-ICP-MS analysis of sulfides from the Sinongduo Ag-Pb-Zn deposit, Tibet: Insights into element incorporation mechanisms and ore genesis. Ore Geology Reviews, 106858. https://doi.org/10.1016/j.oregeorev.2025.106858 |  | CHN | Tibet
| Sinongduo |  | Epithermal | Epithermal | Epithermal Ag-Pb-Zn | Ag, Pb, Zn |  | Ag, Pb, Zn | Li et al., 2025 |  | BS010-08C-05-1 | BS010-08C-05-1 | drill core |  |  |  |  | ore material | drill core | drill core | mineral separate | [5 empty] | mineralisation |  |  |  | sphalerite, pyrite, galena | [6 empty] | quartz, chalcopyrite, calcite | major element determined by EPMA as internal standard to calibrate the LA-ICP-MS data such as Zn for sphalerite, Fe for pyrite, and Pb for galena | LA-ICPMS, EMPA | NWR 193 nm Ar F Excimer laser-ablation system interfaced with an i CAP RQ ICPMS | Guangzhou Tuoyan Analytical Technology Co., Ltd. in Guangzhou, China | 0.7 l/min He carrier gas, which was later mixed with 0.89 l/min Ar make-up gas. The laser was set at a fluence of 3.5 J/cm², operating at 6 Hz with a 30 μm spot size. Each analysis lasted 45 seconds, followed by a 40-second background measurement. | NIST SRM610, MASS-1, NIST SRM612, GE8 | [147 empty] | 2025 | Li, Z., Lang, X., Song, W., Li, H., Li, C., Ma, X. (2025). LA-ICP-MS analysis of sulfides from the Sinongduo Ag-Pb-Zn deposit, Tibet: Insights into element incorporation mechanisms and ore genesis. Ore Geology Reviews, 106858. https://doi.org/10.1016/j.oregeorev.2025.106858 |  | CHN | Tibet
| Sinongduo |  | Epithermal | Epithermal | Epithermal Ag-Pb-Zn | Ag, Pb, Zn |  | Ag, Pb, Zn | Li et al., 2025 |  | BS010-08C-06-1 | BS010-08C-06-1 | drill core |  |  |  |  | ore material | drill core | drill core | mineral separate | [5 empty] | mineralisation |  |  |  | sphalerite, pyrite, galena | [6 empty] | quartz, chalcopyrite, calcite | major element determined by EPMA as internal standard to calibrate the LA-ICP-MS data such as Zn for sphalerite, Fe for pyrite, and Pb for galena | LA-ICPMS, EMPA | NWR 193 nm Ar F Excimer laser-ablation system interfaced with an i CAP RQ ICPMS | Guangzhou Tuoyan Analytical Technology Co., Ltd. in Guangzhou, China | 0.7 l/min He carrier gas, which was later mixed with 0.89 l/min Ar make-up gas. The laser was set at a fluence of 3.5 J/cm², operating at 6 Hz with a 30 μm spot size. Each analysis lasted 45 seconds, followed by a 40-second background measurement. | NIST SRM610, MASS-1, NIST SRM612, GE8 | [147 empty] | 2025 | Li, Z., Lang, X., Song, W., Li, H., Li, C., Ma, X. (2025). LA-ICP-MS analysis of sulfides from the Sinongduo Ag-Pb-Zn deposit, Tibet: Insights into element incorporation mechanisms and ore genesis. Ore Geology Reviews, 106858. https://doi.org/10.1016/j.oregeorev.2025.106858 |  | CHN | Tibet
| Sinongduo |  | Epithermal | Epithermal | Epithermal Ag-Pb-Zn | Ag, Pb, Zn |  | Ag, Pb, Zn | Li et al., 2025 |  | BS010-08C-07-1 | BS010-08C-07-1 | drill core |  |  |  |  | ore material | drill core | drill core | mineral separate | [5 empty] | mineralisation |  |  |  | sphalerite, pyrite, galena | [6 empty] | quartz, chalcopyrite, calcite | major element determined by EPMA as internal standard to calibrate the LA-ICP-MS data such as Zn for sphalerite, Fe for pyrite, and Pb for galena | LA-ICPMS, EMPA | NWR 193 nm Ar F Excimer laser-ablation system interfaced with an i CAP RQ ICPMS | Guangzhou Tuoyan Analytical Technology Co., Ltd. in Guangzhou, China | 0.7 l/min He carrier gas, which was later mixed with 0.89 l/min Ar make-up gas. The laser was set at a fluence of 3.5 J/cm², operating at 6 Hz with a 30 μm spot size. Each analysis lasted 45 seconds, followed by a 40-second background measurement. | NIST SRM610, MASS-1, NIST SRM612, GE8 | [26 empty] | 0.66 | [53 empty] | 7.1 | [66 empty] | 2025 | Li, Z., Lang, X., Song, W., Li, H., Li, C., Ma, X. (2025). LA-ICP-MS analysis of sulfides from the Sinongduo Ag-Pb-Zn deposit, Tibet: Insights into element incorporation mechanisms and ore genesis. Ore Geology Reviews, 106858. https://doi.org/10.1016/j.oregeorev.2025.106858 |  | CHN | Tibet
| Sinongduo |  | Epithermal | Epithermal | Epithermal Ag-Pb-Zn | Ag, Pb, Zn |  | Ag, Pb, Zn | Li et al., 2025 |  | BS010-08C-08-1 | BS010-08C-08-1 | drill core |  |  |  |  | ore material | drill core | drill core | mineral separate | [5 empty] | mineralisation |  |  |  | sphalerite, pyrite, galena | [6 empty] | quartz, chalcopyrite, calcite | major element determined by EPMA as internal standard to calibrate the LA-ICP-MS data such as Zn for sphalerite, Fe for pyrite, and Pb for galena | LA-ICPMS, EMPA | NWR 193 nm Ar F Excimer laser-ablation system interfaced with an i CAP RQ ICPMS | Guangzhou Tuoyan Analytical Technology Co., Ltd. in Guangzhou, China | 0.7 l/min He carrier gas, which was later mixed with 0.89 l/min Ar make-up gas. The laser was set at a fluence of 3.5 J/cm², operating at 6 Hz with a 30 μm spot size. Each analysis lasted 45 seconds, followed by a 40-second background measurement. | NIST SRM610, MASS-1, NIST SRM612, GE8 | [26 empty] | 3.19 | [53 empty] | 29.3 | [66 empty] | 2025 | Li, Z., Lang, X., Song, W., Li, H., Li, C., Ma, X. (2025). LA-ICP-MS analysis of sulfides from the Sinongduo Ag-Pb-Zn deposit, Tibet: Insights into element incorporation mechanisms and ore genesis. Ore Geology Reviews, 106858. https://doi.org/10.1016/j.oregeorev.2025.106858 |  | CHN | Tibet
| Sinongduo |  | Epithermal | Epithermal | Epithermal Ag-Pb-Zn | Ag, Pb, Zn |  | Ag, Pb, Zn | Li et al., 2025 |  | BS010-08C-09-1 | BS010-08C-09-1 | drill core |  |  |  |  | ore material | drill core | drill core | mineral separate | [5 empty] | mineralisation |  |  |  | sphalerite, pyrite, galena | [6 empty] | quartz, chalcopyrite, calcite | major element determined by EPMA as internal standard to calibrate the LA-ICP-MS data such as Zn for sphalerite, Fe for pyrite, and Pb for galena | LA-ICPMS, EMPA | NWR 193 nm Ar F Excimer laser-ablation system interfaced with an i CAP RQ ICPMS | Guangzhou Tuoyan Analytical Technology Co., Ltd. in Guangzhou, China | 0.7 l/min He carrier gas, which was later mixed with 0.89 l/min Ar make-up gas. The laser was set at a fluence of 3.5 J/cm², operating at 6 Hz with a 30 μm spot size. Each analysis lasted 45 seconds, followed by a 40-second background measurement. | NIST SRM610, MASS-1, NIST SRM612, GE8 | [80 empty] | 2.17 | [66 empty] | 2025 | Li, Z., Lang, X., Song, W., Li, H., Li, C., Ma, X. (2025). LA-ICP-MS analysis of sulfides from the Sinongduo Ag-Pb-Zn deposit, Tibet: Insights into element incorporation mechanisms and ore genesis. Ore Geology Reviews, 106858. https://doi.org/10.1016/j.oregeorev.2025.106858 |  | CHN | Tibet
| Sinongduo |  | Epithermal | Epithermal | Epithermal Ag-Pb-Zn | Ag, Pb, Zn |  | Ag, Pb, Zn | Li et al., 2025 |  | BS010-08C-10-1 | BS010-08C-10-1 | drill core |  |  |  |  | ore material | drill core | drill core | mineral separate | [5 empty] | mineralisation |  |  |  | sphalerite, pyrite, galena | [6 empty] | quartz, chalcopyrite, calcite | major element determined by EPMA as internal standard to calibrate the LA-ICP-MS data such as Zn for sphalerite, Fe for pyrite, and Pb for galena | LA-ICPMS, EMPA | NWR 193 nm Ar F Excimer laser-ablation system interfaced with an i CAP RQ ICPMS | Guangzhou Tuoyan Analytical Technology Co., Ltd. in Guangzhou, China | 0.7 l/min He carrier gas, which was later mixed with 0.89 l/min Ar make-up gas. The laser was set at a fluence of 3.5 J/cm², operating at 6 Hz with a 30 μm spot size. Each analysis lasted 45 seconds, followed by a 40-second background measurement. | NIST SRM610, MASS-1, NIST SRM612, GE8 | [26 empty] | 0.08 | [53 empty] | 1.29 | [66 empty] | 2025 | Li, Z., Lang, X., Song, W., Li, H., Li, C., Ma, X. (2025). LA-ICP-MS analysis of sulfides from the Sinongduo Ag-Pb-Zn deposit, Tibet: Insights into element incorporation mechanisms and ore genesis. Ore Geology Reviews, 106858. https://doi.org/10.1016/j.oregeorev.2025.106858 |  | CHN | Tibet
| Duchuan |  | Epithermal | Epithermal | Epithermal Ag-Pb-Zn | Ag, Pb, Zn |  | Ag, Pb, Zn | Li et al., 2025 |  | XB196-04C-03-1 | XB196-04C-03-1 | drill core |  |  |  |  | ore material | drill core | drill core | mineral separate | [5 empty] | mineralisation |  |  |  | sphalerite, pyrite, galena | [6 empty] | quartz, chalcopyrite, calcite | major element determined by EPMA as internal standard to calibrate the LA-ICP-MS data such as Zn for sphalerite, Fe for pyrite, and Pb for galena | LA-ICPMS, EMPA | NWR 193 nm Ar F Excimer laser-ablation system interfaced with an i CAP RQ ICPMS | Guangzhou Tuoyan Analytical Technology Co., Ltd. in Guangzhou, China | 0.7 l/min He carrier gas, which was later mixed with 0.89 l/min Ar make-up gas. The laser was set at a fluence of 3.5 J/cm², operating at 6 Hz with a 30 μm spot size. Each analysis lasted 45 seconds, followed by a 40-second background measurement. | NIST SRM610, MASS-1, NIST SRM612, GE8 | [26 empty] | 0.76 | [53 empty] | 51.5 | [66 empty] | 2025 | Li, Z., Lang, X., Song, W., Li, H., Li, C., Ma, X. (2025). LA-ICP-MS analysis of sulfides from the Sinongduo Ag-Pb-Zn deposit, Tibet: Insights into element incorporation mechanisms and ore genesis. Ore Geology Reviews, 106858. https://doi.org/10.1016/j.oregeorev.2025.106858 |  | CHN | Tibet
| Sinongduo |  | Epithermal | Epithermal | Epithermal Ag-Pb-Zn | Ag, Pb, Zn |  | Ag, Pb, Zn | Li et al., 2025 |  | XB196-04C-07-1 | XB196-04C-07-1 | drill core |  |  |  |  | ore material | drill core | drill core | mineral separate | [5 empty] | mineralisation |  |  |  | sphalerite, pyrite, galena | [6 empty] | quartz, chalcopyrite, calcite | major element determined by EPMA as internal standard to calibrate the LA-ICP-MS data such as Zn for sphalerite, Fe for pyrite, and Pb for galena | LA-ICPMS, EMPA | NWR 193 nm Ar F Excimer laser-ablation system interfaced with an i CAP RQ ICPMS | Guangzhou Tuoyan Analytical Technology Co., Ltd. in Guangzhou, China | 0.7 l/min He carrier gas, which was later mixed with 0.89 l/min Ar make-up gas. The laser was set at a fluence of 3.5 J/cm², operating at 6 Hz with a 30 μm spot size. Each analysis lasted 45 seconds, followed by a 40-second background measurement. | NIST SRM610, MASS-1, NIST SRM612, GE8 | [26 empty] | 0.17 | [53 empty] | 12.4 | [66 empty] | 2025 | Li, Z., Lang, X., Song, W., Li, H., Li, C., Ma, X. (2025). LA-ICP-MS analysis of sulfides from the Sinongduo Ag-Pb-Zn deposit, Tibet: Insights into element incorporation mechanisms and ore genesis. Ore Geology Reviews, 106858. https://doi.org/10.1016/j.oregeorev.2025.106858 |  | CHN | Tibet
| Sinongduo |  | Epithermal | Epithermal | Epithermal Ag-Pb-Zn | Ag, Pb, Zn |  | Ag, Pb, Zn | Li et al., 2025 |  | XB196-04C-08-1 | XB196-04C-08-1 | drill core |  |  |  |  | ore material | drill core | drill core | mineral separate | [5 empty] | mineralisation |  |  |  | sphalerite, pyrite, galena | [6 empty] | quartz, chalcopyrite, calcite | major element determined by EPMA as internal standard to calibrate the LA-ICP-MS data such as Zn for sphalerite, Fe for pyrite, and Pb for galena | LA-ICPMS, EMPA | NWR 193 nm Ar F Excimer laser-ablation system interfaced with an i CAP RQ ICPMS | Guangzhou Tuoyan Analytical Technology Co., Ltd. in Guangzhou, China | 0.7 l/min He carrier gas, which was later mixed with 0.89 l/min Ar make-up gas. The laser was set at a fluence of 3.5 J/cm², operating at 6 Hz with a 30 μm spot size. Each analysis lasted 45 seconds, followed by a 40-second background measurement. | NIST SRM610, MASS-1, NIST SRM612, GE8 | [80 empty] | 2.98 | [66 empty] | 2025 | Li, Z., Lang, X., Song, W., Li, H., Li, C., Ma, X. (2025). LA-ICP-MS analysis of sulfides from the Sinongduo Ag-Pb-Zn deposit, Tibet: Insights into element incorporation mechanisms and ore genesis. Ore Geology Reviews, 106858. https://doi.org/10.1016/j.oregeorev.2025.106858 |  | CHN | Tibet
| Sinongduo |  | Epithermal | Epithermal | Epithermal Ag-Pb-Zn | Ag, Pb, Zn |  | Ag, Pb, Zn | Li et al., 2025 |  | XB196-04C-11-1 | XB196-04C-11-1 | drill core |  |  |  |  | ore material | drill core | drill core | mineral separate | [5 empty] | mineralisation |  |  |  | sphalerite, pyrite, galena | [6 empty] | quartz, chalcopyrite, calcite | major element determined by EPMA as internal standard to calibrate the LA-ICP-MS data such as Zn for sphalerite, Fe for pyrite, and Pb for galena | LA-ICPMS, EMPA | NWR 193 nm Ar F Excimer laser-ablation system interfaced with an i CAP RQ ICPMS | Guangzhou Tuoyan Analytical Technology Co., Ltd. in Guangzhou, China | 0.7 l/min He carrier gas, which was later mixed with 0.89 l/min Ar make-up gas. The laser was set at a fluence of 3.5 J/cm², operating at 6 Hz with a 30 μm spot size. Each analysis lasted 45 seconds, followed by a 40-second background measurement. | NIST SRM610, MASS-1, NIST SRM612, GE8 | [26 empty] | 0.16 | [53 empty] | 89.6 | [66 empty] | 2025 | Li, Z., Lang, X., Song, W., Li, H., Li, C., Ma, X. (2025). LA-ICP-MS analysis of sulfides from the Sinongduo Ag-Pb-Zn deposit, Tibet: Insights into element incorporation mechanisms and ore genesis. Ore Geology Reviews, 106858. https://doi.org/10.1016/j.oregeorev.2025.106858 |  | CHN | Tibet
| Sinongduo |  | Epithermal | Epithermal | Epithermal Ag-Pb-Zn | Ag, Pb, Zn |  | Ag, Pb, Zn | Li et al., 2025 |  | XB196-01A-01-1 | XB196-01A-01-1 | drill core |  |  |  |  | ore material | drill core | drill core | mineral separate | [5 empty] | mineralisation |  |  |  | sphalerite, pyrite, galena | [6 empty] | quartz, chalcopyrite, calcite | major element determined by EPMA as internal standard to calibrate the LA-ICP-MS data such as Zn for sphalerite, Fe for pyrite, and Pb for galena | LA-ICPMS, EMPA | NWR 193 nm Ar F Excimer laser-ablation system interfaced with an i CAP RQ ICPMS | Guangzhou Tuoyan Analytical Technology Co., Ltd. in Guangzhou, China | 0.7 l/min He carrier gas, which was later mixed with 0.89 l/min Ar make-up gas. The laser was set at a fluence of 3.5 J/cm², operating at 6 Hz with a 30 μm spot size. Each analysis lasted 45 seconds, followed by a 40-second background measurement. | NIST SRM610, MASS-1, NIST SRM612, GE8 | [147 empty] | 2025 | Li, Z., Lang, X., Song, W., Li, H., Li, C., Ma, X. (2025). LA-ICP-MS analysis of sulfides from the Sinongduo Ag-Pb-Zn deposit, Tibet: Insights into element incorporation mechanisms and ore genesis. Ore Geology Reviews, 106858. https://doi.org/10.1016/j.oregeorev.2025.106858 |  | CHN | Tibet
| Sinongduo |  | Epithermal | Epithermal | Epithermal Ag-Pb-Zn | Ag, Pb, Zn |  | Ag, Pb, Zn | Li et al., 2025 |  | XB196-01A-02-1 | XB196-01A-02-1 | drill core |  |  |  |  | ore material | drill core | drill core | mineral separate | [5 empty] | mineralisation |  |  |  | sphalerite, pyrite, galena | [6 empty] | quartz, chalcopyrite, calcite | major element determined by EPMA as internal standard to calibrate the LA-ICP-MS data such as Zn for sphalerite, Fe for pyrite, and Pb for galena | LA-ICPMS, EMPA | NWR 193 nm Ar F Excimer laser-ablation system interfaced with an i CAP RQ ICPMS | Guangzhou Tuoyan Analytical Technology Co., Ltd. in Guangzhou, China | 0.7 l/min He carrier gas, which was later mixed with 0.89 l/min Ar make-up gas. The laser was set at a fluence of 3.5 J/cm², operating at 6 Hz with a 30 μm spot size. Each analysis lasted 45 seconds, followed by a 40-second background measurement. | NIST SRM610, MASS-1, NIST SRM612, GE8 | [80 empty] | 33.6 | [66 empty] | 2025 | Li, Z., Lang, X., Song, W., Li, H., Li, C., Ma, X. (2025). LA-ICP-MS analysis of sulfides from the Sinongduo Ag-Pb-Zn deposit, Tibet: Insights into element incorporation mechanisms and ore genesis. Ore Geology Reviews, 106858. https://doi.org/10.1016/j.oregeorev.2025.106858 |  | CHN | Tibet
| Sinongduo |  | Epithermal | Epithermal | Epithermal Ag-Pb-Zn | Ag, Pb, Zn |  | Ag, Pb, Zn | Li et al., 2025 |  | XB196-01A-08-1 | XB196-01A-08-1 | drill core |  |  |  |  | ore material | drill core | drill core | mineral separate | [5 empty] | mineralisation |  |  |  | sphalerite, pyrite, galena | [6 empty] | quartz, chalcopyrite, calcite | major element determined by EPMA as internal standard to calibrate the LA-ICP-MS data such as Zn for sphalerite, Fe for pyrite, and Pb for galena | LA-ICPMS, EMPA | NWR 193 nm Ar F Excimer laser-ablation system interfaced with an i CAP RQ ICPMS | Guangzhou Tuoyan Analytical Technology Co., Ltd. in Guangzhou, China | 0.7 l/min He carrier gas, which was later mixed with 0.89 l/min Ar make-up gas. The laser was set at a fluence of 3.5 J/cm², operating at 6 Hz with a 30 μm spot size. Each analysis lasted 45 seconds, followed by a 40-second background measurement. | NIST SRM610, MASS-1, NIST SRM612, GE8 | [26 empty] | 1.31 | [53 empty] | 616 | [66 empty] | 2025 | Li, Z., Lang, X., Song, W., Li, H., Li, C., Ma, X. (2025). LA-ICP-MS analysis of sulfides from the Sinongduo Ag-Pb-Zn deposit, Tibet: Insights into element incorporation mechanisms and ore genesis. Ore Geology Reviews, 106858. https://doi.org/10.1016/j.oregeorev.2025.106858 |  | CHN | Tibet
| Sinongduo |  | Epithermal | Epithermal | Epithermal Ag-Pb-Zn | Ag, Pb, Zn |  | Ag, Pb, Zn | Li et al., 2025 |  | XB196-01A-09-1 | XB196-01A-09-1 | drill core |  |  |  |  | ore material | drill core | drill core | mineral separate | [5 empty] | mineralisation |  |  |  | sphalerite, pyrite, galena | [6 empty] | quartz, chalcopyrite, calcite | major element determined by EPMA as internal standard to calibrate the LA-ICP-MS data such as Zn for sphalerite, Fe for pyrite, and Pb for galena | LA-ICPMS, EMPA | NWR 193 nm Ar F Excimer laser-ablation system interfaced with an i CAP RQ ICPMS | Guangzhou Tuoyan Analytical Technology Co., Ltd. in Guangzhou, China | 0.7 l/min He carrier gas, which was later mixed with 0.89 l/min Ar make-up gas. The laser was set at a fluence of 3.5 J/cm², operating at 6 Hz with a 30 μm spot size. Each analysis lasted 45 seconds, followed by a 40-second background measurement. | NIST SRM610, MASS-1, NIST SRM612, GE8 | [26 empty] | 0.27 | [53 empty] | 3.76 | [66 empty] | 2025 | Li, Z., Lang, X., Song, W., Li, H., Li, C., Ma, X. (2025). LA-ICP-MS analysis of sulfides from the Sinongduo Ag-Pb-Zn deposit, Tibet: Insights into element incorporation mechanisms and ore genesis. Ore Geology Reviews, 106858. https://doi.org/10.1016/j.oregeorev.2025.106858 |  | CHN | Tibet
| Sinongduo |  | Epithermal | Epithermal | Epithermal Ag-Pb-Zn | Ag, Pb, Zn |  | Ag, Pb, Zn | Li et al., 2025 |  | XB196-07C-01-1 | XB196-07C-01-1 | drill core |  |  |  |  | ore material | drill core | drill core | mineral separate | [5 empty] | mineralisation |  |  |  | sphalerite, pyrite, galena | [6 empty] | quartz, chalcopyrite, calcite | major element determined by EPMA as internal standard to calibrate the LA-ICP-MS data such as Zn for sphalerite, Fe for pyrite, and Pb for galena | LA-ICPMS, EMPA | NWR 193 nm Ar F Excimer laser-ablation system interfaced with an i CAP RQ ICPMS | Guangzhou Tuoyan Analytical Technology Co., Ltd. in Guangzhou, China | 0.7 l/min He carrier gas, which was later mixed with 0.89 l/min Ar make-up gas. The laser was set at a fluence of 3.5 J/cm², operating at 6 Hz with a 30 μm spot size. Each analysis lasted 45 seconds, followed by a 40-second background measurement. | NIST SRM610, MASS-1, NIST SRM612, GE8 | [26 empty] | 0.02 | [120 empty] | 2025 | Li, Z., Lang, X., Song, W., Li, H., Li, C., Ma, X. (2025). LA-ICP-MS analysis of sulfides from the Sinongduo Ag-Pb-Zn deposit, Tibet: Insights into element incorporation mechanisms and ore genesis. Ore Geology Reviews, 106858. https://doi.org/10.1016/j.oregeorev.2025.106858 |  | CHN | Tibet
| Sinongduo |  | Epithermal | Epithermal | Epithermal Ag-Pb-Zn | Ag, Pb, Zn |  | Ag, Pb, Zn | Li et al., 2025 |  | XB196-07C-02-1 | XB196-07C-02-1 | drill core |  |  |  |  | ore material | drill core | drill core | mineral separate | [5 empty] | mineralisation |  |  |  | sphalerite, pyrite, galena | [6 empty] | quartz, chalcopyrite, calcite | major element determined by EPMA as internal standard to calibrate the LA-ICP-MS data such as Zn for sphalerite, Fe for pyrite, and Pb for galena | LA-ICPMS, EMPA | NWR 193 nm Ar F Excimer laser-ablation system interfaced with an i CAP RQ ICPMS | Guangzhou Tuoyan Analytical Technology Co., Ltd. in Guangzhou, China | 0.7 l/min He carrier gas, which was later mixed with 0.89 l/min Ar make-up gas. The laser was set at a fluence of 3.5 J/cm², operating at 6 Hz with a 30 μm spot size. Each analysis lasted 45 seconds, followed by a 40-second background measurement. | NIST SRM610, MASS-1, NIST SRM612, GE8 | [80 empty] | 1.04 | [66 empty] | 2025 | Li, Z., Lang, X., Song, W., Li, H., Li, C., Ma, X. (2025). LA-ICP-MS analysis of sulfides from the Sinongduo Ag-Pb-Zn deposit, Tibet: Insights into element incorporation mechanisms and ore genesis. Ore Geology Reviews, 106858. https://doi.org/10.1016/j.oregeorev.2025.106858 |  | CHN | Tibet
| Sinongduo |  | Epithermal | Epithermal | Epithermal Ag-Pb-Zn | Ag, Pb, Zn |  | Ag, Pb, Zn | Li et al., 2025 |  | XB196-07C-03-1 | XB196-07C-03-1 | drill core |  |  |  |  | ore material | drill core | drill core | mineral separate | [5 empty] | mineralisation |  |  |  | sphalerite, pyrite, galena | [6 empty] | quartz, chalcopyrite, calcite | major element determined by EPMA as internal standard to calibrate the LA-ICP-MS data such as Zn for sphalerite, Fe for pyrite, and Pb for galena | LA-ICPMS, EMPA | NWR 193 nm Ar F Excimer laser-ablation system interfaced with an i CAP RQ ICPMS | Guangzhou Tuoyan Analytical Technology Co., Ltd. in Guangzhou, China | 0.7 l/min He carrier gas, which was later mixed with 0.89 l/min Ar make-up gas. The laser was set at a fluence of 3.5 J/cm², operating at 6 Hz with a 30 μm spot size. Each analysis lasted 45 seconds, followed by a 40-second background measurement. | NIST SRM610, MASS-1, NIST SRM612, GE8 | [80 empty] | 10.9 | [66 empty] | 2025 | Li, Z., Lang, X., Song, W., Li, H., Li, C., Ma, X. (2025). LA-ICP-MS analysis of sulfides from the Sinongduo Ag-Pb-Zn deposit, Tibet: Insights into element incorporation mechanisms and ore genesis. Ore Geology Reviews, 106858. https://doi.org/10.1016/j.oregeorev.2025.106858 |  | CHN | Tibet
| Sinongduo |  | Epithermal | Epithermal | Epithermal Ag-Pb-Zn | Ag, Pb, Zn |  | Ag, Pb, Zn | Li et al., 2025 |  | XB196-07C-08-1 | XB196-07C-08-1 | drill core |  |  |  |  | ore material | drill core | drill core | mineral separate | [5 empty] | mineralisation |  |  |  | sphalerite, pyrite, galena | [6 empty] | quartz, chalcopyrite, calcite | major element determined by EPMA as internal standard to calibrate the LA-ICP-MS data such as Zn for sphalerite, Fe for pyrite, and Pb for galena | LA-ICPMS, EMPA | NWR 193 nm Ar F Excimer laser-ablation system interfaced with an i CAP RQ ICPMS | Guangzhou Tuoyan Analytical Technology Co., Ltd. in Guangzhou, China | 0.7 l/min He carrier gas, which was later mixed with 0.89 l/min Ar make-up gas. The laser was set at a fluence of 3.5 J/cm², operating at 6 Hz with a 30 μm spot size. Each analysis lasted 45 seconds, followed by a 40-second background measurement. | NIST SRM610, MASS-1, NIST SRM612, GE8 | [80 empty] | 14.2 | [66 empty] | 2025 | Li, Z., Lang, X., Song, W., Li, H., Li, C., Ma, X. (2025). LA-ICP-MS analysis of sulfides from the Sinongduo Ag-Pb-Zn deposit, Tibet: Insights into element incorporation mechanisms and ore genesis. Ore Geology Reviews, 106858. https://doi.org/10.1016/j.oregeorev.2025.106858 |  | CHN | Tibet
| Sinongduo |  | Epithermal | Epithermal | Epithermal Ag-Pb-Zn | Ag, Pb, Zn |  | Ag, Pb, Zn | Li et al., 2025 |  | XB196-07C-09-1 | XB196-07C-09-1 | drill core |  |  |  |  | ore material | drill core | drill core | mineral separate | [5 empty] | mineralisation |  |  |  | sphalerite, pyrite, galena | [6 empty] | quartz, chalcopyrite, calcite | major element determined by EPMA as internal standard to calibrate the LA-ICP-MS data such as Zn for sphalerite, Fe for pyrite, and Pb for galena | LA-ICPMS, EMPA | NWR 193 nm Ar F Excimer laser-ablation system interfaced with an i CAP RQ ICPMS | Guangzhou Tuoyan Analytical Technology Co., Ltd. in Guangzhou, China | 0.7 l/min He carrier gas, which was later mixed with 0.89 l/min Ar make-up gas. The laser was set at a fluence of 3.5 J/cm², operating at 6 Hz with a 30 μm spot size. Each analysis lasted 45 seconds, followed by a 40-second background measurement. | NIST SRM610, MASS-1, NIST SRM612, GE8 | [80 empty] | 46.4 | [66 empty] | 2025 | Li, Z., Lang, X., Song, W., Li, H., Li, C., Ma, X. (2025). LA-ICP-MS analysis of sulfides from the Sinongduo Ag-Pb-Zn deposit, Tibet: Insights into element incorporation mechanisms and ore genesis. Ore Geology Reviews, 106858. https://doi.org/10.1016/j.oregeorev.2025.106858 |  | CHN | Tibet
| Sinongduo |  | Epithermal | Epithermal | Epithermal Ag-Pb-Zn | Ag, Pb, Zn |  | Ag, Pb, Zn | Li et al., 2025 |  | JY-08Py-01-2*-1 | JY-08Py-01-2*-1 | drill core |  |  |  |  | ore material | drill core | drill core | mineral separate | [5 empty] | mineralisation |  |  |  | sphalerite, pyrite, galena | [6 empty] | quartz, chalcopyrite, calcite | major element determined by EPMA as internal standard to calibrate the LA-ICP-MS data such as Zn for sphalerite, Fe for pyrite, and Pb for galena | LA-ICPMS, EMPA | NWR 193 nm Ar F Excimer laser-ablation system interfaced with an i CAP RQ ICPMS | Guangzhou Tuoyan Analytical Technology Co., Ltd. in Guangzhou, China | 0.7 l/min He carrier gas, which was later mixed with 0.89 l/min Ar make-up gas. The laser was set at a fluence of 3.5 J/cm², operating at 6 Hz with a 30 μm spot size. Each analysis lasted 45 seconds, followed by a 40-second background measurement. | NIST SRM610, MASS-1, NIST SRM612, GE8 | [26 empty] | 62.42 | [53 empty] | 151.17 | [66 empty] | 2025 | Li, Z., Lang, X., Song, W., Li, H., Li, C., Ma, X. (2025). LA-ICP-MS analysis of sulfides from the Sinongduo Ag-Pb-Zn deposit, Tibet: Insights into element incorporation mechanisms and ore genesis. Ore Geology Reviews, 106858. https://doi.org/10.1016/j.oregeorev.2025.106858 |  | CHN | Tibet
| Sinongduo |  | Epithermal | Epithermal | Epithermal Ag-Pb-Zn | Ag, Pb, Zn |  | Ag, Pb, Zn | Li et al., 2025 |  | Py-01-3*-1 | Py-01-3*-1 | drill core |  |  |  |  | ore material | drill core | drill core | mineral separate | [5 empty] | mineralisation |  |  |  | sphalerite, pyrite, galena | [6 empty] | quartz, chalcopyrite, calcite | major element determined by EPMA as internal standard to calibrate the LA-ICP-MS data such as Zn for sphalerite, Fe for pyrite, and Pb for galena | LA-ICPMS, EMPA | NWR 193 nm Ar F Excimer laser-ablation system interfaced with an i CAP RQ ICPMS | Guangzhou Tuoyan Analytical Technology Co., Ltd. in Guangzhou, China | 0.7 l/min He carrier gas, which was later mixed with 0.89 l/min Ar make-up gas. The laser was set at a fluence of 3.5 J/cm², operating at 6 Hz with a 30 μm spot size. Each analysis lasted 45 seconds, followed by a 40-second background measurement. | NIST SRM610, MASS-1, NIST SRM612, GE8 | [26 empty] | 21.26 | [53 empty] | 63.88 | [66 empty] | 2025 | Li, Z., Lang, X., Song, W., Li, H., Li, C., Ma, X. (2025). LA-ICP-MS analysis of sulfides from the Sinongduo Ag-Pb-Zn deposit, Tibet: Insights into element incorporation mechanisms and ore genesis. Ore Geology Reviews, 106858. https://doi.org/10.1016/j.oregeorev.2025.106858 |  | CHN | Tibet
| Sinongduo |  | Epithermal | Epithermal | Epithermal Ag-Pb-Zn | Ag, Pb, Zn |  | Ag, Pb, Zn | Li et al., 2025 |  | JY-08Py-02-1-1 | JY-08Py-02-1-1 | drill core |  |  |  |  | ore material | drill core | drill core | mineral separate | [5 empty] | mineralisation |  |  |  | sphalerite, pyrite, galena | [6 empty] | quartz, chalcopyrite, calcite | major element determined by EPMA as internal standard to calibrate the LA-ICP-MS data such as Zn for sphalerite, Fe for pyrite, and Pb for galena | LA-ICPMS, EMPA | NWR 193 nm Ar F Excimer laser-ablation system interfaced with an i CAP RQ ICPMS | Guangzhou Tuoyan Analytical Technology Co., Ltd. in Guangzhou, China | 0.7 l/min He carrier gas, which was later mixed with 0.89 l/min Ar make-up gas. The laser was set at a fluence of 3.5 J/cm², operating at 6 Hz with a 30 μm spot size. Each analysis lasted 45 seconds, followed by a 40-second background measurement. | NIST SRM610, MASS-1, NIST SRM612, GE8 | [26 empty] | 87.88 | [53 empty] | 237.91 | [66 empty] | 2025 | Li, Z., Lang, X., Song, W., Li, H., Li, C., Ma, X. (2025). LA-ICP-MS analysis of sulfides from the Sinongduo Ag-Pb-Zn deposit, Tibet: Insights into element incorporation mechanisms and ore genesis. Ore Geology Reviews, 106858. https://doi.org/10.1016/j.oregeorev.2025.106858 |  | CHN | Tibet
| Sinongduo |  | Epithermal | Epithermal | Epithermal Ag-Pb-Zn | Ag, Pb, Zn |  | Ag, Pb, Zn | Li et al., 2025 |  | JY-08Py-02-2-1 | JY-08Py-02-2-1 | drill core |  |  |  |  | ore material | drill core | drill core | mineral separate | [5 empty] | mineralisation |  |  |  | sphalerite, pyrite, galena | [6 empty] | quartz, chalcopyrite, calcite | major element determined by EPMA as internal standard to calibrate the LA-ICP-MS data such as Zn for sphalerite, Fe for pyrite, and Pb for galena | LA-ICPMS, EMPA | NWR 193 nm Ar F Excimer laser-ablation system interfaced with an i CAP RQ ICPMS | Guangzhou Tuoyan Analytical Technology Co., Ltd. in Guangzhou, China | 0.7 l/min He carrier gas, which was later mixed with 0.89 l/min Ar make-up gas. The laser was set at a fluence of 3.5 J/cm², operating at 6 Hz with a 30 μm spot size. Each analysis lasted 45 seconds, followed by a 40-second background measurement. | NIST SRM610, MASS-1, NIST SRM612, GE8 | [26 empty] | 25.36 | [53 empty] | 65.38 | [66 empty] | 2025 | Li, Z., Lang, X., Song, W., Li, H., Li, C., Ma, X. (2025). LA-ICP-MS analysis of sulfides from the Sinongduo Ag-Pb-Zn deposit, Tibet: Insights into element incorporation mechanisms and ore genesis. Ore Geology Reviews, 106858. https://doi.org/10.1016/j.oregeorev.2025.106858 |  | CHN | Tibet
| Sinongduo |  | Epithermal | Epithermal | Epithermal Ag-Pb-Zn | Ag, Pb, Zn |  | Ag, Pb, Zn | Li et al., 2025 |  | JY-08Py-02-3-1 | JY-08Py-02-3-1 | drill core |  |  |  |  | ore material | drill core | drill core | mineral separate | [5 empty] | mineralisation |  |  |  | sphalerite, pyrite, galena | [6 empty] | quartz, chalcopyrite, calcite | major element determined by EPMA as internal standard to calibrate the LA-ICP-MS data such as Zn for sphalerite, Fe for pyrite, and Pb for galena | LA-ICPMS, EMPA | NWR 193 nm Ar F Excimer laser-ablation system interfaced with an i CAP RQ ICPMS | Guangzhou Tuoyan Analytical Technology Co., Ltd. in Guangzhou, China | 0.7 l/min He carrier gas, which was later mixed with 0.89 l/min Ar make-up gas. The laser was set at a fluence of 3.5 J/cm², operating at 6 Hz with a 30 μm spot size. Each analysis lasted 45 seconds, followed by a 40-second background measurement. | NIST SRM610, MASS-1, NIST SRM612, GE8 | [26 empty] | 34.26 | [53 empty] | 190.96 | [66 empty] | 2025 | Li, Z., Lang, X., Song, W., Li, H., Li, C., Ma, X. (2025). LA-ICP-MS analysis of sulfides from the Sinongduo Ag-Pb-Zn deposit, Tibet: Insights into element incorporation mechanisms and ore genesis. Ore Geology Reviews, 106858. https://doi.org/10.1016/j.oregeorev.2025.106858 |  | CHN | Tibet
| Sinongduo |  | Epithermal | Epithermal | Epithermal Ag-Pb-Zn | Ag, Pb, Zn |  | Ag, Pb, Zn | Li et al., 2025 |  | JY-08Py-03-1-1 | JY-08Py-03-1-1 | drill core |  |  |  |  | ore material | drill core | drill core | mineral separate | [5 empty] | mineralisation |  |  |  | sphalerite, pyrite, galena | [6 empty] | quartz, chalcopyrite, calcite | major element determined by EPMA as internal standard to calibrate the LA-ICP-MS data such as Zn for sphalerite, Fe for pyrite, and Pb for galena | LA-ICPMS, EMPA | NWR 193 nm Ar F Excimer laser-ablation system interfaced with an i CAP RQ ICPMS | Guangzhou Tuoyan Analytical Technology Co., Ltd. in Guangzhou, China | 0.7 l/min He carrier gas, which was later mixed with 0.89 l/min Ar make-up gas. The laser was set at a fluence of 3.5 J/cm², operating at 6 Hz with a 30 μm spot size. Each analysis lasted 45 seconds, followed by a 40-second background measurement. | NIST SRM610, MASS-1, NIST SRM612, GE8 | [26 empty] | 17.56 | [53 empty] | 11.61 | [66 empty] | 2025 | Li, Z., Lang, X., Song, W., Li, H., Li, C., Ma, X. (2025). LA-ICP-MS analysis of sulfides from the Sinongduo Ag-Pb-Zn deposit, Tibet: Insights into element incorporation mechanisms and ore genesis. Ore Geology Reviews, 106858. https://doi.org/10.1016/j.oregeorev.2025.106858 |  | CHN | Tibet
| Sinongduo |  | Epithermal | Epithermal | Epithermal Ag-Pb-Zn | Ag, Pb, Zn |  | Ag, Pb, Zn | Li et al., 2025 |  | JY-08Py-03-2-1 | JY-08Py-03-2-1 | drill core |  |  |  |  | ore material | drill core | drill core | mineral separate | [5 empty] | mineralisation |  |  |  | sphalerite, pyrite, galena | [6 empty] | quartz, chalcopyrite, calcite | major element determined by EPMA as internal standard to calibrate the LA-ICP-MS data such as Zn for sphalerite, Fe for pyrite, and Pb for galena | LA-ICPMS, EMPA | NWR 193 nm Ar F Excimer laser-ablation system interfaced with an i CAP RQ ICPMS | Guangzhou Tuoyan Analytical Technology Co., Ltd. in Guangzhou, China | 0.7 l/min He carrier gas, which was later mixed with 0.89 l/min Ar make-up gas. The laser was set at a fluence of 3.5 J/cm², operating at 6 Hz with a 30 μm spot size. Each analysis lasted 45 seconds, followed by a 40-second background measurement. | NIST SRM610, MASS-1, NIST SRM612, GE8 | [26 empty] | 38.4 | [53 empty] | 38.52 | [66 empty] | 2025 | Li, Z., Lang, X., Song, W., Li, H., Li, C., Ma, X. (2025). LA-ICP-MS analysis of sulfides from the Sinongduo Ag-Pb-Zn deposit, Tibet: Insights into element incorporation mechanisms and ore genesis. Ore Geology Reviews, 106858. https://doi.org/10.1016/j.oregeorev.2025.106858 |  | CHN | Tibet
| Sinongduo |  | Epithermal | Epithermal | Epithermal Ag-Pb-Zn | Ag, Pb, Zn |  | Ag, Pb, Zn | Li et al., 2025 |  | JY-08Py-03-3-1 | JY-08Py-03-3-1 | drill core |  |  |  |  | ore material | drill core | drill core | mineral separate | [5 empty] | mineralisation |  |  |  | sphalerite, pyrite, galena | [6 empty] | quartz, chalcopyrite, calcite | major element determined by EPMA as internal standard to calibrate the LA-ICP-MS data such as Zn for sphalerite, Fe for pyrite, and Pb for galena | LA-ICPMS, EMPA | NWR 193 nm Ar F Excimer laser-ablation system interfaced with an i CAP RQ ICPMS | Guangzhou Tuoyan Analytical Technology Co., Ltd. in Guangzhou, China | 0.7 l/min He carrier gas, which was later mixed with 0.89 l/min Ar make-up gas. The laser was set at a fluence of 3.5 J/cm², operating at 6 Hz with a 30 μm spot size. Each analysis lasted 45 seconds, followed by a 40-second background measurement. | NIST SRM610, MASS-1, NIST SRM612, GE8 | [26 empty] | 30.13 | [53 empty] | 214.16 | [66 empty] | 2025 | Li, Z., Lang, X., Song, W., Li, H., Li, C., Ma, X. (2025). LA-ICP-MS analysis of sulfides from the Sinongduo Ag-Pb-Zn deposit, Tibet: Insights into element incorporation mechanisms and ore genesis. Ore Geology Reviews, 106858. https://doi.org/10.1016/j.oregeorev.2025.106858 |  | CHN | Tibet
| Sinongduo |  | Epithermal | Epithermal | Epithermal Ag-Pb-Zn | Ag, Pb, Zn |  | Ag, Pb, Zn | Li et al., 2025 |  | JY-05Py-01-1 | JY-05Py-01-1 | drill core |  |  |  |  | ore material | drill core | drill core | mineral separate | [5 empty] | mineralisation |  |  |  | sphalerite, pyrite, galena | [6 empty] | quartz, chalcopyrite, calcite | major element determined by EPMA as internal standard to calibrate the LA-ICP-MS data such as Zn for sphalerite, Fe for pyrite, and Pb for galena | LA-ICPMS, EMPA | NWR 193 nm Ar F Excimer laser-ablation system interfaced with an i CAP RQ ICPMS | Guangzhou Tuoyan Analytical Technology Co., Ltd. in Guangzhou, China | 0.7 l/min He carrier gas, which was later mixed with 0.89 l/min Ar make-up gas. The laser was set at a fluence of 3.5 J/cm², operating at 6 Hz with a 30 μm spot size. Each analysis lasted 45 seconds, followed by a 40-second background measurement. | NIST SRM610, MASS-1, NIST SRM612, GE8 | [26 empty] | 37.04 | [53 empty] | 79.93 | [66 empty] | 2025 | Li, Z., Lang, X., Song, W., Li, H., Li, C., Ma, X. (2025). LA-ICP-MS analysis of sulfides from the Sinongduo Ag-Pb-Zn deposit, Tibet: Insights into element incorporation mechanisms and ore genesis. Ore Geology Reviews, 106858. https://doi.org/10.1016/j.oregeorev.2025.106858 |  | CHN | Tibet
| Sinongduo |  | Epithermal | Epithermal | Epithermal Ag-Pb-Zn | Ag, Pb, Zn |  | Ag, Pb, Zn | Li et al., 2025 |  | JY-05Py-02-1 | JY-05Py-02-1 | drill core |  |  |  |  | ore material | drill core | drill core | mineral separate | [5 empty] | mineralisation |  |  |  | sphalerite, pyrite, galena | [6 empty] | quartz, chalcopyrite, calcite | major element determined by EPMA as internal standard to calibrate the LA-ICP-MS data such as Zn for sphalerite, Fe for pyrite, and Pb for galena | LA-ICPMS, EMPA | NWR 193 nm Ar F Excimer laser-ablation system interfaced with an i CAP RQ ICPMS | Guangzhou Tuoyan Analytical Technology Co., Ltd. in Guangzhou, China | 0.7 l/min He carrier gas, which was later mixed with 0.89 l/min Ar make-up gas. The laser was set at a fluence of 3.5 J/cm², operating at 6 Hz with a 30 μm spot size. Each analysis lasted 45 seconds, followed by a 40-second background measurement. | NIST SRM610, MASS-1, NIST SRM612, GE8 | [26 empty] | 97.31 | [53 empty] | 164.07 | [66 empty] | 2025 | Li, Z., Lang, X., Song, W., Li, H., Li, C., Ma, X. (2025). LA-ICP-MS analysis of sulfides from the Sinongduo Ag-Pb-Zn deposit, Tibet: Insights into element incorporation mechanisms and ore genesis. Ore Geology Reviews, 106858. https://doi.org/10.1016/j.oregeorev.2025.106858 |  | CHN | Tibet
| Sinongduo |  | Epithermal | Epithermal | Epithermal Ag-Pb-Zn | Ag, Pb, Zn |  | Ag, Pb, Zn | Li et al., 2025 |  | JY-05Py-03-1 | JY-05Py-03-1 | drill core |  |  |  |  | ore material | drill core | drill core | mineral separate | [5 empty] | mineralisation |  |  |  | sphalerite, pyrite, galena | [6 empty] | quartz, chalcopyrite, calcite | major element determined by EPMA as internal standard to calibrate the LA-ICP-MS data such as Zn for sphalerite, Fe for pyrite, and Pb for galena | LA-ICPMS, EMPA | NWR 193 nm Ar F Excimer laser-ablation system interfaced with an i CAP RQ ICPMS | Guangzhou Tuoyan Analytical Technology Co., Ltd. in Guangzhou, China | 0.7 l/min He carrier gas, which was later mixed with 0.89 l/min Ar make-up gas. The laser was set at a fluence of 3.5 J/cm², operating at 6 Hz with a 30 μm spot size. Each analysis lasted 45 seconds, followed by a 40-second background measurement. | NIST SRM610, MASS-1, NIST SRM612, GE8 | [26 empty] | 13.37 | [53 empty] | 27.94 | [66 empty] | 2025 | Li, Z., Lang, X., Song, W., Li, H., Li, C., Ma, X. (2025). LA-ICP-MS analysis of sulfides from the Sinongduo Ag-Pb-Zn deposit, Tibet: Insights into element incorporation mechanisms and ore genesis. Ore Geology Reviews, 106858. https://doi.org/10.1016/j.oregeorev.2025.106858 |  | CHN | Tibet
| Sinongduo |  | Epithermal | Epithermal | Epithermal Ag-Pb-Zn | Ag, Pb, Zn |  | Ag, Pb, Zn | Li et al., 2025 |  | JY-05Py-04-1 | JY-05Py-04-1 | drill core |  |  |  |  | ore material | drill core | drill core | mineral separate | [5 empty] | mineralisation |  |  |  | sphalerite, pyrite, galena | [6 empty] | quartz, chalcopyrite, calcite | major element determined by EPMA as internal standard to calibrate the LA-ICP-MS data such as Zn for sphalerite, Fe for pyrite, and Pb for galena | LA-ICPMS, EMPA | NWR 193 nm Ar F Excimer laser-ablation system interfaced with an i CAP RQ ICPMS | Guangzhou Tuoyan Analytical Technology Co., Ltd. in Guangzhou, China | 0.7 l/min He carrier gas, which was later mixed with 0.89 l/min Ar make-up gas. The laser was set at a fluence of 3.5 J/cm², operating at 6 Hz with a 30 μm spot size. Each analysis lasted 45 seconds, followed by a 40-second background measurement. | NIST SRM610, MASS-1, NIST SRM612, GE8 | [26 empty] | 213.32 | [53 empty] | 176.09 | [66 empty] | 2025 | Li, Z., Lang, X., Song, W., Li, H., Li, C., Ma, X. (2025). LA-ICP-MS analysis of sulfides from the Sinongduo Ag-Pb-Zn deposit, Tibet: Insights into element incorporation mechanisms and ore genesis. Ore Geology Reviews, 106858. https://doi.org/10.1016/j.oregeorev.2025.106858 |  | CHN | Tibet
| Sinongduo |  | Epithermal | Epithermal | Epithermal Ag-Pb-Zn | Ag, Pb, Zn |  | Ag, Pb, Zn | Li et al., 2025 |  | JY-05Py-05-1*-1 | JY-05Py-05-1*-1 | drill core |  |  |  |  | ore material | drill core | drill core | mineral separate | [5 empty] | mineralisation |  |  |  | sphalerite, pyrite, galena | [6 empty] | quartz, chalcopyrite, calcite | major element determined by EPMA as internal standard to calibrate the LA-ICP-MS data such as Zn for sphalerite, Fe for pyrite, and Pb for galena | LA-ICPMS, EMPA | NWR 193 nm Ar F Excimer laser-ablation system interfaced with an i CAP RQ ICPMS | Guangzhou Tuoyan Analytical Technology Co., Ltd. in Guangzhou, China | 0.7 l/min He carrier gas, which was later mixed with 0.89 l/min Ar make-up gas. The laser was set at a fluence of 3.5 J/cm², operating at 6 Hz with a 30 μm spot size. Each analysis lasted 45 seconds, followed by a 40-second background measurement. | NIST SRM610, MASS-1, NIST SRM612, GE8 | [26 empty] | 74.33 | [53 empty] | 135.3 | [66 empty] | 2025 | Li, Z., Lang, X., Song, W., Li, H., Li, C., Ma, X. (2025). LA-ICP-MS analysis of sulfides from the Sinongduo Ag-Pb-Zn deposit, Tibet: Insights into element incorporation mechanisms and ore genesis. Ore Geology Reviews, 106858. https://doi.org/10.1016/j.oregeorev.2025.106858 |  | CHN | Tibet
| Sinongduo |  | Epithermal | Epithermal | Epithermal Ag-Pb-Zn | Ag, Pb, Zn |  | Ag, Pb, Zn | Li et al., 2025 |  | JY-05Py-05-2*-1 | JY-05Py-05-2*-1 | drill core |  |  |  |  | ore material | drill core | drill core | mineral separate | [5 empty] | mineralisation |  |  |  | sphalerite, pyrite, galena | [6 empty] | quartz, chalcopyrite, calcite | major element determined by EPMA as internal standard to calibrate the LA-ICP-MS data such as Zn for sphalerite, Fe for pyrite, and Pb for galena | LA-ICPMS, EMPA | NWR 193 nm Ar F Excimer laser-ablation system interfaced with an i CAP RQ ICPMS | Guangzhou Tuoyan Analytical Technology Co., Ltd. in Guangzhou, China | 0.7 l/min He carrier gas, which was later mixed with 0.89 l/min Ar make-up gas. The laser was set at a fluence of 3.5 J/cm², operating at 6 Hz with a 30 μm spot size. Each analysis lasted 45 seconds, followed by a 40-second background measurement. | NIST SRM610, MASS-1, NIST SRM612, GE8 | [26 empty] | 17.3 | [53 empty] | 34.95 | [66 empty] | 2025 | Li, Z., Lang, X., Song, W., Li, H., Li, C., Ma, X. (2025). LA-ICP-MS analysis of sulfides from the Sinongduo Ag-Pb-Zn deposit, Tibet: Insights into element incorporation mechanisms and ore genesis. Ore Geology Reviews, 106858. https://doi.org/10.1016/j.oregeorev.2025.106858 |  | CHN | Tibet
| Sinongduo |  | Epithermal | Epithermal | Epithermal Ag-Pb-Zn | Ag, Pb, Zn |  | Ag, Pb, Zn | Li et al., 2025 |  | JY-05Py-05-3*-1 | JY-05Py-05-3*-1 | drill core |  |  |  |  | ore material | drill core | drill core | mineral separate | [5 empty] | mineralisation |  |  |  | sphalerite, pyrite, galena | [6 empty] | quartz, chalcopyrite, calcite | major element determined by EPMA as internal standard to calibrate the LA-ICP-MS data such as Zn for sphalerite, Fe for pyrite, and Pb for galena | LA-ICPMS, EMPA | NWR 193 nm Ar F Excimer laser-ablation system interfaced with an i CAP RQ ICPMS | Guangzhou Tuoyan Analytical Technology Co., Ltd. in Guangzhou, China | 0.7 l/min He carrier gas, which was later mixed with 0.89 l/min Ar make-up gas. The laser was set at a fluence of 3.5 J/cm², operating at 6 Hz with a 30 μm spot size. Each analysis lasted 45 seconds, followed by a 40-second background measurement. | NIST SRM610, MASS-1, NIST SRM612, GE8 | [26 empty] | 49.94 | [53 empty] | 93.71 | [66 empty] | 2025 | Li, Z., Lang, X., Song, W., Li, H., Li, C., Ma, X. (2025). LA-ICP-MS analysis of sulfides from the Sinongduo Ag-Pb-Zn deposit, Tibet: Insights into element incorporation mechanisms and ore genesis. Ore Geology Reviews, 106858. https://doi.org/10.1016/j.oregeorev.2025.106858 |  | CHN | Tibet
| Yata |  | Epithermal | Epithermal | Epithermal Ag-Pb-Zn | Ag, Pb, Zn |  | Ag, Pb, Zn | Li et al., 2025 |  | YT11-Py-01-1 | YT11-Py-01-1 | drill core |  |  |  |  | ore material | drill core | drill core | mineral separate | [5 empty] | mineralisation |  |  |  | sphalerite, pyrite, galena | [6 empty] | quartz, chalcopyrite, calcite | major element determined by EPMA as internal standard to calibrate the LA-ICP-MS data such as Zn for sphalerite, Fe for pyrite, and Pb for galena | LA-ICPMS, EMPA | NWR 193 nm Ar F Excimer laser-ablation system interfaced with an i CAP RQ ICPMS | Guangzhou Tuoyan Analytical Technology Co., Ltd. in Guangzhou, China | 0.7 l/min He carrier gas, which was later mixed with 0.89 l/min Ar make-up gas. The laser was set at a fluence of 3.5 J/cm², operating at 6 Hz with a 30 μm spot size. Each analysis lasted 45 seconds, followed by a 40-second background measurement. | NIST SRM610, MASS-1, NIST SRM612, GE8 | [26 empty] | 26.04 | [53 empty] | 121.42 | [66 empty] | 2025 | Li, Z., Lang, X., Song, W., Li, H., Li, C., Ma, X. (2025). LA-ICP-MS analysis of sulfides from the Sinongduo Ag-Pb-Zn deposit, Tibet: Insights into element incorporation mechanisms and ore genesis. Ore Geology Reviews, 106858. https://doi.org/10.1016/j.oregeorev.2025.106858 |  | CHN | Tibet
| Sinongduo |  | Epithermal | Epithermal | Epithermal Ag-Pb-Zn | Ag, Pb, Zn |  | Ag, Pb, Zn | Li et al., 2025 |  | YT11-Py-02-1 | YT11-Py-02-1 | drill core |  |  |  |  | ore material | drill core | drill core | mineral separate | [5 empty] | mineralisation |  |  |  | sphalerite, pyrite, galena | [6 empty] | quartz, chalcopyrite, calcite | major element determined by EPMA as internal standard to calibrate the LA-ICP-MS data such as Zn for sphalerite, Fe for pyrite, and Pb for galena | LA-ICPMS, EMPA | NWR 193 nm Ar F Excimer laser-ablation system interfaced with an i CAP RQ ICPMS | Guangzhou Tuoyan Analytical Technology Co., Ltd. in Guangzhou, China | 0.7 l/min He carrier gas, which was later mixed with 0.89 l/min Ar make-up gas. The laser was set at a fluence of 3.5 J/cm², operating at 6 Hz with a 30 μm spot size. Each analysis lasted 45 seconds, followed by a 40-second background measurement. | NIST SRM610, MASS-1, NIST SRM612, GE8 | [26 empty] | 7.27 | [53 empty] | 37.8 | [66 empty] | 2025 | Li, Z., Lang, X., Song, W., Li, H., Li, C., Ma, X. (2025). LA-ICP-MS analysis of sulfides from the Sinongduo Ag-Pb-Zn deposit, Tibet: Insights into element incorporation mechanisms and ore genesis. Ore Geology Reviews, 106858. https://doi.org/10.1016/j.oregeorev.2025.106858 |  | CHN | Tibet
| Sinongduo |  | Epithermal | Epithermal | Epithermal Ag-Pb-Zn | Ag, Pb, Zn |  | Ag, Pb, Zn | Li et al., 2025 |  | YT11-Py-03-1 | YT11-Py-03-1 | drill core |  |  |  |  | ore material | drill core | drill core | mineral separate | [5 empty] | mineralisation |  |  |  | sphalerite, pyrite, galena | [6 empty] | quartz, chalcopyrite, calcite | major element determined by EPMA as internal standard to calibrate the LA-ICP-MS data such as Zn for sphalerite, Fe for pyrite, and Pb for galena | LA-ICPMS, EMPA | NWR 193 nm Ar F Excimer laser-ablation system interfaced with an i CAP RQ ICPMS | Guangzhou Tuoyan Analytical Technology Co., Ltd. in Guangzhou, China | 0.7 l/min He carrier gas, which was later mixed with 0.89 l/min Ar make-up gas. The laser was set at a fluence of 3.5 J/cm², operating at 6 Hz with a 30 μm spot size. Each analysis lasted 45 seconds, followed by a 40-second background measurement. | NIST SRM610, MASS-1, NIST SRM612, GE8 | [26 empty] | 3.37 | [53 empty] | 21.18 | [66 empty] | 2025 | Li, Z., Lang, X., Song, W., Li, H., Li, C., Ma, X. (2025). LA-ICP-MS analysis of sulfides from the Sinongduo Ag-Pb-Zn deposit, Tibet: Insights into element incorporation mechanisms and ore genesis. Ore Geology Reviews, 106858. https://doi.org/10.1016/j.oregeorev.2025.106858 |  | CHN | Tibet
| Sinongduo |  | Epithermal | Epithermal | Epithermal Ag-Pb-Zn | Ag, Pb, Zn |  | Ag, Pb, Zn | Li et al., 2025 |  | YT12-Py-01-1*-1 | YT12-Py-01-1*-1 | drill core |  |  |  |  | ore material | drill core | drill core | mineral separate | [5 empty] | mineralisation |  |  |  | sphalerite, pyrite, galena | [6 empty] | quartz, chalcopyrite, calcite | major element determined by EPMA as internal standard to calibrate the LA-ICP-MS data such as Zn for sphalerite, Fe for pyrite, and Pb for galena | LA-ICPMS, EMPA | NWR 193 nm Ar F Excimer laser-ablation system interfaced with an i CAP RQ ICPMS | Guangzhou Tuoyan Analytical Technology Co., Ltd. in Guangzhou, China | 0.7 l/min He carrier gas, which was later mixed with 0.89 l/min Ar make-up gas. The laser was set at a fluence of 3.5 J/cm², operating at 6 Hz with a 30 μm spot size. Each analysis lasted 45 seconds, followed by a 40-second background measurement. | NIST SRM610, MASS-1, NIST SRM612, GE8 | [26 empty] | 2.7 | [53 empty] | 19.65 | [66 empty] | 2025 | Li, Z., Lang, X., Song, W., Li, H., Li, C., Ma, X. (2025). LA-ICP-MS analysis of sulfides from the Sinongduo Ag-Pb-Zn deposit, Tibet: Insights into element incorporation mechanisms and ore genesis. Ore Geology Reviews, 106858. https://doi.org/10.1016/j.oregeorev.2025.106858 |  | CHN | Tibet
| Sinongduo |  | Epithermal | Epithermal | Epithermal Ag-Pb-Zn | Ag, Pb, Zn |  | Ag, Pb, Zn | Li et al., 2025 |  | YT12-Py-01-2*-1 | YT12-Py-01-2*-1 | drill core |  |  |  |  | ore material | drill core | drill core | mineral separate | [5 empty] | mineralisation |  |  |  | sphalerite, pyrite, galena | [6 empty] | quartz, chalcopyrite, calcite | major element determined by EPMA as internal standard to calibrate the LA-ICP-MS data such as Zn for sphalerite, Fe for pyrite, and Pb for galena | LA-ICPMS, EMPA | NWR 193 nm Ar F Excimer laser-ablation system interfaced with an i CAP RQ ICPMS | Guangzhou Tuoyan Analytical Technology Co., Ltd. in Guangzhou, China | 0.7 l/min He carrier gas, which was later mixed with 0.89 l/min Ar make-up gas. The laser was set at a fluence of 3.5 J/cm², operating at 6 Hz with a 30 μm spot size. Each analysis lasted 45 seconds, followed by a 40-second background measurement. | NIST SRM610, MASS-1, NIST SRM612, GE8 | [26 empty] | 1.26 | [53 empty] | 4.94 | [66 empty] | 2025 | Li, Z., Lang, X., Song, W., Li, H., Li, C., Ma, X. (2025). LA-ICP-MS analysis of sulfides from the Sinongduo Ag-Pb-Zn deposit, Tibet: Insights into element incorporation mechanisms and ore genesis. Ore Geology Reviews, 106858. https://doi.org/10.1016/j.oregeorev.2025.106858 |  | CHN | Tibet
| Sinongduo |  | Epithermal | Epithermal | Epithermal Ag-Pb-Zn | Ag, Pb, Zn |  | Ag, Pb, Zn | Li et al., 2025 |  | YT12-Py-01-3*-1 | YT12-Py-01-3*-1 | drill core |  |  |  |  | ore material | drill core | drill core | mineral separate | [5 empty] | mineralisation |  |  |  | sphalerite, pyrite, galena | [6 empty] | quartz, chalcopyrite, calcite | major element determined by EPMA as internal standard to calibrate the LA-ICP-MS data such as Zn for sphalerite, Fe for pyrite, and Pb for galena | LA-ICPMS, EMPA | NWR 193 nm Ar F Excimer laser-ablation system interfaced with an i CAP RQ ICPMS | Guangzhou Tuoyan Analytical Technology Co., Ltd. in Guangzhou, China | 0.7 l/min He carrier gas, which was later mixed with 0.89 l/min Ar make-up gas. The laser was set at a fluence of 3.5 J/cm², operating at 6 Hz with a 30 μm spot size. Each analysis lasted 45 seconds, followed by a 40-second background measurement. | NIST SRM610, MASS-1, NIST SRM612, GE8 | [26 empty] | 12.19 | [53 empty] | 1318.21 | [66 empty] | 2025 | Li, Z., Lang, X., Song, W., Li, H., Li, C., Ma, X. (2025). LA-ICP-MS analysis of sulfides from the Sinongduo Ag-Pb-Zn deposit, Tibet: Insights into element incorporation mechanisms and ore genesis. Ore Geology Reviews, 106858. https://doi.org/10.1016/j.oregeorev.2025.106858 |  | CHN | Tibet
| Sinongduo |  | Epithermal | Epithermal | Epithermal Ag-Pb-Zn | Ag, Pb, Zn |  | Ag, Pb, Zn | Li et al., 2025 |  | YT12-Py-02-1-1 | YT12-Py-02-1-1 | drill core |  |  |  |  | ore material | drill core | drill core | mineral separate | [5 empty] | mineralisation |  |  |  | sphalerite, pyrite, galena | [6 empty] | quartz, chalcopyrite, calcite | major element determined by EPMA as internal standard to calibrate the LA-ICP-MS data such as Zn for sphalerite, Fe for pyrite, and Pb for galena | LA-ICPMS, EMPA | NWR 193 nm Ar F Excimer laser-ablation system interfaced with an i CAP RQ ICPMS | Guangzhou Tuoyan Analytical Technology Co., Ltd. in Guangzhou, China | 0.7 l/min He carrier gas, which was later mixed with 0.89 l/min Ar make-up gas. The laser was set at a fluence of 3.5 J/cm², operating at 6 Hz with a 30 μm spot size. Each analysis lasted 45 seconds, followed by a 40-second background measurement. | NIST SRM610, MASS-1, NIST SRM612, GE8 | [26 empty] | 2.29 | [53 empty] | 11.12 | [66 empty] | 2025 | Li, Z., Lang, X., Song, W., Li, H., Li, C., Ma, X. (2025). LA-ICP-MS analysis of sulfides from the Sinongduo Ag-Pb-Zn deposit, Tibet: Insights into element incorporation mechanisms and ore genesis. Ore Geology Reviews, 106858. https://doi.org/10.1016/j.oregeorev.2025.106858 |  | CHN | Tibet
| Sinongduo |  | Epithermal | Epithermal | Epithermal Ag-Pb-Zn | Ag, Pb, Zn |  | Ag, Pb, Zn | Li et al., 2025 |  | YT12-Py-02-2-1 | YT12-Py-02-2-1 | drill core |  |  |  |  | ore material | drill core | drill core | mineral separate | [5 empty] | mineralisation |  |  |  | sphalerite, pyrite, galena | [6 empty] | quartz, chalcopyrite, calcite | major element determined by EPMA as internal standard to calibrate the LA-ICP-MS data such as Zn for sphalerite, Fe for pyrite, and Pb for galena | LA-ICPMS, EMPA | NWR 193 nm Ar F Excimer laser-ablation system interfaced with an i CAP RQ ICPMS | Guangzhou Tuoyan Analytical Technology Co., Ltd. in Guangzhou, China | 0.7 l/min He carrier gas, which was later mixed with 0.89 l/min Ar make-up gas. The laser was set at a fluence of 3.5 J/cm², operating at 6 Hz with a 30 μm spot size. Each analysis lasted 45 seconds, followed by a 40-second background measurement. | NIST SRM610, MASS-1, NIST SRM612, GE8 | [26 empty] | 1.73 | [53 empty] | 10.21 | [66 empty] | 2025 | Li, Z., Lang, X., Song, W., Li, H., Li, C., Ma, X. (2025). LA-ICP-MS analysis of sulfides from the Sinongduo Ag-Pb-Zn deposit, Tibet: Insights into element incorporation mechanisms and ore genesis. Ore Geology Reviews, 106858. https://doi.org/10.1016/j.oregeorev.2025.106858 |  | CHN | Tibet
| Sinongduo |  | Epithermal | Epithermal | Epithermal Ag-Pb-Zn | Ag, Pb, Zn |  | Ag, Pb, Zn | Li et al., 2025 |  | YT12-Py-02-3-1 | YT12-Py-02-3-1 | drill core |  |  |  |  | ore material | drill core | drill core | mineral separate | [5 empty] | mineralisation |  |  |  | sphalerite, pyrite, galena | [6 empty] | quartz, chalcopyrite, calcite | major element determined by EPMA as internal standard to calibrate the LA-ICP-MS data such as Zn for sphalerite, Fe for pyrite, and Pb for galena | LA-ICPMS, EMPA | NWR 193 nm Ar F Excimer laser-ablation system interfaced with an i CAP RQ ICPMS | Guangzhou Tuoyan Analytical Technology Co., Ltd. in Guangzhou, China | 0.7 l/min He carrier gas, which was later mixed with 0.89 l/min Ar make-up gas. The laser was set at a fluence of 3.5 J/cm², operating at 6 Hz with a 30 μm spot size. Each analysis lasted 45 seconds, followed by a 40-second background measurement. | NIST SRM610, MASS-1, NIST SRM612, GE8 | [26 empty] | 4.32 | [53 empty] | 19.41 | [66 empty] | 2025 | Li, Z., Lang, X., Song, W., Li, H., Li, C., Ma, X. (2025). LA-ICP-MS analysis of sulfides from the Sinongduo Ag-Pb-Zn deposit, Tibet: Insights into element incorporation mechanisms and ore genesis. Ore Geology Reviews, 106858. https://doi.org/10.1016/j.oregeorev.2025.106858 |  | CHN | Tibet
| Sinongduo |  | Epithermal | Epithermal | Epithermal Ag-Pb-Zn | Ag, Pb, Zn |  | Ag, Pb, Zn | Li et al., 2025 |  | YT12-Py-03-1-1 | YT12-Py-03-1-1 | drill core |  |  |  |  | ore material | drill core | drill core | mineral separate | [5 empty] | mineralisation |  |  |  | sphalerite, pyrite, galena | [6 empty] | quartz, chalcopyrite, calcite | major element determined by EPMA as internal standard to calibrate the LA-ICP-MS data such as Zn for sphalerite, Fe for pyrite, and Pb for galena | LA-ICPMS, EMPA | NWR 193 nm Ar F Excimer laser-ablation system interfaced with an i CAP RQ ICPMS | Guangzhou Tuoyan Analytical Technology Co., Ltd. in Guangzhou, China | 0.7 l/min He carrier gas, which was later mixed with 0.89 l/min Ar make-up gas. The laser was set at a fluence of 3.5 J/cm², operating at 6 Hz with a 30 μm spot size. Each analysis lasted 45 seconds, followed by a 40-second background measurement. | NIST SRM610, MASS-1, NIST SRM612, GE8 | [26 empty] | 2.86 | [53 empty] | 13.68 | [66 empty] | 2025 | Li, Z., Lang, X., Song, W., Li, H., Li, C., Ma, X. (2025). LA-ICP-MS analysis of sulfides from the Sinongduo Ag-Pb-Zn deposit, Tibet: Insights into element incorporation mechanisms and ore genesis. Ore Geology Reviews, 106858. https://doi.org/10.1016/j.oregeorev.2025.106858 |  | CHN | Tibet
| Sinongduo |  | Epithermal | Epithermal | Epithermal Ag-Pb-Zn | Ag, Pb, Zn |  | Ag, Pb, Zn | Li et al., 2025 |  | YT12-Py-03-2-1 | YT12-Py-03-2-1 | drill core |  |  |  |  | ore material | drill core | drill core | mineral separate | [5 empty] | mineralisation |  |  |  | sphalerite, pyrite, galena | [6 empty] | quartz, chalcopyrite, calcite | major element determined by EPMA as internal standard to calibrate the LA-ICP-MS data such as Zn for sphalerite, Fe for pyrite, and Pb for galena | LA-ICPMS, EMPA | NWR 193 nm Ar F Excimer laser-ablation system interfaced with an i CAP RQ ICPMS | Guangzhou Tuoyan Analytical Technology Co., Ltd. in Guangzhou, China | 0.7 l/min He carrier gas, which was later mixed with 0.89 l/min Ar make-up gas. The laser was set at a fluence of 3.5 J/cm², operating at 6 Hz with a 30 μm spot size. Each analysis lasted 45 seconds, followed by a 40-second background measurement. | NIST SRM610, MASS-1, NIST SRM612, GE8 | [26 empty] | 4.45 | [53 empty] | 14.24 | [66 empty] | 2025 | Li, Z., Lang, X., Song, W., Li, H., Li, C., Ma, X. (2025). LA-ICP-MS analysis of sulfides from the Sinongduo Ag-Pb-Zn deposit, Tibet: Insights into element incorporation mechanisms and ore genesis. Ore Geology Reviews, 106858. https://doi.org/10.1016/j.oregeorev.2025.106858 |  | CHN | Tibet
| Sinongduo |  | Epithermal | Epithermal | Epithermal Ag-Pb-Zn | Ag, Pb, Zn |  | Ag, Pb, Zn | Li et al., 2025 |  | YT12-Py-04-1-1 | YT12-Py-04-1-1 | drill core |  |  |  |  | ore material | drill core | drill core | mineral separate | [5 empty] | mineralisation |  |  |  | sphalerite, pyrite, galena | [6 empty] | quartz, chalcopyrite, calcite | major element determined by EPMA as internal standard to calibrate the LA-ICP-MS data such as Zn for sphalerite, Fe for pyrite, and Pb for galena | LA-ICPMS, EMPA | NWR 193 nm Ar F Excimer laser-ablation system interfaced with an i CAP RQ ICPMS | Guangzhou Tuoyan Analytical Technology Co., Ltd. in Guangzhou, China | 0.7 l/min He carrier gas, which was later mixed with 0.89 l/min Ar make-up gas. The laser was set at a fluence of 3.5 J/cm², operating at 6 Hz with a 30 μm spot size. Each analysis lasted 45 seconds, followed by a 40-second background measurement. | NIST SRM610, MASS-1, NIST SRM612, GE8 | [26 empty] | 1.82 | [53 empty] | 9.9 | [66 empty] | 2025 | Li, Z., Lang, X., Song, W., Li, H., Li, C., Ma, X. (2025). LA-ICP-MS analysis of sulfides from the Sinongduo Ag-Pb-Zn deposit, Tibet: Insights into element incorporation mechanisms and ore genesis. Ore Geology Reviews, 106858. https://doi.org/10.1016/j.oregeorev.2025.106858 |  | CHN | Tibet
| Sinongduo |  | Epithermal | Epithermal | Epithermal Ag-Pb-Zn | Ag, Pb, Zn |  | Ag, Pb, Zn | Li et al., 2025 |  | YT12-Py-04-2-1 | YT12-Py-04-2-1 | drill core |  |  |  |  | ore material | drill core | drill core | mineral separate | [5 empty] | mineralisation |  |  |  | sphalerite, pyrite, galena | [6 empty] | quartz, chalcopyrite, calcite | major element determined by EPMA as internal standard to calibrate the LA-ICP-MS data such as Zn for sphalerite, Fe for pyrite, and Pb for galena | LA-ICPMS, EMPA | NWR 193 nm Ar F Excimer laser-ablation system interfaced with an i CAP RQ ICPMS | Guangzhou Tuoyan Analytical Technology Co., Ltd. in Guangzhou, China | 0.7 l/min He carrier gas, which was later mixed with 0.89 l/min Ar make-up gas. The laser was set at a fluence of 3.5 J/cm², operating at 6 Hz with a 30 μm spot size. Each analysis lasted 45 seconds, followed by a 40-second background measurement. | NIST SRM610, MASS-1, NIST SRM612, GE8 | [26 empty] | 87.44 | [53 empty] | 736.87 | [66 empty] | 2025 | Li, Z., Lang, X., Song, W., Li, H., Li, C., Ma, X. (2025). LA-ICP-MS analysis of sulfides from the Sinongduo Ag-Pb-Zn deposit, Tibet: Insights into element incorporation mechanisms and ore genesis. Ore Geology Reviews, 106858. https://doi.org/10.1016/j.oregeorev.2025.106858 |  | CHN | Tibet
| Banqi |  | Epithermal | Epithermal | Epithermal Ag-Pb-Zn | Ag, Pb, Zn |  | Ag, Pb, Zn | Li et al., 2025 |  | BQ-26Py-01-1-1 | BQ-26Py-01-1-1 | drill core |  |  |  |  | ore material | drill core | drill core | mineral separate | [5 empty] | mineralisation |  |  |  | sphalerite, pyrite, galena | [6 empty] | quartz, chalcopyrite, calcite | major element determined by EPMA as internal standard to calibrate the LA-ICP-MS data such as Zn for sphalerite, Fe for pyrite, and Pb for galena | LA-ICPMS, EMPA | NWR 193 nm Ar F Excimer laser-ablation system interfaced with an i CAP RQ ICPMS | Guangzhou Tuoyan Analytical Technology Co., Ltd. in Guangzhou, China | 0.7 l/min He carrier gas, which was later mixed with 0.89 l/min Ar make-up gas. The laser was set at a fluence of 3.5 J/cm², operating at 6 Hz with a 30 μm spot size. Each analysis lasted 45 seconds, followed by a 40-second background measurement. | NIST SRM610, MASS-1, NIST SRM612, GE8 | [26 empty] | 13.61 | [53 empty] | 22.56 | [66 empty] | 2025 | Li, Z., Lang, X., Song, W., Li, H., Li, C., Ma, X. (2025). LA-ICP-MS analysis of sulfides from the Sinongduo Ag-Pb-Zn deposit, Tibet: Insights into element incorporation mechanisms and ore genesis. Ore Geology Reviews, 106858. https://doi.org/10.1016/j.oregeorev.2025.106858 |  | CHN | Tibet
| Sinongduo |  | Epithermal | Epithermal | Epithermal Ag-Pb-Zn | Ag, Pb, Zn |  | Ag, Pb, Zn | Li et al., 2025 |  | BQ-26Py-01-2-1 | BQ-26Py-01-2-1 | drill core |  |  |  |  | ore material | drill core | drill core | mineral separate | [5 empty] | mineralisation |  |  |  | sphalerite, pyrite, galena | [6 empty] | quartz, chalcopyrite, calcite | major element determined by EPMA as internal standard to calibrate the LA-ICP-MS data such as Zn for sphalerite, Fe for pyrite, and Pb for galena | LA-ICPMS, EMPA | NWR 193 nm Ar F Excimer laser-ablation system interfaced with an i CAP RQ ICPMS | Guangzhou Tuoyan Analytical Technology Co., Ltd. in Guangzhou, China | 0.7 l/min He carrier gas, which was later mixed with 0.89 l/min Ar make-up gas. The laser was set at a fluence of 3.5 J/cm², operating at 6 Hz with a 30 μm spot size. Each analysis lasted 45 seconds, followed by a 40-second background measurement. | NIST SRM610, MASS-1, NIST SRM612, GE8 | [26 empty] | 11.03 | [53 empty] | 27.86 | [66 empty] | 2025 | Li, Z., Lang, X., Song, W., Li, H., Li, C., Ma, X. (2025). LA-ICP-MS analysis of sulfides from the Sinongduo Ag-Pb-Zn deposit, Tibet: Insights into element incorporation mechanisms and ore genesis. Ore Geology Reviews, 106858. https://doi.org/10.1016/j.oregeorev.2025.106858 |  | CHN | Tibet
| Sinongduo |  | Epithermal | Epithermal | Epithermal Ag-Pb-Zn | Ag, Pb, Zn |  | Ag, Pb, Zn | Li et al., 2025 |  | BQ-26Py-02-1-1 | BQ-26Py-02-1-1 | drill core |  |  |  |  | ore material | drill core | drill core | mineral separate | [5 empty] | mineralisation |  |  |  | sphalerite, pyrite, galena | [6 empty] | quartz, chalcopyrite, calcite | major element determined by EPMA as internal standard to calibrate the LA-ICP-MS data such as Zn for sphalerite, Fe for pyrite, and Pb for galena | LA-ICPMS, EMPA | NWR 193 nm Ar F Excimer laser-ablation system interfaced with an i CAP RQ ICPMS | Guangzhou Tuoyan Analytical Technology Co., Ltd. in Guangzhou, China | 0.7 l/min He carrier gas, which was later mixed with 0.89 l/min Ar make-up gas. The laser was set at a fluence of 3.5 J/cm², operating at 6 Hz with a 30 μm spot size. Each analysis lasted 45 seconds, followed by a 40-second background measurement. | NIST SRM610, MASS-1, NIST SRM612, GE8 | [26 empty] | 15.29 | [53 empty] | 21.81 | [66 empty] | 2025 | Li, Z., Lang, X., Song, W., Li, H., Li, C., Ma, X. (2025). LA-ICP-MS analysis of sulfides from the Sinongduo Ag-Pb-Zn deposit, Tibet: Insights into element incorporation mechanisms and ore genesis. Ore Geology Reviews, 106858. https://doi.org/10.1016/j.oregeorev.2025.106858 |  | CHN | Tibet
| Sinongduo |  | Epithermal | Epithermal | Epithermal Ag-Pb-Zn | Ag, Pb, Zn |  | Ag, Pb, Zn | Li et al., 2025 |  | BQ-26Py-02-2-1 | BQ-26Py-02-2-1 | drill core |  |  |  |  | ore material | drill core | drill core | mineral separate | [5 empty] | mineralisation |  |  |  | sphalerite, pyrite, galena | [6 empty] | quartz, chalcopyrite, calcite | major element determined by EPMA as internal standard to calibrate the LA-ICP-MS data such as Zn for sphalerite, Fe for pyrite, and Pb for galena | LA-ICPMS, EMPA | NWR 193 nm Ar F Excimer laser-ablation system interfaced with an i CAP RQ ICPMS | Guangzhou Tuoyan Analytical Technology Co., Ltd. in Guangzhou, China | 0.7 l/min He carrier gas, which was later mixed with 0.89 l/min Ar make-up gas. The laser was set at a fluence of 3.5 J/cm², operating at 6 Hz with a 30 μm spot size. Each analysis lasted 45 seconds, followed by a 40-second background measurement. | NIST SRM610, MASS-1, NIST SRM612, GE8 | [26 empty] | 10.42 | [53 empty] | 21.58 | [66 empty] | 2025 | Li, Z., Lang, X., Song, W., Li, H., Li, C., Ma, X. (2025). LA-ICP-MS analysis of sulfides from the Sinongduo Ag-Pb-Zn deposit, Tibet: Insights into element incorporation mechanisms and ore genesis. Ore Geology Reviews, 106858. https://doi.org/10.1016/j.oregeorev.2025.106858 |  | CHN | Tibet
| Sinongduo |  | Epithermal | Epithermal | Epithermal Ag-Pb-Zn | Ag, Pb, Zn |  | Ag, Pb, Zn | Li et al., 2025 |  | BQ-26Py-03-1-1 | BQ-26Py-03-1-1 | drill core |  |  |  |  | ore material | drill core | drill core | mineral separate | [5 empty] | mineralisation |  |  |  | sphalerite, pyrite, galena | [6 empty] | quartz, chalcopyrite, calcite | major element determined by EPMA as internal standard to calibrate the LA-ICP-MS data such as Zn for sphalerite, Fe for pyrite, and Pb for galena | LA-ICPMS, EMPA | NWR 193 nm Ar F Excimer laser-ablation system interfaced with an i CAP RQ ICPMS | Guangzhou Tuoyan Analytical Technology Co., Ltd. in Guangzhou, China | 0.7 l/min He carrier gas, which was later mixed with 0.89 l/min Ar make-up gas. The laser was set at a fluence of 3.5 J/cm², operating at 6 Hz with a 30 μm spot size. Each analysis lasted 45 seconds, followed by a 40-second background measurement. | NIST SRM610, MASS-1, NIST SRM612, GE8 | [26 empty] | 52.61 | [53 empty] | 87.19 | [66 empty] | 2025 | Li, Z., Lang, X., Song, W., Li, H., Li, C., Ma, X. (2025). LA-ICP-MS analysis of sulfides from the Sinongduo Ag-Pb-Zn deposit, Tibet: Insights into element incorporation mechanisms and ore genesis. Ore Geology Reviews, 106858. https://doi.org/10.1016/j.oregeorev.2025.106858 |  | CHN | Tibet
| Sinongduo |  | Epithermal | Epithermal | Epithermal Ag-Pb-Zn | Ag, Pb, Zn |  | Ag, Pb, Zn | Li et al., 2025 |  | BQ-26Py-03-2-1 | BQ-26Py-03-2-1 | drill core |  |  |  |  | ore material | drill core | drill core | mineral separate | [5 empty] | mineralisation |  |  |  | sphalerite, pyrite, galena | [6 empty] | quartz, chalcopyrite, calcite | major element determined by EPMA as internal standard to calibrate the LA-ICP-MS data such as Zn for sphalerite, Fe for pyrite, and Pb for galena | LA-ICPMS, EMPA | NWR 193 nm Ar F Excimer laser-ablation system interfaced with an i CAP RQ ICPMS | Guangzhou Tuoyan Analytical Technology Co., Ltd. in Guangzhou, China | 0.7 l/min He carrier gas, which was later mixed with 0.89 l/min Ar make-up gas. The laser was set at a fluence of 3.5 J/cm², operating at 6 Hz with a 30 μm spot size. Each analysis lasted 45 seconds, followed by a 40-second background measurement. | NIST SRM610, MASS-1, NIST SRM612, GE8 | [26 empty] | 52.36 | [53 empty] | 100.26 | [66 empty] | 2025 | Li, Z., Lang, X., Song, W., Li, H., Li, C., Ma, X. (2025). LA-ICP-MS analysis of sulfides from the Sinongduo Ag-Pb-Zn deposit, Tibet: Insights into element incorporation mechanisms and ore genesis. Ore Geology Reviews, 106858. https://doi.org/10.1016/j.oregeorev.2025.106858 |  | CHN | Tibet
| Sinongduo |  | Epithermal | Epithermal | Epithermal Ag-Pb-Zn | Ag, Pb, Zn |  | Ag, Pb, Zn | Li et al., 2025 |  | BQ-26Py-03-3-1 | BQ-26Py-03-3-1 | drill core |  |  |  |  | ore material | drill core | drill core | mineral separate | [5 empty] | mineralisation |  |  |  | sphalerite, pyrite, galena | [6 empty] | quartz, chalcopyrite, calcite | major element determined by EPMA as internal standard to calibrate the LA-ICP-MS data such as Zn for sphalerite, Fe for pyrite, and Pb for galena | LA-ICPMS, EMPA | NWR 193 nm Ar F Excimer laser-ablation system interfaced with an i CAP RQ ICPMS | Guangzhou Tuoyan Analytical Technology Co., Ltd. in Guangzhou, China | 0.7 l/min He carrier gas, which was later mixed with 0.89 l/min Ar make-up gas. The laser was set at a fluence of 3.5 J/cm², operating at 6 Hz with a 30 μm spot size. Each analysis lasted 45 seconds, followed by a 40-second background measurement. | NIST SRM610, MASS-1, NIST SRM612, GE8 | [26 empty] | 37.32 | [53 empty] | 166.92 | [66 empty] | 2025 | Li, Z., Lang, X., Song, W., Li, H., Li, C., Ma, X. (2025). LA-ICP-MS analysis of sulfides from the Sinongduo Ag-Pb-Zn deposit, Tibet: Insights into element incorporation mechanisms and ore genesis. Ore Geology Reviews, 106858. https://doi.org/10.1016/j.oregeorev.2025.106858 |  | CHN | Tibet
| Sinongduo |  | Epithermal | Epithermal | Epithermal Ag-Pb-Zn | Ag, Pb, Zn |  | Ag, Pb, Zn | Li et al., 2025 |  | BQ-26Py-04-1*-1 | BQ-26Py-04-1*-1 | drill core |  |  |  |  | ore material | drill core | drill core | mineral separate | [5 empty] | mineralisation |  |  |  | sphalerite, pyrite, galena | [6 empty] | quartz, chalcopyrite, calcite | major element determined by EPMA as internal standard to calibrate the LA-ICP-MS data such as Zn for sphalerite, Fe for pyrite, and Pb for galena | LA-ICPMS, EMPA | NWR 193 nm Ar F Excimer laser-ablation system interfaced with an i CAP RQ ICPMS | Guangzhou Tuoyan Analytical Technology Co., Ltd. in Guangzhou, China | 0.7 l/min He carrier gas, which was later mixed with 0.89 l/min Ar make-up gas. The laser was set at a fluence of 3.5 J/cm², operating at 6 Hz with a 30 μm spot size. Each analysis lasted 45 seconds, followed by a 40-second background measurement. | NIST SRM610, MASS-1, NIST SRM612, GE8 | [26 empty] | 21.16 | [53 empty] | 52.88 | [66 empty] | 2025 | Li, Z., Lang, X., Song, W., Li, H., Li, C., Ma, X. (2025). LA-ICP-MS analysis of sulfides from the Sinongduo Ag-Pb-Zn deposit, Tibet: Insights into element incorporation mechanisms and ore genesis. Ore Geology Reviews, 106858. https://doi.org/10.1016/j.oregeorev.2025.106858 |  | CHN | Tibet
| Sinongduo |  | Epithermal | Epithermal | Epithermal Ag-Pb-Zn | Ag, Pb, Zn |  | Ag, Pb, Zn | Li et al., 2025 |  | BQ-26Py-04-2*-1 | BQ-26Py-04-2*-1 | drill core |  |  |  |  | ore material | drill core | drill core | mineral separate | [5 empty] | mineralisation |  |  |  | sphalerite, pyrite, galena | [6 empty] | quartz, chalcopyrite, calcite | major element determined by EPMA as internal standard to calibrate the LA-ICP-MS data such as Zn for sphalerite, Fe for pyrite, and Pb for galena | LA-ICPMS, EMPA | NWR 193 nm Ar F Excimer laser-ablation system interfaced with an i CAP RQ ICPMS | Guangzhou Tuoyan Analytical Technology Co., Ltd. in Guangzhou, China | 0.7 l/min He carrier gas, which was later mixed with 0.89 l/min Ar make-up gas. The laser was set at a fluence of 3.5 J/cm², operating at 6 Hz with a 30 μm spot size. Each analysis lasted 45 seconds, followed by a 40-second background measurement. | NIST SRM610, MASS-1, NIST SRM612, GE8 | [26 empty] | 10.39 | [53 empty] | 19.67 | [66 empty] | 2025 | Li, Z., Lang, X., Song, W., Li, H., Li, C., Ma, X. (2025). LA-ICP-MS analysis of sulfides from the Sinongduo Ag-Pb-Zn deposit, Tibet: Insights into element incorporation mechanisms and ore genesis. Ore Geology Reviews, 106858. https://doi.org/10.1016/j.oregeorev.2025.106858 |  | CHN | Tibet
| Sinongduo |  | Epithermal | Epithermal | Epithermal Ag-Pb-Zn | Ag, Pb, Zn |  | Ag, Pb, Zn | Li et al., 2025 |  | BQ-26Py-04-3*-1 | BQ-26Py-04-3*-1 | drill core |  |  |  |  | ore material | drill core | drill core | mineral separate | [5 empty] | mineralisation |  |  |  | sphalerite, pyrite, galena | [6 empty] | quartz, chalcopyrite, calcite | major element determined by EPMA as internal standard to calibrate the LA-ICP-MS data such as Zn for sphalerite, Fe for pyrite, and Pb for galena | LA-ICPMS, EMPA | NWR 193 nm Ar F Excimer laser-ablation system interfaced with an i CAP RQ ICPMS | Guangzhou Tuoyan Analytical Technology Co., Ltd. in Guangzhou, China | 0.7 l/min He carrier gas, which was later mixed with 0.89 l/min Ar make-up gas. The laser was set at a fluence of 3.5 J/cm², operating at 6 Hz with a 30 μm spot size. Each analysis lasted 45 seconds, followed by a 40-second background measurement. | NIST SRM610, MASS-1, NIST SRM612, GE8 | [26 empty] | 30.08 | [53 empty] | 48.96 | [66 empty] | 2025 | Li, Z., Lang, X., Song, W., Li, H., Li, C., Ma, X. (2025). LA-ICP-MS analysis of sulfides from the Sinongduo Ag-Pb-Zn deposit, Tibet: Insights into element incorporation mechanisms and ore genesis. Ore Geology Reviews, 106858. https://doi.org/10.1016/j.oregeorev.2025.106858 |  | CHN | Tibet
| Shuiyingdong |  | Epithermal | Epithermal | Epithermal Ag-Pb-Zn | Ag, Pb, Zn |  | Ag, Pb, Zn | Li et al., 2025 |  | SYD-21Py-01-1 | SYD-21Py-01-1 | drill core |  |  |  |  | ore material | drill core | drill core | mineral separate | [5 empty] | mineralisation |  |  |  | sphalerite, pyrite, galena | [6 empty] | quartz, chalcopyrite, calcite | major element determined by EPMA as internal standard to calibrate the LA-ICP-MS data such as Zn for sphalerite, Fe for pyrite, and Pb for galena | LA-ICPMS, EMPA | NWR 193 nm Ar F Excimer laser-ablation system interfaced with an i CAP RQ ICPMS | Guangzhou Tuoyan Analytical Technology Co., Ltd. in Guangzhou, China | 0.7 l/min He carrier gas, which was later mixed with 0.89 l/min Ar make-up gas. The laser was set at a fluence of 3.5 J/cm², operating at 6 Hz with a 30 μm spot size. Each analysis lasted 45 seconds, followed by a 40-second background measurement. | NIST SRM610, MASS-1, NIST SRM612, GE8 | [26 empty] | 1.82 | [53 empty] | 15.06 | [66 empty] | 2025 | Li, Z., Lang, X., Song, W., Li, H., Li, C., Ma, X. (2025). LA-ICP-MS analysis of sulfides from the Sinongduo Ag-Pb-Zn deposit, Tibet: Insights into element incorporation mechanisms and ore genesis. Ore Geology Reviews, 106858. https://doi.org/10.1016/j.oregeorev.2025.106858 |  | CHN | Tibet
| Sinongduo |  | Epithermal | Epithermal | Epithermal Ag-Pb-Zn | Ag, Pb, Zn |  | Ag, Pb, Zn | Li et al., 2025 |  | SYD-21Py-02-1 | SYD-21Py-02-1 | drill core |  |  |  |  | ore material | drill core | drill core | mineral separate | [5 empty] | mineralisation |  |  |  | sphalerite, pyrite, galena | [6 empty] | quartz, chalcopyrite, calcite | major element determined by EPMA as internal standard to calibrate the LA-ICP-MS data such as Zn for sphalerite, Fe for pyrite, and Pb for galena | LA-ICPMS, EMPA | NWR 193 nm Ar F Excimer laser-ablation system interfaced with an i CAP RQ ICPMS | Guangzhou Tuoyan Analytical Technology Co., Ltd. in Guangzhou, China | 0.7 l/min He carrier gas, which was later mixed with 0.89 l/min Ar make-up gas. The laser was set at a fluence of 3.5 J/cm², operating at 6 Hz with a 30 μm spot size. Each analysis lasted 45 seconds, followed by a 40-second background measurement. | NIST SRM610, MASS-1, NIST SRM612, GE8 | [26 empty] | 2.53 | [53 empty] | 12.28 | [66 empty] | 2025 | Li, Z., Lang, X., Song, W., Li, H., Li, C., Ma, X. (2025). LA-ICP-MS analysis of sulfides from the Sinongduo Ag-Pb-Zn deposit, Tibet: Insights into element incorporation mechanisms and ore genesis. Ore Geology Reviews, 106858. https://doi.org/10.1016/j.oregeorev.2025.106858 |  | CHN | Tibet
| Sinongduo |  | Epithermal | Epithermal | Epithermal Ag-Pb-Zn | Ag, Pb, Zn |  | Ag, Pb, Zn | Li et al., 2025 |  | SYD-21Py-03-1-1 | SYD-21Py-03-1-1 | drill core |  |  |  |  | ore material | drill core | drill core | mineral separate | [5 empty] | mineralisation |  |  |  | sphalerite, pyrite, galena | [6 empty] | quartz, chalcopyrite, calcite | major element determined by EPMA as internal standard to calibrate the LA-ICP-MS data such as Zn for sphalerite, Fe for pyrite, and Pb for galena | LA-ICPMS, EMPA | NWR 193 nm Ar F Excimer laser-ablation system interfaced with an i CAP RQ ICPMS | Guangzhou Tuoyan Analytical Technology Co., Ltd. in Guangzhou, China | 0.7 l/min He carrier gas, which was later mixed with 0.89 l/min Ar make-up gas. The laser was set at a fluence of 3.5 J/cm², operating at 6 Hz with a 30 μm spot size. Each analysis lasted 45 seconds, followed by a 40-second background measurement. | NIST SRM610, MASS-1, NIST SRM612, GE8 | [26 empty] | 2.84 | [53 empty] | 19.71 | [66 empty] | 2025 | Li, Z., Lang, X., Song, W., Li, H., Li, C., Ma, X. (2025). LA-ICP-MS analysis of sulfides from the Sinongduo Ag-Pb-Zn deposit, Tibet: Insights into element incorporation mechanisms and ore genesis. Ore Geology Reviews, 106858. https://doi.org/10.1016/j.oregeorev.2025.106858 |  | CHN | Tibet
| Sinongduo |  | Epithermal | Epithermal | Epithermal Ag-Pb-Zn | Ag, Pb, Zn |  | Ag, Pb, Zn | Li et al., 2025 |  | SYD-21Py-03-2-1 | SYD-21Py-03-2-1 | drill core |  |  |  |  | ore material | drill core | drill core | mineral separate | [5 empty] | mineralisation |  |  |  | sphalerite, pyrite, galena | [6 empty] | quartz, chalcopyrite, calcite | major element determined by EPMA as internal standard to calibrate the LA-ICP-MS data such as Zn for sphalerite, Fe for pyrite, and Pb for galena | LA-ICPMS, EMPA | NWR 193 nm Ar F Excimer laser-ablation system interfaced with an i CAP RQ ICPMS | Guangzhou Tuoyan Analytical Technology Co., Ltd. in Guangzhou, China | 0.7 l/min He carrier gas, which was later mixed with 0.89 l/min Ar make-up gas. The laser was set at a fluence of 3.5 J/cm², operating at 6 Hz with a 30 μm spot size. Each analysis lasted 45 seconds, followed by a 40-second background measurement. | NIST SRM610, MASS-1, NIST SRM612, GE8 | [26 empty] | 12.25 | [53 empty] | 76.22 | [66 empty] | 2025 | Li, Z., Lang, X., Song, W., Li, H., Li, C., Ma, X. (2025). LA-ICP-MS analysis of sulfides from the Sinongduo Ag-Pb-Zn deposit, Tibet: Insights into element incorporation mechanisms and ore genesis. Ore Geology Reviews, 106858. https://doi.org/10.1016/j.oregeorev.2025.106858 |  | CHN | Tibet
| Sinongduo |  | Epithermal | Epithermal | Epithermal Ag-Pb-Zn | Ag, Pb, Zn |  | Ag, Pb, Zn | Li et al., 2025 |  | SYD-21Py-03-3-1 | SYD-21Py-03-3-1 | drill core |  |  |  |  | ore material | drill core | drill core | mineral separate | [5 empty] | mineralisation |  |  |  | sphalerite, pyrite, galena | [6 empty] | quartz, chalcopyrite, calcite | major element determined by EPMA as internal standard to calibrate the LA-ICP-MS data such as Zn for sphalerite, Fe for pyrite, and Pb for galena | LA-ICPMS, EMPA | NWR 193 nm Ar F Excimer laser-ablation system interfaced with an i CAP RQ ICPMS | Guangzhou Tuoyan Analytical Technology Co., Ltd. in Guangzhou, China | 0.7 l/min He carrier gas, which was later mixed with 0.89 l/min Ar make-up gas. The laser was set at a fluence of 3.5 J/cm², operating at 6 Hz with a 30 μm spot size. Each analysis lasted 45 seconds, followed by a 40-second background measurement. | NIST SRM610, MASS-1, NIST SRM612, GE8 | [26 empty] | 30.17 | [53 empty] | 159.3 | [66 empty] | 2025 | Li, Z., Lang, X., Song, W., Li, H., Li, C., Ma, X. (2025). LA-ICP-MS analysis of sulfides from the Sinongduo Ag-Pb-Zn deposit, Tibet: Insights into element incorporation mechanisms and ore genesis. Ore Geology Reviews, 106858. https://doi.org/10.1016/j.oregeorev.2025.106858 |  | CHN | Tibet
| Sinongduo |  | Epithermal | Epithermal | Epithermal Ag-Pb-Zn | Ag, Pb, Zn |  | Ag, Pb, Zn | Li et al., 2025 |  | SYD-31Py-01-1 | SYD-31Py-01-1 | drill core |  |  |  |  | ore material | drill core | drill core | mineral separate | [5 empty] | mineralisation |  |  |  | sphalerite, pyrite, galena | [6 empty] | quartz, chalcopyrite, calcite | major element determined by EPMA as internal standard to calibrate the LA-ICP-MS data such as Zn for sphalerite, Fe for pyrite, and Pb for galena | LA-ICPMS, EMPA | NWR 193 nm Ar F Excimer laser-ablation system interfaced with an i CAP RQ ICPMS | Guangzhou Tuoyan Analytical Technology Co., Ltd. in Guangzhou, China | 0.7 l/min He carrier gas, which was later mixed with 0.89 l/min Ar make-up gas. The laser was set at a fluence of 3.5 J/cm², operating at 6 Hz with a 30 μm spot size. Each analysis lasted 45 seconds, followed by a 40-second background measurement. | NIST SRM610, MASS-1, NIST SRM612, GE8 | [26 empty] | 7.93 | [53 empty] | 19.62 | [66 empty] | 2025 | Li, Z., Lang, X., Song, W., Li, H., Li, C., Ma, X. (2025). LA-ICP-MS analysis of sulfides from the Sinongduo Ag-Pb-Zn deposit, Tibet: Insights into element incorporation mechanisms and ore genesis. Ore Geology Reviews, 106858. https://doi.org/10.1016/j.oregeorev.2025.106858 |  | CHN | Tibet
| Sinongduo |  | Epithermal | Epithermal | Epithermal Ag-Pb-Zn | Ag, Pb, Zn |  | Ag, Pb, Zn | Li et al., 2025 |  | SYD-31Py-02-1 | SYD-31Py-02-1 | drill core |  |  |  |  | ore material | drill core | drill core | mineral separate | [5 empty] | mineralisation |  |  |  | sphalerite, pyrite, galena | [6 empty] | quartz, chalcopyrite, calcite | major element determined by EPMA as internal standard to calibrate the LA-ICP-MS data such as Zn for sphalerite, Fe for pyrite, and Pb for galena | LA-ICPMS, EMPA | NWR 193 nm Ar F Excimer laser-ablation system interfaced with an i CAP RQ ICPMS | Guangzhou Tuoyan Analytical Technology Co., Ltd. in Guangzhou, China | 0.7 l/min He carrier gas, which was later mixed with 0.89 l/min Ar make-up gas. The laser was set at a fluence of 3.5 J/cm², operating at 6 Hz with a 30 μm spot size. Each analysis lasted 45 seconds, followed by a 40-second background measurement. | NIST SRM610, MASS-1, NIST SRM612, GE8 | [26 empty] | 21.79 | [53 empty] | 48.81 | [66 empty] | 2025 | Li, Z., Lang, X., Song, W., Li, H., Li, C., Ma, X. (2025). LA-ICP-MS analysis of sulfides from the Sinongduo Ag-Pb-Zn deposit, Tibet: Insights into element incorporation mechanisms and ore genesis. Ore Geology Reviews, 106858. https://doi.org/10.1016/j.oregeorev.2025.106858 |  | CHN | Tibet
| Sinongduo |  | Epithermal | Epithermal | Epithermal Ag-Pb-Zn | Ag, Pb, Zn |  | Ag, Pb, Zn | Li et al., 2025 |  | SYD-31Py-03-1 | SYD-31Py-03-1 | drill core |  |  |  |  | ore material | drill core | drill core | mineral separate | [5 empty] | mineralisation |  |  |  | sphalerite, pyrite, galena | [6 empty] | quartz, chalcopyrite, calcite | major element determined by EPMA as internal standard to calibrate the LA-ICP-MS data such as Zn for sphalerite, Fe for pyrite, and Pb for galena | LA-ICPMS, EMPA | NWR 193 nm Ar F Excimer laser-ablation system interfaced with an i CAP RQ ICPMS | Guangzhou Tuoyan Analytical Technology Co., Ltd. in Guangzhou, China | 0.7 l/min He carrier gas, which was later mixed with 0.89 l/min Ar make-up gas. The laser was set at a fluence of 3.5 J/cm², operating at 6 Hz with a 30 μm spot size. Each analysis lasted 45 seconds, followed by a 40-second background measurement. | NIST SRM610, MASS-1, NIST SRM612, GE8 | [26 empty] | 37.2 | [53 empty] | 86.62 | [66 empty] | 2025 | Li, Z., Lang, X., Song, W., Li, H., Li, C., Ma, X. (2025). LA-ICP-MS analysis of sulfides from the Sinongduo Ag-Pb-Zn deposit, Tibet: Insights into element incorporation mechanisms and ore genesis. Ore Geology Reviews, 106858. https://doi.org/10.1016/j.oregeorev.2025.106858 |  | CHN | Tibet
| Sinongduo |  | Epithermal | Epithermal | Epithermal Ag-Pb-Zn | Ag, Pb, Zn |  | Ag, Pb, Zn | Li et al., 2025 |  | SYD-31Py-04-1 | SYD-31Py-04-1 | drill core |  |  |  |  | ore material | drill core | drill core | mineral separate | [5 empty] | mineralisation |  |  |  | sphalerite, pyrite, galena | [6 empty] | quartz, chalcopyrite, calcite | major element determined by EPMA as internal standard to calibrate the LA-ICP-MS data such as Zn for sphalerite, Fe for pyrite, and Pb for galena | LA-ICPMS, EMPA | NWR 193 nm Ar F Excimer laser-ablation system interfaced with an i CAP RQ ICPMS | Guangzhou Tuoyan Analytical Technology Co., Ltd. in Guangzhou, China | 0.7 l/min He carrier gas, which was later mixed with 0.89 l/min Ar make-up gas. The laser was set at a fluence of 3.5 J/cm², operating at 6 Hz with a 30 μm spot size. Each analysis lasted 45 seconds, followed by a 40-second background measurement. | NIST SRM610, MASS-1, NIST SRM612, GE8 | [26 empty] | 31.61 | [53 empty] | 59.93 | [66 empty] | 2025 | Li, Z., Lang, X., Song, W., Li, H., Li, C., Ma, X. (2025). LA-ICP-MS analysis of sulfides from the Sinongduo Ag-Pb-Zn deposit, Tibet: Insights into element incorporation mechanisms and ore genesis. Ore Geology Reviews, 106858. https://doi.org/10.1016/j.oregeorev.2025.106858 |  | CHN | Tibet
| Sinongduo |  | Epithermal | Epithermal | Epithermal Ag-Pb-Zn | Ag, Pb, Zn |  | Ag, Pb, Zn | Li et al., 2025 |  | SYD-31Py-05-1 | SYD-31Py-05-1 | drill core |  |  |  |  | ore material | drill core | drill core | mineral separate | [5 empty] | mineralisation |  |  |  | sphalerite, pyrite, galena | [6 empty] | quartz, chalcopyrite, calcite | major element determined by EPMA as internal standard to calibrate the LA-ICP-MS data such as Zn for sphalerite, Fe for pyrite, and Pb for galena | LA-ICPMS, EMPA | NWR 193 nm Ar F Excimer laser-ablation system interfaced with an i CAP RQ ICPMS | Guangzhou Tuoyan Analytical Technology Co., Ltd. in Guangzhou, China | 0.7 l/min He carrier gas, which was later mixed with 0.89 l/min Ar make-up gas. The laser was set at a fluence of 3.5 J/cm², operating at 6 Hz with a 30 μm spot size. Each analysis lasted 45 seconds, followed by a 40-second background measurement. | NIST SRM610, MASS-1, NIST SRM612, GE8 | [26 empty] | 93.46 | [53 empty] | 168.16 | [66 empty] | 2025 | Li, Z., Lang, X., Song, W., Li, H., Li, C., Ma, X. (2025). LA-ICP-MS analysis of sulfides from the Sinongduo Ag-Pb-Zn deposit, Tibet: Insights into element incorporation mechanisms and ore genesis. Ore Geology Reviews, 106858. https://doi.org/10.1016/j.oregeorev.2025.106858 |  | CHN | Tibet
| Sinongduo |  | Epithermal | Epithermal | Epithermal Ag-Pb-Zn | Ag, Pb, Zn |  | Ag, Pb, Zn | Li et al., 2025 |  | SJ72Q2-5-1 | SJ72Q2-5-1 | drill core |  |  |  |  | ore material | drill core | drill core | mineral separate | [5 empty] | mineralisation |  |  |  | sphalerite, pyrite, galena | [6 empty] | quartz, chalcopyrite, calcite | major element determined by EPMA as internal standard to calibrate the LA-ICP-MS data such as Zn for sphalerite, Fe for pyrite, and Pb for galena | LA-ICPMS, EMPA | NWR 193 nm Ar F Excimer laser-ablation system interfaced with an i CAP RQ ICPMS | Guangzhou Tuoyan Analytical Technology Co., Ltd. in Guangzhou, China | 0.7 l/min He carrier gas, which was later mixed with 0.89 l/min Ar make-up gas. The laser was set at a fluence of 3.5 J/cm², operating at 6 Hz with a 30 μm spot size. Each analysis lasted 45 seconds, followed by a 40-second background measurement. | NIST SRM610, MASS-1, NIST SRM612, GE8 | [26 empty] | 0.49 | [53 empty] | 0.18 | [66 empty] | 2025 | Li, Z., Lang, X., Song, W., Li, H., Li, C., Ma, X. (2025). LA-ICP-MS analysis of sulfides from the Sinongduo Ag-Pb-Zn deposit, Tibet: Insights into element incorporation mechanisms and ore genesis. Ore Geology Reviews, 106858. https://doi.org/10.1016/j.oregeorev.2025.106858 |  | CHN | Tibet
| Sinongduo |  | Epithermal | Epithermal | Epithermal Ag-Pb-Zn | Ag, Pb, Zn |  | Ag, Pb, Zn | Li et al., 2025 |  | SJ00Q1-5-1 | SJ00Q1-5-1 | drill core |  |  |  |  | ore material | drill core | drill core | mineral separate | [5 empty] | mineralisation |  |  |  | sphalerite, pyrite, galena | [6 empty] | quartz, chalcopyrite, calcite | major element determined by EPMA as internal standard to calibrate the LA-ICP-MS data such as Zn for sphalerite, Fe for pyrite, and Pb for galena | LA-ICPMS, EMPA | NWR 193 nm Ar F Excimer laser-ablation system interfaced with an i CAP RQ ICPMS | Guangzhou Tuoyan Analytical Technology Co., Ltd. in Guangzhou, China | 0.7 l/min He carrier gas, which was later mixed with 0.89 l/min Ar make-up gas. The laser was set at a fluence of 3.5 J/cm², operating at 6 Hz with a 30 μm spot size. Each analysis lasted 45 seconds, followed by a 40-second background measurement. | NIST SRM610, MASS-1, NIST SRM612, GE8 | [26 empty] | 1.1 | [53 empty] | 1.34 | [66 empty] | 2025 | Li, Z., Lang, X., Song, W., Li, H., Li, C., Ma, X. (2025). LA-ICP-MS analysis of sulfides from the Sinongduo Ag-Pb-Zn deposit, Tibet: Insights into element incorporation mechanisms and ore genesis. Ore Geology Reviews, 106858. https://doi.org/10.1016/j.oregeorev.2025.106858 |  | CHN | Tibet
| Sinongduo |  | Epithermal | Epithermal | Epithermal Ag-Pb-Zn | Ag, Pb, Zn |  | Ag, Pb, Zn | Li et al., 2025 |  | SJ00Q1-6-1 | SJ00Q1-6-1 | drill core |  |  |  |  | ore material | drill core | drill core | mineral separate | [5 empty] | mineralisation |  |  |  | sphalerite, pyrite, galena | [6 empty] | quartz, chalcopyrite, calcite | major element determined by EPMA as internal standard to calibrate the LA-ICP-MS data such as Zn for sphalerite, Fe for pyrite, and Pb for galena | LA-ICPMS, EMPA | NWR 193 nm Ar F Excimer laser-ablation system interfaced with an i CAP RQ ICPMS | Guangzhou Tuoyan Analytical Technology Co., Ltd. in Guangzhou, China | 0.7 l/min He carrier gas, which was later mixed with 0.89 l/min Ar make-up gas. The laser was set at a fluence of 3.5 J/cm², operating at 6 Hz with a 30 μm spot size. Each analysis lasted 45 seconds, followed by a 40-second background measurement. | NIST SRM610, MASS-1, NIST SRM612, GE8 | [26 empty] | 0.3 | [53 empty] | 0.19 | [66 empty] | 2025 | Li, Z., Lang, X., Song, W., Li, H., Li, C., Ma, X. (2025). LA-ICP-MS analysis of sulfides from the Sinongduo Ag-Pb-Zn deposit, Tibet: Insights into element incorporation mechanisms and ore genesis. Ore Geology Reviews, 106858. https://doi.org/10.1016/j.oregeorev.2025.106858 |  | CHN | Tibet
| Sinongduo |  | Epithermal | Epithermal | Epithermal Ag-Pb-Zn | Ag, Pb, Zn |  | Ag, Pb, Zn | Li et al., 2025 |  | SJ00Q3-1-1 | SJ00Q3-1-1 | drill core |  |  |  |  | ore material | drill core | drill core | mineral separate | [5 empty] | mineralisation |  |  |  | sphalerite, pyrite, galena | [6 empty] | quartz, chalcopyrite, calcite | major element determined by EPMA as internal standard to calibrate the LA-ICP-MS data such as Zn for sphalerite, Fe for pyrite, and Pb for galena | LA-ICPMS, EMPA | NWR 193 nm Ar F Excimer laser-ablation system interfaced with an i CAP RQ ICPMS | Guangzhou Tuoyan Analytical Technology Co., Ltd. in Guangzhou, China | 0.7 l/min He carrier gas, which was later mixed with 0.89 l/min Ar make-up gas. The laser was set at a fluence of 3.5 J/cm², operating at 6 Hz with a 30 μm spot size. Each analysis lasted 45 seconds, followed by a 40-second background measurement. | NIST SRM610, MASS-1, NIST SRM612, GE8 | [26 empty] | 2.49 | [53 empty] | 8.18 | [66 empty] | 2025 | Li, Z., Lang, X., Song, W., Li, H., Li, C., Ma, X. (2025). LA-ICP-MS analysis of sulfides from the Sinongduo Ag-Pb-Zn deposit, Tibet: Insights into element incorporation mechanisms and ore genesis. Ore Geology Reviews, 106858. https://doi.org/10.1016/j.oregeorev.2025.106858 |  | CHN | Tibet
| Sinongduo |  | Epithermal | Epithermal | Epithermal Ag-Pb-Zn | Ag, Pb, Zn |  | Ag, Pb, Zn | Li et al., 2025 |  | SJ00Q3-2-1 | SJ00Q3-2-1 | drill core |  |  |  |  | ore material | drill core | drill core | mineral separate | [5 empty] | mineralisation |  |  |  | sphalerite, pyrite, galena | [6 empty] | quartz, chalcopyrite, calcite | major element determined by EPMA as internal standard to calibrate the LA-ICP-MS data such as Zn for sphalerite, Fe for pyrite, and Pb for galena | LA-ICPMS, EMPA | NWR 193 nm Ar F Excimer laser-ablation system interfaced with an i CAP RQ ICPMS | Guangzhou Tuoyan Analytical Technology Co., Ltd. in Guangzhou, China | 0.7 l/min He carrier gas, which was later mixed with 0.89 l/min Ar make-up gas. The laser was set at a fluence of 3.5 J/cm², operating at 6 Hz with a 30 μm spot size. Each analysis lasted 45 seconds, followed by a 40-second background measurement. | NIST SRM610, MASS-1, NIST SRM612, GE8 | [26 empty] | 0.43 | [53 empty] | 1.51 | [66 empty] | 2025 | Li, Z., Lang, X., Song, W., Li, H., Li, C., Ma, X. (2025). LA-ICP-MS analysis of sulfides from the Sinongduo Ag-Pb-Zn deposit, Tibet: Insights into element incorporation mechanisms and ore genesis. Ore Geology Reviews, 106858. https://doi.org/10.1016/j.oregeorev.2025.106858 |  | CHN | Tibet
| Sinongduo |  | Epithermal | Epithermal | Epithermal Ag-Pb-Zn | Ag, Pb, Zn |  | Ag, Pb, Zn | Li et al., 2025 |  | SJ00Q3-3-1 | SJ00Q3-3-1 | drill core |  |  |  |  | ore material | drill core | drill core | mineral separate | [5 empty] | mineralisation |  |  |  | sphalerite, pyrite, galena | [6 empty] | quartz, chalcopyrite, calcite | major element determined by EPMA as internal standard to calibrate the LA-ICP-MS data such as Zn for sphalerite, Fe for pyrite, and Pb for galena | LA-ICPMS, EMPA | NWR 193 nm Ar F Excimer laser-ablation system interfaced with an i CAP RQ ICPMS | Guangzhou Tuoyan Analytical Technology Co., Ltd. in Guangzhou, China | 0.7 l/min He carrier gas, which was later mixed with 0.89 l/min Ar make-up gas. The laser was set at a fluence of 3.5 J/cm², operating at 6 Hz with a 30 μm spot size. Each analysis lasted 45 seconds, followed by a 40-second background measurement. | NIST SRM610, MASS-1, NIST SRM612, GE8 | [26 empty] | 8.44 | [53 empty] | 10.55 | [66 empty] | 2025 | Li, Z., Lang, X., Song, W., Li, H., Li, C., Ma, X. (2025). LA-ICP-MS analysis of sulfides from the Sinongduo Ag-Pb-Zn deposit, Tibet: Insights into element incorporation mechanisms and ore genesis. Ore Geology Reviews, 106858. https://doi.org/10.1016/j.oregeorev.2025.106858 |  | CHN | Tibet
| Sinongduo |  | Epithermal | Epithermal | Epithermal Ag-Pb-Zn | Ag, Pb, Zn |  | Ag, Pb, Zn | Li et al., 2025 |  | SJ33Q2-4-1 | SJ33Q2-4-1 | drill core |  |  |  |  | ore material | drill core | drill core | mineral separate | [5 empty] | mineralisation |  |  |  | sphalerite, pyrite, galena | [6 empty] | quartz, chalcopyrite, calcite | major element determined by EPMA as internal standard to calibrate the LA-ICP-MS data such as Zn for sphalerite, Fe for pyrite, and Pb for galena | LA-ICPMS, EMPA | NWR 193 nm Ar F Excimer laser-ablation system interfaced with an i CAP RQ ICPMS | Guangzhou Tuoyan Analytical Technology Co., Ltd. in Guangzhou, China | 0.7 l/min He carrier gas, which was later mixed with 0.89 l/min Ar make-up gas. The laser was set at a fluence of 3.5 J/cm², operating at 6 Hz with a 30 μm spot size. Each analysis lasted 45 seconds, followed by a 40-second background measurement. | NIST SRM610, MASS-1, NIST SRM612, GE8 | [26 empty] | 0.17 | [53 empty] | 1.49 | [66 empty] | 2025 | Li, Z., Lang, X., Song, W., Li, H., Li, C., Ma, X. (2025). LA-ICP-MS analysis of sulfides from the Sinongduo Ag-Pb-Zn deposit, Tibet: Insights into element incorporation mechanisms and ore genesis. Ore Geology Reviews, 106858. https://doi.org/10.1016/j.oregeorev.2025.106858 |  | CHN | Tibet
| Sinongduo |  | Epithermal | Epithermal | Epithermal Ag-Pb-Zn | Ag, Pb, Zn |  | Ag, Pb, Zn | Li et al., 2025 |  | SJ33Q3-3-1 | SJ33Q3-3-1 | drill core |  |  |  |  | ore material | drill core | drill core | mineral separate | [5 empty] | mineralisation |  |  |  | sphalerite, pyrite, galena | [6 empty] | quartz, chalcopyrite, calcite | major element determined by EPMA as internal standard to calibrate the LA-ICP-MS data such as Zn for sphalerite, Fe for pyrite, and Pb for galena | LA-ICPMS, EMPA | NWR 193 nm Ar F Excimer laser-ablation system interfaced with an i CAP RQ ICPMS | Guangzhou Tuoyan Analytical Technology Co., Ltd. in Guangzhou, China | 0.7 l/min He carrier gas, which was later mixed with 0.89 l/min Ar make-up gas. The laser was set at a fluence of 3.5 J/cm², operating at 6 Hz with a 30 μm spot size. Each analysis lasted 45 seconds, followed by a 40-second background measurement. | NIST SRM610, MASS-1, NIST SRM612, GE8 | [26 empty] | 1.78 | [53 empty] | 2.01 | [66 empty] | 2025 | Li, Z., Lang, X., Song, W., Li, H., Li, C., Ma, X. (2025). LA-ICP-MS analysis of sulfides from the Sinongduo Ag-Pb-Zn deposit, Tibet: Insights into element incorporation mechanisms and ore genesis. Ore Geology Reviews, 106858. https://doi.org/10.1016/j.oregeorev.2025.106858 |  | CHN | Tibet
| Sinongduo |  | Epithermal | Epithermal | Epithermal Ag-Pb-Zn | Ag, Pb, Zn |  | Ag, Pb, Zn | Li et al., 2025 |  | SJ33Q3-4-1 | SJ33Q3-4-1 | drill core |  |  |  |  | ore material | drill core | drill core | mineral separate | [5 empty] | mineralisation |  |  |  | sphalerite, pyrite, galena | [6 empty] | quartz, chalcopyrite, calcite | major element determined by EPMA as internal standard to calibrate the LA-ICP-MS data such as Zn for sphalerite, Fe for pyrite, and Pb for galena | LA-ICPMS, EMPA | NWR 193 nm Ar F Excimer laser-ablation system interfaced with an i CAP RQ ICPMS | Guangzhou Tuoyan Analytical Technology Co., Ltd. in Guangzhou, China | 0.7 l/min He carrier gas, which was later mixed with 0.89 l/min Ar make-up gas. The laser was set at a fluence of 3.5 J/cm², operating at 6 Hz with a 30 μm spot size. Each analysis lasted 45 seconds, followed by a 40-second background measurement. | NIST SRM610, MASS-1, NIST SRM612, GE8 | [26 empty] | 5.94 | [53 empty] | 230.89 | [66 empty] | 2025 | Li, Z., Lang, X., Song, W., Li, H., Li, C., Ma, X. (2025). LA-ICP-MS analysis of sulfides from the Sinongduo Ag-Pb-Zn deposit, Tibet: Insights into element incorporation mechanisms and ore genesis. Ore Geology Reviews, 106858. https://doi.org/10.1016/j.oregeorev.2025.106858 |  | CHN | Tibet
| Sinongduo |  | Epithermal | Epithermal | Epithermal Ag-Pb-Zn | Ag, Pb, Zn |  | Ag, Pb, Zn | Li et al., 2025 |  | SJ89Q3-2-1 | SJ89Q3-2-1 | drill core |  |  |  |  | ore material | drill core | drill core | mineral separate | [5 empty] | mineralisation |  |  |  | sphalerite, pyrite, galena | [6 empty] | quartz, chalcopyrite, calcite | major element determined by EPMA as internal standard to calibrate the LA-ICP-MS data such as Zn for sphalerite, Fe for pyrite, and Pb for galena | LA-ICPMS, EMPA | NWR 193 nm Ar F Excimer laser-ablation system interfaced with an i CAP RQ ICPMS | Guangzhou Tuoyan Analytical Technology Co., Ltd. in Guangzhou, China | 0.7 l/min He carrier gas, which was later mixed with 0.89 l/min Ar make-up gas. The laser was set at a fluence of 3.5 J/cm², operating at 6 Hz with a 30 μm spot size. Each analysis lasted 45 seconds, followed by a 40-second background measurement. | NIST SRM610, MASS-1, NIST SRM612, GE8 | [26 empty] | 0.05 | [53 empty] | 0.12 | [66 empty] | 2025 | Li, Z., Lang, X., Song, W., Li, H., Li, C., Ma, X. (2025). LA-ICP-MS analysis of sulfides from the Sinongduo Ag-Pb-Zn deposit, Tibet: Insights into element incorporation mechanisms and ore genesis. Ore Geology Reviews, 106858. https://doi.org/10.1016/j.oregeorev.2025.106858 |  | CHN | Tibet
| Sinongduo |  | Epithermal | Epithermal | Epithermal Ag-Pb-Zn | Ag, Pb, Zn |  | Ag, Pb, Zn | Li et al., 2025 |  | SJ89Q3-3-1 | SJ89Q3-3-1 | drill core |  |  |  |  | ore material | drill core | drill core | mineral separate | [5 empty] | mineralisation |  |  |  | sphalerite, pyrite, galena | [6 empty] | quartz, chalcopyrite, calcite | major element determined by EPMA as internal standard to calibrate the LA-ICP-MS data such as Zn for sphalerite, Fe for pyrite, and Pb for galena | LA-ICPMS, EMPA | NWR 193 nm Ar F Excimer laser-ablation system interfaced with an i CAP RQ ICPMS | Guangzhou Tuoyan Analytical Technology Co., Ltd. in Guangzhou, China | 0.7 l/min He carrier gas, which was later mixed with 0.89 l/min Ar make-up gas. The laser was set at a fluence of 3.5 J/cm², operating at 6 Hz with a 30 μm spot size. Each analysis lasted 45 seconds, followed by a 40-second background measurement. | NIST SRM610, MASS-1, NIST SRM612, GE8 | [26 empty] | 0.05 | [53 empty] | 0.13 | [66 empty] | 2025 | Li, Z., Lang, X., Song, W., Li, H., Li, C., Ma, X. (2025). LA-ICP-MS analysis of sulfides from the Sinongduo Ag-Pb-Zn deposit, Tibet: Insights into element incorporation mechanisms and ore genesis. Ore Geology Reviews, 106858. https://doi.org/10.1016/j.oregeorev.2025.106858 |  | CHN | Tibet
| Sinongduo |  | Epithermal | Epithermal | Epithermal Ag-Pb-Zn | Ag, Pb, Zn |  | Ag, Pb, Zn | Li et al., 2025 |  | BH221-1 | BH221-1 | drill core |  |  |  |  | ore material | drill core | drill core | mineral separate | [5 empty] | mineralisation |  |  |  | sphalerite, pyrite, galena | [6 empty] | quartz, chalcopyrite, calcite | major element determined by EPMA as internal standard to calibrate the LA-ICP-MS data such as Zn for sphalerite, Fe for pyrite, and Pb for galena | LA-ICPMS, EMPA | NWR 193 nm Ar F Excimer laser-ablation system interfaced with an i CAP RQ ICPMS | Guangzhou Tuoyan Analytical Technology Co., Ltd. in Guangzhou, China | 0.7 l/min He carrier gas, which was later mixed with 0.89 l/min Ar make-up gas. The laser was set at a fluence of 3.5 J/cm², operating at 6 Hz with a 30 μm spot size. Each analysis lasted 45 seconds, followed by a 40-second background measurement. | NIST SRM610, MASS-1, NIST SRM612, GE8 | 386 | [13 empty] | 36 | [17 empty] | 2.2 | [71 empty] | 198 | [42 empty] | 2025 | Li, Z., Lang, X., Song, W., Li, H., Li, C., Ma, X. (2025). LA-ICP-MS analysis of sulfides from the Sinongduo Ag-Pb-Zn deposit, Tibet: Insights into element incorporation mechanisms and ore genesis. Ore Geology Reviews, 106858. https://doi.org/10.1016/j.oregeorev.2025.106858 |  | CHN | Tibet
| Sinongduo |  | Epithermal | Epithermal | Epithermal Ag-Pb-Zn | Ag, Pb, Zn |  | Ag, Pb, Zn | Li et al., 2025 |  | BH233-1 | BH233-1 | drill core |  |  |  |  | ore material | drill core | drill core | mineral separate | [5 empty] | mineralisation |  |  |  | sphalerite, pyrite, galena | [6 empty] | quartz, chalcopyrite, calcite | major element determined by EPMA as internal standard to calibrate the LA-ICP-MS data such as Zn for sphalerite, Fe for pyrite, and Pb for galena | LA-ICPMS, EMPA | NWR 193 nm Ar F Excimer laser-ablation system interfaced with an i CAP RQ ICPMS | Guangzhou Tuoyan Analytical Technology Co., Ltd. in Guangzhou, China | 0.7 l/min He carrier gas, which was later mixed with 0.89 l/min Ar make-up gas. The laser was set at a fluence of 3.5 J/cm², operating at 6 Hz with a 30 μm spot size. Each analysis lasted 45 seconds, followed by a 40-second background measurement. | NIST SRM610, MASS-1, NIST SRM612, GE8 | 652 | [13 empty] | 172 | [17 empty] | 97 | [71 empty] | 973 | [42 empty] | 2025 | Li, Z., Lang, X., Song, W., Li, H., Li, C., Ma, X. (2025). LA-ICP-MS analysis of sulfides from the Sinongduo Ag-Pb-Zn deposit, Tibet: Insights into element incorporation mechanisms and ore genesis. Ore Geology Reviews, 106858. https://doi.org/10.1016/j.oregeorev.2025.106858 |  | CHN | Tibet
| Mt Isa Australia |  | Epithermal | Epithermal | Epithermal Ag-Pb-Zn | Ag, Pb, Zn |  | Ag, Pb, Zn | Li et al., 2025 |  | 5984B C1-1 | 5984B C1-1 | drill core |  |  |  |  | ore material | drill core | drill core | mineral separate | [5 empty] | mineralisation |  |  |  | sphalerite, pyrite, galena | [6 empty] | quartz, chalcopyrite, calcite | major element determined by EPMA as internal standard to calibrate the LA-ICP-MS data such as Zn for sphalerite, Fe for pyrite, and Pb for galena | LA-ICPMS, EMPA | NWR 193 nm Ar F Excimer laser-ablation system interfaced with an i CAP RQ ICPMS | Guangzhou Tuoyan Analytical Technology Co., Ltd. in Guangzhou, China | 0.7 l/min He carrier gas, which was later mixed with 0.89 l/min Ar make-up gas. The laser was set at a fluence of 3.5 J/cm², operating at 6 Hz with a 30 μm spot size. Each analysis lasted 45 seconds, followed by a 40-second background measurement. | NIST SRM610, MASS-1, NIST SRM612, GE8 | 870 | [13 empty] | 27 | [17 empty] | 3.3 | [71 empty] | 1200 | [42 empty] | 2025 | Li, Z., Lang, X., Song, W., Li, H., Li, C., Ma, X. (2025). LA-ICP-MS analysis of sulfides from the Sinongduo Ag-Pb-Zn deposit, Tibet: Insights into element incorporation mechanisms and ore genesis. Ore Geology Reviews, 106858. https://doi.org/10.1016/j.oregeorev.2025.106858 |  | CHN | Tibet
| Sinongduo |  | Epithermal | Epithermal | Epithermal Ag-Pb-Zn | Ag, Pb, Zn |  | Ag, Pb, Zn | Li et al., 2025 |  | 5984B C2-1 | 5984B C2-1 | drill core |  |  |  |  | ore material | drill core | drill core | mineral separate | [5 empty] | mineralisation |  |  |  | sphalerite, pyrite, galena | [6 empty] | quartz, chalcopyrite, calcite | major element determined by EPMA as internal standard to calibrate the LA-ICP-MS data such as Zn for sphalerite, Fe for pyrite, and Pb for galena | LA-ICPMS, EMPA | NWR 193 nm Ar F Excimer laser-ablation system interfaced with an i CAP RQ ICPMS | Guangzhou Tuoyan Analytical Technology Co., Ltd. in Guangzhou, China | 0.7 l/min He carrier gas, which was later mixed with 0.89 l/min Ar make-up gas. The laser was set at a fluence of 3.5 J/cm², operating at 6 Hz with a 30 μm spot size. Each analysis lasted 45 seconds, followed by a 40-second background measurement. | NIST SRM610, MASS-1, NIST SRM612, GE8 | 810 | [13 empty] | 20 | [17 empty] | 1.6 | [71 empty] | 1164 | [42 empty] | 2025 | Li, Z., Lang, X., Song, W., Li, H., Li, C., Ma, X. (2025). LA-ICP-MS analysis of sulfides from the Sinongduo Ag-Pb-Zn deposit, Tibet: Insights into element incorporation mechanisms and ore genesis. Ore Geology Reviews, 106858. https://doi.org/10.1016/j.oregeorev.2025.106858 |  | CHN | Tibet
| Sinongduo |  | Epithermal | Epithermal | Epithermal Ag-Pb-Zn | Ag, Pb, Zn |  | Ag, Pb, Zn | Li et al., 2025 |  | 5990 C1-1 | 5990 C1-1 | drill core |  |  |  |  | ore material | drill core | drill core | mineral separate | [5 empty] | mineralisation |  |  |  | sphalerite, pyrite, galena | [6 empty] | quartz, chalcopyrite, calcite | major element determined by EPMA as internal standard to calibrate the LA-ICP-MS data such as Zn for sphalerite, Fe for pyrite, and Pb for galena | LA-ICPMS, EMPA | NWR 193 nm Ar F Excimer laser-ablation system interfaced with an i CAP RQ ICPMS | Guangzhou Tuoyan Analytical Technology Co., Ltd. in Guangzhou, China | 0.7 l/min He carrier gas, which was later mixed with 0.89 l/min Ar make-up gas. The laser was set at a fluence of 3.5 J/cm², operating at 6 Hz with a 30 μm spot size. Each analysis lasted 45 seconds, followed by a 40-second background measurement. | NIST SRM610, MASS-1, NIST SRM612, GE8 | 1521 | [13 empty] | 13 | [17 empty] | 183 | [71 empty] | 1904 | [42 empty] | 2025 | Li, Z., Lang, X., Song, W., Li, H., Li, C., Ma, X. (2025). LA-ICP-MS analysis of sulfides from the Sinongduo Ag-Pb-Zn deposit, Tibet: Insights into element incorporation mechanisms and ore genesis. Ore Geology Reviews, 106858. https://doi.org/10.1016/j.oregeorev.2025.106858 |  | CHN | Tibet
| Elatsite Bulgaria |  | Epithermal | Epithermal | Epithermal Ag-Pb-Zn | Ag, Pb, Zn |  | Ag, Pb, Zn | Li et al., 2025 |  | ELS-157-1 | ELS-157-1 | drill core |  |  |  |  | ore material | drill core | drill core | mineral separate | [5 empty] | mineralisation |  |  |  | sphalerite, pyrite, galena | [6 empty] | quartz, chalcopyrite, calcite | major element determined by EPMA as internal standard to calibrate the LA-ICP-MS data such as Zn for sphalerite, Fe for pyrite, and Pb for galena | LA-ICPMS, EMPA | NWR 193 nm Ar F Excimer laser-ablation system interfaced with an i CAP RQ ICPMS | Guangzhou Tuoyan Analytical Technology Co., Ltd. in Guangzhou, China | 0.7 l/min He carrier gas, which was later mixed with 0.89 l/min Ar make-up gas. The laser was set at a fluence of 3.5 J/cm², operating at 6 Hz with a 30 μm spot size. Each analysis lasted 45 seconds, followed by a 40-second background measurement. | NIST SRM610, MASS-1, NIST SRM612, GE8 | 618 | [13 empty] | 1388 | [17 empty] | 442 | [71 empty] | 13 | [42 empty] | 2025 | Li, Z., Lang, X., Song, W., Li, H., Li, C., Ma, X. (2025). LA-ICP-MS analysis of sulfides from the Sinongduo Ag-Pb-Zn deposit, Tibet: Insights into element incorporation mechanisms and ore genesis. Ore Geology Reviews, 106858. https://doi.org/10.1016/j.oregeorev.2025.106858 |  | CHN | Tibet
| Sullivan Canada |  | Epithermal | Epithermal | Epithermal Ag-Pb-Zn | Ag, Pb, Zn |  | Ag, Pb, Zn | Li et al., 2025 |  | Sullivan-1 | Sullivan-1 | drill core |  |  |  |  | ore material | drill core | drill core | mineral separate | [5 empty] | mineralisation |  |  |  | sphalerite, pyrite, galena | [6 empty] | quartz, chalcopyrite, calcite | major element determined by EPMA as internal standard to calibrate the LA-ICP-MS data such as Zn for sphalerite, Fe for pyrite, and Pb for galena | LA-ICPMS, EMPA | NWR 193 nm Ar F Excimer laser-ablation system interfaced with an i CAP RQ ICPMS | Guangzhou Tuoyan Analytical Technology Co., Ltd. in Guangzhou, China | 0.7 l/min He carrier gas, which was later mixed with 0.89 l/min Ar make-up gas. The laser was set at a fluence of 3.5 J/cm², operating at 6 Hz with a 30 μm spot size. Each analysis lasted 45 seconds, followed by a 40-second background measurement. | NIST SRM610, MASS-1, NIST SRM612, GE8 | 805 | [13 empty] | 5.1 | [17 empty] | 25 | [71 empty] | 1109 | [42 empty] | 2025 | Li, Z., Lang, X., Song, W., Li, H., Li, C., Ma, X. (2025). LA-ICP-MS analysis of sulfides from the Sinongduo Ag-Pb-Zn deposit, Tibet: Insights into element incorporation mechanisms and ore genesis. Ore Geology Reviews, 106858. https://doi.org/10.1016/j.oregeorev.2025.106858 |  | CHN | Tibet
| Lega Dembi Ethiopia |  | Epithermal | Epithermal | Epithermal Ag-Pb-Zn | Ag, Pb, Zn |  | Ag, Pb, Zn | Li et al., 2025 |  | 7011 A-1 | 7011 A-1 | drill core |  |  |  |  | ore material | drill core | drill core | mineral separate | [5 empty] | mineralisation |  |  |  | sphalerite, pyrite, galena | [6 empty] | quartz, chalcopyrite, calcite | major element determined by EPMA as internal standard to calibrate the LA-ICP-MS data such as Zn for sphalerite, Fe for pyrite, and Pb for galena | LA-ICPMS, EMPA | NWR 193 nm Ar F Excimer laser-ablation system interfaced with an i CAP RQ ICPMS | Guangzhou Tuoyan Analytical Technology Co., Ltd. in Guangzhou, China | 0.7 l/min He carrier gas, which was later mixed with 0.89 l/min Ar make-up gas. The laser was set at a fluence of 3.5 J/cm², operating at 6 Hz with a 30 μm spot size. Each analysis lasted 45 seconds, followed by a 40-second background measurement. | NIST SRM610, MASS-1, NIST SRM612, GE8 | 188 | [13 empty] | 3.1 | [17 empty] | 45 | [71 empty] | 97 | [42 empty] | 2025 | Li, Z., Lang, X., Song, W., Li, H., Li, C., Ma, X. (2025). LA-ICP-MS analysis of sulfides from the Sinongduo Ag-Pb-Zn deposit, Tibet: Insights into element incorporation mechanisms and ore genesis. Ore Geology Reviews, 106858. https://doi.org/10.1016/j.oregeorev.2025.106858 |  | CHN | Tibet
| Bleikvassli |  | Epithermal | Epithermal | Epithermal Ag-Pb-Zn | Ag, Pb, Zn |  | Ag, Pb, Zn | Li et al., 2025 |  | V446-1 | V446-1 | drill core |  |  |  |  | ore material | drill core | drill core | mineral separate | [5 empty] | mineralisation |  |  |  | sphalerite, pyrite, galena | [6 empty] | quartz, chalcopyrite, calcite | major element determined by EPMA as internal standard to calibrate the LA-ICP-MS data such as Zn for sphalerite, Fe for pyrite, and Pb for galena | LA-ICPMS, EMPA | NWR 193 nm Ar F Excimer laser-ablation system interfaced with an i CAP RQ ICPMS | Guangzhou Tuoyan Analytical Technology Co., Ltd. in Guangzhou, China | 0.7 l/min He carrier gas, which was later mixed with 0.89 l/min Ar make-up gas. The laser was set at a fluence of 3.5 J/cm², operating at 6 Hz with a 30 μm spot size. Each analysis lasted 45 seconds, followed by a 40-second background measurement. | NIST SRM610, MASS-1, NIST SRM612, GE8 | 1176 | [13 empty] | 1158 | [17 empty] | 5.4 | [71 empty] | 1171 | [42 empty] | 2025 | Li, Z., Lang, X., Song, W., Li, H., Li, C., Ma, X. (2025). LA-ICP-MS analysis of sulfides from the Sinongduo Ag-Pb-Zn deposit, Tibet: Insights into element incorporation mechanisms and ore genesis. Ore Geology Reviews, 106858. https://doi.org/10.1016/j.oregeorev.2025.106858 |  | CHN | Tibet
| Sinongduo |  | Epithermal | Epithermal | Epithermal Ag-Pb-Zn | Ag, Pb, Zn |  | Ag, Pb, Zn | Li et al., 2025 |  | V538-1 | V538-1 | drill core |  |  |  |  | ore material | drill core | drill core | mineral separate | [5 empty] | mineralisation |  |  |  | sphalerite, pyrite, galena | [6 empty] | quartz, chalcopyrite, calcite | major element determined by EPMA as internal standard to calibrate the LA-ICP-MS data such as Zn for sphalerite, Fe for pyrite, and Pb for galena | LA-ICPMS, EMPA | NWR 193 nm Ar F Excimer laser-ablation system interfaced with an i CAP RQ ICPMS | Guangzhou Tuoyan Analytical Technology Co., Ltd. in Guangzhou, China | 0.7 l/min He carrier gas, which was later mixed with 0.89 l/min Ar make-up gas. The laser was set at a fluence of 3.5 J/cm², operating at 6 Hz with a 30 μm spot size. Each analysis lasted 45 seconds, followed by a 40-second background measurement. | NIST SRM610, MASS-1, NIST SRM612, GE8 | 1464 | [13 empty] | 1224 | [17 empty] | 5.4 | [71 empty] | 1659 | [42 empty] | 2025 | Li, Z., Lang, X., Song, W., Li, H., Li, C., Ma, X. (2025). LA-ICP-MS analysis of sulfides from the Sinongduo Ag-Pb-Zn deposit, Tibet: Insights into element incorporation mechanisms and ore genesis. Ore Geology Reviews, 106858. https://doi.org/10.1016/j.oregeorev.2025.106858 |  | CHN | Tibet
| Sinongduo |  | Epithermal | Epithermal | Epithermal Ag-Pb-Zn | Ag, Pb, Zn |  | Ag, Pb, Zn | Li et al., 2025 |  | V57-852-1 | V57-852-1 | drill core |  |  |  |  | ore material | drill core | drill core | mineral separate | [5 empty] | mineralisation |  |  |  | sphalerite, pyrite, galena | [6 empty] | quartz, chalcopyrite, calcite | major element determined by EPMA as internal standard to calibrate the LA-ICP-MS data such as Zn for sphalerite, Fe for pyrite, and Pb for galena | LA-ICPMS, EMPA | NWR 193 nm Ar F Excimer laser-ablation system interfaced with an i CAP RQ ICPMS | Guangzhou Tuoyan Analytical Technology Co., Ltd. in Guangzhou, China | 0.7 l/min He carrier gas, which was later mixed with 0.89 l/min Ar make-up gas. The laser was set at a fluence of 3.5 J/cm², operating at 6 Hz with a 30 μm spot size. Each analysis lasted 45 seconds, followed by a 40-second background measurement. | NIST SRM610, MASS-1, NIST SRM612, GE8 | 1204 | [13 empty] | 3278 | [17 empty] | 150 | [71 empty] | 494 | [42 empty] | 2025 | Li, Z., Lang, X., Song, W., Li, H., Li, C., Ma, X. (2025). LA-ICP-MS analysis of sulfides from the Sinongduo Ag-Pb-Zn deposit, Tibet: Insights into element incorporation mechanisms and ore genesis. Ore Geology Reviews, 106858. https://doi.org/10.1016/j.oregeorev.2025.106858 |  | CHN | Tibet
| Kapp Mineral Norway |  | Epithermal | Epithermal | Epithermal Ag-Pb-Zn | Ag, Pb, Zn |  | Ag, Pb, Zn | Li et al., 2025 |  | Kmi 2b-1 | Kmi 2b-1 | drill core |  |  |  |  | ore material | drill core | drill core | mineral separate | [5 empty] | mineralisation |  |  |  | sphalerite, pyrite, galena | [6 empty] | quartz, chalcopyrite, calcite | major element determined by EPMA as internal standard to calibrate the LA-ICP-MS data such as Zn for sphalerite, Fe for pyrite, and Pb for galena | LA-ICPMS, EMPA | NWR 193 nm Ar F Excimer laser-ablation system interfaced with an i CAP RQ ICPMS | Guangzhou Tuoyan Analytical Technology Co., Ltd. in Guangzhou, China | 0.7 l/min He carrier gas, which was later mixed with 0.89 l/min Ar make-up gas. The laser was set at a fluence of 3.5 J/cm², operating at 6 Hz with a 30 μm spot size. Each analysis lasted 45 seconds, followed by a 40-second background measurement. | NIST SRM610, MASS-1, NIST SRM612, GE8 | 125 | [13 empty] | 10 | [17 empty] | 3.8 | [71 empty] | 120 | [42 empty] | 2025 | Li, Z., Lang, X., Song, W., Li, H., Li, C., Ma, X. (2025). LA-ICP-MS analysis of sulfides from the Sinongduo Ag-Pb-Zn deposit, Tibet: Insights into element incorporation mechanisms and ore genesis. Ore Geology Reviews, 106858. https://doi.org/10.1016/j.oregeorev.2025.106858 |  | CHN | Tibet
| Mofjellet Norway |  | Epithermal | Epithermal | Epithermal Ag-Pb-Zn | Ag, Pb, Zn |  | Ag, Pb, Zn | Li et al., 2025 |  | Mo 2-1 | Mo 2-1 | drill core |  |  |  |  | ore material | drill core | drill core | mineral separate | [5 empty] | mineralisation |  |  |  | sphalerite, pyrite, galena | [6 empty] | quartz, chalcopyrite, calcite | major element determined by EPMA as internal standard to calibrate the LA-ICP-MS data such as Zn for sphalerite, Fe for pyrite, and Pb for galena | LA-ICPMS, EMPA | NWR 193 nm Ar F Excimer laser-ablation system interfaced with an i CAP RQ ICPMS | Guangzhou Tuoyan Analytical Technology Co., Ltd. in Guangzhou, China | 0.7 l/min He carrier gas, which was later mixed with 0.89 l/min Ar make-up gas. The laser was set at a fluence of 3.5 J/cm², operating at 6 Hz with a 30 μm spot size. Each analysis lasted 45 seconds, followed by a 40-second background measurement. | NIST SRM610, MASS-1, NIST SRM612, GE8 | 1151 | [13 empty] | 172 | [17 empty] | 2.5 | [71 empty] | 1450 | [42 empty] | 2025 | Li, Z., Lang, X., Song, W., Li, H., Li, C., Ma, X. (2025). LA-ICP-MS analysis of sulfides from the Sinongduo Ag-Pb-Zn deposit, Tibet: Insights into element incorporation mechanisms and ore genesis. Ore Geology Reviews, 106858. https://doi.org/10.1016/j.oregeorev.2025.106858 |  | CHN | Tibet
| Sinongduo |  | Epithermal | Epithermal | Epithermal Ag-Pb-Zn | Ag, Pb, Zn |  | Ag, Pb, Zn | Li et al., 2025 |  | Mo 5-1 | Mo 5-1 | drill core |  |  |  |  | ore material | drill core | drill core | mineral separate | [5 empty] | mineralisation |  |  |  | sphalerite, pyrite, galena | [6 empty] | quartz, chalcopyrite, calcite | major element determined by EPMA as internal standard to calibrate the LA-ICP-MS data such as Zn for sphalerite, Fe for pyrite, and Pb for galena | LA-ICPMS, EMPA | NWR 193 nm Ar F Excimer laser-ablation system interfaced with an i CAP RQ ICPMS | Guangzhou Tuoyan Analytical Technology Co., Ltd. in Guangzhou, China | 0.7 l/min He carrier gas, which was later mixed with 0.89 l/min Ar make-up gas. The laser was set at a fluence of 3.5 J/cm², operating at 6 Hz with a 30 μm spot size. Each analysis lasted 45 seconds, followed by a 40-second background measurement. | NIST SRM610, MASS-1, NIST SRM612, GE8 | 1531 | [13 empty] | 296 | [17 empty] | 12 | [71 empty] | 2309 | [42 empty] | 2025 | Li, Z., Lang, X., Song, W., Li, H., Li, C., Ma, X. (2025). LA-ICP-MS analysis of sulfides from the Sinongduo Ag-Pb-Zn deposit, Tibet: Insights into element incorporation mechanisms and ore genesis. Ore Geology Reviews, 106858. https://doi.org/10.1016/j.oregeorev.2025.106858 |  | CHN | Tibet
| Sinongduo |  | Epithermal | Epithermal | Epithermal Ag-Pb-Zn | Ag, Pb, Zn |  | Ag, Pb, Zn | Li et al., 2025 |  | Mo 11-1 | Mo 11-1 | drill core |  |  |  |  | ore material | drill core | drill core | mineral separate | [5 empty] | mineralisation |  |  |  | sphalerite, pyrite, galena | [6 empty] | quartz, chalcopyrite, calcite | major element determined by EPMA as internal standard to calibrate the LA-ICP-MS data such as Zn for sphalerite, Fe for pyrite, and Pb for galena | LA-ICPMS, EMPA | NWR 193 nm Ar F Excimer laser-ablation system interfaced with an i CAP RQ ICPMS | Guangzhou Tuoyan Analytical Technology Co., Ltd. in Guangzhou, China | 0.7 l/min He carrier gas, which was later mixed with 0.89 l/min Ar make-up gas. The laser was set at a fluence of 3.5 J/cm², operating at 6 Hz with a 30 μm spot size. Each analysis lasted 45 seconds, followed by a 40-second background measurement. | NIST SRM610, MASS-1, NIST SRM612, GE8 | 2981 | [13 empty] | 141 | [17 empty] | 13 | [71 empty] | 3518 | [42 empty] | 2025 | Li, Z., Lang, X., Song, W., Li, H., Li, C., Ma, X. (2025). LA-ICP-MS analysis of sulfides from the Sinongduo Ag-Pb-Zn deposit, Tibet: Insights into element incorporation mechanisms and ore genesis. Ore Geology Reviews, 106858. https://doi.org/10.1016/j.oregeorev.2025.106858 |  | CHN | Tibet
| Baita Bihor Romania |  | Epithermal | Epithermal | Epithermal Ag-Pb-Zn | Ag, Pb, Zn |  | Ag, Pb, Zn | Li et al., 2025 |  | BB55-1 | BB55-1 | drill core |  |  |  |  | ore material | drill core | drill core | mineral separate | [5 empty] | mineralisation |  |  |  | sphalerite, pyrite, galena | [6 empty] | quartz, chalcopyrite, calcite | major element determined by EPMA as internal standard to calibrate the LA-ICP-MS data such as Zn for sphalerite, Fe for pyrite, and Pb for galena | LA-ICPMS, EMPA | NWR 193 nm Ar F Excimer laser-ablation system interfaced with an i CAP RQ ICPMS | Guangzhou Tuoyan Analytical Technology Co., Ltd. in Guangzhou, China | 0.7 l/min He carrier gas, which was later mixed with 0.89 l/min Ar make-up gas. The laser was set at a fluence of 3.5 J/cm², operating at 6 Hz with a 30 μm spot size. Each analysis lasted 45 seconds, followed by a 40-second background measurement. | NIST SRM610, MASS-1, NIST SRM612, GE8 | 14928 | [13 empty] | 36453 | [17 empty] | 215 | [71 empty] | 10 | [42 empty] | 2025 | Li, Z., Lang, X., Song, W., Li, H., Li, C., Ma, X. (2025). LA-ICP-MS analysis of sulfides from the Sinongduo Ag-Pb-Zn deposit, Tibet: Insights into element incorporation mechanisms and ore genesis. Ore Geology Reviews, 106858. https://doi.org/10.1016/j.oregeorev.2025.106858 |  | CHN | Tibet
| Sinongduo |  | Epithermal | Epithermal | Epithermal Ag-Pb-Zn | Ag, Pb, Zn |  | Ag, Pb, Zn | Li et al., 2025 |  | BB158-1 | BB158-1 | drill core |  |  |  |  | ore material | drill core | drill core | mineral separate | [5 empty] | mineralisation |  |  |  | sphalerite, pyrite, galena | [6 empty] | quartz, chalcopyrite, calcite | major element determined by EPMA as internal standard to calibrate the LA-ICP-MS data such as Zn for sphalerite, Fe for pyrite, and Pb for galena | LA-ICPMS, EMPA | NWR 193 nm Ar F Excimer laser-ablation system interfaced with an i CAP RQ ICPMS | Guangzhou Tuoyan Analytical Technology Co., Ltd. in Guangzhou, China | 0.7 l/min He carrier gas, which was later mixed with 0.89 l/min Ar make-up gas. The laser was set at a fluence of 3.5 J/cm², operating at 6 Hz with a 30 μm spot size. Each analysis lasted 45 seconds, followed by a 40-second background measurement. | NIST SRM610, MASS-1, NIST SRM612, GE8 | 6057 | [13 empty] | 18079 | [17 empty] | 282 | [71 empty] | 1.2 | [42 empty] | 2025 | Li, Z., Lang, X., Song, W., Li, H., Li, C., Ma, X. (2025). LA-ICP-MS analysis of sulfides from the Sinongduo Ag-Pb-Zn deposit, Tibet: Insights into element incorporation mechanisms and ore genesis. Ore Geology Reviews, 106858. https://doi.org/10.1016/j.oregeorev.2025.106858 |  | CHN | Tibet
| Sinongduo |  | Epithermal | Epithermal | Epithermal Ag-Pb-Zn | Ag, Pb, Zn |  | Ag, Pb, Zn | Li et al., 2025 |  | BBH16AB-1 | BBH16AB-1 | drill core |  |  |  |  | ore material | drill core | drill core | mineral separate | [5 empty] | mineralisation |  |  |  | sphalerite, pyrite, galena | [6 empty] | quartz, chalcopyrite, calcite | major element determined by EPMA as internal standard to calibrate the LA-ICP-MS data such as Zn for sphalerite, Fe for pyrite, and Pb for galena | LA-ICPMS, EMPA | NWR 193 nm Ar F Excimer laser-ablation system interfaced with an i CAP RQ ICPMS | Guangzhou Tuoyan Analytical Technology Co., Ltd. in Guangzhou, China | 0.7 l/min He carrier gas, which was later mixed with 0.89 l/min Ar make-up gas. The laser was set at a fluence of 3.5 J/cm², operating at 6 Hz with a 30 μm spot size. Each analysis lasted 45 seconds, followed by a 40-second background measurement. | NIST SRM610, MASS-1, NIST SRM612, GE8 | 4528 | [13 empty] | 11155 | [17 empty] | 57 | [71 empty] | 14 | [42 empty] | 2025 | Li, Z., Lang, X., Song, W., Li, H., Li, C., Ma, X. (2025). LA-ICP-MS analysis of sulfides from the Sinongduo Ag-Pb-Zn deposit, Tibet: Insights into element incorporation mechanisms and ore genesis. Ore Geology Reviews, 106858. https://doi.org/10.1016/j.oregeorev.2025.106858 |  | CHN | Tibet
| Sinongduo |  | Epithermal | Epithermal | Epithermal Ag-Pb-Zn | Ag, Pb, Zn |  | Ag, Pb, Zn | Li et al., 2025 |  | BBH20-1 | BBH20-1 | drill core |  |  |  |  | ore material | drill core | drill core | mineral separate | [5 empty] | mineralisation |  |  |  | sphalerite, pyrite, galena | [6 empty] | quartz, chalcopyrite, calcite | major element determined by EPMA as internal standard to calibrate the LA-ICP-MS data such as Zn for sphalerite, Fe for pyrite, and Pb for galena | LA-ICPMS, EMPA | NWR 193 nm Ar F Excimer laser-ablation system interfaced with an i CAP RQ ICPMS | Guangzhou Tuoyan Analytical Technology Co., Ltd. in Guangzhou, China | 0.7 l/min He carrier gas, which was later mixed with 0.89 l/min Ar make-up gas. The laser was set at a fluence of 3.5 J/cm², operating at 6 Hz with a 30 μm spot size. Each analysis lasted 45 seconds, followed by a 40-second background measurement. | NIST SRM610, MASS-1, NIST SRM612, GE8 | 2820 | [13 empty] | 7978 | [17 empty] | 54 | [71 empty] | 2.7 | [42 empty] | 2025 | Li, Z., Lang, X., Song, W., Li, H., Li, C., Ma, X. (2025). LA-ICP-MS analysis of sulfides from the Sinongduo Ag-Pb-Zn deposit, Tibet: Insights into element incorporation mechanisms and ore genesis. Ore Geology Reviews, 106858. https://doi.org/10.1016/j.oregeorev.2025.106858 |  | CHN | Tibet
| Sinongduo |  | Epithermal | Epithermal | Epithermal Ag-Pb-Zn | Ag, Pb, Zn |  | Ag, Pb, Zn | Li et al., 2025 |  | BBH25-1 | BBH25-1 | drill core |  |  |  |  | ore material | drill core | drill core | mineral separate | [5 empty] | mineralisation |  |  |  | sphalerite, pyrite, galena | [6 empty] | quartz, chalcopyrite, calcite | major element determined by EPMA as internal standard to calibrate the LA-ICP-MS data such as Zn for sphalerite, Fe for pyrite, and Pb for galena | LA-ICPMS, EMPA | NWR 193 nm Ar F Excimer laser-ablation system interfaced with an i CAP RQ ICPMS | Guangzhou Tuoyan Analytical Technology Co., Ltd. in Guangzhou, China | 0.7 l/min He carrier gas, which was later mixed with 0.89 l/min Ar make-up gas. The laser was set at a fluence of 3.5 J/cm², operating at 6 Hz with a 30 μm spot size. Each analysis lasted 45 seconds, followed by a 40-second background measurement. | NIST SRM610, MASS-1, NIST SRM612, GE8 | 545 | [13 empty] | 918 | [17 empty] | 30 | [71 empty] | 14 | [42 empty] | 2025 | Li, Z., Lang, X., Song, W., Li, H., Li, C., Ma, X. (2025). LA-ICP-MS analysis of sulfides from the Sinongduo Ag-Pb-Zn deposit, Tibet: Insights into element incorporation mechanisms and ore genesis. Ore Geology Reviews, 106858. https://doi.org/10.1016/j.oregeorev.2025.106858 |  | CHN | Tibet
| Herja Romania |  | Epithermal | Epithermal | Epithermal Ag-Pb-Zn | Ag, Pb, Zn |  | Ag, Pb, Zn | Li et al., 2025 |  | Hj13-1 | Hj13-1 | drill core |  |  |  |  | ore material | drill core | drill core | mineral separate | [5 empty] | mineralisation |  |  |  | sphalerite, pyrite, galena | [6 empty] | quartz, chalcopyrite, calcite | major element determined by EPMA as internal standard to calibrate the LA-ICP-MS data such as Zn for sphalerite, Fe for pyrite, and Pb for galena | LA-ICPMS, EMPA | NWR 193 nm Ar F Excimer laser-ablation system interfaced with an i CAP RQ ICPMS | Guangzhou Tuoyan Analytical Technology Co., Ltd. in Guangzhou, China | 0.7 l/min He carrier gas, which was later mixed with 0.89 l/min Ar make-up gas. The laser was set at a fluence of 3.5 J/cm², operating at 6 Hz with a 30 μm spot size. Each analysis lasted 45 seconds, followed by a 40-second background measurement. | NIST SRM610, MASS-1, NIST SRM612, GE8 | 1896 | [13 empty] | 1054 | [17 empty] | 42 | [71 empty] | 225 | [42 empty] | 2025 | Li, Z., Lang, X., Song, W., Li, H., Li, C., Ma, X. (2025). LA-ICP-MS analysis of sulfides from the Sinongduo Ag-Pb-Zn deposit, Tibet: Insights into element incorporation mechanisms and ore genesis. Ore Geology Reviews, 106858. https://doi.org/10.1016/j.oregeorev.2025.106858 |  | CHN | Tibet
| Toroiaga Romania |  | Epithermal | Epithermal | Epithermal Ag-Pb-Zn | Ag, Pb, Zn |  | Ag, Pb, Zn | Li et al., 2025 |  | T1A-1 | T1A-1 | drill core |  |  |  |  | ore material | drill core | drill core | mineral separate | [5 empty] | mineralisation |  |  |  | sphalerite, pyrite, galena | [6 empty] | quartz, chalcopyrite, calcite | major element determined by EPMA as internal standard to calibrate the LA-ICP-MS data such as Zn for sphalerite, Fe for pyrite, and Pb for galena | LA-ICPMS, EMPA | NWR 193 nm Ar F Excimer laser-ablation system interfaced with an i CAP RQ ICPMS | Guangzhou Tuoyan Analytical Technology Co., Ltd. in Guangzhou, China | 0.7 l/min He carrier gas, which was later mixed with 0.89 l/min Ar make-up gas. The laser was set at a fluence of 3.5 J/cm², operating at 6 Hz with a 30 μm spot size. Each analysis lasted 45 seconds, followed by a 40-second background measurement. | NIST SRM610, MASS-1, NIST SRM612, GE8 | 3141 | [13 empty] | 2680 | [17 empty] | 345 | [71 empty] | 2192 | [42 empty] | 2025 | Li, Z., Lang, X., Song, W., Li, H., Li, C., Ma, X. (2025). LA-ICP-MS analysis of sulfides from the Sinongduo Ag-Pb-Zn deposit, Tibet: Insights into element incorporation mechanisms and ore genesis. Ore Geology Reviews, 106858. https://doi.org/10.1016/j.oregeorev.2025.106858 |  | CHN | Tibet
| Sinongduo |  | Epithermal | Epithermal | Epithermal Ag-Pb-Zn | Ag, Pb, Zn |  | Ag, Pb, Zn | Li et al., 2025 |  | TOR197-1 | TOR197-1 | drill core |  |  |  |  | ore material | drill core | drill core | mineral separate | [5 empty] | mineralisation |  |  |  | sphalerite, pyrite, galena | [6 empty] | quartz, chalcopyrite, calcite | major element determined by EPMA as internal standard to calibrate the LA-ICP-MS data such as Zn for sphalerite, Fe for pyrite, and Pb for galena | LA-ICPMS, EMPA | NWR 193 nm Ar F Excimer laser-ablation system interfaced with an i CAP RQ ICPMS | Guangzhou Tuoyan Analytical Technology Co., Ltd. in Guangzhou, China | 0.7 l/min He carrier gas, which was later mixed with 0.89 l/min Ar make-up gas. The laser was set at a fluence of 3.5 J/cm², operating at 6 Hz with a 30 μm spot size. Each analysis lasted 45 seconds, followed by a 40-second background measurement. | NIST SRM610, MASS-1, NIST SRM612, GE8 | 1185 | [13 empty] | 238 | [17 empty] | 296 | [71 empty] | 1274 | [42 empty] | 2025 | Li, Z., Lang, X., Song, W., Li, H., Li, C., Ma, X. (2025). LA-ICP-MS analysis of sulfides from the Sinongduo Ag-Pb-Zn deposit, Tibet: Insights into element incorporation mechanisms and ore genesis. Ore Geology Reviews, 106858. https://doi.org/10.1016/j.oregeorev.2025.106858 |  | CHN | Tibet
| Vorta Romania |  | Epithermal | Epithermal | Epithermal Ag-Pb-Zn | Ag, Pb, Zn |  | Ag, Pb, Zn | Li et al., 2025 |  | DM3-1 | DM3-1 | drill core |  |  |  |  | ore material | drill core | drill core | mineral separate | [5 empty] | mineralisation |  |  |  | sphalerite, pyrite, galena | [6 empty] | quartz, chalcopyrite, calcite | major element determined by EPMA as internal standard to calibrate the LA-ICP-MS data such as Zn for sphalerite, Fe for pyrite, and Pb for galena | LA-ICPMS, EMPA | NWR 193 nm Ar F Excimer laser-ablation system interfaced with an i CAP RQ ICPMS | Guangzhou Tuoyan Analytical Technology Co., Ltd. in Guangzhou, China | 0.7 l/min He carrier gas, which was later mixed with 0.89 l/min Ar make-up gas. The laser was set at a fluence of 3.5 J/cm², operating at 6 Hz with a 30 μm spot size. Each analysis lasted 45 seconds, followed by a 40-second background measurement. | NIST SRM610, MASS-1, NIST SRM612, GE8 | 274 | [13 empty] | 0.06 | [17 empty] | 43 | [71 empty] | 252 | [42 empty] | 2025 | Li, Z., Lang, X., Song, W., Li, H., Li, C., Ma, X. (2025). LA-ICP-MS analysis of sulfides from the Sinongduo Ag-Pb-Zn deposit, Tibet: Insights into element incorporation mechanisms and ore genesis. Ore Geology Reviews, 106858. https://doi.org/10.1016/j.oregeorev.2025.106858 |  | CHN | Tibet
| Sinongduo |  | Epithermal | Epithermal | Epithermal Ag-Pb-Zn | Ag, Pb, Zn |  | Ag, Pb, Zn | Li et al., 2025 |  | DMV99-22-1 | DMV99-22-1 | drill core |  |  |  |  | ore material | drill core | drill core | mineral separate | [5 empty] | mineralisation |  |  |  | sphalerite, pyrite, galena | [6 empty] | quartz, chalcopyrite, calcite | major element determined by EPMA as internal standard to calibrate the LA-ICP-MS data such as Zn for sphalerite, Fe for pyrite, and Pb for galena | LA-ICPMS, EMPA | NWR 193 nm Ar F Excimer laser-ablation system interfaced with an i CAP RQ ICPMS | Guangzhou Tuoyan Analytical Technology Co., Ltd. in Guangzhou, China | 0.7 l/min He carrier gas, which was later mixed with 0.89 l/min Ar make-up gas. The laser was set at a fluence of 3.5 J/cm², operating at 6 Hz with a 30 μm spot size. Each analysis lasted 45 seconds, followed by a 40-second background measurement. | NIST SRM610, MASS-1, NIST SRM612, GE8 | 134 | [13 empty] | 0.67 | [17 empty] | 797 | [71 empty] | 352 | [42 empty] | 2025 | Li, Z., Lang, X., Song, W., Li, H., Li, C., Ma, X. (2025). LA-ICP-MS analysis of sulfides from the Sinongduo Ag-Pb-Zn deposit, Tibet: Insights into element incorporation mechanisms and ore genesis. Ore Geology Reviews, 106858. https://doi.org/10.1016/j.oregeorev.2025.106858 |  | CHN | Tibet
| Kochbulak Uzbekistan |  | Epithermal | Epithermal | Epithermal Ag-Pb-Zn | Ag, Pb, Zn |  | Ag, Pb, Zn | Li et al., 2025 |  | 30-1 | 30-1 | drill core |  |  |  |  | ore material | drill core | drill core | mineral separate | [5 empty] | mineralisation |  |  |  | sphalerite, pyrite, galena | [6 empty] | quartz, chalcopyrite, calcite | major element determined by EPMA as internal standard to calibrate the LA-ICP-MS data such as Zn for sphalerite, Fe for pyrite, and Pb for galena | LA-ICPMS, EMPA | NWR 193 nm Ar F Excimer laser-ablation system interfaced with an i CAP RQ ICPMS | Guangzhou Tuoyan Analytical Technology Co., Ltd. in Guangzhou, China | 0.7 l/min He carrier gas, which was later mixed with 0.89 l/min Ar make-up gas. The laser was set at a fluence of 3.5 J/cm², operating at 6 Hz with a 30 μm spot size. Each analysis lasted 45 seconds, followed by a 40-second background measurement. | NIST SRM610, MASS-1, NIST SRM612, GE8 | 320 | [13 empty] | 172 | [17 empty] | 191 | [71 empty] | 550 | [42 empty] | 2025 | Li, Z., Lang, X., Song, W., Li, H., Li, C., Ma, X. (2025). LA-ICP-MS analysis of sulfides from the Sinongduo Ag-Pb-Zn deposit, Tibet: Insights into element incorporation mechanisms and ore genesis. Ore Geology Reviews, 106858. https://doi.org/10.1016/j.oregeorev.2025.106858 |  | CHN | Tibet
| Sinongduo |  | Epithermal | Epithermal | Epithermal Ag-Pb-Zn | Ag, Pb, Zn |  | Ag, Pb, Zn | Li et al., 2025 |  | 38-1 | 38-1 | drill core |  |  |  |  | ore material | drill core | drill core | mineral separate | [5 empty] | mineralisation |  |  |  | sphalerite, pyrite, galena | [6 empty] | quartz, chalcopyrite, calcite | major element determined by EPMA as internal standard to calibrate the LA-ICP-MS data such as Zn for sphalerite, Fe for pyrite, and Pb for galena | LA-ICPMS, EMPA | NWR 193 nm Ar F Excimer laser-ablation system interfaced with an i CAP RQ ICPMS | Guangzhou Tuoyan Analytical Technology Co., Ltd. in Guangzhou, China | 0.7 l/min He carrier gas, which was later mixed with 0.89 l/min Ar make-up gas. The laser was set at a fluence of 3.5 J/cm², operating at 6 Hz with a 30 μm spot size. Each analysis lasted 45 seconds, followed by a 40-second background measurement. | NIST SRM610, MASS-1, NIST SRM612, GE8 | 307 | [13 empty] | 76 | [17 empty] | 550 | [71 empty] | 683 | [42 empty] | 2025 | Li, Z., Lang, X., Song, W., Li, H., Li, C., Ma, X. (2025). LA-ICP-MS analysis of sulfides from the Sinongduo Ag-Pb-Zn deposit, Tibet: Insights into element incorporation mechanisms and ore genesis. Ore Geology Reviews, 106858. https://doi.org/10.1016/j.oregeorev.2025.106858 |  | CHN | Tibet
| Sinongduo |  | Epithermal | Epithermal | Epithermal Ag-Pb-Zn | Ag, Pb, Zn |  | Ag, Pb, Zn | Li et al., 2025 |  | 47-1 | 47-1 | drill core |  |  |  |  | ore material | drill core | drill core | mineral separate | [5 empty] | mineralisation |  |  |  | sphalerite, pyrite, galena | [6 empty] | quartz, chalcopyrite, calcite | major element determined by EPMA as internal standard to calibrate the LA-ICP-MS data such as Zn for sphalerite, Fe for pyrite, and Pb for galena | LA-ICPMS, EMPA | NWR 193 nm Ar F Excimer laser-ablation system interfaced with an i CAP RQ ICPMS | Guangzhou Tuoyan Analytical Technology Co., Ltd. in Guangzhou, China | 0.7 l/min He carrier gas, which was later mixed with 0.89 l/min Ar make-up gas. The laser was set at a fluence of 3.5 J/cm², operating at 6 Hz with a 30 μm spot size. Each analysis lasted 45 seconds, followed by a 40-second background measurement. | NIST SRM610, MASS-1, NIST SRM612, GE8 | 523 | [13 empty] | 0.77 | [17 empty] | 214 | [71 empty] | 951 | [42 empty] | 2025 | Li, Z., Lang, X., Song, W., Li, H., Li, C., Ma, X. (2025). LA-ICP-MS analysis of sulfides from the Sinongduo Ag-Pb-Zn deposit, Tibet: Insights into element incorporation mechanisms and ore genesis. Ore Geology Reviews, 106858. https://doi.org/10.1016/j.oregeorev.2025.106858 |  | CHN | Tibet
| Sinongduo |  | Epithermal | Epithermal | Epithermal Ag-Pb-Zn | Ag, Pb, Zn |  | Ag, Pb, Zn | Li et al., 2025 |  | HDH-5-Gn2-1 | HDH-5-Gn2-1 | drill core |  |  |  |  | ore material | drill core | drill core | mineral separate | [5 empty] | mineralisation |  |  |  | sphalerite, pyrite, galena | [6 empty] | quartz, chalcopyrite, calcite | major element determined by EPMA as internal standard to calibrate the LA-ICP-MS data such as Zn for sphalerite, Fe for pyrite, and Pb for galena | LA-ICPMS, EMPA | NWR 193 nm Ar F Excimer laser-ablation system interfaced with an i CAP RQ ICPMS | Guangzhou Tuoyan Analytical Technology Co., Ltd. in Guangzhou, China | 0.7 l/min He carrier gas, which was later mixed with 0.89 l/min Ar make-up gas. The laser was set at a fluence of 3.5 J/cm², operating at 6 Hz with a 30 μm spot size. Each analysis lasted 45 seconds, followed by a 40-second background measurement. | NIST SRM610, MASS-1, NIST SRM612, GE8 | 0.007268 | [13 empty] | 0.023937 | [17 empty] | 0.040475 | [71 empty] | 1.0666 | [42 empty] | 2025 | Li, Z., Lang, X., Song, W., Li, H., Li, C., Ma, X. (2025). LA-ICP-MS analysis of sulfides from the Sinongduo Ag-Pb-Zn deposit, Tibet: Insights into element incorporation mechanisms and ore genesis. Ore Geology Reviews, 106858. https://doi.org/10.1016/j.oregeorev.2025.106858 |  | CHN | Tibet
| Sinongduo |  | Epithermal | Epithermal | Epithermal Ag-Pb-Zn | Ag, Pb, Zn |  | Ag, Pb, Zn | Li et al., 2025 |  | HDH-5-Gn3-1 | HDH-5-Gn3-1 | drill core |  |  |  |  | ore material | drill core | drill core | mineral separate | [5 empty] | mineralisation |  |  |  | sphalerite, pyrite, galena | [6 empty] | quartz, chalcopyrite, calcite | major element determined by EPMA as internal standard to calibrate the LA-ICP-MS data such as Zn for sphalerite, Fe for pyrite, and Pb for galena | LA-ICPMS, EMPA | NWR 193 nm Ar F Excimer laser-ablation system interfaced with an i CAP RQ ICPMS | Guangzhou Tuoyan Analytical Technology Co., Ltd. in Guangzhou, China | 0.7 l/min He carrier gas, which was later mixed with 0.89 l/min Ar make-up gas. The laser was set at a fluence of 3.5 J/cm², operating at 6 Hz with a 30 μm spot size. Each analysis lasted 45 seconds, followed by a 40-second background measurement. | NIST SRM610, MASS-1, NIST SRM612, GE8 | 0.010205 | [13 empty] | 0.073946 | [17 empty] | 0.059193 | [71 empty] | 16.6456 | [42 empty] | 2025 | Li, Z., Lang, X., Song, W., Li, H., Li, C., Ma, X. (2025). LA-ICP-MS analysis of sulfides from the Sinongduo Ag-Pb-Zn deposit, Tibet: Insights into element incorporation mechanisms and ore genesis. Ore Geology Reviews, 106858. https://doi.org/10.1016/j.oregeorev.2025.106858 |  | CHN | Tibet
| Sinongduo |  | Epithermal | Epithermal | Epithermal Ag-Pb-Zn | Ag, Pb, Zn |  | Ag, Pb, Zn | Li et al., 2025 |  | HDH-5-Gn4-1 | HDH-5-Gn4-1 | drill core |  |  |  |  | ore material | drill core | drill core | mineral separate | [5 empty] | mineralisation |  |  |  | sphalerite, pyrite, galena | [6 empty] | quartz, chalcopyrite, calcite | major element determined by EPMA as internal standard to calibrate the LA-ICP-MS data such as Zn for sphalerite, Fe for pyrite, and Pb for galena | LA-ICPMS, EMPA | NWR 193 nm Ar F Excimer laser-ablation system interfaced with an i CAP RQ ICPMS | Guangzhou Tuoyan Analytical Technology Co., Ltd. in Guangzhou, China | 0.7 l/min He carrier gas, which was later mixed with 0.89 l/min Ar make-up gas. The laser was set at a fluence of 3.5 J/cm², operating at 6 Hz with a 30 μm spot size. Each analysis lasted 45 seconds, followed by a 40-second background measurement. | NIST SRM610, MASS-1, NIST SRM612, GE8 | 0.0185 | [13 empty] | 0.024718 | [17 empty] | 0.0838 | [71 empty] | 0.80796 | [42 empty] | 2025 | Li, Z., Lang, X., Song, W., Li, H., Li, C., Ma, X. (2025). LA-ICP-MS analysis of sulfides from the Sinongduo Ag-Pb-Zn deposit, Tibet: Insights into element incorporation mechanisms and ore genesis. Ore Geology Reviews, 106858. https://doi.org/10.1016/j.oregeorev.2025.106858 |  | CHN | Tibet
| Sinongduo |  | Epithermal | Epithermal | Epithermal Ag-Pb-Zn | Ag, Pb, Zn |  | Ag, Pb, Zn | Li et al., 2025 |  | HDH-5-Gn5-1 | HDH-5-Gn5-1 | drill core |  |  |  |  | ore material | drill core | drill core | mineral separate | [5 empty] | mineralisation |  |  |  | sphalerite, pyrite, galena | [6 empty] | quartz, chalcopyrite, calcite | major element determined by EPMA as internal standard to calibrate the LA-ICP-MS data such as Zn for sphalerite, Fe for pyrite, and Pb for galena | LA-ICPMS, EMPA | NWR 193 nm Ar F Excimer laser-ablation system interfaced with an i CAP RQ ICPMS | Guangzhou Tuoyan Analytical Technology Co., Ltd. in Guangzhou, China | 0.7 l/min He carrier gas, which was later mixed with 0.89 l/min Ar make-up gas. The laser was set at a fluence of 3.5 J/cm², operating at 6 Hz with a 30 μm spot size. Each analysis lasted 45 seconds, followed by a 40-second background measurement. | NIST SRM610, MASS-1, NIST SRM612, GE8 | 0.0144 | [13 empty] | 0.024806 | [17 empty] | 0.0538 | [71 empty] | 1.5062 | [42 empty] | 2025 | Li, Z., Lang, X., Song, W., Li, H., Li, C., Ma, X. (2025). LA-ICP-MS analysis of sulfides from the Sinongduo Ag-Pb-Zn deposit, Tibet: Insights into element incorporation mechanisms and ore genesis. Ore Geology Reviews, 106858. https://doi.org/10.1016/j.oregeorev.2025.106858 |  | CHN | Tibet
| Sinongduo |  | Epithermal | Epithermal | Epithermal Ag-Pb-Zn | Ag, Pb, Zn |  | Ag, Pb, Zn | Li et al., 2025 |  | HDH-5-Gn6-1 | HDH-5-Gn6-1 | drill core |  |  |  |  | ore material | drill core | drill core | mineral separate | [5 empty] | mineralisation |  |  |  | sphalerite, pyrite, galena | [6 empty] | quartz, chalcopyrite, calcite | major element determined by EPMA as internal standard to calibrate the LA-ICP-MS data such as Zn for sphalerite, Fe for pyrite, and Pb for galena | LA-ICPMS, EMPA | NWR 193 nm Ar F Excimer laser-ablation system interfaced with an i CAP RQ ICPMS | Guangzhou Tuoyan Analytical Technology Co., Ltd. in Guangzhou, China | 0.7 l/min He carrier gas, which was later mixed with 0.89 l/min Ar make-up gas. The laser was set at a fluence of 3.5 J/cm², operating at 6 Hz with a 30 μm spot size. Each analysis lasted 45 seconds, followed by a 40-second background measurement. | NIST SRM610, MASS-1, NIST SRM612, GE8 | 0.003585 | [13 empty] | 0.040215 | [17 empty] | 0.0632 | [71 empty] | 1.3937 | [42 empty] | 2025 | Li, Z., Lang, X., Song, W., Li, H., Li, C., Ma, X. (2025). LA-ICP-MS analysis of sulfides from the Sinongduo Ag-Pb-Zn deposit, Tibet: Insights into element incorporation mechanisms and ore genesis. Ore Geology Reviews, 106858. https://doi.org/10.1016/j.oregeorev.2025.106858 |  | CHN | Tibet
| Sinongduo |  | Epithermal | Epithermal | Epithermal Ag-Pb-Zn | Ag, Pb, Zn |  | Ag, Pb, Zn | Li et al., 2025 |  | HDH-5-Gn7-1 | HDH-5-Gn7-1 | drill core |  |  |  |  | ore material | drill core | drill core | mineral separate | [5 empty] | mineralisation |  |  |  | sphalerite, pyrite, galena | [6 empty] | quartz, chalcopyrite, calcite | major element determined by EPMA as internal standard to calibrate the LA-ICP-MS data such as Zn for sphalerite, Fe for pyrite, and Pb for galena | LA-ICPMS, EMPA | NWR 193 nm Ar F Excimer laser-ablation system interfaced with an i CAP RQ ICPMS | Guangzhou Tuoyan Analytical Technology Co., Ltd. in Guangzhou, China | 0.7 l/min He carrier gas, which was later mixed with 0.89 l/min Ar make-up gas. The laser was set at a fluence of 3.5 J/cm², operating at 6 Hz with a 30 μm spot size. Each analysis lasted 45 seconds, followed by a 40-second background measurement. | NIST SRM610, MASS-1, NIST SRM612, GE8 | 0.0136 | [13 empty] | 0.43611 | [17 empty] | 0.0799 | [71 empty] | 0.56369 | [42 empty] | 2025 | Li, Z., Lang, X., Song, W., Li, H., Li, C., Ma, X. (2025). LA-ICP-MS analysis of sulfides from the Sinongduo Ag-Pb-Zn deposit, Tibet: Insights into element incorporation mechanisms and ore genesis. Ore Geology Reviews, 106858. https://doi.org/10.1016/j.oregeorev.2025.106858 |  | CHN | Tibet
| Sinongduo |  | Epithermal | Epithermal | Epithermal Ag-Pb-Zn | Ag, Pb, Zn |  | Ag, Pb, Zn | Li et al., 2025 |  | HDH-5-Gn8-1 | HDH-5-Gn8-1 | drill core |  |  |  |  | ore material | drill core | drill core | mineral separate | [5 empty] | mineralisation |  |  |  | sphalerite, pyrite, galena | [6 empty] | quartz, chalcopyrite, calcite | major element determined by EPMA as internal standard to calibrate the LA-ICP-MS data such as Zn for sphalerite, Fe for pyrite, and Pb for galena | LA-ICPMS, EMPA | NWR 193 nm Ar F Excimer laser-ablation system interfaced with an i CAP RQ ICPMS | Guangzhou Tuoyan Analytical Technology Co., Ltd. in Guangzhou, China | 0.7 l/min He carrier gas, which was later mixed with 0.89 l/min Ar make-up gas. The laser was set at a fluence of 3.5 J/cm², operating at 6 Hz with a 30 μm spot size. Each analysis lasted 45 seconds, followed by a 40-second background measurement. | NIST SRM610, MASS-1, NIST SRM612, GE8 | 0.0105 | [13 empty] | 0.027683 | [17 empty] | 0.0582 | [71 empty] | 3.9052 | [42 empty] | 2025 | Li, Z., Lang, X., Song, W., Li, H., Li, C., Ma, X. (2025). LA-ICP-MS analysis of sulfides from the Sinongduo Ag-Pb-Zn deposit, Tibet: Insights into element incorporation mechanisms and ore genesis. Ore Geology Reviews, 106858. https://doi.org/10.1016/j.oregeorev.2025.106858 |  | CHN | Tibet
| Sinongduo |  | Epithermal | Epithermal | Epithermal Ag-Pb-Zn | Ag, Pb, Zn |  | Ag, Pb, Zn | Li et al., 2025 |  | HDH-16-Gn1-1 | HDH-16-Gn1-1 | drill core |  |  |  |  | ore material | drill core | drill core | mineral separate | [5 empty] | mineralisation |  |  |  | sphalerite, pyrite, galena | [6 empty] | quartz, chalcopyrite, calcite | major element determined by EPMA as internal standard to calibrate the LA-ICP-MS data such as Zn for sphalerite, Fe for pyrite, and Pb for galena | LA-ICPMS, EMPA | NWR 193 nm Ar F Excimer laser-ablation system interfaced with an i CAP RQ ICPMS | Guangzhou Tuoyan Analytical Technology Co., Ltd. in Guangzhou, China | 0.7 l/min He carrier gas, which was later mixed with 0.89 l/min Ar make-up gas. The laser was set at a fluence of 3.5 J/cm², operating at 6 Hz with a 30 μm spot size. Each analysis lasted 45 seconds, followed by a 40-second background measurement. | NIST SRM610, MASS-1, NIST SRM612, GE8 | 0.006556 | [13 empty] | 0.077765 | [17 empty] | 0.095 | [71 empty] | 0.19311 | [42 empty] | 2025 | Li, Z., Lang, X., Song, W., Li, H., Li, C., Ma, X. (2025). LA-ICP-MS analysis of sulfides from the Sinongduo Ag-Pb-Zn deposit, Tibet: Insights into element incorporation mechanisms and ore genesis. Ore Geology Reviews, 106858. https://doi.org/10.1016/j.oregeorev.2025.106858 |  | CHN | Tibet
| Sinongduo |  | Epithermal | Epithermal | Epithermal Ag-Pb-Zn | Ag, Pb, Zn |  | Ag, Pb, Zn | Li et al., 2025 |  | HDH-16-Gn2-1 | HDH-16-Gn2-1 | drill core |  |  |  |  | ore material | drill core | drill core | mineral separate | [5 empty] | mineralisation |  |  |  | sphalerite, pyrite, galena | [6 empty] | quartz, chalcopyrite, calcite | major element determined by EPMA as internal standard to calibrate the LA-ICP-MS data such as Zn for sphalerite, Fe for pyrite, and Pb for galena | LA-ICPMS, EMPA | NWR 193 nm Ar F Excimer laser-ablation system interfaced with an i CAP RQ ICPMS | Guangzhou Tuoyan Analytical Technology Co., Ltd. in Guangzhou, China | 0.7 l/min He carrier gas, which was later mixed with 0.89 l/min Ar make-up gas. The laser was set at a fluence of 3.5 J/cm², operating at 6 Hz with a 30 μm spot size. Each analysis lasted 45 seconds, followed by a 40-second background measurement. | NIST SRM610, MASS-1, NIST SRM612, GE8 | 0.0303 | [13 empty] | 0.12893 | [17 empty] | 0.25042 | [71 empty] | 0.14814 | [42 empty] | 2025 | Li, Z., Lang, X., Song, W., Li, H., Li, C., Ma, X. (2025). LA-ICP-MS analysis of sulfides from the Sinongduo Ag-Pb-Zn deposit, Tibet: Insights into element incorporation mechanisms and ore genesis. Ore Geology Reviews, 106858. https://doi.org/10.1016/j.oregeorev.2025.106858 |  | CHN | Tibet
| Sinongduo |  | Epithermal | Epithermal | Epithermal Ag-Pb-Zn | Ag, Pb, Zn |  | Ag, Pb, Zn | Li et al., 2025 |  | HDH-16-Gn3-1 | HDH-16-Gn3-1 | drill core |  |  |  |  | ore material | drill core | drill core | mineral separate | [5 empty] | mineralisation |  |  |  | sphalerite, pyrite, galena | [6 empty] | quartz, chalcopyrite, calcite | major element determined by EPMA as internal standard to calibrate the LA-ICP-MS data such as Zn for sphalerite, Fe for pyrite, and Pb for galena | LA-ICPMS, EMPA | NWR 193 nm Ar F Excimer laser-ablation system interfaced with an i CAP RQ ICPMS | Guangzhou Tuoyan Analytical Technology Co., Ltd. in Guangzhou, China | 0.7 l/min He carrier gas, which was later mixed with 0.89 l/min Ar make-up gas. The laser was set at a fluence of 3.5 J/cm², operating at 6 Hz with a 30 μm spot size. Each analysis lasted 45 seconds, followed by a 40-second background measurement. | NIST SRM610, MASS-1, NIST SRM612, GE8 | 0.0131 | [13 empty] | 0.033465 | [17 empty] | 0.15527 | [71 empty] | 0.0593 | [42 empty] | 2025 | Li, Z., Lang, X., Song, W., Li, H., Li, C., Ma, X. (2025). LA-ICP-MS analysis of sulfides from the Sinongduo Ag-Pb-Zn deposit, Tibet: Insights into element incorporation mechanisms and ore genesis. Ore Geology Reviews, 106858. https://doi.org/10.1016/j.oregeorev.2025.106858 |  | CHN | Tibet
| Sinongduo |  | Epithermal | Epithermal | Epithermal Ag-Pb-Zn | Ag, Pb, Zn |  | Ag, Pb, Zn | Li et al., 2025 |  | HDH-16-Gn4-1 | HDH-16-Gn4-1 | drill core |  |  |  |  | ore material | drill core | drill core | mineral separate | [5 empty] | mineralisation |  |  |  | sphalerite, pyrite, galena | [6 empty] | quartz, chalcopyrite, calcite | major element determined by EPMA as internal standard to calibrate the LA-ICP-MS data such as Zn for sphalerite, Fe for pyrite, and Pb for galena | LA-ICPMS, EMPA | NWR 193 nm Ar F Excimer laser-ablation system interfaced with an i CAP RQ ICPMS | Guangzhou Tuoyan Analytical Technology Co., Ltd. in Guangzhou, China | 0.7 l/min He carrier gas, which was later mixed with 0.89 l/min Ar make-up gas. The laser was set at a fluence of 3.5 J/cm², operating at 6 Hz with a 30 μm spot size. Each analysis lasted 45 seconds, followed by a 40-second background measurement. | NIST SRM610, MASS-1, NIST SRM612, GE8 | 0.0111 | [13 empty] | 0.061311 | [17 empty] | 0.0538 | [71 empty] | 0.19123 | [42 empty] | 2025 | Li, Z., Lang, X., Song, W., Li, H., Li, C., Ma, X. (2025). LA-ICP-MS analysis of sulfides from the Sinongduo Ag-Pb-Zn deposit, Tibet: Insights into element incorporation mechanisms and ore genesis. Ore Geology Reviews, 106858. https://doi.org/10.1016/j.oregeorev.2025.106858 |  | CHN | Tibet
| Sinongduo |  | Epithermal | Epithermal | Epithermal Ag-Pb-Zn | Ag, Pb, Zn |  | Ag, Pb, Zn | Li et al., 2025 |  | HDH-16-Gn5-1 | HDH-16-Gn5-1 | drill core |  |  |  |  | ore material | drill core | drill core | mineral separate | [5 empty] | mineralisation |  |  |  | sphalerite, pyrite, galena | [6 empty] | quartz, chalcopyrite, calcite | major element determined by EPMA as internal standard to calibrate the LA-ICP-MS data such as Zn for sphalerite, Fe for pyrite, and Pb for galena | LA-ICPMS, EMPA | NWR 193 nm Ar F Excimer laser-ablation system interfaced with an i CAP RQ ICPMS | Guangzhou Tuoyan Analytical Technology Co., Ltd. in Guangzhou, China | 0.7 l/min He carrier gas, which was later mixed with 0.89 l/min Ar make-up gas. The laser was set at a fluence of 3.5 J/cm², operating at 6 Hz with a 30 μm spot size. Each analysis lasted 45 seconds, followed by a 40-second background measurement. | NIST SRM610, MASS-1, NIST SRM612, GE8 | 0.003547 | [13 empty] | 0.37372 | [17 empty] | 0.054264 | [71 empty] | 0.25078 | [42 empty] | 2025 | Li, Z., Lang, X., Song, W., Li, H., Li, C., Ma, X. (2025). LA-ICP-MS analysis of sulfides from the Sinongduo Ag-Pb-Zn deposit, Tibet: Insights into element incorporation mechanisms and ore genesis. Ore Geology Reviews, 106858. https://doi.org/10.1016/j.oregeorev.2025.106858 |  | CHN | Tibet
| Sinongduo |  | Epithermal | Epithermal | Epithermal Ag-Pb-Zn | Ag, Pb, Zn |  | Ag, Pb, Zn | Li et al., 2025 |  | HDH-16-Gn6-1 | HDH-16-Gn6-1 | drill core |  |  |  |  | ore material | drill core | drill core | mineral separate | [5 empty] | mineralisation |  |  |  | sphalerite, pyrite, galena | [6 empty] | quartz, chalcopyrite, calcite | major element determined by EPMA as internal standard to calibrate the LA-ICP-MS data such as Zn for sphalerite, Fe for pyrite, and Pb for galena | LA-ICPMS, EMPA | NWR 193 nm Ar F Excimer laser-ablation system interfaced with an i CAP RQ ICPMS | Guangzhou Tuoyan Analytical Technology Co., Ltd. in Guangzhou, China | 0.7 l/min He carrier gas, which was later mixed with 0.89 l/min Ar make-up gas. The laser was set at a fluence of 3.5 J/cm², operating at 6 Hz with a 30 μm spot size. Each analysis lasted 45 seconds, followed by a 40-second background measurement. | NIST SRM610, MASS-1, NIST SRM612, GE8 | 0.0206 | [13 empty] | 0.05337 | [17 empty] | 0.2708 | [71 empty] | 0.31235 | [42 empty] | 2025 | Li, Z., Lang, X., Song, W., Li, H., Li, C., Ma, X. (2025). LA-ICP-MS analysis of sulfides from the Sinongduo Ag-Pb-Zn deposit, Tibet: Insights into element incorporation mechanisms and ore genesis. Ore Geology Reviews, 106858. https://doi.org/10.1016/j.oregeorev.2025.106858 |  | CHN | Tibet
| Sinongduo |  | Epithermal | Epithermal | Epithermal Ag-Pb-Zn | Ag, Pb, Zn |  | Ag, Pb, Zn | Li et al., 2025 |  | HDH-16-Gn7-1 | HDH-16-Gn7-1 | drill core |  |  |  |  | ore material | drill core | drill core | mineral separate | [5 empty] | mineralisation |  |  |  | sphalerite, pyrite, galena | [6 empty] | quartz, chalcopyrite, calcite | major element determined by EPMA as internal standard to calibrate the LA-ICP-MS data such as Zn for sphalerite, Fe for pyrite, and Pb for galena | LA-ICPMS, EMPA | NWR 193 nm Ar F Excimer laser-ablation system interfaced with an i CAP RQ ICPMS | Guangzhou Tuoyan Analytical Technology Co., Ltd. in Guangzhou, China | 0.7 l/min He carrier gas, which was later mixed with 0.89 l/min Ar make-up gas. The laser was set at a fluence of 3.5 J/cm², operating at 6 Hz with a 30 μm spot size. Each analysis lasted 45 seconds, followed by a 40-second background measurement. | NIST SRM610, MASS-1, NIST SRM612, GE8 | 0.0094 | [13 empty] | 0.041021 | [17 empty] | 0.0784 | [71 empty] | 0.16478 | [42 empty] | 2025 | Li, Z., Lang, X., Song, W., Li, H., Li, C., Ma, X. (2025). LA-ICP-MS analysis of sulfides from the Sinongduo Ag-Pb-Zn deposit, Tibet: Insights into element incorporation mechanisms and ore genesis. Ore Geology Reviews, 106858. https://doi.org/10.1016/j.oregeorev.2025.106858 |  | CHN | Tibet
| Sinongduo |  | Epithermal | Epithermal | Epithermal Ag-Pb-Zn | Ag, Pb, Zn |  | Ag, Pb, Zn | Li et al., 2025 |  | HDH-16-Gn8-1 | HDH-16-Gn8-1 | drill core |  |  |  |  | ore material | drill core | drill core | mineral separate | [5 empty] | mineralisation |  |  |  | sphalerite, pyrite, galena | [6 empty] | quartz, chalcopyrite, calcite | major element determined by EPMA as internal standard to calibrate the LA-ICP-MS data such as Zn for sphalerite, Fe for pyrite, and Pb for galena | LA-ICPMS, EMPA | NWR 193 nm Ar F Excimer laser-ablation system interfaced with an i CAP RQ ICPMS | Guangzhou Tuoyan Analytical Technology Co., Ltd. in Guangzhou, China | 0.7 l/min He carrier gas, which was later mixed with 0.89 l/min Ar make-up gas. The laser was set at a fluence of 3.5 J/cm², operating at 6 Hz with a 30 μm spot size. Each analysis lasted 45 seconds, followed by a 40-second background measurement. | NIST SRM610, MASS-1, NIST SRM612, GE8 | 0.0374 | [13 empty] | 0.12708 | [17 empty] | 0.1633 | [71 empty] | 0.23799 | [42 empty] | 2025 | Li, Z., Lang, X., Song, W., Li, H., Li, C., Ma, X. (2025). LA-ICP-MS analysis of sulfides from the Sinongduo Ag-Pb-Zn deposit, Tibet: Insights into element incorporation mechanisms and ore genesis. Ore Geology Reviews, 106858. https://doi.org/10.1016/j.oregeorev.2025.106858 |  | CHN | Tibet
| Sinongduo |  | Epithermal | Epithermal | Epithermal Ag-Pb-Zn | Ag, Pb, Zn |  | Ag, Pb, Zn | Li et al., 2025 |  | SJ00Q1-2-1 | SJ00Q1-2-1 | drill core |  |  |  |  | ore material | drill core | drill core | mineral separate | [5 empty] | mineralisation |  |  |  | sphalerite, pyrite, galena | [6 empty] | quartz, chalcopyrite, calcite | major element determined by EPMA as internal standard to calibrate the LA-ICP-MS data such as Zn for sphalerite, Fe for pyrite, and Pb for galena | LA-ICPMS, EMPA | NWR 193 nm Ar F Excimer laser-ablation system interfaced with an i CAP RQ ICPMS | Guangzhou Tuoyan Analytical Technology Co., Ltd. in Guangzhou, China | 0.7 l/min He carrier gas, which was later mixed with 0.89 l/min Ar make-up gas. The laser was set at a fluence of 3.5 J/cm², operating at 6 Hz with a 30 μm spot size. Each analysis lasted 45 seconds, followed by a 40-second background measurement. | NIST SRM610, MASS-1, NIST SRM612, GE8 | 745.35 | [13 empty] | 0.35 | [17 empty] | 32.49 | [71 empty] | 714.94 | [42 empty] | 2025 | Li, Z., Lang, X., Song, W., Li, H., Li, C., Ma, X. (2025). LA-ICP-MS analysis of sulfides from the Sinongduo Ag-Pb-Zn deposit, Tibet: Insights into element incorporation mechanisms and ore genesis. Ore Geology Reviews, 106858. https://doi.org/10.1016/j.oregeorev.2025.106858 |  | CHN | Tibet
| Sinongduo |  | Epithermal | Epithermal | Epithermal Ag-Pb-Zn | Ag, Pb, Zn |  | Ag, Pb, Zn | Li et al., 2025 |  | SJ33Q1-1-1 | SJ33Q1-1-1 | drill core |  |  |  |  | ore material | drill core | drill core | mineral separate | [5 empty] | mineralisation |  |  |  | sphalerite, pyrite, galena | [6 empty] | quartz, chalcopyrite, calcite | major element determined by EPMA as internal standard to calibrate the LA-ICP-MS data such as Zn for sphalerite, Fe for pyrite, and Pb for galena | LA-ICPMS, EMPA | NWR 193 nm Ar F Excimer laser-ablation system interfaced with an i CAP RQ ICPMS | Guangzhou Tuoyan Analytical Technology Co., Ltd. in Guangzhou, China | 0.7 l/min He carrier gas, which was later mixed with 0.89 l/min Ar make-up gas. The laser was set at a fluence of 3.5 J/cm², operating at 6 Hz with a 30 μm spot size. Each analysis lasted 45 seconds, followed by a 40-second background measurement. | NIST SRM610, MASS-1, NIST SRM612, GE8 | 260.56 | [13 empty] | 0.13 | [17 empty] | 5.93 | [71 empty] | 215.53 | [42 empty] | 2025 | Li, Z., Lang, X., Song, W., Li, H., Li, C., Ma, X. (2025). LA-ICP-MS analysis of sulfides from the Sinongduo Ag-Pb-Zn deposit, Tibet: Insights into element incorporation mechanisms and ore genesis. Ore Geology Reviews, 106858. https://doi.org/10.1016/j.oregeorev.2025.106858 |  | CHN | Tibet
| Sinongduo |  | Epithermal | Epithermal | Epithermal Ag-Pb-Zn | Ag, Pb, Zn |  | Ag, Pb, Zn | Li et al., 2025 |  | SJ33Q1-2-1 | SJ33Q1-2-1 | drill core |  |  |  |  | ore material | drill core | drill core | mineral separate | [5 empty] | mineralisation |  |  |  | sphalerite, pyrite, galena | [6 empty] | quartz, chalcopyrite, calcite | major element determined by EPMA as internal standard to calibrate the LA-ICP-MS data such as Zn for sphalerite, Fe for pyrite, and Pb for galena | LA-ICPMS, EMPA | NWR 193 nm Ar F Excimer laser-ablation system interfaced with an i CAP RQ ICPMS | Guangzhou Tuoyan Analytical Technology Co., Ltd. in Guangzhou, China | 0.7 l/min He carrier gas, which was later mixed with 0.89 l/min Ar make-up gas. The laser was set at a fluence of 3.5 J/cm², operating at 6 Hz with a 30 μm spot size. Each analysis lasted 45 seconds, followed by a 40-second background measurement. | NIST SRM610, MASS-1, NIST SRM612, GE8 | 266.9 | [13 empty] | 0.13 | [17 empty] | 0.8 | [71 empty] | 250.45 | [42 empty] | 2025 | Li, Z., Lang, X., Song, W., Li, H., Li, C., Ma, X. (2025). LA-ICP-MS analysis of sulfides from the Sinongduo Ag-Pb-Zn deposit, Tibet: Insights into element incorporation mechanisms and ore genesis. Ore Geology Reviews, 106858. https://doi.org/10.1016/j.oregeorev.2025.106858 |  | CHN | Tibet
| Sinongduo |  | Epithermal | Epithermal | Epithermal Ag-Pb-Zn | Ag, Pb, Zn |  | Ag, Pb, Zn | Li et al., 2025 |  | SJ33Q1-3-1 | SJ33Q1-3-1 | drill core |  |  |  |  | ore material | drill core | drill core | mineral separate | [5 empty] | mineralisation |  |  |  | sphalerite, pyrite, galena | [6 empty] | quartz, chalcopyrite, calcite | major element determined by EPMA as internal standard to calibrate the LA-ICP-MS data such as Zn for sphalerite, Fe for pyrite, and Pb for galena | LA-ICPMS, EMPA | NWR 193 nm Ar F Excimer laser-ablation system interfaced with an i CAP RQ ICPMS | Guangzhou Tuoyan Analytical Technology Co., Ltd. in Guangzhou, China | 0.7 l/min He carrier gas, which was later mixed with 0.89 l/min Ar make-up gas. The laser was set at a fluence of 3.5 J/cm², operating at 6 Hz with a 30 μm spot size. Each analysis lasted 45 seconds, followed by a 40-second background measurement. | NIST SRM610, MASS-1, NIST SRM612, GE8 | 303.85 | [13 empty] | 0.12 | [17 empty] | 2.09 | [71 empty] | 284.4 | [42 empty] | 2025 | Li, Z., Lang, X., Song, W., Li, H., Li, C., Ma, X. (2025). LA-ICP-MS analysis of sulfides from the Sinongduo Ag-Pb-Zn deposit, Tibet: Insights into element incorporation mechanisms and ore genesis. Ore Geology Reviews, 106858. https://doi.org/10.1016/j.oregeorev.2025.106858 |  | CHN | Tibet
| Sinongduo |  | Epithermal | Epithermal | Epithermal Ag-Pb-Zn | Ag, Pb, Zn |  | Ag, Pb, Zn | Li et al., 2025 |  | SJ33Q1-4-1 | SJ33Q1-4-1 | drill core |  |  |  |  | ore material | drill core | drill core | mineral separate | [5 empty] | mineralisation |  |  |  | sphalerite, pyrite, galena | [6 empty] | quartz, chalcopyrite, calcite | major element determined by EPMA as internal standard to calibrate the LA-ICP-MS data such as Zn for sphalerite, Fe for pyrite, and Pb for galena | LA-ICPMS, EMPA | NWR 193 nm Ar F Excimer laser-ablation system interfaced with an i CAP RQ ICPMS | Guangzhou Tuoyan Analytical Technology Co., Ltd. in Guangzhou, China | 0.7 l/min He carrier gas, which was later mixed with 0.89 l/min Ar make-up gas. The laser was set at a fluence of 3.5 J/cm², operating at 6 Hz with a 30 μm spot size. Each analysis lasted 45 seconds, followed by a 40-second background measurement. | NIST SRM610, MASS-1, NIST SRM612, GE8 | 292.73 | [13 empty] | 0.19 | [17 empty] | 1.77 | [71 empty] | 272.21 | [42 empty] | 2025 | Li, Z., Lang, X., Song, W., Li, H., Li, C., Ma, X. (2025). LA-ICP-MS analysis of sulfides from the Sinongduo Ag-Pb-Zn deposit, Tibet: Insights into element incorporation mechanisms and ore genesis. Ore Geology Reviews, 106858. https://doi.org/10.1016/j.oregeorev.2025.106858 |  | CHN | Tibet
| Sinongduo |  | Epithermal | Epithermal | Epithermal Ag-Pb-Zn | Ag, Pb, Zn |  | Ag, Pb, Zn | Li et al., 2025 |  | SJ33Q1-5-1 | SJ33Q1-5-1 | drill core |  |  |  |  | ore material | drill core | drill core | mineral separate | [5 empty] | mineralisation |  |  |  | sphalerite, pyrite, galena | [6 empty] | quartz, chalcopyrite, calcite | major element determined by EPMA as internal standard to calibrate the LA-ICP-MS data such as Zn for sphalerite, Fe for pyrite, and Pb for galena | LA-ICPMS, EMPA | NWR 193 nm Ar F Excimer laser-ablation system interfaced with an i CAP RQ ICPMS | Guangzhou Tuoyan Analytical Technology Co., Ltd. in Guangzhou, China | 0.7 l/min He carrier gas, which was later mixed with 0.89 l/min Ar make-up gas. The laser was set at a fluence of 3.5 J/cm², operating at 6 Hz with a 30 μm spot size. Each analysis lasted 45 seconds, followed by a 40-second background measurement. | NIST SRM610, MASS-1, NIST SRM612, GE8 | 316.04 | [13 empty] | 0.19 | [17 empty] | 1.71 | [71 empty] | 272.65 | [42 empty] | 2025 | Li, Z., Lang, X., Song, W., Li, H., Li, C., Ma, X. (2025). LA-ICP-MS analysis of sulfides from the Sinongduo Ag-Pb-Zn deposit, Tibet: Insights into element incorporation mechanisms and ore genesis. Ore Geology Reviews, 106858. https://doi.org/10.1016/j.oregeorev.2025.106858 |  | CHN | Tibet
| Sinongduo |  | Epithermal | Epithermal | Epithermal Ag-Pb-Zn | Ag, Pb, Zn |  | Ag, Pb, Zn | Li et al., 2025 |  | SJ33Q1-6-1 | SJ33Q1-6-1 | drill core |  |  |  |  | ore material | drill core | drill core | mineral separate | [5 empty] | mineralisation |  |  |  | sphalerite, pyrite, galena | [6 empty] | quartz, chalcopyrite, calcite | major element determined by EPMA as internal standard to calibrate the LA-ICP-MS data such as Zn for sphalerite, Fe for pyrite, and Pb for galena | LA-ICPMS, EMPA | NWR 193 nm Ar F Excimer laser-ablation system interfaced with an i CAP RQ ICPMS | Guangzhou Tuoyan Analytical Technology Co., Ltd. in Guangzhou, China | 0.7 l/min He carrier gas, which was later mixed with 0.89 l/min Ar make-up gas. The laser was set at a fluence of 3.5 J/cm², operating at 6 Hz with a 30 μm spot size. Each analysis lasted 45 seconds, followed by a 40-second background measurement. | NIST SRM610, MASS-1, NIST SRM612, GE8 | 215.34 | [13 empty] | 0.14 | [17 empty] | 1.3 | [71 empty] | 202.91 | [42 empty] | 2025 | Li, Z., Lang, X., Song, W., Li, H., Li, C., Ma, X. (2025). LA-ICP-MS analysis of sulfides from the Sinongduo Ag-Pb-Zn deposit, Tibet: Insights into element incorporation mechanisms and ore genesis. Ore Geology Reviews, 106858. https://doi.org/10.1016/j.oregeorev.2025.106858 |  | CHN | Tibet
| Sinongduo |  | Epithermal | Epithermal | Epithermal Ag-Pb-Zn | Ag, Pb, Zn |  | Ag, Pb, Zn | Li et al., 2025 |  | SJ33Q1-7-1 | SJ33Q1-7-1 | drill core |  |  |  |  | ore material | drill core | drill core | mineral separate | [5 empty] | mineralisation |  |  |  | sphalerite, pyrite, galena | [6 empty] | quartz, chalcopyrite, calcite | major element determined by EPMA as internal standard to calibrate the LA-ICP-MS data such as Zn for sphalerite, Fe for pyrite, and Pb for galena | LA-ICPMS, EMPA | NWR 193 nm Ar F Excimer laser-ablation system interfaced with an i CAP RQ ICPMS | Guangzhou Tuoyan Analytical Technology Co., Ltd. in Guangzhou, China | 0.7 l/min He carrier gas, which was later mixed with 0.89 l/min Ar make-up gas. The laser was set at a fluence of 3.5 J/cm², operating at 6 Hz with a 30 μm spot size. Each analysis lasted 45 seconds, followed by a 40-second background measurement. | NIST SRM610, MASS-1, NIST SRM612, GE8 | 1032.7 | [13 empty] | 0.6 | [17 empty] | 15.73 | [71 empty] | 902.69 | [42 empty] | 2025 | Li, Z., Lang, X., Song, W., Li, H., Li, C., Ma, X. (2025). LA-ICP-MS analysis of sulfides from the Sinongduo Ag-Pb-Zn deposit, Tibet: Insights into element incorporation mechanisms and ore genesis. Ore Geology Reviews, 106858. https://doi.org/10.1016/j.oregeorev.2025.106858 |  | CHN | Tibet
| Sinongduo |  | Epithermal | Epithermal | Epithermal Ag-Pb-Zn | Ag, Pb, Zn |  | Ag, Pb, Zn | Li et al., 2025 |  | SJ33Q2-1-1 | SJ33Q2-1-1 | drill core |  |  |  |  | ore material | drill core | drill core | mineral separate | [5 empty] | mineralisation |  |  |  | sphalerite, pyrite, galena | [6 empty] | quartz, chalcopyrite, calcite | major element determined by EPMA as internal standard to calibrate the LA-ICP-MS data such as Zn for sphalerite, Fe for pyrite, and Pb for galena | LA-ICPMS, EMPA | NWR 193 nm Ar F Excimer laser-ablation system interfaced with an i CAP RQ ICPMS | Guangzhou Tuoyan Analytical Technology Co., Ltd. in Guangzhou, China | 0.7 l/min He carrier gas, which was later mixed with 0.89 l/min Ar make-up gas. The laser was set at a fluence of 3.5 J/cm², operating at 6 Hz with a 30 μm spot size. Each analysis lasted 45 seconds, followed by a 40-second background measurement. | NIST SRM610, MASS-1, NIST SRM612, GE8 | 6214.04 | [13 empty] | 0.85 | [17 empty] | 4319.64 | [71 empty] | 220.03 | [42 empty] | 2025 | Li, Z., Lang, X., Song, W., Li, H., Li, C., Ma, X. (2025). LA-ICP-MS analysis of sulfides from the Sinongduo Ag-Pb-Zn deposit, Tibet: Insights into element incorporation mechanisms and ore genesis. Ore Geology Reviews, 106858. https://doi.org/10.1016/j.oregeorev.2025.106858 |  | CHN | Tibet
| Sinongduo |  | Epithermal | Epithermal | Epithermal Ag-Pb-Zn | Ag, Pb, Zn |  | Ag, Pb, Zn | Li et al., 2025 |  | SJ33Q2-2-1 | SJ33Q2-2-1 | drill core |  |  |  |  | ore material | drill core | drill core | mineral separate | [5 empty] | mineralisation |  |  |  | sphalerite, pyrite, galena | [6 empty] | quartz, chalcopyrite, calcite | major element determined by EPMA as internal standard to calibrate the LA-ICP-MS data such as Zn for sphalerite, Fe for pyrite, and Pb for galena | LA-ICPMS, EMPA | NWR 193 nm Ar F Excimer laser-ablation system interfaced with an i CAP RQ ICPMS | Guangzhou Tuoyan Analytical Technology Co., Ltd. in Guangzhou, China | 0.7 l/min He carrier gas, which was later mixed with 0.89 l/min Ar make-up gas. The laser was set at a fluence of 3.5 J/cm², operating at 6 Hz with a 30 μm spot size. Each analysis lasted 45 seconds, followed by a 40-second background measurement. | NIST SRM610, MASS-1, NIST SRM612, GE8 | 291.63 | [13 empty] | 1.07 | [17 empty] | 35.91 | [71 empty] | 259.46 | [42 empty] | 2025 | Li, Z., Lang, X., Song, W., Li, H., Li, C., Ma, X. (2025). LA-ICP-MS analysis of sulfides from the Sinongduo Ag-Pb-Zn deposit, Tibet: Insights into element incorporation mechanisms and ore genesis. Ore Geology Reviews, 106858. https://doi.org/10.1016/j.oregeorev.2025.106858 |  | CHN | Tibet
| Sinongduo |  | Epithermal | Epithermal | Epithermal Ag-Pb-Zn | Ag, Pb, Zn |  | Ag, Pb, Zn | Li et al., 2025 |  | SJ89Q1-3-1 | SJ89Q1-3-1 | drill core |  |  |  |  | ore material | drill core | drill core | mineral separate | [5 empty] | mineralisation |  |  |  | sphalerite, pyrite, galena | [6 empty] | quartz, chalcopyrite, calcite | major element determined by EPMA as internal standard to calibrate the LA-ICP-MS data such as Zn for sphalerite, Fe for pyrite, and Pb for galena | LA-ICPMS, EMPA | NWR 193 nm Ar F Excimer laser-ablation system interfaced with an i CAP RQ ICPMS | Guangzhou Tuoyan Analytical Technology Co., Ltd. in Guangzhou, China | 0.7 l/min He carrier gas, which was later mixed with 0.89 l/min Ar make-up gas. The laser was set at a fluence of 3.5 J/cm², operating at 6 Hz with a 30 μm spot size. Each analysis lasted 45 seconds, followed by a 40-second background measurement. | NIST SRM610, MASS-1, NIST SRM612, GE8 | 3599.43 | [13 empty] | 0.11 | [17 empty] | 318.95 | [71 empty] | 1100.27 | [42 empty] | 2025 | Li, Z., Lang, X., Song, W., Li, H., Li, C., Ma, X. (2025). LA-ICP-MS analysis of sulfides from the Sinongduo Ag-Pb-Zn deposit, Tibet: Insights into element incorporation mechanisms and ore genesis. Ore Geology Reviews, 106858. https://doi.org/10.1016/j.oregeorev.2025.106858 |  | CHN | Tibet
| Sinongduo |  | Epithermal | Epithermal | Epithermal Ag-Pb-Zn | Ag, Pb, Zn |  | Ag, Pb, Zn | Li et al., 2025 |  | SJ89Q1-4-1 | SJ89Q1-4-1 | drill core |  |  |  |  | ore material | drill core | drill core | mineral separate | [5 empty] | mineralisation |  |  |  | sphalerite, pyrite, galena | [6 empty] | quartz, chalcopyrite, calcite | major element determined by EPMA as internal standard to calibrate the LA-ICP-MS data such as Zn for sphalerite, Fe for pyrite, and Pb for galena | LA-ICPMS, EMPA | NWR 193 nm Ar F Excimer laser-ablation system interfaced with an i CAP RQ ICPMS | Guangzhou Tuoyan Analytical Technology Co., Ltd. in Guangzhou, China | 0.7 l/min He carrier gas, which was later mixed with 0.89 l/min Ar make-up gas. The laser was set at a fluence of 3.5 J/cm², operating at 6 Hz with a 30 μm spot size. Each analysis lasted 45 seconds, followed by a 40-second background measurement. | NIST SRM610, MASS-1, NIST SRM612, GE8 | 6280.95 | [13 empty] | 0.12 | [17 empty] | 294.77 | [71 empty] | 1012.28 | [42 empty] | 2025 | Li, Z., Lang, X., Song, W., Li, H., Li, C., Ma, X. (2025). LA-ICP-MS analysis of sulfides from the Sinongduo Ag-Pb-Zn deposit, Tibet: Insights into element incorporation mechanisms and ore genesis. Ore Geology Reviews, 106858. https://doi.org/10.1016/j.oregeorev.2025.106858 |  | CHN | Tibet
| Sinongduo |  | Epithermal | Epithermal | Epithermal Ag-Pb-Zn | Ag, Pb, Zn |  | Ag, Pb, Zn | Li et al., 2025 |  | BZK0007-213@01 | BZK0007-213@01-1 | drill core |  |  |  |  | ore material | drill core | drill core | mineral separate | [5 empty] | mineralisation |  |  |  | sphalerite, pyrite, galena | [6 empty] | quartz, chalcopyrite, calcite | major element determined by EPMA as internal standard to calibrate the LA-ICP-MS data such as Zn for sphalerite, Fe for pyrite, and Pb for galena | LA-ICPMS, EMPA | NWR 193 nm Ar F Excimer laser-ablation system interfaced with an i CAP RQ ICPMS | Guangzhou Tuoyan Analytical Technology Co., Ltd. in Guangzhou, China | 0.7 l/min He carrier gas, which was later mixed with 0.89 l/min Ar make-up gas. The laser was set at a fluence of 3.5 J/cm², operating at 6 Hz with a 30 μm spot size. Each analysis lasted 45 seconds, followed by a 40-second background measurement. | NIST SRM610, MASS-1, NIST SRM612, GE8 | 73.1076 |  |  |  | 72.2338 | [9 empty] | 1.3978 | [5 empty] | 4.8017 | [5 empty] | 0.58476 |  | 6.6673 |  |  |  | 7.3978 | [9 empty] | 95831.003 |  | 0.050782 |  |  |  | 2.1106 | [7 empty] | 1.0754 | [13 empty] | 0.9501 | [9 empty] | 1.849 | [23 empty] | 46.0449 |  |  |  | 93.9083 | [5 empty] | 0.31977 | [11 empty] | 0.71366 |  | 0.18307 | [5 empty] | 0.052374 | [7 empty] | 6.199 |  |  |  |  | 2025 | Li, Z., Lang, X., Song, W., Li, H., Li, C., Ma, X. (2025). LA-ICP-MS analysis of sulfides from the Sinongduo Ag-Pb-Zn deposit, Tibet: Insights into element incorporation mechanisms and ore genesis. Ore Geology Reviews, 106858. https://doi.org/10.1016/j.oregeorev.2025.106858 |  | CHN | Tibet
| Sinongduo |  | Epithermal | Epithermal | Epithermal Ag-Pb-Zn | Ag, Pb, Zn |  | Ag, Pb, Zn | Li et al., 2025 |  | BZK0007-213@02 | BZK0007-213@02-1 | drill core |  |  |  |  | ore material | drill core | drill core | mineral separate | [5 empty] | mineralisation |  |  |  | sphalerite, pyrite, galena | [6 empty] | quartz, chalcopyrite, calcite | major element determined by EPMA as internal standard to calibrate the LA-ICP-MS data such as Zn for sphalerite, Fe for pyrite, and Pb for galena | LA-ICPMS, EMPA | NWR 193 nm Ar F Excimer laser-ablation system interfaced with an i CAP RQ ICPMS | Guangzhou Tuoyan Analytical Technology Co., Ltd. in Guangzhou, China | 0.7 l/min He carrier gas, which was later mixed with 0.89 l/min Ar make-up gas. The laser was set at a fluence of 3.5 J/cm², operating at 6 Hz with a 30 μm spot size. Each analysis lasted 45 seconds, followed by a 40-second background measurement. | NIST SRM610, MASS-1, NIST SRM612, GE8 | 80.0437 |  |  |  | 98.096 | [9 empty] | 3.3996 | [5 empty] | 7.7114 | [5 empty] | 0.38513 |  | 4.1786 |  |  |  | 3.669 | [9 empty] | 14.9856 |  | 0.027227 |  |  |  | 1.3236 | [7 empty] | 4.7091 | [13 empty] | 0.6794 | [33 empty] | 50.8718 |  |  |  | 92.1239 | [5 empty] | 0.29165 | [11 empty] | 0.54605 |  | 0.21209 | [5 empty] | 0.040679 | [7 empty] | 3.9392 |  |  |  |  | 2025 | Li, Z., Lang, X., Song, W., Li, H., Li, C., Ma, X. (2025). LA-ICP-MS analysis of sulfides from the Sinongduo Ag-Pb-Zn deposit, Tibet: Insights into element incorporation mechanisms and ore genesis. Ore Geology Reviews, 106858. https://doi.org/10.1016/j.oregeorev.2025.106858 |  | CHN | Tibet
| Sinongduo |  | Epithermal | Epithermal | Epithermal Ag-Pb-Zn | Ag, Pb, Zn |  | Ag, Pb, Zn | Li et al., 2025 |  | BZK0007-213@03 | BZK0007-213@03-1 | drill core |  |  |  |  | ore material | drill core | drill core | mineral separate | [5 empty] | mineralisation |  |  |  | sphalerite, pyrite, galena | [6 empty] | quartz, chalcopyrite, calcite | major element determined by EPMA as internal standard to calibrate the LA-ICP-MS data such as Zn for sphalerite, Fe for pyrite, and Pb for galena | LA-ICPMS, EMPA | NWR 193 nm Ar F Excimer laser-ablation system interfaced with an i CAP RQ ICPMS | Guangzhou Tuoyan Analytical Technology Co., Ltd. in Guangzhou, China | 0.7 l/min He carrier gas, which was later mixed with 0.89 l/min Ar make-up gas. The laser was set at a fluence of 3.5 J/cm², operating at 6 Hz with a 30 μm spot size. Each analysis lasted 45 seconds, followed by a 40-second background measurement. | NIST SRM610, MASS-1, NIST SRM612, GE8 | 82.8496 |  |  |  | 116.0659 | [9 empty] | 3.5757 | [5 empty] | 7.1358 | [7 empty] | 1.3945 |  |  |  | 1.0293 | [9 empty] | 15.1358 |  | 0.13383 |  |  |  | 1.1577 | [7 empty] | 1.1946 | [13 empty] | 0.77173 | [9 empty] | 1.0108 | [23 empty] | 59.3911 |  |  |  | 100.6868 | [5 empty] | 0.32052 | [11 empty] | 0.49604 |  | 0.22706 | [5 empty] | 0.041819 | [7 empty] | 4.8464 |  |  |  |  | 2025 | Li, Z., Lang, X., Song, W., Li, H., Li, C., Ma, X. (2025). LA-ICP-MS analysis of sulfides from the Sinongduo Ag-Pb-Zn deposit, Tibet: Insights into element incorporation mechanisms and ore genesis. Ore Geology Reviews, 106858. https://doi.org/10.1016/j.oregeorev.2025.106858 |  | CHN | Tibet
| Sinongduo |  | Epithermal | Epithermal | Epithermal Ag-Pb-Zn | Ag, Pb, Zn |  | Ag, Pb, Zn | Li et al., 2025 |  | BZK0007-213@04 | BZK0007-213@04-1 | drill core |  |  |  |  | ore material | drill core | drill core | mineral separate | [5 empty] | mineralisation |  |  |  | sphalerite, pyrite, galena | [6 empty] | quartz, chalcopyrite, calcite | major element determined by EPMA as internal standard to calibrate the LA-ICP-MS data such as Zn for sphalerite, Fe for pyrite, and Pb for galena | LA-ICPMS, EMPA | NWR 193 nm Ar F Excimer laser-ablation system interfaced with an i CAP RQ ICPMS | Guangzhou Tuoyan Analytical Technology Co., Ltd. in Guangzhou, China | 0.7 l/min He carrier gas, which was later mixed with 0.89 l/min Ar make-up gas. The laser was set at a fluence of 3.5 J/cm², operating at 6 Hz with a 30 μm spot size. Each analysis lasted 45 seconds, followed by a 40-second background measurement. | NIST SRM610, MASS-1, NIST SRM612, GE8 | 93.3283 |  |  |  | 119.1465 | [9 empty] | 4.2985 | [5 empty] | 7.5698 | [5 empty] | 0.40282 |  | 1.5875 |  |  |  | 1.8393 | [9 empty] | 14.3508 |  | 0.084184 |  |  |  | 1.3424 | [7 empty] | 3.5632 | [23 empty] | 1.0544 | [23 empty] | 62.696 |  |  |  | 77.1544 | [5 empty] | 0.27464 | [11 empty] | 0.46165 |  | 0.10227 | [5 empty] | 0.044707 | [7 empty] | 4.5316 |  |  |  |  | 2025 | Li, Z., Lang, X., Song, W., Li, H., Li, C., Ma, X. (2025). LA-ICP-MS analysis of sulfides from the Sinongduo Ag-Pb-Zn deposit, Tibet: Insights into element incorporation mechanisms and ore genesis. Ore Geology Reviews, 106858. https://doi.org/10.1016/j.oregeorev.2025.106858 |  | CHN | Tibet
| Sinongduo |  | Epithermal | Epithermal | Epithermal Ag-Pb-Zn | Ag, Pb, Zn |  | Ag, Pb, Zn | Li et al., 2025 |  | BZK0007-213@05 | BZK0007-213@05-1 | drill core |  |  |  |  | ore material | drill core | drill core | mineral separate | [5 empty] | mineralisation |  |  |  | sphalerite, pyrite, galena | [6 empty] | quartz, chalcopyrite, calcite | major element determined by EPMA as internal standard to calibrate the LA-ICP-MS data such as Zn for sphalerite, Fe for pyrite, and Pb for galena | LA-ICPMS, EMPA | NWR 193 nm Ar F Excimer laser-ablation system interfaced with an i CAP RQ ICPMS | Guangzhou Tuoyan Analytical Technology Co., Ltd. in Guangzhou, China | 0.7 l/min He carrier gas, which was later mixed with 0.89 l/min Ar make-up gas. The laser was set at a fluence of 3.5 J/cm², operating at 6 Hz with a 30 μm spot size. Each analysis lasted 45 seconds, followed by a 40-second background measurement. | NIST SRM610, MASS-1, NIST SRM612, GE8 | 141.171 |  |  |  | 125.0591 |  | 0.041216 | [7 empty] | 3.417 | [5 empty] | 6.0473 | [5 empty] | 0.43212 |  | 1.0497 | [13 empty] | 18.2247 |  | 0.024959 |  |  |  | 1.2423 | [7 empty] | 1.1609 | [13 empty] | 0.77128 | [9 empty] | 1.264 | [23 empty] | 102.3424 |  |  |  | 100.7712 | [5 empty] | 0.30001 | [13 empty] | 0.21926 | [13 empty] | 4.8572 |  |  |  |  | 2025 | Li, Z., Lang, X., Song, W., Li, H., Li, C., Ma, X. (2025). LA-ICP-MS analysis of sulfides from the Sinongduo Ag-Pb-Zn deposit, Tibet: Insights into element incorporation mechanisms and ore genesis. Ore Geology Reviews, 106858. https://doi.org/10.1016/j.oregeorev.2025.106858 |  | CHN | Tibet
| Sinongduo |  | Epithermal | Epithermal | Epithermal Ag-Pb-Zn | Ag, Pb, Zn |  | Ag, Pb, Zn | Li et al., 2025 |  | BZK0007-213@06 | BZK0007-213@06-1 | drill core |  |  |  |  | ore material | drill core | drill core | mineral separate | [5 empty] | mineralisation |  |  |  | sphalerite, pyrite, galena | [6 empty] | quartz, chalcopyrite, calcite | major element determined by EPMA as internal standard to calibrate the LA-ICP-MS data such as Zn for sphalerite, Fe for pyrite, and Pb for galena | LA-ICPMS, EMPA | NWR 193 nm Ar F Excimer laser-ablation system interfaced with an i CAP RQ ICPMS | Guangzhou Tuoyan Analytical Technology Co., Ltd. in Guangzhou, China | 0.7 l/min He carrier gas, which was later mixed with 0.89 l/min Ar make-up gas. The laser was set at a fluence of 3.5 J/cm², operating at 6 Hz with a 30 μm spot size. Each analysis lasted 45 seconds, followed by a 40-second background measurement. | NIST SRM610, MASS-1, NIST SRM612, GE8 | 87.7708 |  |  |  | 94.4016 | [9 empty] | 3.7514 | [5 empty] | 5.078 | [5 empty] | 0.42175 |  | 1.8764 |  |  |  | 948.1078 | [9 empty] | 3702.1253 |  | 0.032417 | [11 empty] | 0.59492 | [13 empty] | 18.8625 | [9 empty] | 1.0927 | [23 empty] | 60.0576 |  |  |  | 71.9988 | [5 empty] | 0.34985 | [11 empty] | 0.41396 |  | 0.21332 | [5 empty] | 0.10363 | [7 empty] | 4.5669 |  |  |  |  | 2025 | Li, Z., Lang, X., Song, W., Li, H., Li, C., Ma, X. (2025). LA-ICP-MS analysis of sulfides from the Sinongduo Ag-Pb-Zn deposit, Tibet: Insights into element incorporation mechanisms and ore genesis. Ore Geology Reviews, 106858. https://doi.org/10.1016/j.oregeorev.2025.106858 |  | CHN | Tibet
| Sinongduo |  | Epithermal | Epithermal | Epithermal Ag-Pb-Zn | Ag, Pb, Zn |  | Ag, Pb, Zn | Li et al., 2025 |  | BZK0007-213@07 | BZK0007-213@07-1 | drill core |  |  |  |  | ore material | drill core | drill core | mineral separate | [5 empty] | mineralisation |  |  |  | sphalerite, pyrite, galena | [6 empty] | quartz, chalcopyrite, calcite | major element determined by EPMA as internal standard to calibrate the LA-ICP-MS data such as Zn for sphalerite, Fe for pyrite, and Pb for galena | LA-ICPMS, EMPA | NWR 193 nm Ar F Excimer laser-ablation system interfaced with an i CAP RQ ICPMS | Guangzhou Tuoyan Analytical Technology Co., Ltd. in Guangzhou, China | 0.7 l/min He carrier gas, which was later mixed with 0.89 l/min Ar make-up gas. The laser was set at a fluence of 3.5 J/cm², operating at 6 Hz with a 30 μm spot size. Each analysis lasted 45 seconds, followed by a 40-second background measurement. | NIST SRM610, MASS-1, NIST SRM612, GE8 | 69.575 |  |  |  | 92.6734 | [9 empty] | 1.9821 | [5 empty] | 6.8426 | [5 empty] | 0.66609 |  | 31.9936 |  |  |  | 1.0508 | [9 empty] | 536.8273 |  | 0.11009 |  |  |  | 2.012 | [7 empty] | 1.0729 | [13 empty] | 2.9618 | [33 empty] | 45.6913 |  |  |  | 115.0481 | [5 empty] | 0.56772 | [11 empty] | 0.88413 |  | 0.19759 | [5 empty] | 0.057788 | [7 empty] | 7.4146 |  |  |  |  | 2025 | Li, Z., Lang, X., Song, W., Li, H., Li, C., Ma, X. (2025). LA-ICP-MS analysis of sulfides from the Sinongduo Ag-Pb-Zn deposit, Tibet: Insights into element incorporation mechanisms and ore genesis. Ore Geology Reviews, 106858. https://doi.org/10.1016/j.oregeorev.2025.106858 |  | CHN | Tibet
| Sinongduo |  | Epithermal | Epithermal | Epithermal Ag-Pb-Zn | Ag, Pb, Zn |  | Ag, Pb, Zn | Li et al., 2025 |  | BZK0007-213@08 | BZK0007-213@08-1 | drill core |  |  |  |  | ore material | drill core | drill core | mineral separate | [5 empty] | mineralisation |  |  |  | sphalerite, pyrite, galena | [6 empty] | quartz, chalcopyrite, calcite | major element determined by EPMA as internal standard to calibrate the LA-ICP-MS data such as Zn for sphalerite, Fe for pyrite, and Pb for galena | LA-ICPMS, EMPA | NWR 193 nm Ar F Excimer laser-ablation system interfaced with an i CAP RQ ICPMS | Guangzhou Tuoyan Analytical Technology Co., Ltd. in Guangzhou, China | 0.7 l/min He carrier gas, which was later mixed with 0.89 l/min Ar make-up gas. The laser was set at a fluence of 3.5 J/cm², operating at 6 Hz with a 30 μm spot size. Each analysis lasted 45 seconds, followed by a 40-second background measurement. | NIST SRM610, MASS-1, NIST SRM612, GE8 | 76.1383 |  |  |  | 57.9015 | [9 empty] | 2.8718 | [5 empty] | 5.2352 | [5 empty] | 0.65174 |  | 30.8021 |  |  |  | 19.0435 | [9 empty] | 838.0203 |  | 0.16541 |  |  |  | 1.7505 | [7 empty] | 0.98309 | [13 empty] | 5.2243 | [9 empty] | 1.8053 | [23 empty] | 53.9107 |  |  |  | 76.7565 | [5 empty] | 0.43753 | [13 empty] | 0.23719 | [5 empty] | 0.22085 | [7 empty] | 6.8476 |  |  |  |  | 2025 | Li, Z., Lang, X., Song, W., Li, H., Li, C., Ma, X. (2025). LA-ICP-MS analysis of sulfides from the Sinongduo Ag-Pb-Zn deposit, Tibet: Insights into element incorporation mechanisms and ore genesis. Ore Geology Reviews, 106858. https://doi.org/10.1016/j.oregeorev.2025.106858 |  | CHN | Tibet
| Sinongduo |  | Epithermal | Epithermal | Epithermal Ag-Pb-Zn | Ag, Pb, Zn |  | Ag, Pb, Zn | Li et al., 2025 |  | BZK0007-213@09 | BZK0007-213@09-1 | drill core |  |  |  |  | ore material | drill core | drill core | mineral separate | [5 empty] | mineralisation |  |  |  | sphalerite, pyrite, galena | [6 empty] | quartz, chalcopyrite, calcite | major element determined by EPMA as internal standard to calibrate the LA-ICP-MS data such as Zn for sphalerite, Fe for pyrite, and Pb for galena | LA-ICPMS, EMPA | NWR 193 nm Ar F Excimer laser-ablation system interfaced with an i CAP RQ ICPMS | Guangzhou Tuoyan Analytical Technology Co., Ltd. in Guangzhou, China | 0.7 l/min He carrier gas, which was later mixed with 0.89 l/min Ar make-up gas. The laser was set at a fluence of 3.5 J/cm², operating at 6 Hz with a 30 μm spot size. Each analysis lasted 45 seconds, followed by a 40-second background measurement. | NIST SRM610, MASS-1, NIST SRM612, GE8 | 82.4297 |  |  |  | 95.9313 | [9 empty] | 3.0717 | [5 empty] | 4.4583 | [7 empty] | 2.79 |  |  |  | 38.5431 | [9 empty] | 15.522 |  | 0.031004 |  |  |  | 1.3714 | [7 empty] | 45.2347 | [13 empty] | 0.96985 | [9 empty] | 1.1618 | [23 empty] | 56.1653 |  |  |  | 70.427 | [5 empty] | 0.27406 | [11 empty] | 0.55234 |  | 0.15498 | [5 empty] | 0.044751 | [7 empty] | 4.6733 |  |  |  |  | 2025 | Li, Z., Lang, X., Song, W., Li, H., Li, C., Ma, X. (2025). LA-ICP-MS analysis of sulfides from the Sinongduo Ag-Pb-Zn deposit, Tibet: Insights into element incorporation mechanisms and ore genesis. Ore Geology Reviews, 106858. https://doi.org/10.1016/j.oregeorev.2025.106858 |  | CHN | Tibet
| Sinongduo |  | Epithermal | Epithermal | Epithermal Ag-Pb-Zn | Ag, Pb, Zn |  | Ag, Pb, Zn | Li et al., 2025 |  | BZK0007-213@10 | BZK0007-213@10-1 | drill core |  |  |  |  | ore material | drill core | drill core | mineral separate | [5 empty] | mineralisation |  |  |  | sphalerite, pyrite, galena | [6 empty] | quartz, chalcopyrite, calcite | major element determined by EPMA as internal standard to calibrate the LA-ICP-MS data such as Zn for sphalerite, Fe for pyrite, and Pb for galena | LA-ICPMS, EMPA | NWR 193 nm Ar F Excimer laser-ablation system interfaced with an i CAP RQ ICPMS | Guangzhou Tuoyan Analytical Technology Co., Ltd. in Guangzhou, China | 0.7 l/min He carrier gas, which was later mixed with 0.89 l/min Ar make-up gas. The laser was set at a fluence of 3.5 J/cm², operating at 6 Hz with a 30 μm spot size. Each analysis lasted 45 seconds, followed by a 40-second background measurement. | NIST SRM610, MASS-1, NIST SRM612, GE8 | 68.9397 |  |  |  | 130.2203 | [9 empty] | 2.6379 | [5 empty] | 5.4681 | [5 empty] | 0.49886 |  | 1.0174 |  |  |  | 16.5236 | [9 empty] | 17.2601 |  | 0.1504 |  |  |  | 1.4181 | [7 empty] | 21.9411 | [13 empty] | 0.88418 | [9 empty] | 1.1036 | [23 empty] | 46.3789 |  |  |  | 73.4293 | [5 empty] | 0.38136 | [11 empty] | 0.56153 |  | 0.21876 | [5 empty] | 0.048905 | [7 empty] | 5.0697 |  |  |  |  | 2025 | Li, Z., Lang, X., Song, W., Li, H., Li, C., Ma, X. (2025). LA-ICP-MS analysis of sulfides from the Sinongduo Ag-Pb-Zn deposit, Tibet: Insights into element incorporation mechanisms and ore genesis. Ore Geology Reviews, 106858. https://doi.org/10.1016/j.oregeorev.2025.106858 |  | CHN | Tibet
| Sinongduo |  | Epithermal | Epithermal | Epithermal Ag-Pb-Zn | Ag, Pb, Zn |  | Ag, Pb, Zn | Li et al., 2025 |  | BZK0007-213@11 | BZK0007-213@11-1 | drill core |  |  |  |  | ore material | drill core | drill core | mineral separate | [5 empty] | mineralisation |  |  |  | sphalerite, pyrite, galena | [6 empty] | quartz, chalcopyrite, calcite | major element determined by EPMA as internal standard to calibrate the LA-ICP-MS data such as Zn for sphalerite, Fe for pyrite, and Pb for galena | LA-ICPMS, EMPA | NWR 193 nm Ar F Excimer laser-ablation system interfaced with an i CAP RQ ICPMS | Guangzhou Tuoyan Analytical Technology Co., Ltd. in Guangzhou, China | 0.7 l/min He carrier gas, which was later mixed with 0.89 l/min Ar make-up gas. The laser was set at a fluence of 3.5 J/cm², operating at 6 Hz with a 30 μm spot size. Each analysis lasted 45 seconds, followed by a 40-second background measurement. | NIST SRM610, MASS-1, NIST SRM612, GE8 | 71.2398 |  |  |  | 85.1056 | [9 empty] | 0.17384 | [5 empty] | 6.8488 | [5 empty] | 0.43121 |  | 2.8966 |  |  |  | 0.73827 | [9 empty] | 362.4436 |  | 0.14943 |  |  |  | 1.6535 | [7 empty] | 1.3396 | [13 empty] | 3.1523 | [9 empty] | 1.1104 | [23 empty] | 53.5692 | [9 empty] | 0.24461 | [11 empty] | 0.8025 |  | 0.16438 | [5 empty] | 0.099554 | [7 empty] | 4.6703 |  |  |  |  | 2025 | Li, Z., Lang, X., Song, W., Li, H., Li, C., Ma, X. (2025). LA-ICP-MS analysis of sulfides from the Sinongduo Ag-Pb-Zn deposit, Tibet: Insights into element incorporation mechanisms and ore genesis. Ore Geology Reviews, 106858. https://doi.org/10.1016/j.oregeorev.2025.106858 |  | CHN | Tibet
| Sinongduo |  | Epithermal | Epithermal | Epithermal Ag-Pb-Zn | Ag, Pb, Zn |  | Ag, Pb, Zn | Li et al., 2025 |  | BZK0007-213@12 | BZK0007-213@12-1 | drill core |  |  |  |  | ore material | drill core | drill core | mineral separate | [5 empty] | mineralisation |  |  |  | sphalerite, pyrite, galena | [6 empty] | quartz, chalcopyrite, calcite | major element determined by EPMA as internal standard to calibrate the LA-ICP-MS data such as Zn for sphalerite, Fe for pyrite, and Pb for galena | LA-ICPMS, EMPA | NWR 193 nm Ar F Excimer laser-ablation system interfaced with an i CAP RQ ICPMS | Guangzhou Tuoyan Analytical Technology Co., Ltd. in Guangzhou, China | 0.7 l/min He carrier gas, which was later mixed with 0.89 l/min Ar make-up gas. The laser was set at a fluence of 3.5 J/cm², operating at 6 Hz with a 30 μm spot size. Each analysis lasted 45 seconds, followed by a 40-second background measurement. | NIST SRM610, MASS-1, NIST SRM612, GE8 | 70.3733 |  |  |  | 95.432 | [9 empty] | 3.4584 | [5 empty] | 6.5596 | [5 empty] | 0.37912 | [5 empty] | 1.1852 | [9 empty] | 20.7744 |  | 0.019405 |  |  |  | 1.1329 | [7 empty] | 1.0744 | [13 empty] | 0.80694 | [9 empty] | 1.1599 | [23 empty] | 48.1567 |  |  |  | 49.7024 | [5 empty] | 0.27303 | [11 empty] | 0.47631 |  | 0.17206 | [5 empty] | 0.042144 | [7 empty] | 4.4853 |  |  |  |  | 2025 | Li, Z., Lang, X., Song, W., Li, H., Li, C., Ma, X. (2025). LA-ICP-MS analysis of sulfides from the Sinongduo Ag-Pb-Zn deposit, Tibet: Insights into element incorporation mechanisms and ore genesis. Ore Geology Reviews, 106858. https://doi.org/10.1016/j.oregeorev.2025.106858 |  | CHN | Tibet
| Sinongduo |  | Epithermal | Epithermal | Epithermal Ag-Pb-Zn | Ag, Pb, Zn |  | Ag, Pb, Zn | Li et al., 2025 |  | BZK0007-213@13 | BZK0007-213@13-1 | drill core |  |  |  |  | ore material | drill core | drill core | mineral separate | [5 empty] | mineralisation |  |  |  | sphalerite, pyrite, galena | [6 empty] | quartz, chalcopyrite, calcite | major element determined by EPMA as internal standard to calibrate the LA-ICP-MS data such as Zn for sphalerite, Fe for pyrite, and Pb for galena | LA-ICPMS, EMPA | NWR 193 nm Ar F Excimer laser-ablation system interfaced with an i CAP RQ ICPMS | Guangzhou Tuoyan Analytical Technology Co., Ltd. in Guangzhou, China | 0.7 l/min He carrier gas, which was later mixed with 0.89 l/min Ar make-up gas. The laser was set at a fluence of 3.5 J/cm², operating at 6 Hz with a 30 μm spot size. Each analysis lasted 45 seconds, followed by a 40-second background measurement. | NIST SRM610, MASS-1, NIST SRM612, GE8 | 119.6325 |  |  |  | 88.8219 | [9 empty] | 2.3223 | [5 empty] | 5.0016 | [5 empty] | 0.35745 |  | 0.94634 |  |  |  | 1.1661 | [9 empty] | 2070.0085 |  | 0.020746 | [11 empty] | 0.85928 | [13 empty] | 0.9058 | [33 empty] | 77.7048 |  |  |  | 63.4444 | [5 empty] | 0.25776 | [11 empty] | 0.39856 |  | 0.1664 | [5 empty] | 0.055438 | [7 empty] | 5.8399 |  |  |  |  | 2025 | Li, Z., Lang, X., Song, W., Li, H., Li, C., Ma, X. (2025). LA-ICP-MS analysis of sulfides from the Sinongduo Ag-Pb-Zn deposit, Tibet: Insights into element incorporation mechanisms and ore genesis. Ore Geology Reviews, 106858. https://doi.org/10.1016/j.oregeorev.2025.106858 |  | CHN | Tibet
| Sinongduo |  | Epithermal | Epithermal | Epithermal Ag-Pb-Zn | Ag, Pb, Zn |  | Ag, Pb, Zn | Li et al., 2025 |  | BZK0007-213@14 | BZK0007-213@14-1 | drill core |  |  |  |  | ore material | drill core | drill core | mineral separate | [5 empty] | mineralisation |  |  |  | sphalerite, pyrite, galena | [6 empty] | quartz, chalcopyrite, calcite | major element determined by EPMA as internal standard to calibrate the LA-ICP-MS data such as Zn for sphalerite, Fe for pyrite, and Pb for galena | LA-ICPMS, EMPA | NWR 193 nm Ar F Excimer laser-ablation system interfaced with an i CAP RQ ICPMS | Guangzhou Tuoyan Analytical Technology Co., Ltd. in Guangzhou, China | 0.7 l/min He carrier gas, which was later mixed with 0.89 l/min Ar make-up gas. The laser was set at a fluence of 3.5 J/cm², operating at 6 Hz with a 30 μm spot size. Each analysis lasted 45 seconds, followed by a 40-second background measurement. | NIST SRM610, MASS-1, NIST SRM612, GE8 | 63.448 |  |  |  | 77.9236 | [9 empty] | 1.9684 | [5 empty] | 4.3352 | [5 empty] | 0.3028 |  | 0.77801 | [13 empty] | 11.2772 |  | 0.082615 |  |  |  | 0.99222 | [7 empty] | 1.1175 | [23 empty] | 0.72183 | [23 empty] | 44.8409 |  |  |  | 53.4386 | [5 empty] | 0.22456 | [11 empty] | 0.42558 |  | 0.1811 | [13 empty] | 3.2975 |  |  |  |  | 2025 | Li, Z., Lang, X., Song, W., Li, H., Li, C., Ma, X. (2025). LA-ICP-MS analysis of sulfides from the Sinongduo Ag-Pb-Zn deposit, Tibet: Insights into element incorporation mechanisms and ore genesis. Ore Geology Reviews, 106858. https://doi.org/10.1016/j.oregeorev.2025.106858 |  | CHN | Tibet
| Sinongduo |  | Epithermal | Epithermal | Epithermal Ag-Pb-Zn | Ag, Pb, Zn |  | Ag, Pb, Zn | Li et al., 2025 |  | BZK0022-89@11 | BZK0022-89@11-1 | drill core |  |  |  |  | ore material | drill core | drill core | mineral separate | [5 empty] | mineralisation |  |  |  | sphalerite, pyrite, galena | [6 empty] | quartz, chalcopyrite, calcite | major element determined by EPMA as internal standard to calibrate the LA-ICP-MS data such as Zn for sphalerite, Fe for pyrite, and Pb for galena | LA-ICPMS, EMPA | NWR 193 nm Ar F Excimer laser-ablation system interfaced with an i CAP RQ ICPMS | Guangzhou Tuoyan Analytical Technology Co., Ltd. in Guangzhou, China | 0.7 l/min He carrier gas, which was later mixed with 0.89 l/min Ar make-up gas. The laser was set at a fluence of 3.5 J/cm², operating at 6 Hz with a 30 μm spot size. Each analysis lasted 45 seconds, followed by a 40-second background measurement. | NIST SRM610, MASS-1, NIST SRM612, GE8 | 41.6794 |  |  |  | 68.5666 | [9 empty] | 1.8057 | [5 empty] | 4.0881 | [5 empty] | 0.30281 |  | 1.2908 |  |  |  | 134.9932 | [9 empty] | 9.7605 |  | 0.081311 |  |  |  | 0.84152 | [7 empty] | 0.90505 | [13 empty] | 0.53362 | [9 empty] | 0.66441 | [23 empty] | 31.0746 |  |  |  | 28.125 | [5 empty] | 0.18726 | [11 empty] | 1.5444 |  | 0.13578 | [5 empty] | 0.025479 | [7 empty] | 2.4125 |  |  |  |  | 2025 | Li, Z., Lang, X., Song, W., Li, H., Li, C., Ma, X. (2025). LA-ICP-MS analysis of sulfides from the Sinongduo Ag-Pb-Zn deposit, Tibet: Insights into element incorporation mechanisms and ore genesis. Ore Geology Reviews, 106858. https://doi.org/10.1016/j.oregeorev.2025.106858 |  | CHN | Tibet