## Sheet1
Uploaded | deposit_name | deposit_local_id | deposit_environment | deposit_group | deposit_type | primary_commodities | secondary_commodities | all_commodities | deposit_source | sample_uid | sample_name | sample_local_id | feature_type | feature_name | feature_uid | top_depth_m | bottom_depth_m | sample_deposit_relation | sample_type | sampling_method | material_class | material_class_comments | province | strat_unit_name | strat_unit_uid | strat_grouping | earth_material_group | earth_material_qualifier | earth_material | metamorphic_grade | mineral | paragenetic_stage | mode_of_occurrence | texture | color | alteration | sample_description | associated_minerals | sample_preparation | analytical_method | instrument_type_model | laboratory_location/if reported | operating_conditions/if reported | standards_used/if reported | ag_ppm | ag_detection_limit | al_ppm | al_detection_limit | as_ppm | as_detection_limit | au_ppm | au_detection_limit | b_ppm | b_detection_limit | ba_ppm | ba_detection_limit | be_ppm | be_detection_limit | bi_ppm | bi_detection_limit | br_ppm | br_detection_limit | ca_ppm | ca_detection_limit | cd_ppm | cd_detection_limit | ce_ppm | ce_detection_limit | cl_ppm | cl_detection_limit | co_ppm | co_detection_limit | cr_ppm | cr_detection_limit | cs_ppm | cs_detection_limit | cu_ppm | cu_detection_limit | dy_ppm | dy_detection_limit | er_ppm | er_detection_limit | eu_ppm | eu_detection_limit | f_ppm | f_detection_limit | fe_ppm | fe_detection_limit | ga_ppm | ga_detection_limit | gd_ppm | gd_detection_limit | ge_ppm | ge_detection_limit | hf_ppm | hf_detection_limit | hg_ppm | hg_detection_limit | ho_ppm | ho_detection_limit | in_ppm | in_detection_limit | ir_ppm | ir_detection_limit | k_ppm | k_detection_limit | la_ppm | la_detection_limit | li_ppm | li_detection_limit | lu_ppm | lu_detection_limit | mg_ppm | mg_detection_limit | mn_ppm | mn_detection_limit | mo_ppm | mo_detection_limit | na_ppm | na_detection_limit | nb_ppm | nb_detection_limit | nd_ppm | nd_detection_limit | ni_ppm | ni_detection_limit | os_ppm | os_detection_limit | p_ppm | p_detection_limit | pb_ppm | pb_detection_limit | pd_ppm | pd_detection_limit | pr_ppm | pr_detection_limit | pt_ppm | pt_detection_limit | rb_ppm | rb_detection_limit | re_ppm | re_detection_limit | rh_ppm | rh_detection_limit | ru_ppm | ru_detection_limit | s_ppm | s_detection_limit | sb_ppm | sb_detection_limit | sc_ppm | sc_detection_limit | se_ppm | se_detection_limit | si_ppm | si_detection_limit | sm_ppm | sm_detection_limit | sn_ppm | sn_detection_limit | sr_ppm | sr_detection_limit | ta_ppm | ta_detection_limit | tb_ppm | tb_detection_limit | te_ppm | te_detection_limit | th_ppm | th_detection_limit | ti_ppm | ti_detection_limit | tl_ppm | tl_detection_limit | tm_ppm | tm_detection_limit | u_ppm | u_detection_limit | v_ppm | v_detection_limit | w_ppm | w_detection_limit | y_ppm | y_detection_limit | yb_ppm | yb_detection_limit | zn_ppm | zn_detection_limit | zr_ppm | zr_detection_limit | analysis_datetime | publication_date | sample_source | submitter | country | state | deposit_longitude_wgs84 | deposit_latitude_wgs84 | sample_longitude_wgs84 | sample_latitude_wgs84 | sample_easting | sample_northing | sample_utm_zone | sample_location_description | location_source | location_accuracy | comments | last_update
| Xunmei vent field, Niaochao vent field |  | Seafloor hydrothermal | Volcanic-hosted massive sulfide (VMS) | seafloor massive sulfide (SMS) | Cu, Zn, Au, Ag | Co, Pb, Sb | Cu, Zn, Au, Ag, Co, Pb, Sb |  |  | Xunmei vent field-1 | Xunmei vent field-1 | seafloor vent field |  |  |  |  | ore material | grab | grab | mineral separate | [5 empty] | mineralisation | sulfide chimney | pyrite, marcasite, chalcopyrite |  | pyrite, marcasite, chalcopyrite | multiple stages: colloform marcasite-pyrite intergrowths (outermost wall), replacement assemblages (transition layers), dense recrystallized assemblages, marcasite pseudomorphs after pyrrhotite (middle layer) | sulfide chimney | colloform, subhedral, anhedral, euhedral, dense coarse-grained, columnar pseudomorphs |  |  |  | sphalerite, pyrrhotite, anhydrite, galena, tetrahedrite, tennantite | Transverse sections (polished sections) | EMPA, LA-ICPMS, MC-ICPMS | JEOL JXA-8100 EPMA; Teledyne Cetac Technologies Analyte Excite laser ablation system coupled with an Agilent Technologies 7700x quadrupole ICP-MS; ESI NWR Image GEO 193 coupled with TOFWERK icp TOF R; Neptune Plus multicollector ICP-MS (Thermo Fisher Scientific, Bremen, Germany) coupled with a Geolas HD excimer ArF laser ablation system (Coherent, Göttingen, Germany); Bruker M4 Tornado™ system | SIO, MNR; China University of Petroleum (East China), Qingdao, China; Nanjing Focu MS Technology Co. Ltd., Nanjing, China; Shanghai Chemlab Laboratory, Shanghai, China; Wuhan Sample Solution Analytical Technology Co. Ltd., Wuhan, China | EPMA: beam current of 10 nA, beam size of 1–5 μm, accelerating voltage of 20 kV. Micro-XRF: rhodium target X-ray tube operating at 50 kV and 800 nA, polycapillary lens providing a 40-μm spot size on a 20-μm raster, dwell time of 5 ms per pixel. LA-ICP-MS: 193-nm ArF excimer laser, fluence of 6 J/cm², 6 Hz repetition rate for 40 seconds (240 pulses), 30-second pre-ablation blank, total run time 70 seconds, spot size 32–44 μm, He carrier gas mixed with Ar. LA-ICP-TOF-MS: 193 nm ArF excimer laser, spot diameter ~20 µm, repetition rate ~20 Hz, laser fluence ~7 J/cm², scan speed ~4000 µm/s, He carrier gas ~600 ml/min, washout time 50 ms. S isotope MC-ICP-MS: spot size ~44 μm, pulse frequency ~2 Hz, laser fluence ~5 J/cm², He carrier gas with Ar make-up gas. | MASS-1 (Fe-Cu-Zn-S pressed pellet) and GSE-1G (synthetic basaltic glass) from the United States Geological Survey; pyrite PPP-1; chalcopyrite GBW07268; pyrrhotite SP-Po-01 (δ34S = 1.4‰ ± 0.4‰); chalcopyrite SP-CP-01 (δ34S = 5.45‰ ± 0.3‰); natural and synthetic minerals from USA SPI Supplies | [147 empty] | 2025
| Xunmei vent field, Niaochao vent field |  | Seafloor hydrothermal | Volcanic-hosted massive sulfide (VMS) | seafloor massive sulfide (SMS) | Cu, Zn, Au, Ag | Co, Pb, Sb | Cu, Zn, Au, Ag, Co, Pb, Sb |  |  | I-Mrc1 (n=6)-1 | I-Mrc1 (n=6)-1 | seafloor vent field |  |  |  |  | ore material | grab | grab | mineral separate | [5 empty] | mineralisation | sulfide chimney | pyrite, marcasite, chalcopyrite |  | pyrite, marcasite, chalcopyrite | multiple stages: colloform marcasite-pyrite intergrowths (outermost wall), replacement assemblages (transition layers), dense recrystallized assemblages, marcasite pseudomorphs after pyrrhotite (middle layer) | sulfide chimney | colloform, subhedral, anhedral, euhedral, dense coarse-grained, columnar pseudomorphs |  |  |  | sphalerite, pyrrhotite, anhydrite, galena, tetrahedrite, tennantite | Transverse sections (polished sections) | EMPA, LA-ICPMS, MC-ICPMS | JEOL JXA-8100 EPMA; Teledyne Cetac Technologies Analyte Excite laser ablation system coupled with an Agilent Technologies 7700x quadrupole ICP-MS; ESI NWR Image GEO 193 coupled with TOFWERK icp TOF R; Neptune Plus multicollector ICP-MS (Thermo Fisher Scientific, Bremen, Germany) coupled with a Geolas HD excimer ArF laser ablation system (Coherent, Göttingen, Germany); Bruker M4 Tornado™ system | SIO, MNR; China University of Petroleum (East China), Qingdao, China; Nanjing Focu MS Technology Co. Ltd., Nanjing, China; Shanghai Chemlab Laboratory, Shanghai, China; Wuhan Sample Solution Analytical Technology Co. Ltd., Wuhan, China | EPMA: beam current of 10 nA, beam size of 1–5 μm, accelerating voltage of 20 kV. Micro-XRF: rhodium target X-ray tube operating at 50 kV and 800 nA, polycapillary lens providing a 40-μm spot size on a 20-μm raster, dwell time of 5 ms per pixel. LA-ICP-MS: 193-nm ArF excimer laser, fluence of 6 J/cm², 6 Hz repetition rate for 40 seconds (240 pulses), 30-second pre-ablation blank, total run time 70 seconds, spot size 32–44 μm, He carrier gas mixed with Ar. LA-ICP-TOF-MS: 193 nm ArF excimer laser, spot diameter ~20 µm, repetition rate ~20 Hz, laser fluence ~7 J/cm², scan speed ~4000 µm/s, He carrier gas ~600 ml/min, washout time 50 ms. S isotope MC-ICP-MS: spot size ~44 μm, pulse frequency ~2 Hz, laser fluence ~5 J/cm², He carrier gas with Ar make-up gas. | MASS-1 (Fe-Cu-Zn-S pressed pellet) and GSE-1G (synthetic basaltic glass) from the United States Geological Survey; pyrite PPP-1; chalcopyrite GBW07268; pyrrhotite SP-Po-01 (δ34S = 1.4‰ ± 0.4‰); chalcopyrite SP-CP-01 (δ34S = 5.45‰ ± 0.3‰); natural and synthetic minerals from USA SPI Supplies |  |  |  |  | 170 | [21 empty] | 2540 | [5 empty] | 3610 | [9 empty] | 449000 | [59 empty] | 524860 | [44 empty] | 2025
| Xunmei vent field, Niaochao vent field |  | Seafloor hydrothermal | Volcanic-hosted massive sulfide (VMS) | seafloor massive sulfide (SMS) | Cu, Zn, Au, Ag | Co, Pb, Sb | Cu, Zn, Au, Ag, Co, Pb, Sb |  |  | I-Mrc1 (n=6)-2 | I-Mrc1 (n=6)-2 | seafloor vent field |  |  |  |  | ore material | grab | grab | mineral separate | [5 empty] | mineralisation | sulfide chimney | pyrite, marcasite, chalcopyrite |  | pyrite, marcasite, chalcopyrite | multiple stages: colloform marcasite-pyrite intergrowths (outermost wall), replacement assemblages (transition layers), dense recrystallized assemblages, marcasite pseudomorphs after pyrrhotite (middle layer) | sulfide chimney | colloform, subhedral, anhedral, euhedral, dense coarse-grained, columnar pseudomorphs |  |  |  | sphalerite, pyrrhotite, anhydrite, galena, tetrahedrite, tennantite | Transverse sections (polished sections) | EMPA, LA-ICPMS, MC-ICPMS | JEOL JXA-8100 EPMA; Teledyne Cetac Technologies Analyte Excite laser ablation system coupled with an Agilent Technologies 7700x quadrupole ICP-MS; ESI NWR Image GEO 193 coupled with TOFWERK icp TOF R; Neptune Plus multicollector ICP-MS (Thermo Fisher Scientific, Bremen, Germany) coupled with a Geolas HD excimer ArF laser ablation system (Coherent, Göttingen, Germany); Bruker M4 Tornado™ system | SIO, MNR; China University of Petroleum (East China), Qingdao, China; Nanjing Focu MS Technology Co. Ltd., Nanjing, China; Shanghai Chemlab Laboratory, Shanghai, China; Wuhan Sample Solution Analytical Technology Co. Ltd., Wuhan, China | EPMA: beam current of 10 nA, beam size of 1–5 μm, accelerating voltage of 20 kV. Micro-XRF: rhodium target X-ray tube operating at 50 kV and 800 nA, polycapillary lens providing a 40-μm spot size on a 20-μm raster, dwell time of 5 ms per pixel. LA-ICP-MS: 193-nm ArF excimer laser, fluence of 6 J/cm², 6 Hz repetition rate for 40 seconds (240 pulses), 30-second pre-ablation blank, total run time 70 seconds, spot size 32–44 μm, He carrier gas mixed with Ar. LA-ICP-TOF-MS: 193 nm ArF excimer laser, spot diameter ~20 µm, repetition rate ~20 Hz, laser fluence ~7 J/cm², scan speed ~4000 µm/s, He carrier gas ~600 ml/min, washout time 50 ms. S isotope MC-ICP-MS: spot size ~44 μm, pulse frequency ~2 Hz, laser fluence ~5 J/cm², He carrier gas with Ar make-up gas. | MASS-1 (Fe-Cu-Zn-S pressed pellet) and GSE-1G (synthetic basaltic glass) from the United States Geological Survey; pyrite PPP-1; chalcopyrite GBW07268; pyrrhotite SP-Po-01 (δ34S = 1.4‰ ± 0.4‰); chalcopyrite SP-CP-01 (δ34S = 5.45‰ ± 0.3‰); natural and synthetic minerals from USA SPI Supplies | [26 empty] | 1430 | [5 empty] | 1310 | [9 empty] | 456270 | [37 empty] | 170 | [21 empty] | 526340 | [39 empty] | 520 |  |  |  |  | 2025
| Xunmei vent field, Niaochao vent field |  | Seafloor hydrothermal | Volcanic-hosted massive sulfide (VMS) | seafloor massive sulfide (SMS) | Cu, Zn, Au, Ag | Co, Pb, Sb | Cu, Zn, Au, Ag, Co, Pb, Sb |  |  | I-Mrc1 (n=6)-3 | I-Mrc1 (n=6)-3 | seafloor vent field |  |  |  |  | ore material | grab | grab | mineral separate | [5 empty] | mineralisation | sulfide chimney | pyrite, marcasite, chalcopyrite |  | pyrite, marcasite, chalcopyrite | multiple stages: colloform marcasite-pyrite intergrowths (outermost wall), replacement assemblages (transition layers), dense recrystallized assemblages, marcasite pseudomorphs after pyrrhotite (middle layer) | sulfide chimney | colloform, subhedral, anhedral, euhedral, dense coarse-grained, columnar pseudomorphs |  |  |  | sphalerite, pyrrhotite, anhydrite, galena, tetrahedrite, tennantite | Transverse sections (polished sections) | EMPA, LA-ICPMS, MC-ICPMS | JEOL JXA-8100 EPMA; Teledyne Cetac Technologies Analyte Excite laser ablation system coupled with an Agilent Technologies 7700x quadrupole ICP-MS; ESI NWR Image GEO 193 coupled with TOFWERK icp TOF R; Neptune Plus multicollector ICP-MS (Thermo Fisher Scientific, Bremen, Germany) coupled with a Geolas HD excimer ArF laser ablation system (Coherent, Göttingen, Germany); Bruker M4 Tornado™ system | SIO, MNR; China University of Petroleum (East China), Qingdao, China; Nanjing Focu MS Technology Co. Ltd., Nanjing, China; Shanghai Chemlab Laboratory, Shanghai, China; Wuhan Sample Solution Analytical Technology Co. Ltd., Wuhan, China | EPMA: beam current of 10 nA, beam size of 1–5 μm, accelerating voltage of 20 kV. Micro-XRF: rhodium target X-ray tube operating at 50 kV and 800 nA, polycapillary lens providing a 40-μm spot size on a 20-μm raster, dwell time of 5 ms per pixel. LA-ICP-MS: 193-nm ArF excimer laser, fluence of 6 J/cm², 6 Hz repetition rate for 40 seconds (240 pulses), 30-second pre-ablation blank, total run time 70 seconds, spot size 32–44 μm, He carrier gas mixed with Ar. LA-ICP-TOF-MS: 193 nm ArF excimer laser, spot diameter ~20 µm, repetition rate ~20 Hz, laser fluence ~7 J/cm², scan speed ~4000 µm/s, He carrier gas ~600 ml/min, washout time 50 ms. S isotope MC-ICP-MS: spot size ~44 μm, pulse frequency ~2 Hz, laser fluence ~5 J/cm², He carrier gas with Ar make-up gas. | MASS-1 (Fe-Cu-Zn-S pressed pellet) and GSE-1G (synthetic basaltic glass) from the United States Geological Survey; pyrite PPP-1; chalcopyrite GBW07268; pyrrhotite SP-Po-01 (δ34S = 1.4‰ ± 0.4‰); chalcopyrite SP-CP-01 (δ34S = 5.45‰ ± 0.3‰); natural and synthetic minerals from USA SPI Supplies |  |  |  |  | 150 | [21 empty] | 440 | [5 empty] | 2700 | [9 empty] | 454840 | [37 empty] | 50 | [21 empty] | 528490 | [39 empty] | 330 |  |  |  |  | 2025
| Xunmei vent field, Niaochao vent field |  | Seafloor hydrothermal | Volcanic-hosted massive sulfide (VMS) | seafloor massive sulfide (SMS) | Cu, Zn, Au, Ag | Co, Pb, Sb | Cu, Zn, Au, Ag, Co, Pb, Sb |  |  | I-Mrc1 (n=6)-4 | I-Mrc1 (n=6)-4 | seafloor vent field |  |  |  |  | ore material | grab | grab | mineral separate | [5 empty] | mineralisation | sulfide chimney | pyrite, marcasite, chalcopyrite |  | pyrite, marcasite, chalcopyrite | multiple stages: colloform marcasite-pyrite intergrowths (outermost wall), replacement assemblages (transition layers), dense recrystallized assemblages, marcasite pseudomorphs after pyrrhotite (middle layer) | sulfide chimney | colloform, subhedral, anhedral, euhedral, dense coarse-grained, columnar pseudomorphs |  |  |  | sphalerite, pyrrhotite, anhydrite, galena, tetrahedrite, tennantite | Transverse sections (polished sections) | EMPA, LA-ICPMS, MC-ICPMS | JEOL JXA-8100 EPMA; Teledyne Cetac Technologies Analyte Excite laser ablation system coupled with an Agilent Technologies 7700x quadrupole ICP-MS; ESI NWR Image GEO 193 coupled with TOFWERK icp TOF R; Neptune Plus multicollector ICP-MS (Thermo Fisher Scientific, Bremen, Germany) coupled with a Geolas HD excimer ArF laser ablation system (Coherent, Göttingen, Germany); Bruker M4 Tornado™ system | SIO, MNR; China University of Petroleum (East China), Qingdao, China; Nanjing Focu MS Technology Co. Ltd., Nanjing, China; Shanghai Chemlab Laboratory, Shanghai, China; Wuhan Sample Solution Analytical Technology Co. Ltd., Wuhan, China | EPMA: beam current of 10 nA, beam size of 1–5 μm, accelerating voltage of 20 kV. Micro-XRF: rhodium target X-ray tube operating at 50 kV and 800 nA, polycapillary lens providing a 40-μm spot size on a 20-μm raster, dwell time of 5 ms per pixel. LA-ICP-MS: 193-nm ArF excimer laser, fluence of 6 J/cm², 6 Hz repetition rate for 40 seconds (240 pulses), 30-second pre-ablation blank, total run time 70 seconds, spot size 32–44 μm, He carrier gas mixed with Ar. LA-ICP-TOF-MS: 193 nm ArF excimer laser, spot diameter ~20 µm, repetition rate ~20 Hz, laser fluence ~7 J/cm², scan speed ~4000 µm/s, He carrier gas ~600 ml/min, washout time 50 ms. S isotope MC-ICP-MS: spot size ~44 μm, pulse frequency ~2 Hz, laser fluence ~5 J/cm², He carrier gas with Ar make-up gas. | MASS-1 (Fe-Cu-Zn-S pressed pellet) and GSE-1G (synthetic basaltic glass) from the United States Geological Survey; pyrite PPP-1; chalcopyrite GBW07268; pyrrhotite SP-Po-01 (δ34S = 1.4‰ ± 0.4‰); chalcopyrite SP-CP-01 (δ34S = 5.45‰ ± 0.3‰); natural and synthetic minerals from USA SPI Supplies | 160 | [25 empty] | 2230 | [5 empty] | 1880 | [9 empty] | 457040 | [59 empty] | 524440 | [39 empty] | 510 |  |  |  |  | 2025
| Xunmei vent field, Niaochao vent field |  | Seafloor hydrothermal | Volcanic-hosted massive sulfide (VMS) | seafloor massive sulfide (SMS) | Cu, Zn, Au, Ag | Co, Pb, Sb | Cu, Zn, Au, Ag, Co, Pb, Sb |  |  | I-Mrc1 (n=6)-5 | I-Mrc1 (n=6)-5 | seafloor vent field |  |  |  |  | ore material | grab | grab | mineral separate | [5 empty] | mineralisation | sulfide chimney | pyrite, marcasite, chalcopyrite |  | pyrite, marcasite, chalcopyrite | multiple stages: colloform marcasite-pyrite intergrowths (outermost wall), replacement assemblages (transition layers), dense recrystallized assemblages, marcasite pseudomorphs after pyrrhotite (middle layer) | sulfide chimney | colloform, subhedral, anhedral, euhedral, dense coarse-grained, columnar pseudomorphs |  |  |  | sphalerite, pyrrhotite, anhydrite, galena, tetrahedrite, tennantite | Transverse sections (polished sections) | EMPA, LA-ICPMS, MC-ICPMS | JEOL JXA-8100 EPMA; Teledyne Cetac Technologies Analyte Excite laser ablation system coupled with an Agilent Technologies 7700x quadrupole ICP-MS; ESI NWR Image GEO 193 coupled with TOFWERK icp TOF R; Neptune Plus multicollector ICP-MS (Thermo Fisher Scientific, Bremen, Germany) coupled with a Geolas HD excimer ArF laser ablation system (Coherent, Göttingen, Germany); Bruker M4 Tornado™ system | SIO, MNR; China University of Petroleum (East China), Qingdao, China; Nanjing Focu MS Technology Co. Ltd., Nanjing, China; Shanghai Chemlab Laboratory, Shanghai, China; Wuhan Sample Solution Analytical Technology Co. Ltd., Wuhan, China | EPMA: beam current of 10 nA, beam size of 1–5 μm, accelerating voltage of 20 kV. Micro-XRF: rhodium target X-ray tube operating at 50 kV and 800 nA, polycapillary lens providing a 40-μm spot size on a 20-μm raster, dwell time of 5 ms per pixel. LA-ICP-MS: 193-nm ArF excimer laser, fluence of 6 J/cm², 6 Hz repetition rate for 40 seconds (240 pulses), 30-second pre-ablation blank, total run time 70 seconds, spot size 32–44 μm, He carrier gas mixed with Ar. LA-ICP-TOF-MS: 193 nm ArF excimer laser, spot diameter ~20 µm, repetition rate ~20 Hz, laser fluence ~7 J/cm², scan speed ~4000 µm/s, He carrier gas ~600 ml/min, washout time 50 ms. S isotope MC-ICP-MS: spot size ~44 μm, pulse frequency ~2 Hz, laser fluence ~5 J/cm², He carrier gas with Ar make-up gas. | MASS-1 (Fe-Cu-Zn-S pressed pellet) and GSE-1G (synthetic basaltic glass) from the United States Geological Survey; pyrite PPP-1; chalcopyrite GBW07268; pyrrhotite SP-Po-01 (δ34S = 1.4‰ ± 0.4‰); chalcopyrite SP-CP-01 (δ34S = 5.45‰ ± 0.3‰); natural and synthetic minerals from USA SPI Supplies |  |  |  |  | 120 | [21 empty] | 2230 | [5 empty] | 2130 | [9 empty] | 453230 | [59 empty] | 522290 | [39 empty] | 600 |  |  |  |  | 2025
| Xunmei vent field, Niaochao vent field |  | Seafloor hydrothermal | Volcanic-hosted massive sulfide (VMS) | seafloor massive sulfide (SMS) | Cu, Zn, Au, Ag | Co, Pb, Sb | Cu, Zn, Au, Ag, Co, Pb, Sb |  |  | I-Mrc1 (n=6)-6 | I-Mrc1 (n=6)-6 | seafloor vent field |  |  |  |  | ore material | grab | grab | mineral separate | [5 empty] | mineralisation | sulfide chimney | pyrite, marcasite, chalcopyrite |  | pyrite, marcasite, chalcopyrite | multiple stages: colloform marcasite-pyrite intergrowths (outermost wall), replacement assemblages (transition layers), dense recrystallized assemblages, marcasite pseudomorphs after pyrrhotite (middle layer) | sulfide chimney | colloform, subhedral, anhedral, euhedral, dense coarse-grained, columnar pseudomorphs |  |  |  | sphalerite, pyrrhotite, anhydrite, galena, tetrahedrite, tennantite | Transverse sections (polished sections) | EMPA, LA-ICPMS, MC-ICPMS | JEOL JXA-8100 EPMA; Teledyne Cetac Technologies Analyte Excite laser ablation system coupled with an Agilent Technologies 7700x quadrupole ICP-MS; ESI NWR Image GEO 193 coupled with TOFWERK icp TOF R; Neptune Plus multicollector ICP-MS (Thermo Fisher Scientific, Bremen, Germany) coupled with a Geolas HD excimer ArF laser ablation system (Coherent, Göttingen, Germany); Bruker M4 Tornado™ system | SIO, MNR; China University of Petroleum (East China), Qingdao, China; Nanjing Focu MS Technology Co. Ltd., Nanjing, China; Shanghai Chemlab Laboratory, Shanghai, China; Wuhan Sample Solution Analytical Technology Co. Ltd., Wuhan, China | EPMA: beam current of 10 nA, beam size of 1–5 μm, accelerating voltage of 20 kV. Micro-XRF: rhodium target X-ray tube operating at 50 kV and 800 nA, polycapillary lens providing a 40-μm spot size on a 20-μm raster, dwell time of 5 ms per pixel. LA-ICP-MS: 193-nm ArF excimer laser, fluence of 6 J/cm², 6 Hz repetition rate for 40 seconds (240 pulses), 30-second pre-ablation blank, total run time 70 seconds, spot size 32–44 μm, He carrier gas mixed with Ar. LA-ICP-TOF-MS: 193 nm ArF excimer laser, spot diameter ~20 µm, repetition rate ~20 Hz, laser fluence ~7 J/cm², scan speed ~4000 µm/s, He carrier gas ~600 ml/min, washout time 50 ms. S isotope MC-ICP-MS: spot size ~44 μm, pulse frequency ~2 Hz, laser fluence ~5 J/cm², He carrier gas with Ar make-up gas. | MASS-1 (Fe-Cu-Zn-S pressed pellet) and GSE-1G (synthetic basaltic glass) from the United States Geological Survey; pyrite PPP-1; chalcopyrite GBW07268; pyrrhotite SP-Po-01 (δ34S = 1.4‰ ± 0.4‰); chalcopyrite SP-CP-01 (δ34S = 5.45‰ ± 0.3‰); natural and synthetic minerals from USA SPI Supplies |  |  |  |  | 80 | [21 empty] | 3840 | [5 empty] | 3630 | [9 empty] | 450890 | [37 empty] | 100 | [21 empty] | 530730 | [39 empty] | 480 |  |  |  |  | 2025
| Xunmei vent field, Niaochao vent field |  | Seafloor hydrothermal | Volcanic-hosted massive sulfide (VMS) | seafloor massive sulfide (SMS) | Cu, Zn, Au, Ag | Co, Pb, Sb | Cu, Zn, Au, Ag, Co, Pb, Sb |  |  | I-Mrc1 (n=6)-7 | I-Mrc1 (n=6)-7 | seafloor vent field |  |  |  |  | ore material | grab | grab | mineral separate | [5 empty] | mineralisation | sulfide chimney | pyrite, marcasite, chalcopyrite |  | pyrite, marcasite, chalcopyrite | multiple stages: colloform marcasite-pyrite intergrowths (outermost wall), replacement assemblages (transition layers), dense recrystallized assemblages, marcasite pseudomorphs after pyrrhotite (middle layer) | sulfide chimney | colloform, subhedral, anhedral, euhedral, dense coarse-grained, columnar pseudomorphs |  |  |  | sphalerite, pyrrhotite, anhydrite, galena, tetrahedrite, tennantite | Transverse sections (polished sections) | EMPA, LA-ICPMS, MC-ICPMS | JEOL JXA-8100 EPMA; Teledyne Cetac Technologies Analyte Excite laser ablation system coupled with an Agilent Technologies 7700x quadrupole ICP-MS; ESI NWR Image GEO 193 coupled with TOFWERK icp TOF R; Neptune Plus multicollector ICP-MS (Thermo Fisher Scientific, Bremen, Germany) coupled with a Geolas HD excimer ArF laser ablation system (Coherent, Göttingen, Germany); Bruker M4 Tornado™ system | SIO, MNR; China University of Petroleum (East China), Qingdao, China; Nanjing Focu MS Technology Co. Ltd., Nanjing, China; Shanghai Chemlab Laboratory, Shanghai, China; Wuhan Sample Solution Analytical Technology Co. Ltd., Wuhan, China | EPMA: beam current of 10 nA, beam size of 1–5 μm, accelerating voltage of 20 kV. Micro-XRF: rhodium target X-ray tube operating at 50 kV and 800 nA, polycapillary lens providing a 40-μm spot size on a 20-μm raster, dwell time of 5 ms per pixel. LA-ICP-MS: 193-nm ArF excimer laser, fluence of 6 J/cm², 6 Hz repetition rate for 40 seconds (240 pulses), 30-second pre-ablation blank, total run time 70 seconds, spot size 32–44 μm, He carrier gas mixed with Ar. LA-ICP-TOF-MS: 193 nm ArF excimer laser, spot diameter ~20 µm, repetition rate ~20 Hz, laser fluence ~7 J/cm², scan speed ~4000 µm/s, He carrier gas ~600 ml/min, washout time 50 ms. S isotope MC-ICP-MS: spot size ~44 μm, pulse frequency ~2 Hz, laser fluence ~5 J/cm², He carrier gas with Ar make-up gas. | MASS-1 (Fe-Cu-Zn-S pressed pellet) and GSE-1G (synthetic basaltic glass) from the United States Geological Survey; pyrite PPP-1; chalcopyrite GBW07268; pyrrhotite SP-Po-01 (δ34S = 1.4‰ ± 0.4‰); chalcopyrite SP-CP-01 (δ34S = 5.45‰ ± 0.3‰); natural and synthetic minerals from USA SPI Supplies |  |  |  |  | 130 | [21 empty] | 2118.3333 | [5 empty] | 2543.3333 | [9 empty] | 453545 | [37 empty] | 106.6667 | [21 empty] | 526191.6667 | [39 empty] | 488 |  |  |  |  | 2025
| Xunmei vent field, Niaochao vent field |  | Seafloor hydrothermal | Volcanic-hosted massive sulfide (VMS) | seafloor massive sulfide (SMS) | Cu, Zn, Au, Ag | Co, Pb, Sb | Cu, Zn, Au, Ag, Co, Pb, Sb |  |  | I-Mrc1 (n=6)-8 | I-Mrc1 (n=6)-8 | seafloor vent field |  |  |  |  | ore material | grab | grab | mineral separate | [5 empty] | mineralisation | sulfide chimney | pyrite, marcasite, chalcopyrite |  | pyrite, marcasite, chalcopyrite | multiple stages: colloform marcasite-pyrite intergrowths (outermost wall), replacement assemblages (transition layers), dense recrystallized assemblages, marcasite pseudomorphs after pyrrhotite (middle layer) | sulfide chimney | colloform, subhedral, anhedral, euhedral, dense coarse-grained, columnar pseudomorphs |  |  |  | sphalerite, pyrrhotite, anhydrite, galena, tetrahedrite, tennantite | Transverse sections (polished sections) | EMPA, LA-ICPMS, MC-ICPMS | JEOL JXA-8100 EPMA; Teledyne Cetac Technologies Analyte Excite laser ablation system coupled with an Agilent Technologies 7700x quadrupole ICP-MS; ESI NWR Image GEO 193 coupled with TOFWERK icp TOF R; Neptune Plus multicollector ICP-MS (Thermo Fisher Scientific, Bremen, Germany) coupled with a Geolas HD excimer ArF laser ablation system (Coherent, Göttingen, Germany); Bruker M4 Tornado™ system | SIO, MNR; China University of Petroleum (East China), Qingdao, China; Nanjing Focu MS Technology Co. Ltd., Nanjing, China; Shanghai Chemlab Laboratory, Shanghai, China; Wuhan Sample Solution Analytical Technology Co. Ltd., Wuhan, China | EPMA: beam current of 10 nA, beam size of 1–5 μm, accelerating voltage of 20 kV. Micro-XRF: rhodium target X-ray tube operating at 50 kV and 800 nA, polycapillary lens providing a 40-μm spot size on a 20-μm raster, dwell time of 5 ms per pixel. LA-ICP-MS: 193-nm ArF excimer laser, fluence of 6 J/cm², 6 Hz repetition rate for 40 seconds (240 pulses), 30-second pre-ablation blank, total run time 70 seconds, spot size 32–44 μm, He carrier gas mixed with Ar. LA-ICP-TOF-MS: 193 nm ArF excimer laser, spot diameter ~20 µm, repetition rate ~20 Hz, laser fluence ~7 J/cm², scan speed ~4000 µm/s, He carrier gas ~600 ml/min, washout time 50 ms. S isotope MC-ICP-MS: spot size ~44 μm, pulse frequency ~2 Hz, laser fluence ~5 J/cm², He carrier gas with Ar make-up gas. | MASS-1 (Fe-Cu-Zn-S pressed pellet) and GSE-1G (synthetic basaltic glass) from the United States Geological Survey; pyrite PPP-1; chalcopyrite GBW07268; pyrrhotite SP-Po-01 (δ34S = 1.4‰ ± 0.4‰); chalcopyrite SP-CP-01 (δ34S = 5.45‰ ± 0.3‰); natural and synthetic minerals from USA SPI Supplies | [26 empty] | 440 | [5 empty] | 1310 | [9 empty] | 449000 | [59 empty] | 522290 | [44 empty] | 2025
| Xunmei vent field, Niaochao vent field |  | Seafloor hydrothermal | Volcanic-hosted massive sulfide (VMS) | seafloor massive sulfide (SMS) | Cu, Zn, Au, Ag | Co, Pb, Sb | Cu, Zn, Au, Ag, Co, Pb, Sb |  |  | I-Mrc1 (n=6)-9 | I-Mrc1 (n=6)-9 | seafloor vent field |  |  |  |  | ore material | grab | grab | mineral separate | [5 empty] | mineralisation | sulfide chimney | pyrite, marcasite, chalcopyrite |  | pyrite, marcasite, chalcopyrite | multiple stages: colloform marcasite-pyrite intergrowths (outermost wall), replacement assemblages (transition layers), dense recrystallized assemblages, marcasite pseudomorphs after pyrrhotite (middle layer) | sulfide chimney | colloform, subhedral, anhedral, euhedral, dense coarse-grained, columnar pseudomorphs |  |  |  | sphalerite, pyrrhotite, anhydrite, galena, tetrahedrite, tennantite | Transverse sections (polished sections) | EMPA, LA-ICPMS, MC-ICPMS | JEOL JXA-8100 EPMA; Teledyne Cetac Technologies Analyte Excite laser ablation system coupled with an Agilent Technologies 7700x quadrupole ICP-MS; ESI NWR Image GEO 193 coupled with TOFWERK icp TOF R; Neptune Plus multicollector ICP-MS (Thermo Fisher Scientific, Bremen, Germany) coupled with a Geolas HD excimer ArF laser ablation system (Coherent, Göttingen, Germany); Bruker M4 Tornado™ system | SIO, MNR; China University of Petroleum (East China), Qingdao, China; Nanjing Focu MS Technology Co. Ltd., Nanjing, China; Shanghai Chemlab Laboratory, Shanghai, China; Wuhan Sample Solution Analytical Technology Co. Ltd., Wuhan, China | EPMA: beam current of 10 nA, beam size of 1–5 μm, accelerating voltage of 20 kV. Micro-XRF: rhodium target X-ray tube operating at 50 kV and 800 nA, polycapillary lens providing a 40-μm spot size on a 20-μm raster, dwell time of 5 ms per pixel. LA-ICP-MS: 193-nm ArF excimer laser, fluence of 6 J/cm², 6 Hz repetition rate for 40 seconds (240 pulses), 30-second pre-ablation blank, total run time 70 seconds, spot size 32–44 μm, He carrier gas mixed with Ar. LA-ICP-TOF-MS: 193 nm ArF excimer laser, spot diameter ~20 µm, repetition rate ~20 Hz, laser fluence ~7 J/cm², scan speed ~4000 µm/s, He carrier gas ~600 ml/min, washout time 50 ms. S isotope MC-ICP-MS: spot size ~44 μm, pulse frequency ~2 Hz, laser fluence ~5 J/cm², He carrier gas with Ar make-up gas. | MASS-1 (Fe-Cu-Zn-S pressed pellet) and GSE-1G (synthetic basaltic glass) from the United States Geological Survey; pyrite PPP-1; chalcopyrite GBW07268; pyrrhotite SP-Po-01 (δ34S = 1.4‰ ± 0.4‰); chalcopyrite SP-CP-01 (δ34S = 5.45‰ ± 0.3‰); natural and synthetic minerals from USA SPI Supplies |  |  |  |  | 170 | [21 empty] | 3840 | [5 empty] | 3630 | [9 empty] | 457040 | [37 empty] | 170 | [21 empty] | 530730 | [39 empty] | 600 |  |  |  |  | 2025
| Xunmei vent field, Niaochao vent field |  | Seafloor hydrothermal | Volcanic-hosted massive sulfide (VMS) | seafloor massive sulfide (SMS) | Cu, Zn, Au, Ag | Co, Pb, Sb | Cu, Zn, Au, Ag, Co, Pb, Sb |  |  | I-Mrc1 (n=6)-10 | I-Mrc1 (n=6)-10 | seafloor vent field |  |  |  |  | ore material | grab | grab | mineral separate | [5 empty] | mineralisation | sulfide chimney | pyrite, marcasite, chalcopyrite |  | pyrite, marcasite, chalcopyrite | multiple stages: colloform marcasite-pyrite intergrowths (outermost wall), replacement assemblages (transition layers), dense recrystallized assemblages, marcasite pseudomorphs after pyrrhotite (middle layer) | sulfide chimney | colloform, subhedral, anhedral, euhedral, dense coarse-grained, columnar pseudomorphs |  |  |  | sphalerite, pyrrhotite, anhydrite, galena, tetrahedrite, tennantite | Transverse sections (polished sections) | EMPA, LA-ICPMS, MC-ICPMS | JEOL JXA-8100 EPMA; Teledyne Cetac Technologies Analyte Excite laser ablation system coupled with an Agilent Technologies 7700x quadrupole ICP-MS; ESI NWR Image GEO 193 coupled with TOFWERK icp TOF R; Neptune Plus multicollector ICP-MS (Thermo Fisher Scientific, Bremen, Germany) coupled with a Geolas HD excimer ArF laser ablation system (Coherent, Göttingen, Germany); Bruker M4 Tornado™ system | SIO, MNR; China University of Petroleum (East China), Qingdao, China; Nanjing Focu MS Technology Co. Ltd., Nanjing, China; Shanghai Chemlab Laboratory, Shanghai, China; Wuhan Sample Solution Analytical Technology Co. Ltd., Wuhan, China | EPMA: beam current of 10 nA, beam size of 1–5 μm, accelerating voltage of 20 kV. Micro-XRF: rhodium target X-ray tube operating at 50 kV and 800 nA, polycapillary lens providing a 40-μm spot size on a 20-μm raster, dwell time of 5 ms per pixel. LA-ICP-MS: 193-nm ArF excimer laser, fluence of 6 J/cm², 6 Hz repetition rate for 40 seconds (240 pulses), 30-second pre-ablation blank, total run time 70 seconds, spot size 32–44 μm, He carrier gas mixed with Ar. LA-ICP-TOF-MS: 193 nm ArF excimer laser, spot diameter ~20 µm, repetition rate ~20 Hz, laser fluence ~7 J/cm², scan speed ~4000 µm/s, He carrier gas ~600 ml/min, washout time 50 ms. S isotope MC-ICP-MS: spot size ~44 μm, pulse frequency ~2 Hz, laser fluence ~5 J/cm², He carrier gas with Ar make-up gas. | MASS-1 (Fe-Cu-Zn-S pressed pellet) and GSE-1G (synthetic basaltic glass) from the United States Geological Survey; pyrite PPP-1; chalcopyrite GBW07268; pyrrhotite SP-Po-01 (δ34S = 1.4‰ ± 0.4‰); chalcopyrite SP-CP-01 (δ34S = 5.45‰ ± 0.3‰); natural and synthetic minerals from USA SPI Supplies |  |  |  |  | 39.1578 | [21 empty] | 1136.4403 | [5 empty] | 946.0585 | [9 empty] | 3134.4202 | [37 empty] | 60.2771 | [21 empty] | 3032.012 | [39 empty] | 98.8433 |  |  |  |  | 2025
| Xunmei vent field, Niaochao vent field |  | Seafloor hydrothermal | Volcanic-hosted massive sulfide (VMS) | seafloor massive sulfide (SMS) | Cu, Zn, Au, Ag | Co, Pb, Sb | Cu, Zn, Au, Ag, Co, Pb, Sb |  |  | I-Py1 (n=7)-1 | I-Py1 (n=7)-1 | seafloor vent field |  |  |  |  | ore material | grab | grab | mineral separate | [5 empty] | mineralisation | sulfide chimney | pyrite, marcasite, chalcopyrite |  | pyrite, marcasite, chalcopyrite | multiple stages: colloform marcasite-pyrite intergrowths (outermost wall), replacement assemblages (transition layers), dense recrystallized assemblages, marcasite pseudomorphs after pyrrhotite (middle layer) | sulfide chimney | colloform, subhedral, anhedral, euhedral, dense coarse-grained, columnar pseudomorphs |  |  |  | sphalerite, pyrrhotite, anhydrite, galena, tetrahedrite, tennantite | Transverse sections (polished sections) | EMPA, LA-ICPMS, MC-ICPMS | JEOL JXA-8100 EPMA; Teledyne Cetac Technologies Analyte Excite laser ablation system coupled with an Agilent Technologies 7700x quadrupole ICP-MS; ESI NWR Image GEO 193 coupled with TOFWERK icp TOF R; Neptune Plus multicollector ICP-MS (Thermo Fisher Scientific, Bremen, Germany) coupled with a Geolas HD excimer ArF laser ablation system (Coherent, Göttingen, Germany); Bruker M4 Tornado™ system | SIO, MNR; China University of Petroleum (East China), Qingdao, China; Nanjing Focu MS Technology Co. Ltd., Nanjing, China; Shanghai Chemlab Laboratory, Shanghai, China; Wuhan Sample Solution Analytical Technology Co. Ltd., Wuhan, China | EPMA: beam current of 10 nA, beam size of 1–5 μm, accelerating voltage of 20 kV. Micro-XRF: rhodium target X-ray tube operating at 50 kV and 800 nA, polycapillary lens providing a 40-μm spot size on a 20-μm raster, dwell time of 5 ms per pixel. LA-ICP-MS: 193-nm ArF excimer laser, fluence of 6 J/cm², 6 Hz repetition rate for 40 seconds (240 pulses), 30-second pre-ablation blank, total run time 70 seconds, spot size 32–44 μm, He carrier gas mixed with Ar. LA-ICP-TOF-MS: 193 nm ArF excimer laser, spot diameter ~20 µm, repetition rate ~20 Hz, laser fluence ~7 J/cm², scan speed ~4000 µm/s, He carrier gas ~600 ml/min, washout time 50 ms. S isotope MC-ICP-MS: spot size ~44 μm, pulse frequency ~2 Hz, laser fluence ~5 J/cm², He carrier gas with Ar make-up gas. | MASS-1 (Fe-Cu-Zn-S pressed pellet) and GSE-1G (synthetic basaltic glass) from the United States Geological Survey; pyrite PPP-1; chalcopyrite GBW07268; pyrrhotite SP-Po-01 (δ34S = 1.4‰ ± 0.4‰); chalcopyrite SP-CP-01 (δ34S = 5.45‰ ± 0.3‰); natural and synthetic minerals from USA SPI Supplies | [26 empty] | 800 | [5 empty] | 1900 | [9 empty] | 453190 | [43 empty] | 140 | [15 empty] | 526360 | [39 empty] | 130 |  |  |  |  | 2025
| Xunmei vent field, Niaochao vent field |  | Seafloor hydrothermal | Volcanic-hosted massive sulfide (VMS) | seafloor massive sulfide (SMS) | Cu, Zn, Au, Ag | Co, Pb, Sb | Cu, Zn, Au, Ag, Co, Pb, Sb |  |  | I-Py1 (n=7)-2 | I-Py1 (n=7)-2 | seafloor vent field |  |  |  |  | ore material | grab | grab | mineral separate | [5 empty] | mineralisation | sulfide chimney | pyrite, marcasite, chalcopyrite |  | pyrite, marcasite, chalcopyrite | multiple stages: colloform marcasite-pyrite intergrowths (outermost wall), replacement assemblages (transition layers), dense recrystallized assemblages, marcasite pseudomorphs after pyrrhotite (middle layer) | sulfide chimney | colloform, subhedral, anhedral, euhedral, dense coarse-grained, columnar pseudomorphs |  |  |  | sphalerite, pyrrhotite, anhydrite, galena, tetrahedrite, tennantite | Transverse sections (polished sections) | EMPA, LA-ICPMS, MC-ICPMS | JEOL JXA-8100 EPMA; Teledyne Cetac Technologies Analyte Excite laser ablation system coupled with an Agilent Technologies 7700x quadrupole ICP-MS; ESI NWR Image GEO 193 coupled with TOFWERK icp TOF R; Neptune Plus multicollector ICP-MS (Thermo Fisher Scientific, Bremen, Germany) coupled with a Geolas HD excimer ArF laser ablation system (Coherent, Göttingen, Germany); Bruker M4 Tornado™ system | SIO, MNR; China University of Petroleum (East China), Qingdao, China; Nanjing Focu MS Technology Co. Ltd., Nanjing, China; Shanghai Chemlab Laboratory, Shanghai, China; Wuhan Sample Solution Analytical Technology Co. Ltd., Wuhan, China | EPMA: beam current of 10 nA, beam size of 1–5 μm, accelerating voltage of 20 kV. Micro-XRF: rhodium target X-ray tube operating at 50 kV and 800 nA, polycapillary lens providing a 40-μm spot size on a 20-μm raster, dwell time of 5 ms per pixel. LA-ICP-MS: 193-nm ArF excimer laser, fluence of 6 J/cm², 6 Hz repetition rate for 40 seconds (240 pulses), 30-second pre-ablation blank, total run time 70 seconds, spot size 32–44 μm, He carrier gas mixed with Ar. LA-ICP-TOF-MS: 193 nm ArF excimer laser, spot diameter ~20 µm, repetition rate ~20 Hz, laser fluence ~7 J/cm², scan speed ~4000 µm/s, He carrier gas ~600 ml/min, washout time 50 ms. S isotope MC-ICP-MS: spot size ~44 μm, pulse frequency ~2 Hz, laser fluence ~5 J/cm², He carrier gas with Ar make-up gas. | MASS-1 (Fe-Cu-Zn-S pressed pellet) and GSE-1G (synthetic basaltic glass) from the United States Geological Survey; pyrite PPP-1; chalcopyrite GBW07268; pyrrhotite SP-Po-01 (δ34S = 1.4‰ ± 0.4‰); chalcopyrite SP-CP-01 (δ34S = 5.45‰ ± 0.3‰); natural and synthetic minerals from USA SPI Supplies | 170 |  |  |  | 60 | [21 empty] | 690 | [5 empty] | 720 | [9 empty] | 459100 | [59 empty] | 528690 | [44 empty] | 2025
| Xunmei vent field, Niaochao vent field |  | Seafloor hydrothermal | Volcanic-hosted massive sulfide (VMS) | seafloor massive sulfide (SMS) | Cu, Zn, Au, Ag | Co, Pb, Sb | Cu, Zn, Au, Ag, Co, Pb, Sb |  |  | I-Py1 (n=7)-3 | I-Py1 (n=7)-3 | seafloor vent field |  |  |  |  | ore material | grab | grab | mineral separate | [5 empty] | mineralisation | sulfide chimney | pyrite, marcasite, chalcopyrite |  | pyrite, marcasite, chalcopyrite | multiple stages: colloform marcasite-pyrite intergrowths (outermost wall), replacement assemblages (transition layers), dense recrystallized assemblages, marcasite pseudomorphs after pyrrhotite (middle layer) | sulfide chimney | colloform, subhedral, anhedral, euhedral, dense coarse-grained, columnar pseudomorphs |  |  |  | sphalerite, pyrrhotite, anhydrite, galena, tetrahedrite, tennantite | Transverse sections (polished sections) | EMPA, LA-ICPMS, MC-ICPMS | JEOL JXA-8100 EPMA; Teledyne Cetac Technologies Analyte Excite laser ablation system coupled with an Agilent Technologies 7700x quadrupole ICP-MS; ESI NWR Image GEO 193 coupled with TOFWERK icp TOF R; Neptune Plus multicollector ICP-MS (Thermo Fisher Scientific, Bremen, Germany) coupled with a Geolas HD excimer ArF laser ablation system (Coherent, Göttingen, Germany); Bruker M4 Tornado™ system | SIO, MNR; China University of Petroleum (East China), Qingdao, China; Nanjing Focu MS Technology Co. Ltd., Nanjing, China; Shanghai Chemlab Laboratory, Shanghai, China; Wuhan Sample Solution Analytical Technology Co. Ltd., Wuhan, China | EPMA: beam current of 10 nA, beam size of 1–5 μm, accelerating voltage of 20 kV. Micro-XRF: rhodium target X-ray tube operating at 50 kV and 800 nA, polycapillary lens providing a 40-μm spot size on a 20-μm raster, dwell time of 5 ms per pixel. LA-ICP-MS: 193-nm ArF excimer laser, fluence of 6 J/cm², 6 Hz repetition rate for 40 seconds (240 pulses), 30-second pre-ablation blank, total run time 70 seconds, spot size 32–44 μm, He carrier gas mixed with Ar. LA-ICP-TOF-MS: 193 nm ArF excimer laser, spot diameter ~20 µm, repetition rate ~20 Hz, laser fluence ~7 J/cm², scan speed ~4000 µm/s, He carrier gas ~600 ml/min, washout time 50 ms. S isotope MC-ICP-MS: spot size ~44 μm, pulse frequency ~2 Hz, laser fluence ~5 J/cm², He carrier gas with Ar make-up gas. | MASS-1 (Fe-Cu-Zn-S pressed pellet) and GSE-1G (synthetic basaltic glass) from the United States Geological Survey; pyrite PPP-1; chalcopyrite GBW07268; pyrrhotite SP-Po-01 (δ34S = 1.4‰ ± 0.4‰); chalcopyrite SP-CP-01 (δ34S = 5.45‰ ± 0.3‰); natural and synthetic minerals from USA SPI Supplies | 80 |  |  |  | 140 | [21 empty] | 3750 | [5 empty] | 2880 | [9 empty] | 449000 | [37 empty] | 90 | [21 empty] | 527320 | [44 empty] | 2025
| Xunmei vent field, Niaochao vent field |  | Seafloor hydrothermal | Volcanic-hosted massive sulfide (VMS) | seafloor massive sulfide (SMS) | Cu, Zn, Au, Ag | Co, Pb, Sb | Cu, Zn, Au, Ag, Co, Pb, Sb |  |  | I-Py1 (n=7)-4 | I-Py1 (n=7)-4 | seafloor vent field |  |  |  |  | ore material | grab | grab | mineral separate | [5 empty] | mineralisation | sulfide chimney | pyrite, marcasite, chalcopyrite |  | pyrite, marcasite, chalcopyrite | multiple stages: colloform marcasite-pyrite intergrowths (outermost wall), replacement assemblages (transition layers), dense recrystallized assemblages, marcasite pseudomorphs after pyrrhotite (middle layer) | sulfide chimney | colloform, subhedral, anhedral, euhedral, dense coarse-grained, columnar pseudomorphs |  |  |  | sphalerite, pyrrhotite, anhydrite, galena, tetrahedrite, tennantite | Transverse sections (polished sections) | EMPA, LA-ICPMS, MC-ICPMS | JEOL JXA-8100 EPMA; Teledyne Cetac Technologies Analyte Excite laser ablation system coupled with an Agilent Technologies 7700x quadrupole ICP-MS; ESI NWR Image GEO 193 coupled with TOFWERK icp TOF R; Neptune Plus multicollector ICP-MS (Thermo Fisher Scientific, Bremen, Germany) coupled with a Geolas HD excimer ArF laser ablation system (Coherent, Göttingen, Germany); Bruker M4 Tornado™ system | SIO, MNR; China University of Petroleum (East China), Qingdao, China; Nanjing Focu MS Technology Co. Ltd., Nanjing, China; Shanghai Chemlab Laboratory, Shanghai, China; Wuhan Sample Solution Analytical Technology Co. Ltd., Wuhan, China | EPMA: beam current of 10 nA, beam size of 1–5 μm, accelerating voltage of 20 kV. Micro-XRF: rhodium target X-ray tube operating at 50 kV and 800 nA, polycapillary lens providing a 40-μm spot size on a 20-μm raster, dwell time of 5 ms per pixel. LA-ICP-MS: 193-nm ArF excimer laser, fluence of 6 J/cm², 6 Hz repetition rate for 40 seconds (240 pulses), 30-second pre-ablation blank, total run time 70 seconds, spot size 32–44 μm, He carrier gas mixed with Ar. LA-ICP-TOF-MS: 193 nm ArF excimer laser, spot diameter ~20 µm, repetition rate ~20 Hz, laser fluence ~7 J/cm², scan speed ~4000 µm/s, He carrier gas ~600 ml/min, washout time 50 ms. S isotope MC-ICP-MS: spot size ~44 μm, pulse frequency ~2 Hz, laser fluence ~5 J/cm², He carrier gas with Ar make-up gas. | MASS-1 (Fe-Cu-Zn-S pressed pellet) and GSE-1G (synthetic basaltic glass) from the United States Geological Survey; pyrite PPP-1; chalcopyrite GBW07268; pyrrhotite SP-Po-01 (δ34S = 1.4‰ ± 0.4‰); chalcopyrite SP-CP-01 (δ34S = 5.45‰ ± 0.3‰); natural and synthetic minerals from USA SPI Supplies |  |  |  |  | 210 | [21 empty] | 710 | [5 empty] | 2490 | [9 empty] | 451120 | [59 empty] | 520780 | [39 empty] | 910 |  |  |  |  | 2025
| Xunmei vent field, Niaochao vent field |  | Seafloor hydrothermal | Volcanic-hosted massive sulfide (VMS) | seafloor massive sulfide (SMS) | Cu, Zn, Au, Ag | Co, Pb, Sb | Cu, Zn, Au, Ag, Co, Pb, Sb |  |  | I-Py1 (n=7)-5 | I-Py1 (n=7)-5 | seafloor vent field |  |  |  |  | ore material | grab | grab | mineral separate | [5 empty] | mineralisation | sulfide chimney | pyrite, marcasite, chalcopyrite |  | pyrite, marcasite, chalcopyrite | multiple stages: colloform marcasite-pyrite intergrowths (outermost wall), replacement assemblages (transition layers), dense recrystallized assemblages, marcasite pseudomorphs after pyrrhotite (middle layer) | sulfide chimney | colloform, subhedral, anhedral, euhedral, dense coarse-grained, columnar pseudomorphs |  |  |  | sphalerite, pyrrhotite, anhydrite, galena, tetrahedrite, tennantite | Transverse sections (polished sections) | EMPA, LA-ICPMS, MC-ICPMS | JEOL JXA-8100 EPMA; Teledyne Cetac Technologies Analyte Excite laser ablation system coupled with an Agilent Technologies 7700x quadrupole ICP-MS; ESI NWR Image GEO 193 coupled with TOFWERK icp TOF R; Neptune Plus multicollector ICP-MS (Thermo Fisher Scientific, Bremen, Germany) coupled with a Geolas HD excimer ArF laser ablation system (Coherent, Göttingen, Germany); Bruker M4 Tornado™ system | SIO, MNR; China University of Petroleum (East China), Qingdao, China; Nanjing Focu MS Technology Co. Ltd., Nanjing, China; Shanghai Chemlab Laboratory, Shanghai, China; Wuhan Sample Solution Analytical Technology Co. Ltd., Wuhan, China | EPMA: beam current of 10 nA, beam size of 1–5 μm, accelerating voltage of 20 kV. Micro-XRF: rhodium target X-ray tube operating at 50 kV and 800 nA, polycapillary lens providing a 40-μm spot size on a 20-μm raster, dwell time of 5 ms per pixel. LA-ICP-MS: 193-nm ArF excimer laser, fluence of 6 J/cm², 6 Hz repetition rate for 40 seconds (240 pulses), 30-second pre-ablation blank, total run time 70 seconds, spot size 32–44 μm, He carrier gas mixed with Ar. LA-ICP-TOF-MS: 193 nm ArF excimer laser, spot diameter ~20 µm, repetition rate ~20 Hz, laser fluence ~7 J/cm², scan speed ~4000 µm/s, He carrier gas ~600 ml/min, washout time 50 ms. S isotope MC-ICP-MS: spot size ~44 μm, pulse frequency ~2 Hz, laser fluence ~5 J/cm², He carrier gas with Ar make-up gas. | MASS-1 (Fe-Cu-Zn-S pressed pellet) and GSE-1G (synthetic basaltic glass) from the United States Geological Survey; pyrite PPP-1; chalcopyrite GBW07268; pyrrhotite SP-Po-01 (δ34S = 1.4‰ ± 0.4‰); chalcopyrite SP-CP-01 (δ34S = 5.45‰ ± 0.3‰); natural and synthetic minerals from USA SPI Supplies | [26 empty] | 2270 | [5 empty] | 850 | [9 empty] | 461950 | [43 empty] | 230 | [15 empty] | 532530 | [39 empty] | 250 |  |  |  |  | 2025
| Xunmei vent field, Niaochao vent field |  | Seafloor hydrothermal | Volcanic-hosted massive sulfide (VMS) | seafloor massive sulfide (SMS) | Cu, Zn, Au, Ag | Co, Pb, Sb | Cu, Zn, Au, Ag, Co, Pb, Sb |  |  | I-Py1 (n=7)-6 | I-Py1 (n=7)-6 | seafloor vent field |  |  |  |  | ore material | grab | grab | mineral separate | [5 empty] | mineralisation | sulfide chimney | pyrite, marcasite, chalcopyrite |  | pyrite, marcasite, chalcopyrite | multiple stages: colloform marcasite-pyrite intergrowths (outermost wall), replacement assemblages (transition layers), dense recrystallized assemblages, marcasite pseudomorphs after pyrrhotite (middle layer) | sulfide chimney | colloform, subhedral, anhedral, euhedral, dense coarse-grained, columnar pseudomorphs |  |  |  | sphalerite, pyrrhotite, anhydrite, galena, tetrahedrite, tennantite | Transverse sections (polished sections) | EMPA, LA-ICPMS, MC-ICPMS | JEOL JXA-8100 EPMA; Teledyne Cetac Technologies Analyte Excite laser ablation system coupled with an Agilent Technologies 7700x quadrupole ICP-MS; ESI NWR Image GEO 193 coupled with TOFWERK icp TOF R; Neptune Plus multicollector ICP-MS (Thermo Fisher Scientific, Bremen, Germany) coupled with a Geolas HD excimer ArF laser ablation system (Coherent, Göttingen, Germany); Bruker M4 Tornado™ system | SIO, MNR; China University of Petroleum (East China), Qingdao, China; Nanjing Focu MS Technology Co. Ltd., Nanjing, China; Shanghai Chemlab Laboratory, Shanghai, China; Wuhan Sample Solution Analytical Technology Co. Ltd., Wuhan, China | EPMA: beam current of 10 nA, beam size of 1–5 μm, accelerating voltage of 20 kV. Micro-XRF: rhodium target X-ray tube operating at 50 kV and 800 nA, polycapillary lens providing a 40-μm spot size on a 20-μm raster, dwell time of 5 ms per pixel. LA-ICP-MS: 193-nm ArF excimer laser, fluence of 6 J/cm², 6 Hz repetition rate for 40 seconds (240 pulses), 30-second pre-ablation blank, total run time 70 seconds, spot size 32–44 μm, He carrier gas mixed with Ar. LA-ICP-TOF-MS: 193 nm ArF excimer laser, spot diameter ~20 µm, repetition rate ~20 Hz, laser fluence ~7 J/cm², scan speed ~4000 µm/s, He carrier gas ~600 ml/min, washout time 50 ms. S isotope MC-ICP-MS: spot size ~44 μm, pulse frequency ~2 Hz, laser fluence ~5 J/cm², He carrier gas with Ar make-up gas. | MASS-1 (Fe-Cu-Zn-S pressed pellet) and GSE-1G (synthetic basaltic glass) from the United States Geological Survey; pyrite PPP-1; chalcopyrite GBW07268; pyrrhotite SP-Po-01 (δ34S = 1.4‰ ± 0.4‰); chalcopyrite SP-CP-01 (δ34S = 5.45‰ ± 0.3‰); natural and synthetic minerals from USA SPI Supplies |  |  |  |  | 130 | [21 empty] | 1010 | [5 empty] | 2670 | [9 empty] | 452530 | [59 empty] | 526430 | [39 empty] | 90 |  |  |  |  | 2025
| Xunmei vent field, Niaochao vent field |  | Seafloor hydrothermal | Volcanic-hosted massive sulfide (VMS) | seafloor massive sulfide (SMS) | Cu, Zn, Au, Ag | Co, Pb, Sb | Cu, Zn, Au, Ag, Co, Pb, Sb |  |  | I-Py1 (n=7)-7 | I-Py1 (n=7)-7 | seafloor vent field |  |  |  |  | ore material | grab | grab | mineral separate | [5 empty] | mineralisation | sulfide chimney | pyrite, marcasite, chalcopyrite |  | pyrite, marcasite, chalcopyrite | multiple stages: colloform marcasite-pyrite intergrowths (outermost wall), replacement assemblages (transition layers), dense recrystallized assemblages, marcasite pseudomorphs after pyrrhotite (middle layer) | sulfide chimney | colloform, subhedral, anhedral, euhedral, dense coarse-grained, columnar pseudomorphs |  |  |  | sphalerite, pyrrhotite, anhydrite, galena, tetrahedrite, tennantite | Transverse sections (polished sections) | EMPA, LA-ICPMS, MC-ICPMS | JEOL JXA-8100 EPMA; Teledyne Cetac Technologies Analyte Excite laser ablation system coupled with an Agilent Technologies 7700x quadrupole ICP-MS; ESI NWR Image GEO 193 coupled with TOFWERK icp TOF R; Neptune Plus multicollector ICP-MS (Thermo Fisher Scientific, Bremen, Germany) coupled with a Geolas HD excimer ArF laser ablation system (Coherent, Göttingen, Germany); Bruker M4 Tornado™ system | SIO, MNR; China University of Petroleum (East China), Qingdao, China; Nanjing Focu MS Technology Co. Ltd., Nanjing, China; Shanghai Chemlab Laboratory, Shanghai, China; Wuhan Sample Solution Analytical Technology Co. Ltd., Wuhan, China | EPMA: beam current of 10 nA, beam size of 1–5 μm, accelerating voltage of 20 kV. Micro-XRF: rhodium target X-ray tube operating at 50 kV and 800 nA, polycapillary lens providing a 40-μm spot size on a 20-μm raster, dwell time of 5 ms per pixel. LA-ICP-MS: 193-nm ArF excimer laser, fluence of 6 J/cm², 6 Hz repetition rate for 40 seconds (240 pulses), 30-second pre-ablation blank, total run time 70 seconds, spot size 32–44 μm, He carrier gas mixed with Ar. LA-ICP-TOF-MS: 193 nm ArF excimer laser, spot diameter ~20 µm, repetition rate ~20 Hz, laser fluence ~7 J/cm², scan speed ~4000 µm/s, He carrier gas ~600 ml/min, washout time 50 ms. S isotope MC-ICP-MS: spot size ~44 μm, pulse frequency ~2 Hz, laser fluence ~5 J/cm², He carrier gas with Ar make-up gas. | MASS-1 (Fe-Cu-Zn-S pressed pellet) and GSE-1G (synthetic basaltic glass) from the United States Geological Survey; pyrite PPP-1; chalcopyrite GBW07268; pyrrhotite SP-Po-01 (δ34S = 1.4‰ ± 0.4‰); chalcopyrite SP-CP-01 (δ34S = 5.45‰ ± 0.3‰); natural and synthetic minerals from USA SPI Supplies |  |  |  |  | 80 | [21 empty] | 680 | [5 empty] | 2730 | [9 empty] | 455880 | [43 empty] | 110 | [15 empty] | 526310 | [44 empty] | 2025
| Xunmei vent field, Niaochao vent field |  | Seafloor hydrothermal | Volcanic-hosted massive sulfide (VMS) | seafloor massive sulfide (SMS) | Cu, Zn, Au, Ag | Co, Pb, Sb | Cu, Zn, Au, Ag, Co, Pb, Sb |  |  | I-Py1 (n=7)-8 | I-Py1 (n=7)-8 | seafloor vent field |  |  |  |  | ore material | grab | grab | mineral separate | [5 empty] | mineralisation | sulfide chimney | pyrite, marcasite, chalcopyrite |  | pyrite, marcasite, chalcopyrite | multiple stages: colloform marcasite-pyrite intergrowths (outermost wall), replacement assemblages (transition layers), dense recrystallized assemblages, marcasite pseudomorphs after pyrrhotite (middle layer) | sulfide chimney | colloform, subhedral, anhedral, euhedral, dense coarse-grained, columnar pseudomorphs |  |  |  | sphalerite, pyrrhotite, anhydrite, galena, tetrahedrite, tennantite | Transverse sections (polished sections) | EMPA, LA-ICPMS, MC-ICPMS | JEOL JXA-8100 EPMA; Teledyne Cetac Technologies Analyte Excite laser ablation system coupled with an Agilent Technologies 7700x quadrupole ICP-MS; ESI NWR Image GEO 193 coupled with TOFWERK icp TOF R; Neptune Plus multicollector ICP-MS (Thermo Fisher Scientific, Bremen, Germany) coupled with a Geolas HD excimer ArF laser ablation system (Coherent, Göttingen, Germany); Bruker M4 Tornado™ system | SIO, MNR; China University of Petroleum (East China), Qingdao, China; Nanjing Focu MS Technology Co. Ltd., Nanjing, China; Shanghai Chemlab Laboratory, Shanghai, China; Wuhan Sample Solution Analytical Technology Co. Ltd., Wuhan, China | EPMA: beam current of 10 nA, beam size of 1–5 μm, accelerating voltage of 20 kV. Micro-XRF: rhodium target X-ray tube operating at 50 kV and 800 nA, polycapillary lens providing a 40-μm spot size on a 20-μm raster, dwell time of 5 ms per pixel. LA-ICP-MS: 193-nm ArF excimer laser, fluence of 6 J/cm², 6 Hz repetition rate for 40 seconds (240 pulses), 30-second pre-ablation blank, total run time 70 seconds, spot size 32–44 μm, He carrier gas mixed with Ar. LA-ICP-TOF-MS: 193 nm ArF excimer laser, spot diameter ~20 µm, repetition rate ~20 Hz, laser fluence ~7 J/cm², scan speed ~4000 µm/s, He carrier gas ~600 ml/min, washout time 50 ms. S isotope MC-ICP-MS: spot size ~44 μm, pulse frequency ~2 Hz, laser fluence ~5 J/cm², He carrier gas with Ar make-up gas. | MASS-1 (Fe-Cu-Zn-S pressed pellet) and GSE-1G (synthetic basaltic glass) from the United States Geological Survey; pyrite PPP-1; chalcopyrite GBW07268; pyrrhotite SP-Po-01 (δ34S = 1.4‰ ± 0.4‰); chalcopyrite SP-CP-01 (δ34S = 5.45‰ ± 0.3‰); natural and synthetic minerals from USA SPI Supplies | 125 |  |  |  | 124 | [21 empty] | 1415.7143 | [5 empty] | 2034.2857 | [9 empty] | 454681.4286 | [43 empty] | 160 | [15 empty] | 526917.1429 | [39 empty] | 345 |  |  |  |  | 2025
| Xunmei vent field, Niaochao vent field |  | Seafloor hydrothermal | Volcanic-hosted massive sulfide (VMS) | seafloor massive sulfide (SMS) | Cu, Zn, Au, Ag | Co, Pb, Sb | Cu, Zn, Au, Ag, Co, Pb, Sb |  |  | I-Py1 (n=7)-9 | I-Py1 (n=7)-9 | seafloor vent field |  |  |  |  | ore material | grab | grab | mineral separate | [5 empty] | mineralisation | sulfide chimney | pyrite, marcasite, chalcopyrite |  | pyrite, marcasite, chalcopyrite | multiple stages: colloform marcasite-pyrite intergrowths (outermost wall), replacement assemblages (transition layers), dense recrystallized assemblages, marcasite pseudomorphs after pyrrhotite (middle layer) | sulfide chimney | colloform, subhedral, anhedral, euhedral, dense coarse-grained, columnar pseudomorphs |  |  |  | sphalerite, pyrrhotite, anhydrite, galena, tetrahedrite, tennantite | Transverse sections (polished sections) | EMPA, LA-ICPMS, MC-ICPMS | JEOL JXA-8100 EPMA; Teledyne Cetac Technologies Analyte Excite laser ablation system coupled with an Agilent Technologies 7700x quadrupole ICP-MS; ESI NWR Image GEO 193 coupled with TOFWERK icp TOF R; Neptune Plus multicollector ICP-MS (Thermo Fisher Scientific, Bremen, Germany) coupled with a Geolas HD excimer ArF laser ablation system (Coherent, Göttingen, Germany); Bruker M4 Tornado™ system | SIO, MNR; China University of Petroleum (East China), Qingdao, China; Nanjing Focu MS Technology Co. Ltd., Nanjing, China; Shanghai Chemlab Laboratory, Shanghai, China; Wuhan Sample Solution Analytical Technology Co. Ltd., Wuhan, China | EPMA: beam current of 10 nA, beam size of 1–5 μm, accelerating voltage of 20 kV. Micro-XRF: rhodium target X-ray tube operating at 50 kV and 800 nA, polycapillary lens providing a 40-μm spot size on a 20-μm raster, dwell time of 5 ms per pixel. LA-ICP-MS: 193-nm ArF excimer laser, fluence of 6 J/cm², 6 Hz repetition rate for 40 seconds (240 pulses), 30-second pre-ablation blank, total run time 70 seconds, spot size 32–44 μm, He carrier gas mixed with Ar. LA-ICP-TOF-MS: 193 nm ArF excimer laser, spot diameter ~20 µm, repetition rate ~20 Hz, laser fluence ~7 J/cm², scan speed ~4000 µm/s, He carrier gas ~600 ml/min, washout time 50 ms. S isotope MC-ICP-MS: spot size ~44 μm, pulse frequency ~2 Hz, laser fluence ~5 J/cm², He carrier gas with Ar make-up gas. | MASS-1 (Fe-Cu-Zn-S pressed pellet) and GSE-1G (synthetic basaltic glass) from the United States Geological Survey; pyrite PPP-1; chalcopyrite GBW07268; pyrrhotite SP-Po-01 (δ34S = 1.4‰ ± 0.4‰); chalcopyrite SP-CP-01 (δ34S = 5.45‰ ± 0.3‰); natural and synthetic minerals from USA SPI Supplies | [26 empty] | 440 | [5 empty] | 1310 | [9 empty] | 449000 | [59 empty] | 522290 | [44 empty] | 2025
| Xunmei vent field, Niaochao vent field |  | Seafloor hydrothermal | Volcanic-hosted massive sulfide (VMS) | seafloor massive sulfide (SMS) | Cu, Zn, Au, Ag | Co, Pb, Sb | Cu, Zn, Au, Ag, Co, Pb, Sb |  |  | I-Py1 (n=7)-10 | I-Py1 (n=7)-10 | seafloor vent field |  |  |  |  | ore material | grab | grab | mineral separate | [5 empty] | mineralisation | sulfide chimney | pyrite, marcasite, chalcopyrite |  | pyrite, marcasite, chalcopyrite | multiple stages: colloform marcasite-pyrite intergrowths (outermost wall), replacement assemblages (transition layers), dense recrystallized assemblages, marcasite pseudomorphs after pyrrhotite (middle layer) | sulfide chimney | colloform, subhedral, anhedral, euhedral, dense coarse-grained, columnar pseudomorphs |  |  |  | sphalerite, pyrrhotite, anhydrite, galena, tetrahedrite, tennantite | Transverse sections (polished sections) | EMPA, LA-ICPMS, MC-ICPMS | JEOL JXA-8100 EPMA; Teledyne Cetac Technologies Analyte Excite laser ablation system coupled with an Agilent Technologies 7700x quadrupole ICP-MS; ESI NWR Image GEO 193 coupled with TOFWERK icp TOF R; Neptune Plus multicollector ICP-MS (Thermo Fisher Scientific, Bremen, Germany) coupled with a Geolas HD excimer ArF laser ablation system (Coherent, Göttingen, Germany); Bruker M4 Tornado™ system | SIO, MNR; China University of Petroleum (East China), Qingdao, China; Nanjing Focu MS Technology Co. Ltd., Nanjing, China; Shanghai Chemlab Laboratory, Shanghai, China; Wuhan Sample Solution Analytical Technology Co. Ltd., Wuhan, China | EPMA: beam current of 10 nA, beam size of 1–5 μm, accelerating voltage of 20 kV. Micro-XRF: rhodium target X-ray tube operating at 50 kV and 800 nA, polycapillary lens providing a 40-μm spot size on a 20-μm raster, dwell time of 5 ms per pixel. LA-ICP-MS: 193-nm ArF excimer laser, fluence of 6 J/cm², 6 Hz repetition rate for 40 seconds (240 pulses), 30-second pre-ablation blank, total run time 70 seconds, spot size 32–44 μm, He carrier gas mixed with Ar. LA-ICP-TOF-MS: 193 nm ArF excimer laser, spot diameter ~20 µm, repetition rate ~20 Hz, laser fluence ~7 J/cm², scan speed ~4000 µm/s, He carrier gas ~600 ml/min, washout time 50 ms. S isotope MC-ICP-MS: spot size ~44 μm, pulse frequency ~2 Hz, laser fluence ~5 J/cm², He carrier gas with Ar make-up gas. | MASS-1 (Fe-Cu-Zn-S pressed pellet) and GSE-1G (synthetic basaltic glass) from the United States Geological Survey; pyrite PPP-1; chalcopyrite GBW07268; pyrrhotite SP-Po-01 (δ34S = 1.4‰ ± 0.4‰); chalcopyrite SP-CP-01 (δ34S = 5.45‰ ± 0.3‰); natural and synthetic minerals from USA SPI Supplies | 170 |  |  |  | 210 | [21 empty] | 3750 | [5 empty] | 2880 | [9 empty] | 461950 | [43 empty] | 230 | [15 empty] | 532530 | [39 empty] | 910 |  |  |  |  | 2025
| Xunmei vent field, Niaochao vent field |  | Seafloor hydrothermal | Volcanic-hosted massive sulfide (VMS) | seafloor massive sulfide (SMS) | Cu, Zn, Au, Ag | Co, Pb, Sb | Cu, Zn, Au, Ag, Co, Pb, Sb |  |  | I-Py1 (n=7)-11 | I-Py1 (n=7)-11 | seafloor vent field |  |  |  |  | ore material | grab | grab | mineral separate | [5 empty] | mineralisation | sulfide chimney | pyrite, marcasite, chalcopyrite |  | pyrite, marcasite, chalcopyrite | multiple stages: colloform marcasite-pyrite intergrowths (outermost wall), replacement assemblages (transition layers), dense recrystallized assemblages, marcasite pseudomorphs after pyrrhotite (middle layer) | sulfide chimney | colloform, subhedral, anhedral, euhedral, dense coarse-grained, columnar pseudomorphs |  |  |  | sphalerite, pyrrhotite, anhydrite, galena, tetrahedrite, tennantite | Transverse sections (polished sections) | EMPA, LA-ICPMS, MC-ICPMS | JEOL JXA-8100 EPMA; Teledyne Cetac Technologies Analyte Excite laser ablation system coupled with an Agilent Technologies 7700x quadrupole ICP-MS; ESI NWR Image GEO 193 coupled with TOFWERK icp TOF R; Neptune Plus multicollector ICP-MS (Thermo Fisher Scientific, Bremen, Germany) coupled with a Geolas HD excimer ArF laser ablation system (Coherent, Göttingen, Germany); Bruker M4 Tornado™ system | SIO, MNR; China University of Petroleum (East China), Qingdao, China; Nanjing Focu MS Technology Co. Ltd., Nanjing, China; Shanghai Chemlab Laboratory, Shanghai, China; Wuhan Sample Solution Analytical Technology Co. Ltd., Wuhan, China | EPMA: beam current of 10 nA, beam size of 1–5 μm, accelerating voltage of 20 kV. Micro-XRF: rhodium target X-ray tube operating at 50 kV and 800 nA, polycapillary lens providing a 40-μm spot size on a 20-μm raster, dwell time of 5 ms per pixel. LA-ICP-MS: 193-nm ArF excimer laser, fluence of 6 J/cm², 6 Hz repetition rate for 40 seconds (240 pulses), 30-second pre-ablation blank, total run time 70 seconds, spot size 32–44 μm, He carrier gas mixed with Ar. LA-ICP-TOF-MS: 193 nm ArF excimer laser, spot diameter ~20 µm, repetition rate ~20 Hz, laser fluence ~7 J/cm², scan speed ~4000 µm/s, He carrier gas ~600 ml/min, washout time 50 ms. S isotope MC-ICP-MS: spot size ~44 μm, pulse frequency ~2 Hz, laser fluence ~5 J/cm², He carrier gas with Ar make-up gas. | MASS-1 (Fe-Cu-Zn-S pressed pellet) and GSE-1G (synthetic basaltic glass) from the United States Geological Survey; pyrite PPP-1; chalcopyrite GBW07268; pyrrhotite SP-Po-01 (δ34S = 1.4‰ ± 0.4‰); chalcopyrite SP-CP-01 (δ34S = 5.45‰ ± 0.3‰); natural and synthetic minerals from USA SPI Supplies | 63.6396 |  |  |  | 58.5662 | [21 empty] | 1175.3277 | [5 empty] | 909.1178 | [9 empty] | 4575.4396 | [43 empty] | 62.45 | [15 empty] | 3497.3881 | [39 empty] | 382.7532 |  |  |  |  | 2025
| Xunmei vent field, Niaochao vent field |  | Seafloor hydrothermal | Volcanic-hosted massive sulfide (VMS) | seafloor massive sulfide (SMS) | Cu, Zn, Au, Ag | Co, Pb, Sb | Cu, Zn, Au, Ag, Co, Pb, Sb |  |  | I-Py2 (n=8)-1 | I-Py2 (n=8)-1 | seafloor vent field |  |  |  |  | ore material | grab | grab | mineral separate | [5 empty] | mineralisation | sulfide chimney | pyrite, marcasite, chalcopyrite |  | pyrite, marcasite, chalcopyrite | multiple stages: colloform marcasite-pyrite intergrowths (outermost wall), replacement assemblages (transition layers), dense recrystallized assemblages, marcasite pseudomorphs after pyrrhotite (middle layer) | sulfide chimney | colloform, subhedral, anhedral, euhedral, dense coarse-grained, columnar pseudomorphs |  |  |  | sphalerite, pyrrhotite, anhydrite, galena, tetrahedrite, tennantite | Transverse sections (polished sections) | EMPA, LA-ICPMS, MC-ICPMS | JEOL JXA-8100 EPMA; Teledyne Cetac Technologies Analyte Excite laser ablation system coupled with an Agilent Technologies 7700x quadrupole ICP-MS; ESI NWR Image GEO 193 coupled with TOFWERK icp TOF R; Neptune Plus multicollector ICP-MS (Thermo Fisher Scientific, Bremen, Germany) coupled with a Geolas HD excimer ArF laser ablation system (Coherent, Göttingen, Germany); Bruker M4 Tornado™ system | SIO, MNR; China University of Petroleum (East China), Qingdao, China; Nanjing Focu MS Technology Co. Ltd., Nanjing, China; Shanghai Chemlab Laboratory, Shanghai, China; Wuhan Sample Solution Analytical Technology Co. Ltd., Wuhan, China | EPMA: beam current of 10 nA, beam size of 1–5 μm, accelerating voltage of 20 kV. Micro-XRF: rhodium target X-ray tube operating at 50 kV and 800 nA, polycapillary lens providing a 40-μm spot size on a 20-μm raster, dwell time of 5 ms per pixel. LA-ICP-MS: 193-nm ArF excimer laser, fluence of 6 J/cm², 6 Hz repetition rate for 40 seconds (240 pulses), 30-second pre-ablation blank, total run time 70 seconds, spot size 32–44 μm, He carrier gas mixed with Ar. LA-ICP-TOF-MS: 193 nm ArF excimer laser, spot diameter ~20 µm, repetition rate ~20 Hz, laser fluence ~7 J/cm², scan speed ~4000 µm/s, He carrier gas ~600 ml/min, washout time 50 ms. S isotope MC-ICP-MS: spot size ~44 μm, pulse frequency ~2 Hz, laser fluence ~5 J/cm², He carrier gas with Ar make-up gas. | MASS-1 (Fe-Cu-Zn-S pressed pellet) and GSE-1G (synthetic basaltic glass) from the United States Geological Survey; pyrite PPP-1; chalcopyrite GBW07268; pyrrhotite SP-Po-01 (δ34S = 1.4‰ ± 0.4‰); chalcopyrite SP-CP-01 (δ34S = 5.45‰ ± 0.3‰); natural and synthetic minerals from USA SPI Supplies |  |  |  |  | 70 | [21 empty] | 560 | [15 empty] | 460070 | [37 empty] | 80 | [21 empty] | 532940 | [39 empty] | 190 |  |  |  |  | 2025
| Xunmei vent field, Niaochao vent field |  | Seafloor hydrothermal | Volcanic-hosted massive sulfide (VMS) | seafloor massive sulfide (SMS) | Cu, Zn, Au, Ag | Co, Pb, Sb | Cu, Zn, Au, Ag, Co, Pb, Sb |  |  | I-Py2 (n=8)-2 | I-Py2 (n=8)-2 | seafloor vent field |  |  |  |  | ore material | grab | grab | mineral separate | [5 empty] | mineralisation | sulfide chimney | pyrite, marcasite, chalcopyrite |  | pyrite, marcasite, chalcopyrite | multiple stages: colloform marcasite-pyrite intergrowths (outermost wall), replacement assemblages (transition layers), dense recrystallized assemblages, marcasite pseudomorphs after pyrrhotite (middle layer) | sulfide chimney | colloform, subhedral, anhedral, euhedral, dense coarse-grained, columnar pseudomorphs |  |  |  | sphalerite, pyrrhotite, anhydrite, galena, tetrahedrite, tennantite | Transverse sections (polished sections) | EMPA, LA-ICPMS, MC-ICPMS | JEOL JXA-8100 EPMA; Teledyne Cetac Technologies Analyte Excite laser ablation system coupled with an Agilent Technologies 7700x quadrupole ICP-MS; ESI NWR Image GEO 193 coupled with TOFWERK icp TOF R; Neptune Plus multicollector ICP-MS (Thermo Fisher Scientific, Bremen, Germany) coupled with a Geolas HD excimer ArF laser ablation system (Coherent, Göttingen, Germany); Bruker M4 Tornado™ system | SIO, MNR; China University of Petroleum (East China), Qingdao, China; Nanjing Focu MS Technology Co. Ltd., Nanjing, China; Shanghai Chemlab Laboratory, Shanghai, China; Wuhan Sample Solution Analytical Technology Co. Ltd., Wuhan, China | EPMA: beam current of 10 nA, beam size of 1–5 μm, accelerating voltage of 20 kV. Micro-XRF: rhodium target X-ray tube operating at 50 kV and 800 nA, polycapillary lens providing a 40-μm spot size on a 20-μm raster, dwell time of 5 ms per pixel. LA-ICP-MS: 193-nm ArF excimer laser, fluence of 6 J/cm², 6 Hz repetition rate for 40 seconds (240 pulses), 30-second pre-ablation blank, total run time 70 seconds, spot size 32–44 μm, He carrier gas mixed with Ar. LA-ICP-TOF-MS: 193 nm ArF excimer laser, spot diameter ~20 µm, repetition rate ~20 Hz, laser fluence ~7 J/cm², scan speed ~4000 µm/s, He carrier gas ~600 ml/min, washout time 50 ms. S isotope MC-ICP-MS: spot size ~44 μm, pulse frequency ~2 Hz, laser fluence ~5 J/cm², He carrier gas with Ar make-up gas. | MASS-1 (Fe-Cu-Zn-S pressed pellet) and GSE-1G (synthetic basaltic glass) from the United States Geological Survey; pyrite PPP-1; chalcopyrite GBW07268; pyrrhotite SP-Po-01 (δ34S = 1.4‰ ± 0.4‰); chalcopyrite SP-CP-01 (δ34S = 5.45‰ ± 0.3‰); natural and synthetic minerals from USA SPI Supplies |  |  |  |  | 50 | [21 empty] | 560 | [15 empty] | 461300 | [59 empty] | 527860 | [44 empty] | 2025
| Xunmei vent field, Niaochao vent field |  | Seafloor hydrothermal | Volcanic-hosted massive sulfide (VMS) | seafloor massive sulfide (SMS) | Cu, Zn, Au, Ag | Co, Pb, Sb | Cu, Zn, Au, Ag, Co, Pb, Sb |  |  | I-Py2 (n=8)-3 | I-Py2 (n=8)-3 | seafloor vent field |  |  |  |  | ore material | grab | grab | mineral separate | [5 empty] | mineralisation | sulfide chimney | pyrite, marcasite, chalcopyrite |  | pyrite, marcasite, chalcopyrite | multiple stages: colloform marcasite-pyrite intergrowths (outermost wall), replacement assemblages (transition layers), dense recrystallized assemblages, marcasite pseudomorphs after pyrrhotite (middle layer) | sulfide chimney | colloform, subhedral, anhedral, euhedral, dense coarse-grained, columnar pseudomorphs |  |  |  | sphalerite, pyrrhotite, anhydrite, galena, tetrahedrite, tennantite | Transverse sections (polished sections) | EMPA, LA-ICPMS, MC-ICPMS | JEOL JXA-8100 EPMA; Teledyne Cetac Technologies Analyte Excite laser ablation system coupled with an Agilent Technologies 7700x quadrupole ICP-MS; ESI NWR Image GEO 193 coupled with TOFWERK icp TOF R; Neptune Plus multicollector ICP-MS (Thermo Fisher Scientific, Bremen, Germany) coupled with a Geolas HD excimer ArF laser ablation system (Coherent, Göttingen, Germany); Bruker M4 Tornado™ system | SIO, MNR; China University of Petroleum (East China), Qingdao, China; Nanjing Focu MS Technology Co. Ltd., Nanjing, China; Shanghai Chemlab Laboratory, Shanghai, China; Wuhan Sample Solution Analytical Technology Co. Ltd., Wuhan, China | EPMA: beam current of 10 nA, beam size of 1–5 μm, accelerating voltage of 20 kV. Micro-XRF: rhodium target X-ray tube operating at 50 kV and 800 nA, polycapillary lens providing a 40-μm spot size on a 20-μm raster, dwell time of 5 ms per pixel. LA-ICP-MS: 193-nm ArF excimer laser, fluence of 6 J/cm², 6 Hz repetition rate for 40 seconds (240 pulses), 30-second pre-ablation blank, total run time 70 seconds, spot size 32–44 μm, He carrier gas mixed with Ar. LA-ICP-TOF-MS: 193 nm ArF excimer laser, spot diameter ~20 µm, repetition rate ~20 Hz, laser fluence ~7 J/cm², scan speed ~4000 µm/s, He carrier gas ~600 ml/min, washout time 50 ms. S isotope MC-ICP-MS: spot size ~44 μm, pulse frequency ~2 Hz, laser fluence ~5 J/cm², He carrier gas with Ar make-up gas. | MASS-1 (Fe-Cu-Zn-S pressed pellet) and GSE-1G (synthetic basaltic glass) from the United States Geological Survey; pyrite PPP-1; chalcopyrite GBW07268; pyrrhotite SP-Po-01 (δ34S = 1.4‰ ± 0.4‰); chalcopyrite SP-CP-01 (δ34S = 5.45‰ ± 0.3‰); natural and synthetic minerals from USA SPI Supplies | [26 empty] | 1030 | [5 empty] | 1540 | [9 empty] | 460440 | [59 empty] | 534280 | [39 empty] | 790 |  |  |  |  | 2025
| Xunmei vent field, Niaochao vent field |  | Seafloor hydrothermal | Volcanic-hosted massive sulfide (VMS) | seafloor massive sulfide (SMS) | Cu, Zn, Au, Ag | Co, Pb, Sb | Cu, Zn, Au, Ag, Co, Pb, Sb |  |  | I-Py2 (n=8)-4 | I-Py2 (n=8)-4 | seafloor vent field |  |  |  |  | ore material | grab | grab | mineral separate | [5 empty] | mineralisation | sulfide chimney | pyrite, marcasite, chalcopyrite |  | pyrite, marcasite, chalcopyrite | multiple stages: colloform marcasite-pyrite intergrowths (outermost wall), replacement assemblages (transition layers), dense recrystallized assemblages, marcasite pseudomorphs after pyrrhotite (middle layer) | sulfide chimney | colloform, subhedral, anhedral, euhedral, dense coarse-grained, columnar pseudomorphs |  |  |  | sphalerite, pyrrhotite, anhydrite, galena, tetrahedrite, tennantite | Transverse sections (polished sections) | EMPA, LA-ICPMS, MC-ICPMS | JEOL JXA-8100 EPMA; Teledyne Cetac Technologies Analyte Excite laser ablation system coupled with an Agilent Technologies 7700x quadrupole ICP-MS; ESI NWR Image GEO 193 coupled with TOFWERK icp TOF R; Neptune Plus multicollector ICP-MS (Thermo Fisher Scientific, Bremen, Germany) coupled with a Geolas HD excimer ArF laser ablation system (Coherent, Göttingen, Germany); Bruker M4 Tornado™ system | SIO, MNR; China University of Petroleum (East China), Qingdao, China; Nanjing Focu MS Technology Co. Ltd., Nanjing, China; Shanghai Chemlab Laboratory, Shanghai, China; Wuhan Sample Solution Analytical Technology Co. Ltd., Wuhan, China | EPMA: beam current of 10 nA, beam size of 1–5 μm, accelerating voltage of 20 kV. Micro-XRF: rhodium target X-ray tube operating at 50 kV and 800 nA, polycapillary lens providing a 40-μm spot size on a 20-μm raster, dwell time of 5 ms per pixel. LA-ICP-MS: 193-nm ArF excimer laser, fluence of 6 J/cm², 6 Hz repetition rate for 40 seconds (240 pulses), 30-second pre-ablation blank, total run time 70 seconds, spot size 32–44 μm, He carrier gas mixed with Ar. LA-ICP-TOF-MS: 193 nm ArF excimer laser, spot diameter ~20 µm, repetition rate ~20 Hz, laser fluence ~7 J/cm², scan speed ~4000 µm/s, He carrier gas ~600 ml/min, washout time 50 ms. S isotope MC-ICP-MS: spot size ~44 μm, pulse frequency ~2 Hz, laser fluence ~5 J/cm², He carrier gas with Ar make-up gas. | MASS-1 (Fe-Cu-Zn-S pressed pellet) and GSE-1G (synthetic basaltic glass) from the United States Geological Survey; pyrite PPP-1; chalcopyrite GBW07268; pyrrhotite SP-Po-01 (δ34S = 1.4‰ ± 0.4‰); chalcopyrite SP-CP-01 (δ34S = 5.45‰ ± 0.3‰); natural and synthetic minerals from USA SPI Supplies | [26 empty] | 750 | [15 empty] | 459280 | [59 empty] | 530820 | [39 empty] | 220 |  |  |  |  | 2025
| Xunmei vent field, Niaochao vent field |  | Seafloor hydrothermal | Volcanic-hosted massive sulfide (VMS) | seafloor massive sulfide (SMS) | Cu, Zn, Au, Ag | Co, Pb, Sb | Cu, Zn, Au, Ag, Co, Pb, Sb |  |  | I-Py2 (n=8)-5 | I-Py2 (n=8)-5 | seafloor vent field |  |  |  |  | ore material | grab | grab | mineral separate | [5 empty] | mineralisation | sulfide chimney | pyrite, marcasite, chalcopyrite |  | pyrite, marcasite, chalcopyrite | multiple stages: colloform marcasite-pyrite intergrowths (outermost wall), replacement assemblages (transition layers), dense recrystallized assemblages, marcasite pseudomorphs after pyrrhotite (middle layer) | sulfide chimney | colloform, subhedral, anhedral, euhedral, dense coarse-grained, columnar pseudomorphs |  |  |  | sphalerite, pyrrhotite, anhydrite, galena, tetrahedrite, tennantite | Transverse sections (polished sections) | EMPA, LA-ICPMS, MC-ICPMS | JEOL JXA-8100 EPMA; Teledyne Cetac Technologies Analyte Excite laser ablation system coupled with an Agilent Technologies 7700x quadrupole ICP-MS; ESI NWR Image GEO 193 coupled with TOFWERK icp TOF R; Neptune Plus multicollector ICP-MS (Thermo Fisher Scientific, Bremen, Germany) coupled with a Geolas HD excimer ArF laser ablation system (Coherent, Göttingen, Germany); Bruker M4 Tornado™ system | SIO, MNR; China University of Petroleum (East China), Qingdao, China; Nanjing Focu MS Technology Co. Ltd., Nanjing, China; Shanghai Chemlab Laboratory, Shanghai, China; Wuhan Sample Solution Analytical Technology Co. Ltd., Wuhan, China | EPMA: beam current of 10 nA, beam size of 1–5 μm, accelerating voltage of 20 kV. Micro-XRF: rhodium target X-ray tube operating at 50 kV and 800 nA, polycapillary lens providing a 40-μm spot size on a 20-μm raster, dwell time of 5 ms per pixel. LA-ICP-MS: 193-nm ArF excimer laser, fluence of 6 J/cm², 6 Hz repetition rate for 40 seconds (240 pulses), 30-second pre-ablation blank, total run time 70 seconds, spot size 32–44 μm, He carrier gas mixed with Ar. LA-ICP-TOF-MS: 193 nm ArF excimer laser, spot diameter ~20 µm, repetition rate ~20 Hz, laser fluence ~7 J/cm², scan speed ~4000 µm/s, He carrier gas ~600 ml/min, washout time 50 ms. S isotope MC-ICP-MS: spot size ~44 μm, pulse frequency ~2 Hz, laser fluence ~5 J/cm², He carrier gas with Ar make-up gas. | MASS-1 (Fe-Cu-Zn-S pressed pellet) and GSE-1G (synthetic basaltic glass) from the United States Geological Survey; pyrite PPP-1; chalcopyrite GBW07268; pyrrhotite SP-Po-01 (δ34S = 1.4‰ ± 0.4‰); chalcopyrite SP-CP-01 (δ34S = 5.45‰ ± 0.3‰); natural and synthetic minerals from USA SPI Supplies |  |  |  |  | 190 | [21 empty] | 930 | [5 empty] | 260 | [9 empty] | 461150 | [59 empty] | 525120 | [44 empty] | 2025
| Xunmei vent field, Niaochao vent field |  | Seafloor hydrothermal | Volcanic-hosted massive sulfide (VMS) | seafloor massive sulfide (SMS) | Cu, Zn, Au, Ag | Co, Pb, Sb | Cu, Zn, Au, Ag, Co, Pb, Sb |  |  | I-Py2 (n=8)-6 | I-Py2 (n=8)-6 | seafloor vent field |  |  |  |  | ore material | grab | grab | mineral separate | [5 empty] | mineralisation | sulfide chimney | pyrite, marcasite, chalcopyrite |  | pyrite, marcasite, chalcopyrite | multiple stages: colloform marcasite-pyrite intergrowths (outermost wall), replacement assemblages (transition layers), dense recrystallized assemblages, marcasite pseudomorphs after pyrrhotite (middle layer) | sulfide chimney | colloform, subhedral, anhedral, euhedral, dense coarse-grained, columnar pseudomorphs |  |  |  | sphalerite, pyrrhotite, anhydrite, galena, tetrahedrite, tennantite | Transverse sections (polished sections) | EMPA, LA-ICPMS, MC-ICPMS | JEOL JXA-8100 EPMA; Teledyne Cetac Technologies Analyte Excite laser ablation system coupled with an Agilent Technologies 7700x quadrupole ICP-MS; ESI NWR Image GEO 193 coupled with TOFWERK icp TOF R; Neptune Plus multicollector ICP-MS (Thermo Fisher Scientific, Bremen, Germany) coupled with a Geolas HD excimer ArF laser ablation system (Coherent, Göttingen, Germany); Bruker M4 Tornado™ system | SIO, MNR; China University of Petroleum (East China), Qingdao, China; Nanjing Focu MS Technology Co. Ltd., Nanjing, China; Shanghai Chemlab Laboratory, Shanghai, China; Wuhan Sample Solution Analytical Technology Co. Ltd., Wuhan, China | EPMA: beam current of 10 nA, beam size of 1–5 μm, accelerating voltage of 20 kV. Micro-XRF: rhodium target X-ray tube operating at 50 kV and 800 nA, polycapillary lens providing a 40-μm spot size on a 20-μm raster, dwell time of 5 ms per pixel. LA-ICP-MS: 193-nm ArF excimer laser, fluence of 6 J/cm², 6 Hz repetition rate for 40 seconds (240 pulses), 30-second pre-ablation blank, total run time 70 seconds, spot size 32–44 μm, He carrier gas mixed with Ar. LA-ICP-TOF-MS: 193 nm ArF excimer laser, spot diameter ~20 µm, repetition rate ~20 Hz, laser fluence ~7 J/cm², scan speed ~4000 µm/s, He carrier gas ~600 ml/min, washout time 50 ms. S isotope MC-ICP-MS: spot size ~44 μm, pulse frequency ~2 Hz, laser fluence ~5 J/cm², He carrier gas with Ar make-up gas. | MASS-1 (Fe-Cu-Zn-S pressed pellet) and GSE-1G (synthetic basaltic glass) from the United States Geological Survey; pyrite PPP-1; chalcopyrite GBW07268; pyrrhotite SP-Po-01 (δ34S = 1.4‰ ± 0.4‰); chalcopyrite SP-CP-01 (δ34S = 5.45‰ ± 0.3‰); natural and synthetic minerals from USA SPI Supplies | [26 empty] | 870 | [5 empty] | 130 | [9 empty] | 465480 | [59 empty] | 530320 | [39 empty] | 520 |  |  |  |  | 2025
| Xunmei vent field, Niaochao vent field |  | Seafloor hydrothermal | Volcanic-hosted massive sulfide (VMS) | seafloor massive sulfide (SMS) | Cu, Zn, Au, Ag | Co, Pb, Sb | Cu, Zn, Au, Ag, Co, Pb, Sb |  |  | I-Py2 (n=8)-7 | I-Py2 (n=8)-7 | seafloor vent field |  |  |  |  | ore material | grab | grab | mineral separate | [5 empty] | mineralisation | sulfide chimney | pyrite, marcasite, chalcopyrite |  | pyrite, marcasite, chalcopyrite | multiple stages: colloform marcasite-pyrite intergrowths (outermost wall), replacement assemblages (transition layers), dense recrystallized assemblages, marcasite pseudomorphs after pyrrhotite (middle layer) | sulfide chimney | colloform, subhedral, anhedral, euhedral, dense coarse-grained, columnar pseudomorphs |  |  |  | sphalerite, pyrrhotite, anhydrite, galena, tetrahedrite, tennantite | Transverse sections (polished sections) | EMPA, LA-ICPMS, MC-ICPMS | JEOL JXA-8100 EPMA; Teledyne Cetac Technologies Analyte Excite laser ablation system coupled with an Agilent Technologies 7700x quadrupole ICP-MS; ESI NWR Image GEO 193 coupled with TOFWERK icp TOF R; Neptune Plus multicollector ICP-MS (Thermo Fisher Scientific, Bremen, Germany) coupled with a Geolas HD excimer ArF laser ablation system (Coherent, Göttingen, Germany); Bruker M4 Tornado™ system | SIO, MNR; China University of Petroleum (East China), Qingdao, China; Nanjing Focu MS Technology Co. Ltd., Nanjing, China; Shanghai Chemlab Laboratory, Shanghai, China; Wuhan Sample Solution Analytical Technology Co. Ltd., Wuhan, China | EPMA: beam current of 10 nA, beam size of 1–5 μm, accelerating voltage of 20 kV. Micro-XRF: rhodium target X-ray tube operating at 50 kV and 800 nA, polycapillary lens providing a 40-μm spot size on a 20-μm raster, dwell time of 5 ms per pixel. LA-ICP-MS: 193-nm ArF excimer laser, fluence of 6 J/cm², 6 Hz repetition rate for 40 seconds (240 pulses), 30-second pre-ablation blank, total run time 70 seconds, spot size 32–44 μm, He carrier gas mixed with Ar. LA-ICP-TOF-MS: 193 nm ArF excimer laser, spot diameter ~20 µm, repetition rate ~20 Hz, laser fluence ~7 J/cm², scan speed ~4000 µm/s, He carrier gas ~600 ml/min, washout time 50 ms. S isotope MC-ICP-MS: spot size ~44 μm, pulse frequency ~2 Hz, laser fluence ~5 J/cm², He carrier gas with Ar make-up gas. | MASS-1 (Fe-Cu-Zn-S pressed pellet) and GSE-1G (synthetic basaltic glass) from the United States Geological Survey; pyrite PPP-1; chalcopyrite GBW07268; pyrrhotite SP-Po-01 (δ34S = 1.4‰ ± 0.4‰); chalcopyrite SP-CP-01 (δ34S = 5.45‰ ± 0.3‰); natural and synthetic minerals from USA SPI Supplies | 120 | [25 empty] | 210 | [5 empty] | 1800 | [9 empty] | 461080 | [37 empty] | 50 | [21 empty] | 525030 | [44 empty] | 2025
| Xunmei vent field, Niaochao vent field |  | Seafloor hydrothermal | Volcanic-hosted massive sulfide (VMS) | seafloor massive sulfide (SMS) | Cu, Zn, Au, Ag | Co, Pb, Sb | Cu, Zn, Au, Ag, Co, Pb, Sb |  |  | I-Py2 (n=8)-8 | I-Py2 (n=8)-8 | seafloor vent field |  |  |  |  | ore material | grab | grab | mineral separate | [5 empty] | mineralisation | sulfide chimney | pyrite, marcasite, chalcopyrite |  | pyrite, marcasite, chalcopyrite | multiple stages: colloform marcasite-pyrite intergrowths (outermost wall), replacement assemblages (transition layers), dense recrystallized assemblages, marcasite pseudomorphs after pyrrhotite (middle layer) | sulfide chimney | colloform, subhedral, anhedral, euhedral, dense coarse-grained, columnar pseudomorphs |  |  |  | sphalerite, pyrrhotite, anhydrite, galena, tetrahedrite, tennantite | Transverse sections (polished sections) | EMPA, LA-ICPMS, MC-ICPMS | JEOL JXA-8100 EPMA; Teledyne Cetac Technologies Analyte Excite laser ablation system coupled with an Agilent Technologies 7700x quadrupole ICP-MS; ESI NWR Image GEO 193 coupled with TOFWERK icp TOF R; Neptune Plus multicollector ICP-MS (Thermo Fisher Scientific, Bremen, Germany) coupled with a Geolas HD excimer ArF laser ablation system (Coherent, Göttingen, Germany); Bruker M4 Tornado™ system | SIO, MNR; China University of Petroleum (East China), Qingdao, China; Nanjing Focu MS Technology Co. Ltd., Nanjing, China; Shanghai Chemlab Laboratory, Shanghai, China; Wuhan Sample Solution Analytical Technology Co. Ltd., Wuhan, China | EPMA: beam current of 10 nA, beam size of 1–5 μm, accelerating voltage of 20 kV. Micro-XRF: rhodium target X-ray tube operating at 50 kV and 800 nA, polycapillary lens providing a 40-μm spot size on a 20-μm raster, dwell time of 5 ms per pixel. LA-ICP-MS: 193-nm ArF excimer laser, fluence of 6 J/cm², 6 Hz repetition rate for 40 seconds (240 pulses), 30-second pre-ablation blank, total run time 70 seconds, spot size 32–44 μm, He carrier gas mixed with Ar. LA-ICP-TOF-MS: 193 nm ArF excimer laser, spot diameter ~20 µm, repetition rate ~20 Hz, laser fluence ~7 J/cm², scan speed ~4000 µm/s, He carrier gas ~600 ml/min, washout time 50 ms. S isotope MC-ICP-MS: spot size ~44 μm, pulse frequency ~2 Hz, laser fluence ~5 J/cm², He carrier gas with Ar make-up gas. | MASS-1 (Fe-Cu-Zn-S pressed pellet) and GSE-1G (synthetic basaltic glass) from the United States Geological Survey; pyrite PPP-1; chalcopyrite GBW07268; pyrrhotite SP-Po-01 (δ34S = 1.4‰ ± 0.4‰); chalcopyrite SP-CP-01 (δ34S = 5.45‰ ± 0.3‰); natural and synthetic minerals from USA SPI Supplies |  |  |  |  | 140 | [21 empty] | 710 | [5 empty] | 670 | [9 empty] | 461820 | [37 empty] | 90 | [21 empty] | 526400 | [39 empty] | 730 |  |  |  |  | 2025
| Xunmei vent field, Niaochao vent field |  | Seafloor hydrothermal | Volcanic-hosted massive sulfide (VMS) | seafloor massive sulfide (SMS) | Cu, Zn, Au, Ag | Co, Pb, Sb | Cu, Zn, Au, Ag, Co, Pb, Sb |  |  | I-Py2 (n=8)-9 | I-Py2 (n=8)-9 | seafloor vent field |  |  |  |  | ore material | grab | grab | mineral separate | [5 empty] | mineralisation | sulfide chimney | pyrite, marcasite, chalcopyrite |  | pyrite, marcasite, chalcopyrite | multiple stages: colloform marcasite-pyrite intergrowths (outermost wall), replacement assemblages (transition layers), dense recrystallized assemblages, marcasite pseudomorphs after pyrrhotite (middle layer) | sulfide chimney | colloform, subhedral, anhedral, euhedral, dense coarse-grained, columnar pseudomorphs |  |  |  | sphalerite, pyrrhotite, anhydrite, galena, tetrahedrite, tennantite | Transverse sections (polished sections) | EMPA, LA-ICPMS, MC-ICPMS | JEOL JXA-8100 EPMA; Teledyne Cetac Technologies Analyte Excite laser ablation system coupled with an Agilent Technologies 7700x quadrupole ICP-MS; ESI NWR Image GEO 193 coupled with TOFWERK icp TOF R; Neptune Plus multicollector ICP-MS (Thermo Fisher Scientific, Bremen, Germany) coupled with a Geolas HD excimer ArF laser ablation system (Coherent, Göttingen, Germany); Bruker M4 Tornado™ system | SIO, MNR; China University of Petroleum (East China), Qingdao, China; Nanjing Focu MS Technology Co. Ltd., Nanjing, China; Shanghai Chemlab Laboratory, Shanghai, China; Wuhan Sample Solution Analytical Technology Co. Ltd., Wuhan, China | EPMA: beam current of 10 nA, beam size of 1–5 μm, accelerating voltage of 20 kV. Micro-XRF: rhodium target X-ray tube operating at 50 kV and 800 nA, polycapillary lens providing a 40-μm spot size on a 20-μm raster, dwell time of 5 ms per pixel. LA-ICP-MS: 193-nm ArF excimer laser, fluence of 6 J/cm², 6 Hz repetition rate for 40 seconds (240 pulses), 30-second pre-ablation blank, total run time 70 seconds, spot size 32–44 μm, He carrier gas mixed with Ar. LA-ICP-TOF-MS: 193 nm ArF excimer laser, spot diameter ~20 µm, repetition rate ~20 Hz, laser fluence ~7 J/cm², scan speed ~4000 µm/s, He carrier gas ~600 ml/min, washout time 50 ms. S isotope MC-ICP-MS: spot size ~44 μm, pulse frequency ~2 Hz, laser fluence ~5 J/cm², He carrier gas with Ar make-up gas. | MASS-1 (Fe-Cu-Zn-S pressed pellet) and GSE-1G (synthetic basaltic glass) from the United States Geological Survey; pyrite PPP-1; chalcopyrite GBW07268; pyrrhotite SP-Po-01 (δ34S = 1.4‰ ± 0.4‰); chalcopyrite SP-CP-01 (δ34S = 5.45‰ ± 0.3‰); natural and synthetic minerals from USA SPI Supplies |  |  |  |  | 112.5 | [21 empty] | 702.5 | [5 empty] | 880 | [9 empty] | 461327.5 | [37 empty] | 73.3333 | [21 empty] | 529096.25 | [39 empty] | 490 |  |  |  |  | 2025
| Xunmei vent field, Niaochao vent field |  | Seafloor hydrothermal | Volcanic-hosted massive sulfide (VMS) | seafloor massive sulfide (SMS) | Cu, Zn, Au, Ag | Co, Pb, Sb | Cu, Zn, Au, Ag, Co, Pb, Sb |  |  | I-Py2 (n=8)-10 | I-Py2 (n=8)-10 | seafloor vent field |  |  |  |  | ore material | grab | grab | mineral separate | [5 empty] | mineralisation | sulfide chimney | pyrite, marcasite, chalcopyrite |  | pyrite, marcasite, chalcopyrite | multiple stages: colloform marcasite-pyrite intergrowths (outermost wall), replacement assemblages (transition layers), dense recrystallized assemblages, marcasite pseudomorphs after pyrrhotite (middle layer) | sulfide chimney | colloform, subhedral, anhedral, euhedral, dense coarse-grained, columnar pseudomorphs |  |  |  | sphalerite, pyrrhotite, anhydrite, galena, tetrahedrite, tennantite | Transverse sections (polished sections) | EMPA, LA-ICPMS, MC-ICPMS | JEOL JXA-8100 EPMA; Teledyne Cetac Technologies Analyte Excite laser ablation system coupled with an Agilent Technologies 7700x quadrupole ICP-MS; ESI NWR Image GEO 193 coupled with TOFWERK icp TOF R; Neptune Plus multicollector ICP-MS (Thermo Fisher Scientific, Bremen, Germany) coupled with a Geolas HD excimer ArF laser ablation system (Coherent, Göttingen, Germany); Bruker M4 Tornado™ system | SIO, MNR; China University of Petroleum (East China), Qingdao, China; Nanjing Focu MS Technology Co. Ltd., Nanjing, China; Shanghai Chemlab Laboratory, Shanghai, China; Wuhan Sample Solution Analytical Technology Co. Ltd., Wuhan, China | EPMA: beam current of 10 nA, beam size of 1–5 μm, accelerating voltage of 20 kV. Micro-XRF: rhodium target X-ray tube operating at 50 kV and 800 nA, polycapillary lens providing a 40-μm spot size on a 20-μm raster, dwell time of 5 ms per pixel. LA-ICP-MS: 193-nm ArF excimer laser, fluence of 6 J/cm², 6 Hz repetition rate for 40 seconds (240 pulses), 30-second pre-ablation blank, total run time 70 seconds, spot size 32–44 μm, He carrier gas mixed with Ar. LA-ICP-TOF-MS: 193 nm ArF excimer laser, spot diameter ~20 µm, repetition rate ~20 Hz, laser fluence ~7 J/cm², scan speed ~4000 µm/s, He carrier gas ~600 ml/min, washout time 50 ms. S isotope MC-ICP-MS: spot size ~44 μm, pulse frequency ~2 Hz, laser fluence ~5 J/cm², He carrier gas with Ar make-up gas. | MASS-1 (Fe-Cu-Zn-S pressed pellet) and GSE-1G (synthetic basaltic glass) from the United States Geological Survey; pyrite PPP-1; chalcopyrite GBW07268; pyrrhotite SP-Po-01 (δ34S = 1.4‰ ± 0.4‰); chalcopyrite SP-CP-01 (δ34S = 5.45‰ ± 0.3‰); natural and synthetic minerals from USA SPI Supplies | [26 empty] | 210 | [15 empty] | 459280 | [59 empty] | 525030 | [44 empty] | 2025
| Xunmei vent field, Niaochao vent field |  | Seafloor hydrothermal | Volcanic-hosted massive sulfide (VMS) | seafloor massive sulfide (SMS) | Cu, Zn, Au, Ag | Co, Pb, Sb | Cu, Zn, Au, Ag, Co, Pb, Sb |  |  | I-Py2 (n=8)-11 | I-Py2 (n=8)-11 | seafloor vent field |  |  |  |  | ore material | grab | grab | mineral separate | [5 empty] | mineralisation | sulfide chimney | pyrite, marcasite, chalcopyrite |  | pyrite, marcasite, chalcopyrite | multiple stages: colloform marcasite-pyrite intergrowths (outermost wall), replacement assemblages (transition layers), dense recrystallized assemblages, marcasite pseudomorphs after pyrrhotite (middle layer) | sulfide chimney | colloform, subhedral, anhedral, euhedral, dense coarse-grained, columnar pseudomorphs |  |  |  | sphalerite, pyrrhotite, anhydrite, galena, tetrahedrite, tennantite | Transverse sections (polished sections) | EMPA, LA-ICPMS, MC-ICPMS | JEOL JXA-8100 EPMA; Teledyne Cetac Technologies Analyte Excite laser ablation system coupled with an Agilent Technologies 7700x quadrupole ICP-MS; ESI NWR Image GEO 193 coupled with TOFWERK icp TOF R; Neptune Plus multicollector ICP-MS (Thermo Fisher Scientific, Bremen, Germany) coupled with a Geolas HD excimer ArF laser ablation system (Coherent, Göttingen, Germany); Bruker M4 Tornado™ system | SIO, MNR; China University of Petroleum (East China), Qingdao, China; Nanjing Focu MS Technology Co. Ltd., Nanjing, China; Shanghai Chemlab Laboratory, Shanghai, China; Wuhan Sample Solution Analytical Technology Co. Ltd., Wuhan, China | EPMA: beam current of 10 nA, beam size of 1–5 μm, accelerating voltage of 20 kV. Micro-XRF: rhodium target X-ray tube operating at 50 kV and 800 nA, polycapillary lens providing a 40-μm spot size on a 20-μm raster, dwell time of 5 ms per pixel. LA-ICP-MS: 193-nm ArF excimer laser, fluence of 6 J/cm², 6 Hz repetition rate for 40 seconds (240 pulses), 30-second pre-ablation blank, total run time 70 seconds, spot size 32–44 μm, He carrier gas mixed with Ar. LA-ICP-TOF-MS: 193 nm ArF excimer laser, spot diameter ~20 µm, repetition rate ~20 Hz, laser fluence ~7 J/cm², scan speed ~4000 µm/s, He carrier gas ~600 ml/min, washout time 50 ms. S isotope MC-ICP-MS: spot size ~44 μm, pulse frequency ~2 Hz, laser fluence ~5 J/cm², He carrier gas with Ar make-up gas. | MASS-1 (Fe-Cu-Zn-S pressed pellet) and GSE-1G (synthetic basaltic glass) from the United States Geological Survey; pyrite PPP-1; chalcopyrite GBW07268; pyrrhotite SP-Po-01 (δ34S = 1.4‰ ± 0.4‰); chalcopyrite SP-CP-01 (δ34S = 5.45‰ ± 0.3‰); natural and synthetic minerals from USA SPI Supplies |  |  |  |  | 190 | [21 empty] | 1030 | [5 empty] | 1800 | [9 empty] | 465480 | [37 empty] | 90 | [21 empty] | 534280 | [39 empty] | 790 |  |  |  |  | 2025
| Xunmei vent field, Niaochao vent field |  | Seafloor hydrothermal | Volcanic-hosted massive sulfide (VMS) | seafloor massive sulfide (SMS) | Cu, Zn, Au, Ag | Co, Pb, Sb | Cu, Zn, Au, Ag, Co, Pb, Sb |  |  | I-Py2 (n=8)-12 | I-Py2 (n=8)-12 | seafloor vent field |  |  |  |  | ore material | grab | grab | mineral separate | [5 empty] | mineralisation | sulfide chimney | pyrite, marcasite, chalcopyrite |  | pyrite, marcasite, chalcopyrite | multiple stages: colloform marcasite-pyrite intergrowths (outermost wall), replacement assemblages (transition layers), dense recrystallized assemblages, marcasite pseudomorphs after pyrrhotite (middle layer) | sulfide chimney | colloform, subhedral, anhedral, euhedral, dense coarse-grained, columnar pseudomorphs |  |  |  | sphalerite, pyrrhotite, anhydrite, galena, tetrahedrite, tennantite | Transverse sections (polished sections) | EMPA, LA-ICPMS, MC-ICPMS | JEOL JXA-8100 EPMA; Teledyne Cetac Technologies Analyte Excite laser ablation system coupled with an Agilent Technologies 7700x quadrupole ICP-MS; ESI NWR Image GEO 193 coupled with TOFWERK icp TOF R; Neptune Plus multicollector ICP-MS (Thermo Fisher Scientific, Bremen, Germany) coupled with a Geolas HD excimer ArF laser ablation system (Coherent, Göttingen, Germany); Bruker M4 Tornado™ system | SIO, MNR; China University of Petroleum (East China), Qingdao, China; Nanjing Focu MS Technology Co. Ltd., Nanjing, China; Shanghai Chemlab Laboratory, Shanghai, China; Wuhan Sample Solution Analytical Technology Co. Ltd., Wuhan, China | EPMA: beam current of 10 nA, beam size of 1–5 μm, accelerating voltage of 20 kV. Micro-XRF: rhodium target X-ray tube operating at 50 kV and 800 nA, polycapillary lens providing a 40-μm spot size on a 20-μm raster, dwell time of 5 ms per pixel. LA-ICP-MS: 193-nm ArF excimer laser, fluence of 6 J/cm², 6 Hz repetition rate for 40 seconds (240 pulses), 30-second pre-ablation blank, total run time 70 seconds, spot size 32–44 μm, He carrier gas mixed with Ar. LA-ICP-TOF-MS: 193 nm ArF excimer laser, spot diameter ~20 µm, repetition rate ~20 Hz, laser fluence ~7 J/cm², scan speed ~4000 µm/s, He carrier gas ~600 ml/min, washout time 50 ms. S isotope MC-ICP-MS: spot size ~44 μm, pulse frequency ~2 Hz, laser fluence ~5 J/cm², He carrier gas with Ar make-up gas. | MASS-1 (Fe-Cu-Zn-S pressed pellet) and GSE-1G (synthetic basaltic glass) from the United States Geological Survey; pyrite PPP-1; chalcopyrite GBW07268; pyrrhotite SP-Po-01 (δ34S = 1.4‰ ± 0.4‰); chalcopyrite SP-CP-01 (δ34S = 5.45‰ ± 0.3‰); natural and synthetic minerals from USA SPI Supplies |  |  |  |  | 64.4851 | [21 empty] | 259.8214 | [5 empty] | 753.8236 | [9 empty] | 1857.0541 | [37 empty] | 20.8167 | [21 empty] | 3530.633 | [39 empty] | 279.0161 |  |  |  |  | 2025
| Xunmei vent field, Niaochao vent field |  | Seafloor hydrothermal | Volcanic-hosted massive sulfide (VMS) | seafloor massive sulfide (SMS) | Cu, Zn, Au, Ag | Co, Pb, Sb | Cu, Zn, Au, Ag, Co, Pb, Sb |  |  | I-Mrc2 (n=8)-1 | I-Mrc2 (n=8)-1 | seafloor vent field |  |  |  |  | ore material | grab | grab | mineral separate | [5 empty] | mineralisation | sulfide chimney | pyrite, marcasite, chalcopyrite |  | pyrite, marcasite, chalcopyrite | multiple stages: colloform marcasite-pyrite intergrowths (outermost wall), replacement assemblages (transition layers), dense recrystallized assemblages, marcasite pseudomorphs after pyrrhotite (middle layer) | sulfide chimney | colloform, subhedral, anhedral, euhedral, dense coarse-grained, columnar pseudomorphs |  |  |  | sphalerite, pyrrhotite, anhydrite, galena, tetrahedrite, tennantite | Transverse sections (polished sections) | EMPA, LA-ICPMS, MC-ICPMS | JEOL JXA-8100 EPMA; Teledyne Cetac Technologies Analyte Excite laser ablation system coupled with an Agilent Technologies 7700x quadrupole ICP-MS; ESI NWR Image GEO 193 coupled with TOFWERK icp TOF R; Neptune Plus multicollector ICP-MS (Thermo Fisher Scientific, Bremen, Germany) coupled with a Geolas HD excimer ArF laser ablation system (Coherent, Göttingen, Germany); Bruker M4 Tornado™ system | SIO, MNR; China University of Petroleum (East China), Qingdao, China; Nanjing Focu MS Technology Co. Ltd., Nanjing, China; Shanghai Chemlab Laboratory, Shanghai, China; Wuhan Sample Solution Analytical Technology Co. Ltd., Wuhan, China | EPMA: beam current of 10 nA, beam size of 1–5 μm, accelerating voltage of 20 kV. Micro-XRF: rhodium target X-ray tube operating at 50 kV and 800 nA, polycapillary lens providing a 40-μm spot size on a 20-μm raster, dwell time of 5 ms per pixel. LA-ICP-MS: 193-nm ArF excimer laser, fluence of 6 J/cm², 6 Hz repetition rate for 40 seconds (240 pulses), 30-second pre-ablation blank, total run time 70 seconds, spot size 32–44 μm, He carrier gas mixed with Ar. LA-ICP-TOF-MS: 193 nm ArF excimer laser, spot diameter ~20 µm, repetition rate ~20 Hz, laser fluence ~7 J/cm², scan speed ~4000 µm/s, He carrier gas ~600 ml/min, washout time 50 ms. S isotope MC-ICP-MS: spot size ~44 μm, pulse frequency ~2 Hz, laser fluence ~5 J/cm², He carrier gas with Ar make-up gas. | MASS-1 (Fe-Cu-Zn-S pressed pellet) and GSE-1G (synthetic basaltic glass) from the United States Geological Survey; pyrite PPP-1; chalcopyrite GBW07268; pyrrhotite SP-Po-01 (δ34S = 1.4‰ ± 0.4‰); chalcopyrite SP-CP-01 (δ34S = 5.45‰ ± 0.3‰); natural and synthetic minerals from USA SPI Supplies | 80 |  |  |  | 70 |  | 0.019973 |  |  |  | 0.028859 | [9 empty] | 0.17515 | [5 empty] | 1000 | [5 empty] | 2863.7415 | [9 empty] | 459070 | [13 empty] | 0.11217 | [11 empty] | 5.029 |  | 183.7189 |  | 2.9662 | [13 empty] | 35.4903 | [15 empty] | 531570 |  | 0.12149 |  |  |  | 2.1477 | [19 empty] | 24.7005 |  |  |  | 0.13564 |  | 0.46246 | [7 empty] | 360 |  |  |  |  | 2025
| Xunmei vent field, Niaochao vent field |  | Seafloor hydrothermal | Volcanic-hosted massive sulfide (VMS) | seafloor massive sulfide (SMS) | Cu, Zn, Au, Ag | Co, Pb, Sb | Cu, Zn, Au, Ag, Co, Pb, Sb |  |  | I-Mrc2 (n=8)-2 | I-Mrc2 (n=8)-2 | seafloor vent field |  |  |  |  | ore material | grab | grab | mineral separate | [5 empty] | mineralisation | sulfide chimney | pyrite, marcasite, chalcopyrite |  | pyrite, marcasite, chalcopyrite | multiple stages: colloform marcasite-pyrite intergrowths (outermost wall), replacement assemblages (transition layers), dense recrystallized assemblages, marcasite pseudomorphs after pyrrhotite (middle layer) | sulfide chimney | colloform, subhedral, anhedral, euhedral, dense coarse-grained, columnar pseudomorphs |  |  |  | sphalerite, pyrrhotite, anhydrite, galena, tetrahedrite, tennantite | Transverse sections (polished sections) | EMPA, LA-ICPMS, MC-ICPMS | JEOL JXA-8100 EPMA; Teledyne Cetac Technologies Analyte Excite laser ablation system coupled with an Agilent Technologies 7700x quadrupole ICP-MS; ESI NWR Image GEO 193 coupled with TOFWERK icp TOF R; Neptune Plus multicollector ICP-MS (Thermo Fisher Scientific, Bremen, Germany) coupled with a Geolas HD excimer ArF laser ablation system (Coherent, Göttingen, Germany); Bruker M4 Tornado™ system | SIO, MNR; China University of Petroleum (East China), Qingdao, China; Nanjing Focu MS Technology Co. Ltd., Nanjing, China; Shanghai Chemlab Laboratory, Shanghai, China; Wuhan Sample Solution Analytical Technology Co. Ltd., Wuhan, China | EPMA: beam current of 10 nA, beam size of 1–5 μm, accelerating voltage of 20 kV. Micro-XRF: rhodium target X-ray tube operating at 50 kV and 800 nA, polycapillary lens providing a 40-μm spot size on a 20-μm raster, dwell time of 5 ms per pixel. LA-ICP-MS: 193-nm ArF excimer laser, fluence of 6 J/cm², 6 Hz repetition rate for 40 seconds (240 pulses), 30-second pre-ablation blank, total run time 70 seconds, spot size 32–44 μm, He carrier gas mixed with Ar. LA-ICP-TOF-MS: 193 nm ArF excimer laser, spot diameter ~20 µm, repetition rate ~20 Hz, laser fluence ~7 J/cm², scan speed ~4000 µm/s, He carrier gas ~600 ml/min, washout time 50 ms. S isotope MC-ICP-MS: spot size ~44 μm, pulse frequency ~2 Hz, laser fluence ~5 J/cm², He carrier gas with Ar make-up gas. | MASS-1 (Fe-Cu-Zn-S pressed pellet) and GSE-1G (synthetic basaltic glass) from the United States Geological Survey; pyrite PPP-1; chalcopyrite GBW07268; pyrrhotite SP-Po-01 (δ34S = 1.4‰ ± 0.4‰); chalcopyrite SP-CP-01 (δ34S = 5.45‰ ± 0.3‰); natural and synthetic minerals from USA SPI Supplies | 2.3668 |  |  |  | 230 |  | 0.19314 | [13 empty] | 0.17555 | [5 empty] | 1010 | [5 empty] | 510 | [9 empty] | 460820 | [13 empty] | 0.012099 | [11 empty] | 0.82134 |  | 53.6634 |  | 0.63742 | [7 empty] | 0.51586 | [5 empty] | 199.4052 | [15 empty] | 529310 | [5 empty] | 1.8713 | [13 empty] | 0.055268 | [5 empty] | 61.9889 |  |  |  | 0.50085 |  | 0.47 | [7 empty] | 21.7204 |  |  |  |  | 2025
| Xunmei vent field, Niaochao vent field |  | Seafloor hydrothermal | Volcanic-hosted massive sulfide (VMS) | seafloor massive sulfide (SMS) | Cu, Zn, Au, Ag | Co, Pb, Sb | Cu, Zn, Au, Ag, Co, Pb, Sb |  |  | I-Mrc2 (n=8)-3 | I-Mrc2 (n=8)-3 | seafloor vent field |  |  |  |  | ore material | grab | grab | mineral separate | [5 empty] | mineralisation | sulfide chimney | pyrite, marcasite, chalcopyrite |  | pyrite, marcasite, chalcopyrite | multiple stages: colloform marcasite-pyrite intergrowths (outermost wall), replacement assemblages (transition layers), dense recrystallized assemblages, marcasite pseudomorphs after pyrrhotite (middle layer) | sulfide chimney | colloform, subhedral, anhedral, euhedral, dense coarse-grained, columnar pseudomorphs |  |  |  | sphalerite, pyrrhotite, anhydrite, galena, tetrahedrite, tennantite | Transverse sections (polished sections) | EMPA, LA-ICPMS, MC-ICPMS | JEOL JXA-8100 EPMA; Teledyne Cetac Technologies Analyte Excite laser ablation system coupled with an Agilent Technologies 7700x quadrupole ICP-MS; ESI NWR Image GEO 193 coupled with TOFWERK icp TOF R; Neptune Plus multicollector ICP-MS (Thermo Fisher Scientific, Bremen, Germany) coupled with a Geolas HD excimer ArF laser ablation system (Coherent, Göttingen, Germany); Bruker M4 Tornado™ system | SIO, MNR; China University of Petroleum (East China), Qingdao, China; Nanjing Focu MS Technology Co. Ltd., Nanjing, China; Shanghai Chemlab Laboratory, Shanghai, China; Wuhan Sample Solution Analytical Technology Co. Ltd., Wuhan, China | EPMA: beam current of 10 nA, beam size of 1–5 μm, accelerating voltage of 20 kV. Micro-XRF: rhodium target X-ray tube operating at 50 kV and 800 nA, polycapillary lens providing a 40-μm spot size on a 20-μm raster, dwell time of 5 ms per pixel. LA-ICP-MS: 193-nm ArF excimer laser, fluence of 6 J/cm², 6 Hz repetition rate for 40 seconds (240 pulses), 30-second pre-ablation blank, total run time 70 seconds, spot size 32–44 μm, He carrier gas mixed with Ar. LA-ICP-TOF-MS: 193 nm ArF excimer laser, spot diameter ~20 µm, repetition rate ~20 Hz, laser fluence ~7 J/cm², scan speed ~4000 µm/s, He carrier gas ~600 ml/min, washout time 50 ms. S isotope MC-ICP-MS: spot size ~44 μm, pulse frequency ~2 Hz, laser fluence ~5 J/cm², He carrier gas with Ar make-up gas. | MASS-1 (Fe-Cu-Zn-S pressed pellet) and GSE-1G (synthetic basaltic glass) from the United States Geological Survey; pyrite PPP-1; chalcopyrite GBW07268; pyrrhotite SP-Po-01 (δ34S = 1.4‰ ± 0.4‰); chalcopyrite SP-CP-01 (δ34S = 5.45‰ ± 0.3‰); natural and synthetic minerals from USA SPI Supplies | 100 |  |  |  | 133.8669 |  | 0.017141 |  |  |  | 0.099873 | [9 empty] | 0.086223 | [5 empty] | 850 | [5 empty] | 588.7614 | [9 empty] | 456630 | [13 empty] | 0.05431 | [11 empty] | 4.6339 |  | 554.1208 |  | 0.42196 | [7 empty] | 100 | [5 empty] | 13.8751 | [15 empty] | 528520 | [19 empty] | 0.15954 | [5 empty] | 77.9457 |  |  |  | 1.7815 |  | 0.45761 | [7 empty] | 190 |  |  |  |  | 2025
| Xunmei vent field, Niaochao vent field |  | Seafloor hydrothermal | Volcanic-hosted massive sulfide (VMS) | seafloor massive sulfide (SMS) | Cu, Zn, Au, Ag | Co, Pb, Sb | Cu, Zn, Au, Ag, Co, Pb, Sb |  |  | I-Mrc2 (n=8)-4 | I-Mrc2 (n=8)-4 | seafloor vent field |  |  |  |  | ore material | grab | grab | mineral separate | [5 empty] | mineralisation | sulfide chimney | pyrite, marcasite, chalcopyrite |  | pyrite, marcasite, chalcopyrite | multiple stages: colloform marcasite-pyrite intergrowths (outermost wall), replacement assemblages (transition layers), dense recrystallized assemblages, marcasite pseudomorphs after pyrrhotite (middle layer) | sulfide chimney | colloform, subhedral, anhedral, euhedral, dense coarse-grained, columnar pseudomorphs |  |  |  | sphalerite, pyrrhotite, anhydrite, galena, tetrahedrite, tennantite | Transverse sections (polished sections) | EMPA, LA-ICPMS, MC-ICPMS | JEOL JXA-8100 EPMA; Teledyne Cetac Technologies Analyte Excite laser ablation system coupled with an Agilent Technologies 7700x quadrupole ICP-MS; ESI NWR Image GEO 193 coupled with TOFWERK icp TOF R; Neptune Plus multicollector ICP-MS (Thermo Fisher Scientific, Bremen, Germany) coupled with a Geolas HD excimer ArF laser ablation system (Coherent, Göttingen, Germany); Bruker M4 Tornado™ system | SIO, MNR; China University of Petroleum (East China), Qingdao, China; Nanjing Focu MS Technology Co. Ltd., Nanjing, China; Shanghai Chemlab Laboratory, Shanghai, China; Wuhan Sample Solution Analytical Technology Co. Ltd., Wuhan, China | EPMA: beam current of 10 nA, beam size of 1–5 μm, accelerating voltage of 20 kV. Micro-XRF: rhodium target X-ray tube operating at 50 kV and 800 nA, polycapillary lens providing a 40-μm spot size on a 20-μm raster, dwell time of 5 ms per pixel. LA-ICP-MS: 193-nm ArF excimer laser, fluence of 6 J/cm², 6 Hz repetition rate for 40 seconds (240 pulses), 30-second pre-ablation blank, total run time 70 seconds, spot size 32–44 μm, He carrier gas mixed with Ar. LA-ICP-TOF-MS: 193 nm ArF excimer laser, spot diameter ~20 µm, repetition rate ~20 Hz, laser fluence ~7 J/cm², scan speed ~4000 µm/s, He carrier gas ~600 ml/min, washout time 50 ms. S isotope MC-ICP-MS: spot size ~44 μm, pulse frequency ~2 Hz, laser fluence ~5 J/cm², He carrier gas with Ar make-up gas. | MASS-1 (Fe-Cu-Zn-S pressed pellet) and GSE-1G (synthetic basaltic glass) from the United States Geological Survey; pyrite PPP-1; chalcopyrite GBW07268; pyrrhotite SP-Po-01 (δ34S = 1.4‰ ± 0.4‰); chalcopyrite SP-CP-01 (δ34S = 5.45‰ ± 0.3‰); natural and synthetic minerals from USA SPI Supplies | 60 |  |  |  | 147.9259 |  | 0.11551 |  |  |  | 0.005658 | [9 empty] | 1.654 | [5 empty] | 810 | [5 empty] | 1800 | [9 empty] | 459480 | [13 empty] | 0.017248 | [11 empty] | 1.8918 |  | 167.7214 |  | 87.8276 | [7 empty] | 3.9989 | [5 empty] | 342.2774 | [15 empty] | 530130 |  | 1.9895 |  |  |  | 1.251 | [19 empty] | 38.3675 |  |  |  | 0.059421 |  | 3.8392 | [7 empty] | 1476.9249 |  |  |  |  | 2025
| Xunmei vent field, Niaochao vent field |  | Seafloor hydrothermal | Volcanic-hosted massive sulfide (VMS) | seafloor massive sulfide (SMS) | Cu, Zn, Au, Ag | Co, Pb, Sb | Cu, Zn, Au, Ag, Co, Pb, Sb |  |  | I-Mrc2 (n=8)-5 | I-Mrc2 (n=8)-5 | seafloor vent field |  |  |  |  | ore material | grab | grab | mineral separate | [5 empty] | mineralisation | sulfide chimney | pyrite, marcasite, chalcopyrite |  | pyrite, marcasite, chalcopyrite | multiple stages: colloform marcasite-pyrite intergrowths (outermost wall), replacement assemblages (transition layers), dense recrystallized assemblages, marcasite pseudomorphs after pyrrhotite (middle layer) | sulfide chimney | colloform, subhedral, anhedral, euhedral, dense coarse-grained, columnar pseudomorphs |  |  |  | sphalerite, pyrrhotite, anhydrite, galena, tetrahedrite, tennantite | Transverse sections (polished sections) | EMPA, LA-ICPMS, MC-ICPMS | JEOL JXA-8100 EPMA; Teledyne Cetac Technologies Analyte Excite laser ablation system coupled with an Agilent Technologies 7700x quadrupole ICP-MS; ESI NWR Image GEO 193 coupled with TOFWERK icp TOF R; Neptune Plus multicollector ICP-MS (Thermo Fisher Scientific, Bremen, Germany) coupled with a Geolas HD excimer ArF laser ablation system (Coherent, Göttingen, Germany); Bruker M4 Tornado™ system | SIO, MNR; China University of Petroleum (East China), Qingdao, China; Nanjing Focu MS Technology Co. Ltd., Nanjing, China; Shanghai Chemlab Laboratory, Shanghai, China; Wuhan Sample Solution Analytical Technology Co. Ltd., Wuhan, China | EPMA: beam current of 10 nA, beam size of 1–5 μm, accelerating voltage of 20 kV. Micro-XRF: rhodium target X-ray tube operating at 50 kV and 800 nA, polycapillary lens providing a 40-μm spot size on a 20-μm raster, dwell time of 5 ms per pixel. LA-ICP-MS: 193-nm ArF excimer laser, fluence of 6 J/cm², 6 Hz repetition rate for 40 seconds (240 pulses), 30-second pre-ablation blank, total run time 70 seconds, spot size 32–44 μm, He carrier gas mixed with Ar. LA-ICP-TOF-MS: 193 nm ArF excimer laser, spot diameter ~20 µm, repetition rate ~20 Hz, laser fluence ~7 J/cm², scan speed ~4000 µm/s, He carrier gas ~600 ml/min, washout time 50 ms. S isotope MC-ICP-MS: spot size ~44 μm, pulse frequency ~2 Hz, laser fluence ~5 J/cm², He carrier gas with Ar make-up gas. | MASS-1 (Fe-Cu-Zn-S pressed pellet) and GSE-1G (synthetic basaltic glass) from the United States Geological Survey; pyrite PPP-1; chalcopyrite GBW07268; pyrrhotite SP-Po-01 (δ34S = 1.4‰ ± 0.4‰); chalcopyrite SP-CP-01 (δ34S = 5.45‰ ± 0.3‰); natural and synthetic minerals from USA SPI Supplies | 2.9114 |  |  |  | 190 |  | 0.12054 | [13 empty] | 1.7683 | [5 empty] | 770 | [5 empty] | 590 | [9 empty] | 464170 | [25 empty] | 12.7809 |  | 298.9973 |  | 51.9673 | [7 empty] | 50 | [5 empty] | 287.9565 | [15 empty] | 526590 |  | 0.99131 |  |  |  | 1.3181 | [19 empty] | 54.0476 |  |  |  | 0.025033 |  | 2.7809 | [7 empty] | 1520 |  |  |  |  | 2025
| Xunmei vent field, Niaochao vent field |  | Seafloor hydrothermal | Volcanic-hosted massive sulfide (VMS) | seafloor massive sulfide (SMS) | Cu, Zn, Au, Ag | Co, Pb, Sb | Cu, Zn, Au, Ag, Co, Pb, Sb |  |  | I-Mrc2 (n=8)-6 | I-Mrc2 (n=8)-6 | seafloor vent field |  |  |  |  | ore material | grab | grab | mineral separate | [5 empty] | mineralisation | sulfide chimney | pyrite, marcasite, chalcopyrite |  | pyrite, marcasite, chalcopyrite | multiple stages: colloform marcasite-pyrite intergrowths (outermost wall), replacement assemblages (transition layers), dense recrystallized assemblages, marcasite pseudomorphs after pyrrhotite (middle layer) | sulfide chimney | colloform, subhedral, anhedral, euhedral, dense coarse-grained, columnar pseudomorphs |  |  |  | sphalerite, pyrrhotite, anhydrite, galena, tetrahedrite, tennantite | Transverse sections (polished sections) | EMPA, LA-ICPMS, MC-ICPMS | JEOL JXA-8100 EPMA; Teledyne Cetac Technologies Analyte Excite laser ablation system coupled with an Agilent Technologies 7700x quadrupole ICP-MS; ESI NWR Image GEO 193 coupled with TOFWERK icp TOF R; Neptune Plus multicollector ICP-MS (Thermo Fisher Scientific, Bremen, Germany) coupled with a Geolas HD excimer ArF laser ablation system (Coherent, Göttingen, Germany); Bruker M4 Tornado™ system | SIO, MNR; China University of Petroleum (East China), Qingdao, China; Nanjing Focu MS Technology Co. Ltd., Nanjing, China; Shanghai Chemlab Laboratory, Shanghai, China; Wuhan Sample Solution Analytical Technology Co. Ltd., Wuhan, China | EPMA: beam current of 10 nA, beam size of 1–5 μm, accelerating voltage of 20 kV. Micro-XRF: rhodium target X-ray tube operating at 50 kV and 800 nA, polycapillary lens providing a 40-μm spot size on a 20-μm raster, dwell time of 5 ms per pixel. LA-ICP-MS: 193-nm ArF excimer laser, fluence of 6 J/cm², 6 Hz repetition rate for 40 seconds (240 pulses), 30-second pre-ablation blank, total run time 70 seconds, spot size 32–44 μm, He carrier gas mixed with Ar. LA-ICP-TOF-MS: 193 nm ArF excimer laser, spot diameter ~20 µm, repetition rate ~20 Hz, laser fluence ~7 J/cm², scan speed ~4000 µm/s, He carrier gas ~600 ml/min, washout time 50 ms. S isotope MC-ICP-MS: spot size ~44 μm, pulse frequency ~2 Hz, laser fluence ~5 J/cm², He carrier gas with Ar make-up gas. | MASS-1 (Fe-Cu-Zn-S pressed pellet) and GSE-1G (synthetic basaltic glass) from the United States Geological Survey; pyrite PPP-1; chalcopyrite GBW07268; pyrrhotite SP-Po-01 (δ34S = 1.4‰ ± 0.4‰); chalcopyrite SP-CP-01 (δ34S = 5.45‰ ± 0.3‰); natural and synthetic minerals from USA SPI Supplies | 80 |  |  |  | 204.9442 |  | 0.16741 |  |  |  | 0.014346 | [9 empty] | 2.5082 | [5 empty] | 500 | [5 empty] | 167.1902 | [9 empty] | 459280 | [13 empty] | 0.021231 | [11 empty] | 1.5863 |  | 133.649 |  | 77.1013 | [7 empty] | 2.5755 | [5 empty] | 714.7167 | [15 empty] | 531790 |  | 1.3293 |  |  |  | 1.2633 | [5 empty] | 0.04809 | [13 empty] | 104.315 |  |  |  | 0.13931 |  | 2.4092 | [7 empty] | 3330.302 |  |  |  |  | 2025
| Xunmei vent field, Niaochao vent field |  | Seafloor hydrothermal | Volcanic-hosted massive sulfide (VMS) | seafloor massive sulfide (SMS) | Cu, Zn, Au, Ag | Co, Pb, Sb | Cu, Zn, Au, Ag, Co, Pb, Sb |  |  | I-Mrc2 (n=8)-7 | I-Mrc2 (n=8)-7 | seafloor vent field |  |  |  |  | ore material | grab | grab | mineral separate | [5 empty] | mineralisation | sulfide chimney | pyrite, marcasite, chalcopyrite |  | pyrite, marcasite, chalcopyrite | multiple stages: colloform marcasite-pyrite intergrowths (outermost wall), replacement assemblages (transition layers), dense recrystallized assemblages, marcasite pseudomorphs after pyrrhotite (middle layer) | sulfide chimney | colloform, subhedral, anhedral, euhedral, dense coarse-grained, columnar pseudomorphs |  |  |  | sphalerite, pyrrhotite, anhydrite, galena, tetrahedrite, tennantite | Transverse sections (polished sections) | EMPA, LA-ICPMS, MC-ICPMS | JEOL JXA-8100 EPMA; Teledyne Cetac Technologies Analyte Excite laser ablation system coupled with an Agilent Technologies 7700x quadrupole ICP-MS; ESI NWR Image GEO 193 coupled with TOFWERK icp TOF R; Neptune Plus multicollector ICP-MS (Thermo Fisher Scientific, Bremen, Germany) coupled with a Geolas HD excimer ArF laser ablation system (Coherent, Göttingen, Germany); Bruker M4 Tornado™ system | SIO, MNR; China University of Petroleum (East China), Qingdao, China; Nanjing Focu MS Technology Co. Ltd., Nanjing, China; Shanghai Chemlab Laboratory, Shanghai, China; Wuhan Sample Solution Analytical Technology Co. Ltd., Wuhan, China | EPMA: beam current of 10 nA, beam size of 1–5 μm, accelerating voltage of 20 kV. Micro-XRF: rhodium target X-ray tube operating at 50 kV and 800 nA, polycapillary lens providing a 40-μm spot size on a 20-μm raster, dwell time of 5 ms per pixel. LA-ICP-MS: 193-nm ArF excimer laser, fluence of 6 J/cm², 6 Hz repetition rate for 40 seconds (240 pulses), 30-second pre-ablation blank, total run time 70 seconds, spot size 32–44 μm, He carrier gas mixed with Ar. LA-ICP-TOF-MS: 193 nm ArF excimer laser, spot diameter ~20 µm, repetition rate ~20 Hz, laser fluence ~7 J/cm², scan speed ~4000 µm/s, He carrier gas ~600 ml/min, washout time 50 ms. S isotope MC-ICP-MS: spot size ~44 μm, pulse frequency ~2 Hz, laser fluence ~5 J/cm², He carrier gas with Ar make-up gas. | MASS-1 (Fe-Cu-Zn-S pressed pellet) and GSE-1G (synthetic basaltic glass) from the United States Geological Survey; pyrite PPP-1; chalcopyrite GBW07268; pyrrhotite SP-Po-01 (δ34S = 1.4‰ ± 0.4‰); chalcopyrite SP-CP-01 (δ34S = 5.45‰ ± 0.3‰); natural and synthetic minerals from USA SPI Supplies | 60 |  |  |  | 150 |  | 0.13567 |  |  |  | 0.02674 | [9 empty] | 1.7734 | [5 empty] | 1000 | [5 empty] | 117.9794 | [9 empty] | 462600 | [13 empty] | 0.025249 | [11 empty] | 1.1755 |  | 166.1129 |  | 61.7032 | [7 empty] | 60 | [5 empty] | 505.8967 | [15 empty] | 525450 |  | 1.1881 |  |  |  | 0.83236 | [5 empty] | 0.1347 | [13 empty] | 58.1823 |  |  |  | 0.12395 |  | 2.1928 | [7 empty] | 90 |  |  |  |  | 2025
| Xunmei vent field, Niaochao vent field |  | Seafloor hydrothermal | Volcanic-hosted massive sulfide (VMS) | seafloor massive sulfide (SMS) | Cu, Zn, Au, Ag | Co, Pb, Sb | Cu, Zn, Au, Ag, Co, Pb, Sb |  |  | I-Mrc2 (n=8)-8 | I-Mrc2 (n=8)-8 | seafloor vent field |  |  |  |  | ore material | grab | grab | mineral separate | [5 empty] | mineralisation | sulfide chimney | pyrite, marcasite, chalcopyrite |  | pyrite, marcasite, chalcopyrite | multiple stages: colloform marcasite-pyrite intergrowths (outermost wall), replacement assemblages (transition layers), dense recrystallized assemblages, marcasite pseudomorphs after pyrrhotite (middle layer) | sulfide chimney | colloform, subhedral, anhedral, euhedral, dense coarse-grained, columnar pseudomorphs |  |  |  | sphalerite, pyrrhotite, anhydrite, galena, tetrahedrite, tennantite | Transverse sections (polished sections) | EMPA, LA-ICPMS, MC-ICPMS | JEOL JXA-8100 EPMA; Teledyne Cetac Technologies Analyte Excite laser ablation system coupled with an Agilent Technologies 7700x quadrupole ICP-MS; ESI NWR Image GEO 193 coupled with TOFWERK icp TOF R; Neptune Plus multicollector ICP-MS (Thermo Fisher Scientific, Bremen, Germany) coupled with a Geolas HD excimer ArF laser ablation system (Coherent, Göttingen, Germany); Bruker M4 Tornado™ system | SIO, MNR; China University of Petroleum (East China), Qingdao, China; Nanjing Focu MS Technology Co. Ltd., Nanjing, China; Shanghai Chemlab Laboratory, Shanghai, China; Wuhan Sample Solution Analytical Technology Co. Ltd., Wuhan, China | EPMA: beam current of 10 nA, beam size of 1–5 μm, accelerating voltage of 20 kV. Micro-XRF: rhodium target X-ray tube operating at 50 kV and 800 nA, polycapillary lens providing a 40-μm spot size on a 20-μm raster, dwell time of 5 ms per pixel. LA-ICP-MS: 193-nm ArF excimer laser, fluence of 6 J/cm², 6 Hz repetition rate for 40 seconds (240 pulses), 30-second pre-ablation blank, total run time 70 seconds, spot size 32–44 μm, He carrier gas mixed with Ar. LA-ICP-TOF-MS: 193 nm ArF excimer laser, spot diameter ~20 µm, repetition rate ~20 Hz, laser fluence ~7 J/cm², scan speed ~4000 µm/s, He carrier gas ~600 ml/min, washout time 50 ms. S isotope MC-ICP-MS: spot size ~44 μm, pulse frequency ~2 Hz, laser fluence ~5 J/cm², He carrier gas with Ar make-up gas. | MASS-1 (Fe-Cu-Zn-S pressed pellet) and GSE-1G (synthetic basaltic glass) from the United States Geological Survey; pyrite PPP-1; chalcopyrite GBW07268; pyrrhotite SP-Po-01 (δ34S = 1.4‰ ± 0.4‰); chalcopyrite SP-CP-01 (δ34S = 5.45‰ ± 0.3‰); natural and synthetic minerals from USA SPI Supplies | 100 |  |  |  | 420 |  | 0.09124 |  |  |  | 0.11648 | [9 empty] | 1.4343 | [5 empty] | 790 | [5 empty] | 1670 | [9 empty] | 459470 | [13 empty] | 0.3461 | [11 empty] | 18.1445 |  | 324.6975 |  | 13.7271 | [7 empty] | 80 | [5 empty] | 106.7945 | [15 empty] | 524030 |  | 0.65305 |  |  |  | 2.8878 | [5 empty] | 0.054834 | [7 empty] | 0.1089 | [5 empty] | 23.763 |  |  |  | 1.0215 |  | 0.60979 | [7 empty] | 490 |  |  |  |  | 2025
| Xunmei vent field, Niaochao vent field |  | Seafloor hydrothermal | Volcanic-hosted massive sulfide (VMS) | seafloor massive sulfide (SMS) | Cu, Zn, Au, Ag | Co, Pb, Sb | Cu, Zn, Au, Ag, Co, Pb, Sb |  |  | I-Mrc2 (n=8)-9 | I-Mrc2 (n=8)-9 | seafloor vent field |  |  |  |  | ore material | grab | grab | mineral separate | [5 empty] | mineralisation | sulfide chimney | pyrite, marcasite, chalcopyrite |  | pyrite, marcasite, chalcopyrite | multiple stages: colloform marcasite-pyrite intergrowths (outermost wall), replacement assemblages (transition layers), dense recrystallized assemblages, marcasite pseudomorphs after pyrrhotite (middle layer) | sulfide chimney | colloform, subhedral, anhedral, euhedral, dense coarse-grained, columnar pseudomorphs |  |  |  | sphalerite, pyrrhotite, anhydrite, galena, tetrahedrite, tennantite | Transverse sections (polished sections) | EMPA, LA-ICPMS, MC-ICPMS | JEOL JXA-8100 EPMA; Teledyne Cetac Technologies Analyte Excite laser ablation system coupled with an Agilent Technologies 7700x quadrupole ICP-MS; ESI NWR Image GEO 193 coupled with TOFWERK icp TOF R; Neptune Plus multicollector ICP-MS (Thermo Fisher Scientific, Bremen, Germany) coupled with a Geolas HD excimer ArF laser ablation system (Coherent, Göttingen, Germany); Bruker M4 Tornado™ system | SIO, MNR; China University of Petroleum (East China), Qingdao, China; Nanjing Focu MS Technology Co. Ltd., Nanjing, China; Shanghai Chemlab Laboratory, Shanghai, China; Wuhan Sample Solution Analytical Technology Co. Ltd., Wuhan, China | EPMA: beam current of 10 nA, beam size of 1–5 μm, accelerating voltage of 20 kV. Micro-XRF: rhodium target X-ray tube operating at 50 kV and 800 nA, polycapillary lens providing a 40-μm spot size on a 20-μm raster, dwell time of 5 ms per pixel. LA-ICP-MS: 193-nm ArF excimer laser, fluence of 6 J/cm², 6 Hz repetition rate for 40 seconds (240 pulses), 30-second pre-ablation blank, total run time 70 seconds, spot size 32–44 μm, He carrier gas mixed with Ar. LA-ICP-TOF-MS: 193 nm ArF excimer laser, spot diameter ~20 µm, repetition rate ~20 Hz, laser fluence ~7 J/cm², scan speed ~4000 µm/s, He carrier gas ~600 ml/min, washout time 50 ms. S isotope MC-ICP-MS: spot size ~44 μm, pulse frequency ~2 Hz, laser fluence ~5 J/cm², He carrier gas with Ar make-up gas. | MASS-1 (Fe-Cu-Zn-S pressed pellet) and GSE-1G (synthetic basaltic glass) from the United States Geological Survey; pyrite PPP-1; chalcopyrite GBW07268; pyrrhotite SP-Po-01 (δ34S = 1.4‰ ± 0.4‰); chalcopyrite SP-CP-01 (δ34S = 5.45‰ ± 0.3‰); natural and synthetic minerals from USA SPI Supplies | 80 |  |  |  | 212 |  | 0.11802 |  |  |  | 0.027799 | [9 empty] | 1.5442 | [5 empty] | 841.25 | [5 empty] | 1142.5 | [9 empty] | 460190 | [13 empty] | 0.025249 | [11 empty] | 3.2629 |  | 175.7202 |  | 32.8472 | [7 empty] | 72.5 | [5 empty] | 243.6809 | [15 empty] | 528423.75 |  | 1.0897 |  |  |  | 1.3181 | [5 empty] | 0.054834 | [7 empty] | 0.1089 | [5 empty] | 56.115 |  |  |  | 0.13747 |  | 1.4013 | [7 empty] | 530 |  |  |  |  | 2025
| Xunmei vent field, Niaochao vent field |  | Seafloor hydrothermal | Volcanic-hosted massive sulfide (VMS) | seafloor massive sulfide (SMS) | Cu, Zn, Au, Ag | Co, Pb, Sb | Cu, Zn, Au, Ag, Co, Pb, Sb |  |  | I-Mrc2 (n=8)-10 | I-Mrc2 (n=8)-10 | seafloor vent field |  |  |  |  | ore material | grab | grab | mineral separate | [5 empty] | mineralisation | sulfide chimney | pyrite, marcasite, chalcopyrite |  | pyrite, marcasite, chalcopyrite | multiple stages: colloform marcasite-pyrite intergrowths (outermost wall), replacement assemblages (transition layers), dense recrystallized assemblages, marcasite pseudomorphs after pyrrhotite (middle layer) | sulfide chimney | colloform, subhedral, anhedral, euhedral, dense coarse-grained, columnar pseudomorphs |  |  |  | sphalerite, pyrrhotite, anhydrite, galena, tetrahedrite, tennantite | Transverse sections (polished sections) | EMPA, LA-ICPMS, MC-ICPMS | JEOL JXA-8100 EPMA; Teledyne Cetac Technologies Analyte Excite laser ablation system coupled with an Agilent Technologies 7700x quadrupole ICP-MS; ESI NWR Image GEO 193 coupled with TOFWERK icp TOF R; Neptune Plus multicollector ICP-MS (Thermo Fisher Scientific, Bremen, Germany) coupled with a Geolas HD excimer ArF laser ablation system (Coherent, Göttingen, Germany); Bruker M4 Tornado™ system | SIO, MNR; China University of Petroleum (East China), Qingdao, China; Nanjing Focu MS Technology Co. Ltd., Nanjing, China; Shanghai Chemlab Laboratory, Shanghai, China; Wuhan Sample Solution Analytical Technology Co. Ltd., Wuhan, China | EPMA: beam current of 10 nA, beam size of 1–5 μm, accelerating voltage of 20 kV. Micro-XRF: rhodium target X-ray tube operating at 50 kV and 800 nA, polycapillary lens providing a 40-μm spot size on a 20-μm raster, dwell time of 5 ms per pixel. LA-ICP-MS: 193-nm ArF excimer laser, fluence of 6 J/cm², 6 Hz repetition rate for 40 seconds (240 pulses), 30-second pre-ablation blank, total run time 70 seconds, spot size 32–44 μm, He carrier gas mixed with Ar. LA-ICP-TOF-MS: 193 nm ArF excimer laser, spot diameter ~20 µm, repetition rate ~20 Hz, laser fluence ~7 J/cm², scan speed ~4000 µm/s, He carrier gas ~600 ml/min, washout time 50 ms. S isotope MC-ICP-MS: spot size ~44 μm, pulse frequency ~2 Hz, laser fluence ~5 J/cm², He carrier gas with Ar make-up gas. | MASS-1 (Fe-Cu-Zn-S pressed pellet) and GSE-1G (synthetic basaltic glass) from the United States Geological Survey; pyrite PPP-1; chalcopyrite GBW07268; pyrrhotite SP-Po-01 (δ34S = 1.4‰ ± 0.4‰); chalcopyrite SP-CP-01 (δ34S = 5.45‰ ± 0.3‰); natural and synthetic minerals from USA SPI Supplies | 2.7796 |  |  |  | 119.8881 |  | 0.10991 |  |  |  | 0.035095 | [9 empty] | 1.163 | [5 empty] | 500 | [5 empty] | 2492.7228 | [9 empty] | 456630 | [13 empty] | 0.040385 | [11 empty] | 3.9884 |  | 222.5691 |  | 40.375 | [7 empty] | 2.0087 | [5 empty] | 299.9454 | [15 empty] | 524030 |  | 1.1239 |  |  |  | 1.4473 | [5 empty] | 0.091396 | [7 empty] | 0.1074 | [5 empty] | 59.9354 |  |  |  | 0.39509 |  | 1.8017 | [7 empty] | 1286.3561 |  |  |  |  | 2025
| Xunmei vent field, Niaochao vent field |  | Seafloor hydrothermal | Volcanic-hosted massive sulfide (VMS) | seafloor massive sulfide (SMS) | Cu, Zn, Au, Ag | Co, Pb, Sb | Cu, Zn, Au, Ag, Co, Pb, Sb |  |  | I-Mrc2 (n=8)-11 | I-Mrc2 (n=8)-11 | seafloor vent field |  |  |  |  | ore material | grab | grab | mineral separate | [5 empty] | mineralisation | sulfide chimney | pyrite, marcasite, chalcopyrite |  | pyrite, marcasite, chalcopyrite | multiple stages: colloform marcasite-pyrite intergrowths (outermost wall), replacement assemblages (transition layers), dense recrystallized assemblages, marcasite pseudomorphs after pyrrhotite (middle layer) | sulfide chimney | colloform, subhedral, anhedral, euhedral, dense coarse-grained, columnar pseudomorphs |  |  |  | sphalerite, pyrrhotite, anhydrite, galena, tetrahedrite, tennantite | Transverse sections (polished sections) | EMPA, LA-ICPMS, MC-ICPMS | JEOL JXA-8100 EPMA; Teledyne Cetac Technologies Analyte Excite laser ablation system coupled with an Agilent Technologies 7700x quadrupole ICP-MS; ESI NWR Image GEO 193 coupled with TOFWERK icp TOF R; Neptune Plus multicollector ICP-MS (Thermo Fisher Scientific, Bremen, Germany) coupled with a Geolas HD excimer ArF laser ablation system (Coherent, Göttingen, Germany); Bruker M4 Tornado™ system | SIO, MNR; China University of Petroleum (East China), Qingdao, China; Nanjing Focu MS Technology Co. Ltd., Nanjing, China; Shanghai Chemlab Laboratory, Shanghai, China; Wuhan Sample Solution Analytical Technology Co. Ltd., Wuhan, China | EPMA: beam current of 10 nA, beam size of 1–5 μm, accelerating voltage of 20 kV. Micro-XRF: rhodium target X-ray tube operating at 50 kV and 800 nA, polycapillary lens providing a 40-μm spot size on a 20-μm raster, dwell time of 5 ms per pixel. LA-ICP-MS: 193-nm ArF excimer laser, fluence of 6 J/cm², 6 Hz repetition rate for 40 seconds (240 pulses), 30-second pre-ablation blank, total run time 70 seconds, spot size 32–44 μm, He carrier gas mixed with Ar. LA-ICP-TOF-MS: 193 nm ArF excimer laser, spot diameter ~20 µm, repetition rate ~20 Hz, laser fluence ~7 J/cm², scan speed ~4000 µm/s, He carrier gas ~600 ml/min, washout time 50 ms. S isotope MC-ICP-MS: spot size ~44 μm, pulse frequency ~2 Hz, laser fluence ~5 J/cm², He carrier gas with Ar make-up gas. | MASS-1 (Fe-Cu-Zn-S pressed pellet) and GSE-1G (synthetic basaltic glass) from the United States Geological Survey; pyrite PPP-1; chalcopyrite GBW07268; pyrrhotite SP-Po-01 (δ34S = 1.4‰ ± 0.4‰); chalcopyrite SP-CP-01 (δ34S = 5.45‰ ± 0.3‰); natural and synthetic minerals from USA SPI Supplies | 100 |  |  |  | 420 |  | 0.063292 |  |  |  | 0.047162 | [9 empty] | 0.92307 | [5 empty] | 1010 | [5 empty] | 1800 | [9 empty] | 464170 | [13 empty] | 0.12069 | [11 empty] | 6.3501 |  | 155.3958 |  | 36.6176 | [7 empty] | 100 | [5 empty] | 242.2843 | [15 empty] | 531790 |  | 0.63289 |  |  |  | 0.69715 | [5 empty] | 0.048176 | [7 empty] | 0.052141 | [5 empty] | 27.2225 |  |  |  | 0.62478 |  | 1.3228 | [7 empty] | 1520 |  |  |  |  | 2025
| Xunmei vent field, Niaochao vent field |  | Seafloor hydrothermal | Volcanic-hosted massive sulfide (VMS) | seafloor massive sulfide (SMS) | Cu, Zn, Au, Ag | Co, Pb, Sb | Cu, Zn, Au, Ag, Co, Pb, Sb |  |  | I-Mrc2 (n=8)-12 | I-Mrc2 (n=8)-12 | seafloor vent field |  |  |  |  | ore material | grab | grab | mineral separate | [5 empty] | mineralisation | sulfide chimney | pyrite, marcasite, chalcopyrite |  | pyrite, marcasite, chalcopyrite | multiple stages: colloform marcasite-pyrite intergrowths (outermost wall), replacement assemblages (transition layers), dense recrystallized assemblages, marcasite pseudomorphs after pyrrhotite (middle layer) | sulfide chimney | colloform, subhedral, anhedral, euhedral, dense coarse-grained, columnar pseudomorphs |  |  |  | sphalerite, pyrrhotite, anhydrite, galena, tetrahedrite, tennantite | Transverse sections (polished sections) | EMPA, LA-ICPMS, MC-ICPMS | JEOL JXA-8100 EPMA; Teledyne Cetac Technologies Analyte Excite laser ablation system coupled with an Agilent Technologies 7700x quadrupole ICP-MS; ESI NWR Image GEO 193 coupled with TOFWERK icp TOF R; Neptune Plus multicollector ICP-MS (Thermo Fisher Scientific, Bremen, Germany) coupled with a Geolas HD excimer ArF laser ablation system (Coherent, Göttingen, Germany); Bruker M4 Tornado™ system | SIO, MNR; China University of Petroleum (East China), Qingdao, China; Nanjing Focu MS Technology Co. Ltd., Nanjing, China; Shanghai Chemlab Laboratory, Shanghai, China; Wuhan Sample Solution Analytical Technology Co. Ltd., Wuhan, China | EPMA: beam current of 10 nA, beam size of 1–5 μm, accelerating voltage of 20 kV. Micro-XRF: rhodium target X-ray tube operating at 50 kV and 800 nA, polycapillary lens providing a 40-μm spot size on a 20-μm raster, dwell time of 5 ms per pixel. LA-ICP-MS: 193-nm ArF excimer laser, fluence of 6 J/cm², 6 Hz repetition rate for 40 seconds (240 pulses), 30-second pre-ablation blank, total run time 70 seconds, spot size 32–44 μm, He carrier gas mixed with Ar. LA-ICP-TOF-MS: 193 nm ArF excimer laser, spot diameter ~20 µm, repetition rate ~20 Hz, laser fluence ~7 J/cm², scan speed ~4000 µm/s, He carrier gas ~600 ml/min, washout time 50 ms. S isotope MC-ICP-MS: spot size ~44 μm, pulse frequency ~2 Hz, laser fluence ~5 J/cm², He carrier gas with Ar make-up gas. | MASS-1 (Fe-Cu-Zn-S pressed pellet) and GSE-1G (synthetic basaltic glass) from the United States Geological Survey; pyrite PPP-1; chalcopyrite GBW07268; pyrrhotite SP-Po-01 (δ34S = 1.4‰ ± 0.4‰); chalcopyrite SP-CP-01 (δ34S = 5.45‰ ± 0.3‰); natural and synthetic minerals from USA SPI Supplies | 17.8885 |  |  |  | 130.4607 | [21 empty] | 170.7494 | [5 empty] | 686.9922 | [9 empty] | 2324.5276 | [37 empty] | 22.1736 | [21 empty] | 2839.7029 | [39 empty] | 574.4127 |  |  |  |  | 2025
| Xunmei vent field, Niaochao vent field |  | Seafloor hydrothermal | Volcanic-hosted massive sulfide (VMS) | seafloor massive sulfide (SMS) | Cu, Zn, Au, Ag | Co, Pb, Sb | Cu, Zn, Au, Ag, Co, Pb, Sb |  |  | I-Py3 (n=13)-1 | I-Py3 (n=13)-1 | seafloor vent field |  |  |  |  | ore material | grab | grab | mineral separate | [5 empty] | mineralisation | sulfide chimney | pyrite, marcasite, chalcopyrite |  | pyrite, marcasite, chalcopyrite | multiple stages: colloform marcasite-pyrite intergrowths (outermost wall), replacement assemblages (transition layers), dense recrystallized assemblages, marcasite pseudomorphs after pyrrhotite (middle layer) | sulfide chimney | colloform, subhedral, anhedral, euhedral, dense coarse-grained, columnar pseudomorphs |  |  |  | sphalerite, pyrrhotite, anhydrite, galena, tetrahedrite, tennantite | Transverse sections (polished sections) | EMPA, LA-ICPMS, MC-ICPMS | JEOL JXA-8100 EPMA; Teledyne Cetac Technologies Analyte Excite laser ablation system coupled with an Agilent Technologies 7700x quadrupole ICP-MS; ESI NWR Image GEO 193 coupled with TOFWERK icp TOF R; Neptune Plus multicollector ICP-MS (Thermo Fisher Scientific, Bremen, Germany) coupled with a Geolas HD excimer ArF laser ablation system (Coherent, Göttingen, Germany); Bruker M4 Tornado™ system | SIO, MNR; China University of Petroleum (East China), Qingdao, China; Nanjing Focu MS Technology Co. Ltd., Nanjing, China; Shanghai Chemlab Laboratory, Shanghai, China; Wuhan Sample Solution Analytical Technology Co. Ltd., Wuhan, China | EPMA: beam current of 10 nA, beam size of 1–5 μm, accelerating voltage of 20 kV. Micro-XRF: rhodium target X-ray tube operating at 50 kV and 800 nA, polycapillary lens providing a 40-μm spot size on a 20-μm raster, dwell time of 5 ms per pixel. LA-ICP-MS: 193-nm ArF excimer laser, fluence of 6 J/cm², 6 Hz repetition rate for 40 seconds (240 pulses), 30-second pre-ablation blank, total run time 70 seconds, spot size 32–44 μm, He carrier gas mixed with Ar. LA-ICP-TOF-MS: 193 nm ArF excimer laser, spot diameter ~20 µm, repetition rate ~20 Hz, laser fluence ~7 J/cm², scan speed ~4000 µm/s, He carrier gas ~600 ml/min, washout time 50 ms. S isotope MC-ICP-MS: spot size ~44 μm, pulse frequency ~2 Hz, laser fluence ~5 J/cm², He carrier gas with Ar make-up gas. | MASS-1 (Fe-Cu-Zn-S pressed pellet) and GSE-1G (synthetic basaltic glass) from the United States Geological Survey; pyrite PPP-1; chalcopyrite GBW07268; pyrrhotite SP-Po-01 (δ34S = 1.4‰ ± 0.4‰); chalcopyrite SP-CP-01 (δ34S = 5.45‰ ± 0.3‰); natural and synthetic minerals from USA SPI Supplies |  |  |  |  | 90 | [21 empty] | 880 | [5 empty] | 560 | [9 empty] | 454820 | [59 empty] | 519700 | [39 empty] | 9450 |  |  |  |  | 2025
| Xunmei vent field, Niaochao vent field |  | Seafloor hydrothermal | Volcanic-hosted massive sulfide (VMS) | seafloor massive sulfide (SMS) | Cu, Zn, Au, Ag | Co, Pb, Sb | Cu, Zn, Au, Ag, Co, Pb, Sb |  |  | I-Py3 (n=13)-2 | I-Py3 (n=13)-2 | seafloor vent field |  |  |  |  | ore material | grab | grab | mineral separate | [5 empty] | mineralisation | sulfide chimney | pyrite, marcasite, chalcopyrite |  | pyrite, marcasite, chalcopyrite | multiple stages: colloform marcasite-pyrite intergrowths (outermost wall), replacement assemblages (transition layers), dense recrystallized assemblages, marcasite pseudomorphs after pyrrhotite (middle layer) | sulfide chimney | colloform, subhedral, anhedral, euhedral, dense coarse-grained, columnar pseudomorphs |  |  |  | sphalerite, pyrrhotite, anhydrite, galena, tetrahedrite, tennantite | Transverse sections (polished sections) | EMPA, LA-ICPMS, MC-ICPMS | JEOL JXA-8100 EPMA; Teledyne Cetac Technologies Analyte Excite laser ablation system coupled with an Agilent Technologies 7700x quadrupole ICP-MS; ESI NWR Image GEO 193 coupled with TOFWERK icp TOF R; Neptune Plus multicollector ICP-MS (Thermo Fisher Scientific, Bremen, Germany) coupled with a Geolas HD excimer ArF laser ablation system (Coherent, Göttingen, Germany); Bruker M4 Tornado™ system | SIO, MNR; China University of Petroleum (East China), Qingdao, China; Nanjing Focu MS Technology Co. Ltd., Nanjing, China; Shanghai Chemlab Laboratory, Shanghai, China; Wuhan Sample Solution Analytical Technology Co. Ltd., Wuhan, China | EPMA: beam current of 10 nA, beam size of 1–5 μm, accelerating voltage of 20 kV. Micro-XRF: rhodium target X-ray tube operating at 50 kV and 800 nA, polycapillary lens providing a 40-μm spot size on a 20-μm raster, dwell time of 5 ms per pixel. LA-ICP-MS: 193-nm ArF excimer laser, fluence of 6 J/cm², 6 Hz repetition rate for 40 seconds (240 pulses), 30-second pre-ablation blank, total run time 70 seconds, spot size 32–44 μm, He carrier gas mixed with Ar. LA-ICP-TOF-MS: 193 nm ArF excimer laser, spot diameter ~20 µm, repetition rate ~20 Hz, laser fluence ~7 J/cm², scan speed ~4000 µm/s, He carrier gas ~600 ml/min, washout time 50 ms. S isotope MC-ICP-MS: spot size ~44 μm, pulse frequency ~2 Hz, laser fluence ~5 J/cm², He carrier gas with Ar make-up gas. | MASS-1 (Fe-Cu-Zn-S pressed pellet) and GSE-1G (synthetic basaltic glass) from the United States Geological Survey; pyrite PPP-1; chalcopyrite GBW07268; pyrrhotite SP-Po-01 (δ34S = 1.4‰ ± 0.4‰); chalcopyrite SP-CP-01 (δ34S = 5.45‰ ± 0.3‰); natural and synthetic minerals from USA SPI Supplies |  |  |  |  | 370 | [21 empty] | 630 | [5 empty] | 640 | [9 empty] | 457030 | [43 empty] | 130 | [15 empty] | 525430 | [39 empty] | 250 |  |  |  |  | 2025
| Xunmei vent field, Niaochao vent field |  | Seafloor hydrothermal | Volcanic-hosted massive sulfide (VMS) | seafloor massive sulfide (SMS) | Cu, Zn, Au, Ag | Co, Pb, Sb | Cu, Zn, Au, Ag, Co, Pb, Sb |  |  | I-Py3 (n=13)-3 | I-Py3 (n=13)-3 | seafloor vent field |  |  |  |  | ore material | grab | grab | mineral separate | [5 empty] | mineralisation | sulfide chimney | pyrite, marcasite, chalcopyrite |  | pyrite, marcasite, chalcopyrite | multiple stages: colloform marcasite-pyrite intergrowths (outermost wall), replacement assemblages (transition layers), dense recrystallized assemblages, marcasite pseudomorphs after pyrrhotite (middle layer) | sulfide chimney | colloform, subhedral, anhedral, euhedral, dense coarse-grained, columnar pseudomorphs |  |  |  | sphalerite, pyrrhotite, anhydrite, galena, tetrahedrite, tennantite | Transverse sections (polished sections) | EMPA, LA-ICPMS, MC-ICPMS | JEOL JXA-8100 EPMA; Teledyne Cetac Technologies Analyte Excite laser ablation system coupled with an Agilent Technologies 7700x quadrupole ICP-MS; ESI NWR Image GEO 193 coupled with TOFWERK icp TOF R; Neptune Plus multicollector ICP-MS (Thermo Fisher Scientific, Bremen, Germany) coupled with a Geolas HD excimer ArF laser ablation system (Coherent, Göttingen, Germany); Bruker M4 Tornado™ system | SIO, MNR; China University of Petroleum (East China), Qingdao, China; Nanjing Focu MS Technology Co. Ltd., Nanjing, China; Shanghai Chemlab Laboratory, Shanghai, China; Wuhan Sample Solution Analytical Technology Co. Ltd., Wuhan, China | EPMA: beam current of 10 nA, beam size of 1–5 μm, accelerating voltage of 20 kV. Micro-XRF: rhodium target X-ray tube operating at 50 kV and 800 nA, polycapillary lens providing a 40-μm spot size on a 20-μm raster, dwell time of 5 ms per pixel. LA-ICP-MS: 193-nm ArF excimer laser, fluence of 6 J/cm², 6 Hz repetition rate for 40 seconds (240 pulses), 30-second pre-ablation blank, total run time 70 seconds, spot size 32–44 μm, He carrier gas mixed with Ar. LA-ICP-TOF-MS: 193 nm ArF excimer laser, spot diameter ~20 µm, repetition rate ~20 Hz, laser fluence ~7 J/cm², scan speed ~4000 µm/s, He carrier gas ~600 ml/min, washout time 50 ms. S isotope MC-ICP-MS: spot size ~44 μm, pulse frequency ~2 Hz, laser fluence ~5 J/cm², He carrier gas with Ar make-up gas. | MASS-1 (Fe-Cu-Zn-S pressed pellet) and GSE-1G (synthetic basaltic glass) from the United States Geological Survey; pyrite PPP-1; chalcopyrite GBW07268; pyrrhotite SP-Po-01 (δ34S = 1.4‰ ± 0.4‰); chalcopyrite SP-CP-01 (δ34S = 5.45‰ ± 0.3‰); natural and synthetic minerals from USA SPI Supplies | 50 |  |  |  | 3170 | [21 empty] | 260 | [5 empty] | 1490 | [9 empty] | 458950 | [59 empty] | 531470 | [44 empty] | 2025
| Xunmei vent field, Niaochao vent field |  | Seafloor hydrothermal | Volcanic-hosted massive sulfide (VMS) | seafloor massive sulfide (SMS) | Cu, Zn, Au, Ag | Co, Pb, Sb | Cu, Zn, Au, Ag, Co, Pb, Sb |  |  | I-Py3 (n=13)-4 | I-Py3 (n=13)-4 | seafloor vent field |  |  |  |  | ore material | grab | grab | mineral separate | [5 empty] | mineralisation | sulfide chimney | pyrite, marcasite, chalcopyrite |  | pyrite, marcasite, chalcopyrite | multiple stages: colloform marcasite-pyrite intergrowths (outermost wall), replacement assemblages (transition layers), dense recrystallized assemblages, marcasite pseudomorphs after pyrrhotite (middle layer) | sulfide chimney | colloform, subhedral, anhedral, euhedral, dense coarse-grained, columnar pseudomorphs |  |  |  | sphalerite, pyrrhotite, anhydrite, galena, tetrahedrite, tennantite | Transverse sections (polished sections) | EMPA, LA-ICPMS, MC-ICPMS | JEOL JXA-8100 EPMA; Teledyne Cetac Technologies Analyte Excite laser ablation system coupled with an Agilent Technologies 7700x quadrupole ICP-MS; ESI NWR Image GEO 193 coupled with TOFWERK icp TOF R; Neptune Plus multicollector ICP-MS (Thermo Fisher Scientific, Bremen, Germany) coupled with a Geolas HD excimer ArF laser ablation system (Coherent, Göttingen, Germany); Bruker M4 Tornado™ system | SIO, MNR; China University of Petroleum (East China), Qingdao, China; Nanjing Focu MS Technology Co. Ltd., Nanjing, China; Shanghai Chemlab Laboratory, Shanghai, China; Wuhan Sample Solution Analytical Technology Co. Ltd., Wuhan, China | EPMA: beam current of 10 nA, beam size of 1–5 μm, accelerating voltage of 20 kV. Micro-XRF: rhodium target X-ray tube operating at 50 kV and 800 nA, polycapillary lens providing a 40-μm spot size on a 20-μm raster, dwell time of 5 ms per pixel. LA-ICP-MS: 193-nm ArF excimer laser, fluence of 6 J/cm², 6 Hz repetition rate for 40 seconds (240 pulses), 30-second pre-ablation blank, total run time 70 seconds, spot size 32–44 μm, He carrier gas mixed with Ar. LA-ICP-TOF-MS: 193 nm ArF excimer laser, spot diameter ~20 µm, repetition rate ~20 Hz, laser fluence ~7 J/cm², scan speed ~4000 µm/s, He carrier gas ~600 ml/min, washout time 50 ms. S isotope MC-ICP-MS: spot size ~44 μm, pulse frequency ~2 Hz, laser fluence ~5 J/cm², He carrier gas with Ar make-up gas. | MASS-1 (Fe-Cu-Zn-S pressed pellet) and GSE-1G (synthetic basaltic glass) from the United States Geological Survey; pyrite PPP-1; chalcopyrite GBW07268; pyrrhotite SP-Po-01 (δ34S = 1.4‰ ± 0.4‰); chalcopyrite SP-CP-01 (δ34S = 5.45‰ ± 0.3‰); natural and synthetic minerals from USA SPI Supplies |  |  |  |  | 340 | [21 empty] | 500 | [15 empty] | 457730 | [59 empty] | 527230 | [39 empty] | 510 |  |  |  |  | 2025
| Xunmei vent field, Niaochao vent field |  | Seafloor hydrothermal | Volcanic-hosted massive sulfide (VMS) | seafloor massive sulfide (SMS) | Cu, Zn, Au, Ag | Co, Pb, Sb | Cu, Zn, Au, Ag, Co, Pb, Sb |  |  | I-Py3 (n=13)-5 | I-Py3 (n=13)-5 | seafloor vent field |  |  |  |  | ore material | grab | grab | mineral separate | [5 empty] | mineralisation | sulfide chimney | pyrite, marcasite, chalcopyrite |  | pyrite, marcasite, chalcopyrite | multiple stages: colloform marcasite-pyrite intergrowths (outermost wall), replacement assemblages (transition layers), dense recrystallized assemblages, marcasite pseudomorphs after pyrrhotite (middle layer) | sulfide chimney | colloform, subhedral, anhedral, euhedral, dense coarse-grained, columnar pseudomorphs |  |  |  | sphalerite, pyrrhotite, anhydrite, galena, tetrahedrite, tennantite | Transverse sections (polished sections) | EMPA, LA-ICPMS, MC-ICPMS | JEOL JXA-8100 EPMA; Teledyne Cetac Technologies Analyte Excite laser ablation system coupled with an Agilent Technologies 7700x quadrupole ICP-MS; ESI NWR Image GEO 193 coupled with TOFWERK icp TOF R; Neptune Plus multicollector ICP-MS (Thermo Fisher Scientific, Bremen, Germany) coupled with a Geolas HD excimer ArF laser ablation system (Coherent, Göttingen, Germany); Bruker M4 Tornado™ system | SIO, MNR; China University of Petroleum (East China), Qingdao, China; Nanjing Focu MS Technology Co. Ltd., Nanjing, China; Shanghai Chemlab Laboratory, Shanghai, China; Wuhan Sample Solution Analytical Technology Co. Ltd., Wuhan, China | EPMA: beam current of 10 nA, beam size of 1–5 μm, accelerating voltage of 20 kV. Micro-XRF: rhodium target X-ray tube operating at 50 kV and 800 nA, polycapillary lens providing a 40-μm spot size on a 20-μm raster, dwell time of 5 ms per pixel. LA-ICP-MS: 193-nm ArF excimer laser, fluence of 6 J/cm², 6 Hz repetition rate for 40 seconds (240 pulses), 30-second pre-ablation blank, total run time 70 seconds, spot size 32–44 μm, He carrier gas mixed with Ar. LA-ICP-TOF-MS: 193 nm ArF excimer laser, spot diameter ~20 µm, repetition rate ~20 Hz, laser fluence ~7 J/cm², scan speed ~4000 µm/s, He carrier gas ~600 ml/min, washout time 50 ms. S isotope MC-ICP-MS: spot size ~44 μm, pulse frequency ~2 Hz, laser fluence ~5 J/cm², He carrier gas with Ar make-up gas. | MASS-1 (Fe-Cu-Zn-S pressed pellet) and GSE-1G (synthetic basaltic glass) from the United States Geological Survey; pyrite PPP-1; chalcopyrite GBW07268; pyrrhotite SP-Po-01 (δ34S = 1.4‰ ± 0.4‰); chalcopyrite SP-CP-01 (δ34S = 5.45‰ ± 0.3‰); natural and synthetic minerals from USA SPI Supplies | 80 |  |  |  | 430 | [21 empty] | 1660 | [15 empty] | 460430 | [59 empty] | 531870 | [39 empty] | 300 |  |  |  |  | 2025
| Xunmei vent field, Niaochao vent field |  | Seafloor hydrothermal | Volcanic-hosted massive sulfide (VMS) | seafloor massive sulfide (SMS) | Cu, Zn, Au, Ag | Co, Pb, Sb | Cu, Zn, Au, Ag, Co, Pb, Sb |  |  | I-Py3 (n=13)-6 | I-Py3 (n=13)-6 | seafloor vent field |  |  |  |  | ore material | grab | grab | mineral separate | [5 empty] | mineralisation | sulfide chimney | pyrite, marcasite, chalcopyrite |  | pyrite, marcasite, chalcopyrite | multiple stages: colloform marcasite-pyrite intergrowths (outermost wall), replacement assemblages (transition layers), dense recrystallized assemblages, marcasite pseudomorphs after pyrrhotite (middle layer) | sulfide chimney | colloform, subhedral, anhedral, euhedral, dense coarse-grained, columnar pseudomorphs |  |  |  | sphalerite, pyrrhotite, anhydrite, galena, tetrahedrite, tennantite | Transverse sections (polished sections) | EMPA, LA-ICPMS, MC-ICPMS | JEOL JXA-8100 EPMA; Teledyne Cetac Technologies Analyte Excite laser ablation system coupled with an Agilent Technologies 7700x quadrupole ICP-MS; ESI NWR Image GEO 193 coupled with TOFWERK icp TOF R; Neptune Plus multicollector ICP-MS (Thermo Fisher Scientific, Bremen, Germany) coupled with a Geolas HD excimer ArF laser ablation system (Coherent, Göttingen, Germany); Bruker M4 Tornado™ system | SIO, MNR; China University of Petroleum (East China), Qingdao, China; Nanjing Focu MS Technology Co. Ltd., Nanjing, China; Shanghai Chemlab Laboratory, Shanghai, China; Wuhan Sample Solution Analytical Technology Co. Ltd., Wuhan, China | EPMA: beam current of 10 nA, beam size of 1–5 μm, accelerating voltage of 20 kV. Micro-XRF: rhodium target X-ray tube operating at 50 kV and 800 nA, polycapillary lens providing a 40-μm spot size on a 20-μm raster, dwell time of 5 ms per pixel. LA-ICP-MS: 193-nm ArF excimer laser, fluence of 6 J/cm², 6 Hz repetition rate for 40 seconds (240 pulses), 30-second pre-ablation blank, total run time 70 seconds, spot size 32–44 μm, He carrier gas mixed with Ar. LA-ICP-TOF-MS: 193 nm ArF excimer laser, spot diameter ~20 µm, repetition rate ~20 Hz, laser fluence ~7 J/cm², scan speed ~4000 µm/s, He carrier gas ~600 ml/min, washout time 50 ms. S isotope MC-ICP-MS: spot size ~44 μm, pulse frequency ~2 Hz, laser fluence ~5 J/cm², He carrier gas with Ar make-up gas. | MASS-1 (Fe-Cu-Zn-S pressed pellet) and GSE-1G (synthetic basaltic glass) from the United States Geological Survey; pyrite PPP-1; chalcopyrite GBW07268; pyrrhotite SP-Po-01 (δ34S = 1.4‰ ± 0.4‰); chalcopyrite SP-CP-01 (δ34S = 5.45‰ ± 0.3‰); natural and synthetic minerals from USA SPI Supplies |  |  |  |  | 1050 | [21 empty] | 1340 | [5 empty] | 390 | [9 empty] | 461460 | [37 empty] | 160 | [21 empty] | 528640 | [39 empty] | 460 |  |  |  |  | 2025
| Xunmei vent field, Niaochao vent field |  | Seafloor hydrothermal | Volcanic-hosted massive sulfide (VMS) | seafloor massive sulfide (SMS) | Cu, Zn, Au, Ag | Co, Pb, Sb | Cu, Zn, Au, Ag, Co, Pb, Sb |  |  | I-Py3 (n=13)-7 | I-Py3 (n=13)-7 | seafloor vent field |  |  |  |  | ore material | grab | grab | mineral separate | [5 empty] | mineralisation | sulfide chimney | pyrite, marcasite, chalcopyrite |  | pyrite, marcasite, chalcopyrite | multiple stages: colloform marcasite-pyrite intergrowths (outermost wall), replacement assemblages (transition layers), dense recrystallized assemblages, marcasite pseudomorphs after pyrrhotite (middle layer) | sulfide chimney | colloform, subhedral, anhedral, euhedral, dense coarse-grained, columnar pseudomorphs |  |  |  | sphalerite, pyrrhotite, anhydrite, galena, tetrahedrite, tennantite | Transverse sections (polished sections) | EMPA, LA-ICPMS, MC-ICPMS | JEOL JXA-8100 EPMA; Teledyne Cetac Technologies Analyte Excite laser ablation system coupled with an Agilent Technologies 7700x quadrupole ICP-MS; ESI NWR Image GEO 193 coupled with TOFWERK icp TOF R; Neptune Plus multicollector ICP-MS (Thermo Fisher Scientific, Bremen, Germany) coupled with a Geolas HD excimer ArF laser ablation system (Coherent, Göttingen, Germany); Bruker M4 Tornado™ system | SIO, MNR; China University of Petroleum (East China), Qingdao, China; Nanjing Focu MS Technology Co. Ltd., Nanjing, China; Shanghai Chemlab Laboratory, Shanghai, China; Wuhan Sample Solution Analytical Technology Co. Ltd., Wuhan, China | EPMA: beam current of 10 nA, beam size of 1–5 μm, accelerating voltage of 20 kV. Micro-XRF: rhodium target X-ray tube operating at 50 kV and 800 nA, polycapillary lens providing a 40-μm spot size on a 20-μm raster, dwell time of 5 ms per pixel. LA-ICP-MS: 193-nm ArF excimer laser, fluence of 6 J/cm², 6 Hz repetition rate for 40 seconds (240 pulses), 30-second pre-ablation blank, total run time 70 seconds, spot size 32–44 μm, He carrier gas mixed with Ar. LA-ICP-TOF-MS: 193 nm ArF excimer laser, spot diameter ~20 µm, repetition rate ~20 Hz, laser fluence ~7 J/cm², scan speed ~4000 µm/s, He carrier gas ~600 ml/min, washout time 50 ms. S isotope MC-ICP-MS: spot size ~44 μm, pulse frequency ~2 Hz, laser fluence ~5 J/cm², He carrier gas with Ar make-up gas. | MASS-1 (Fe-Cu-Zn-S pressed pellet) and GSE-1G (synthetic basaltic glass) from the United States Geological Survey; pyrite PPP-1; chalcopyrite GBW07268; pyrrhotite SP-Po-01 (δ34S = 1.4‰ ± 0.4‰); chalcopyrite SP-CP-01 (δ34S = 5.45‰ ± 0.3‰); natural and synthetic minerals from USA SPI Supplies | 60 |  |  |  | 390 | [21 empty] | 2050 | [5 empty] | 540 | [9 empty] | 457950 | [43 empty] | 60 | [15 empty] | 531640 | [39 empty] | 90 |  |  |  |  | 2025
| Xunmei vent field, Niaochao vent field |  | Seafloor hydrothermal | Volcanic-hosted massive sulfide (VMS) | seafloor massive sulfide (SMS) | Cu, Zn, Au, Ag | Co, Pb, Sb | Cu, Zn, Au, Ag, Co, Pb, Sb |  |  | I-Py3 (n=13)-8 | I-Py3 (n=13)-8 | seafloor vent field |  |  |  |  | ore material | grab | grab | mineral separate | [5 empty] | mineralisation | sulfide chimney | pyrite, marcasite, chalcopyrite |  | pyrite, marcasite, chalcopyrite | multiple stages: colloform marcasite-pyrite intergrowths (outermost wall), replacement assemblages (transition layers), dense recrystallized assemblages, marcasite pseudomorphs after pyrrhotite (middle layer) | sulfide chimney | colloform, subhedral, anhedral, euhedral, dense coarse-grained, columnar pseudomorphs |  |  |  | sphalerite, pyrrhotite, anhydrite, galena, tetrahedrite, tennantite | Transverse sections (polished sections) | EMPA, LA-ICPMS, MC-ICPMS | JEOL JXA-8100 EPMA; Teledyne Cetac Technologies Analyte Excite laser ablation system coupled with an Agilent Technologies 7700x quadrupole ICP-MS; ESI NWR Image GEO 193 coupled with TOFWERK icp TOF R; Neptune Plus multicollector ICP-MS (Thermo Fisher Scientific, Bremen, Germany) coupled with a Geolas HD excimer ArF laser ablation system (Coherent, Göttingen, Germany); Bruker M4 Tornado™ system | SIO, MNR; China University of Petroleum (East China), Qingdao, China; Nanjing Focu MS Technology Co. Ltd., Nanjing, China; Shanghai Chemlab Laboratory, Shanghai, China; Wuhan Sample Solution Analytical Technology Co. Ltd., Wuhan, China | EPMA: beam current of 10 nA, beam size of 1–5 μm, accelerating voltage of 20 kV. Micro-XRF: rhodium target X-ray tube operating at 50 kV and 800 nA, polycapillary lens providing a 40-μm spot size on a 20-μm raster, dwell time of 5 ms per pixel. LA-ICP-MS: 193-nm ArF excimer laser, fluence of 6 J/cm², 6 Hz repetition rate for 40 seconds (240 pulses), 30-second pre-ablation blank, total run time 70 seconds, spot size 32–44 μm, He carrier gas mixed with Ar. LA-ICP-TOF-MS: 193 nm ArF excimer laser, spot diameter ~20 µm, repetition rate ~20 Hz, laser fluence ~7 J/cm², scan speed ~4000 µm/s, He carrier gas ~600 ml/min, washout time 50 ms. S isotope MC-ICP-MS: spot size ~44 μm, pulse frequency ~2 Hz, laser fluence ~5 J/cm², He carrier gas with Ar make-up gas. | MASS-1 (Fe-Cu-Zn-S pressed pellet) and GSE-1G (synthetic basaltic glass) from the United States Geological Survey; pyrite PPP-1; chalcopyrite GBW07268; pyrrhotite SP-Po-01 (δ34S = 1.4‰ ± 0.4‰); chalcopyrite SP-CP-01 (δ34S = 5.45‰ ± 0.3‰); natural and synthetic minerals from USA SPI Supplies | 150 |  |  |  | 1150 | [21 empty] | 660 | [5 empty] | 1420 | [9 empty] | 459860 | [59 empty] | 531530 | [39 empty] | 1170 |  |  |  |  | 2025
| Xunmei vent field, Niaochao vent field |  | Seafloor hydrothermal | Volcanic-hosted massive sulfide (VMS) | seafloor massive sulfide (SMS) | Cu, Zn, Au, Ag | Co, Pb, Sb | Cu, Zn, Au, Ag, Co, Pb, Sb |  |  | I-Py3 (n=13)-9 | I-Py3 (n=13)-9 | seafloor vent field |  |  |  |  | ore material | grab | grab | mineral separate | [5 empty] | mineralisation | sulfide chimney | pyrite, marcasite, chalcopyrite |  | pyrite, marcasite, chalcopyrite | multiple stages: colloform marcasite-pyrite intergrowths (outermost wall), replacement assemblages (transition layers), dense recrystallized assemblages, marcasite pseudomorphs after pyrrhotite (middle layer) | sulfide chimney | colloform, subhedral, anhedral, euhedral, dense coarse-grained, columnar pseudomorphs |  |  |  | sphalerite, pyrrhotite, anhydrite, galena, tetrahedrite, tennantite | Transverse sections (polished sections) | EMPA, LA-ICPMS, MC-ICPMS | JEOL JXA-8100 EPMA; Teledyne Cetac Technologies Analyte Excite laser ablation system coupled with an Agilent Technologies 7700x quadrupole ICP-MS; ESI NWR Image GEO 193 coupled with TOFWERK icp TOF R; Neptune Plus multicollector ICP-MS (Thermo Fisher Scientific, Bremen, Germany) coupled with a Geolas HD excimer ArF laser ablation system (Coherent, Göttingen, Germany); Bruker M4 Tornado™ system | SIO, MNR; China University of Petroleum (East China), Qingdao, China; Nanjing Focu MS Technology Co. Ltd., Nanjing, China; Shanghai Chemlab Laboratory, Shanghai, China; Wuhan Sample Solution Analytical Technology Co. Ltd., Wuhan, China | EPMA: beam current of 10 nA, beam size of 1–5 μm, accelerating voltage of 20 kV. Micro-XRF: rhodium target X-ray tube operating at 50 kV and 800 nA, polycapillary lens providing a 40-μm spot size on a 20-μm raster, dwell time of 5 ms per pixel. LA-ICP-MS: 193-nm ArF excimer laser, fluence of 6 J/cm², 6 Hz repetition rate for 40 seconds (240 pulses), 30-second pre-ablation blank, total run time 70 seconds, spot size 32–44 μm, He carrier gas mixed with Ar. LA-ICP-TOF-MS: 193 nm ArF excimer laser, spot diameter ~20 µm, repetition rate ~20 Hz, laser fluence ~7 J/cm², scan speed ~4000 µm/s, He carrier gas ~600 ml/min, washout time 50 ms. S isotope MC-ICP-MS: spot size ~44 μm, pulse frequency ~2 Hz, laser fluence ~5 J/cm², He carrier gas with Ar make-up gas. | MASS-1 (Fe-Cu-Zn-S pressed pellet) and GSE-1G (synthetic basaltic glass) from the United States Geological Survey; pyrite PPP-1; chalcopyrite GBW07268; pyrrhotite SP-Po-01 (δ34S = 1.4‰ ± 0.4‰); chalcopyrite SP-CP-01 (δ34S = 5.45‰ ± 0.3‰); natural and synthetic minerals from USA SPI Supplies |  |  |  |  | 730 | [21 empty] | 1190 | [5 empty] | 900 | [9 empty] | 459690 | [59 empty] | 523250 | [44 empty] | 2025
| Xunmei vent field, Niaochao vent field |  | Seafloor hydrothermal | Volcanic-hosted massive sulfide (VMS) | seafloor massive sulfide (SMS) | Cu, Zn, Au, Ag | Co, Pb, Sb | Cu, Zn, Au, Ag, Co, Pb, Sb |  |  | I-Py3 (n=13)-10 | I-Py3 (n=13)-10 | seafloor vent field |  |  |  |  | ore material | grab | grab | mineral separate | [5 empty] | mineralisation | sulfide chimney | pyrite, marcasite, chalcopyrite |  | pyrite, marcasite, chalcopyrite | multiple stages: colloform marcasite-pyrite intergrowths (outermost wall), replacement assemblages (transition layers), dense recrystallized assemblages, marcasite pseudomorphs after pyrrhotite (middle layer) | sulfide chimney | colloform, subhedral, anhedral, euhedral, dense coarse-grained, columnar pseudomorphs |  |  |  | sphalerite, pyrrhotite, anhydrite, galena, tetrahedrite, tennantite | Transverse sections (polished sections) | EMPA, LA-ICPMS, MC-ICPMS | JEOL JXA-8100 EPMA; Teledyne Cetac Technologies Analyte Excite laser ablation system coupled with an Agilent Technologies 7700x quadrupole ICP-MS; ESI NWR Image GEO 193 coupled with TOFWERK icp TOF R; Neptune Plus multicollector ICP-MS (Thermo Fisher Scientific, Bremen, Germany) coupled with a Geolas HD excimer ArF laser ablation system (Coherent, Göttingen, Germany); Bruker M4 Tornado™ system | SIO, MNR; China University of Petroleum (East China), Qingdao, China; Nanjing Focu MS Technology Co. Ltd., Nanjing, China; Shanghai Chemlab Laboratory, Shanghai, China; Wuhan Sample Solution Analytical Technology Co. Ltd., Wuhan, China | EPMA: beam current of 10 nA, beam size of 1–5 μm, accelerating voltage of 20 kV. Micro-XRF: rhodium target X-ray tube operating at 50 kV and 800 nA, polycapillary lens providing a 40-μm spot size on a 20-μm raster, dwell time of 5 ms per pixel. LA-ICP-MS: 193-nm ArF excimer laser, fluence of 6 J/cm², 6 Hz repetition rate for 40 seconds (240 pulses), 30-second pre-ablation blank, total run time 70 seconds, spot size 32–44 μm, He carrier gas mixed with Ar. LA-ICP-TOF-MS: 193 nm ArF excimer laser, spot diameter ~20 µm, repetition rate ~20 Hz, laser fluence ~7 J/cm², scan speed ~4000 µm/s, He carrier gas ~600 ml/min, washout time 50 ms. S isotope MC-ICP-MS: spot size ~44 μm, pulse frequency ~2 Hz, laser fluence ~5 J/cm², He carrier gas with Ar make-up gas. | MASS-1 (Fe-Cu-Zn-S pressed pellet) and GSE-1G (synthetic basaltic glass) from the United States Geological Survey; pyrite PPP-1; chalcopyrite GBW07268; pyrrhotite SP-Po-01 (δ34S = 1.4‰ ± 0.4‰); chalcopyrite SP-CP-01 (δ34S = 5.45‰ ± 0.3‰); natural and synthetic minerals from USA SPI Supplies |  |  |  |  | 620 | [21 empty] | 820 | [5 empty] | 310 | [9 empty] | 459640 | [59 empty] | 527940 | [39 empty] | 940 |  |  |  |  | 2025
| Xunmei vent field, Niaochao vent field |  | Seafloor hydrothermal | Volcanic-hosted massive sulfide (VMS) | seafloor massive sulfide (SMS) | Cu, Zn, Au, Ag | Co, Pb, Sb | Cu, Zn, Au, Ag, Co, Pb, Sb |  |  | I-Py3 (n=13)-11 | I-Py3 (n=13)-11 | seafloor vent field |  |  |  |  | ore material | grab | grab | mineral separate | [5 empty] | mineralisation | sulfide chimney | pyrite, marcasite, chalcopyrite |  | pyrite, marcasite, chalcopyrite | multiple stages: colloform marcasite-pyrite intergrowths (outermost wall), replacement assemblages (transition layers), dense recrystallized assemblages, marcasite pseudomorphs after pyrrhotite (middle layer) | sulfide chimney | colloform, subhedral, anhedral, euhedral, dense coarse-grained, columnar pseudomorphs |  |  |  | sphalerite, pyrrhotite, anhydrite, galena, tetrahedrite, tennantite | Transverse sections (polished sections) | EMPA, LA-ICPMS, MC-ICPMS | JEOL JXA-8100 EPMA; Teledyne Cetac Technologies Analyte Excite laser ablation system coupled with an Agilent Technologies 7700x quadrupole ICP-MS; ESI NWR Image GEO 193 coupled with TOFWERK icp TOF R; Neptune Plus multicollector ICP-MS (Thermo Fisher Scientific, Bremen, Germany) coupled with a Geolas HD excimer ArF laser ablation system (Coherent, Göttingen, Germany); Bruker M4 Tornado™ system | SIO, MNR; China University of Petroleum (East China), Qingdao, China; Nanjing Focu MS Technology Co. Ltd., Nanjing, China; Shanghai Chemlab Laboratory, Shanghai, China; Wuhan Sample Solution Analytical Technology Co. Ltd., Wuhan, China | EPMA: beam current of 10 nA, beam size of 1–5 μm, accelerating voltage of 20 kV. Micro-XRF: rhodium target X-ray tube operating at 50 kV and 800 nA, polycapillary lens providing a 40-μm spot size on a 20-μm raster, dwell time of 5 ms per pixel. LA-ICP-MS: 193-nm ArF excimer laser, fluence of 6 J/cm², 6 Hz repetition rate for 40 seconds (240 pulses), 30-second pre-ablation blank, total run time 70 seconds, spot size 32–44 μm, He carrier gas mixed with Ar. LA-ICP-TOF-MS: 193 nm ArF excimer laser, spot diameter ~20 µm, repetition rate ~20 Hz, laser fluence ~7 J/cm², scan speed ~4000 µm/s, He carrier gas ~600 ml/min, washout time 50 ms. S isotope MC-ICP-MS: spot size ~44 μm, pulse frequency ~2 Hz, laser fluence ~5 J/cm², He carrier gas with Ar make-up gas. | MASS-1 (Fe-Cu-Zn-S pressed pellet) and GSE-1G (synthetic basaltic glass) from the United States Geological Survey; pyrite PPP-1; chalcopyrite GBW07268; pyrrhotite SP-Po-01 (δ34S = 1.4‰ ± 0.4‰); chalcopyrite SP-CP-01 (δ34S = 5.45‰ ± 0.3‰); natural and synthetic minerals from USA SPI Supplies |  |  |  |  | 1230 | [21 empty] | 610 | [5 empty] | 1700 | [9 empty] | 460210 | [43 empty] | 2420 | [15 empty] | 526340 | [39 empty] | 370 |  |  |  |  | 2025
| Xunmei vent field, Niaochao vent field |  | Seafloor hydrothermal | Volcanic-hosted massive sulfide (VMS) | seafloor massive sulfide (SMS) | Cu, Zn, Au, Ag | Co, Pb, Sb | Cu, Zn, Au, Ag, Co, Pb, Sb |  |  | I-Py3 (n=13)-12 | I-Py3 (n=13)-12 | seafloor vent field |  |  |  |  | ore material | grab | grab | mineral separate | [5 empty] | mineralisation | sulfide chimney | pyrite, marcasite, chalcopyrite |  | pyrite, marcasite, chalcopyrite | multiple stages: colloform marcasite-pyrite intergrowths (outermost wall), replacement assemblages (transition layers), dense recrystallized assemblages, marcasite pseudomorphs after pyrrhotite (middle layer) | sulfide chimney | colloform, subhedral, anhedral, euhedral, dense coarse-grained, columnar pseudomorphs |  |  |  | sphalerite, pyrrhotite, anhydrite, galena, tetrahedrite, tennantite | Transverse sections (polished sections) | EMPA, LA-ICPMS, MC-ICPMS | JEOL JXA-8100 EPMA; Teledyne Cetac Technologies Analyte Excite laser ablation system coupled with an Agilent Technologies 7700x quadrupole ICP-MS; ESI NWR Image GEO 193 coupled with TOFWERK icp TOF R; Neptune Plus multicollector ICP-MS (Thermo Fisher Scientific, Bremen, Germany) coupled with a Geolas HD excimer ArF laser ablation system (Coherent, Göttingen, Germany); Bruker M4 Tornado™ system | SIO, MNR; China University of Petroleum (East China), Qingdao, China; Nanjing Focu MS Technology Co. Ltd., Nanjing, China; Shanghai Chemlab Laboratory, Shanghai, China; Wuhan Sample Solution Analytical Technology Co. Ltd., Wuhan, China | EPMA: beam current of 10 nA, beam size of 1–5 μm, accelerating voltage of 20 kV. Micro-XRF: rhodium target X-ray tube operating at 50 kV and 800 nA, polycapillary lens providing a 40-μm spot size on a 20-μm raster, dwell time of 5 ms per pixel. LA-ICP-MS: 193-nm ArF excimer laser, fluence of 6 J/cm², 6 Hz repetition rate for 40 seconds (240 pulses), 30-second pre-ablation blank, total run time 70 seconds, spot size 32–44 μm, He carrier gas mixed with Ar. LA-ICP-TOF-MS: 193 nm ArF excimer laser, spot diameter ~20 µm, repetition rate ~20 Hz, laser fluence ~7 J/cm², scan speed ~4000 µm/s, He carrier gas ~600 ml/min, washout time 50 ms. S isotope MC-ICP-MS: spot size ~44 μm, pulse frequency ~2 Hz, laser fluence ~5 J/cm², He carrier gas with Ar make-up gas. | MASS-1 (Fe-Cu-Zn-S pressed pellet) and GSE-1G (synthetic basaltic glass) from the United States Geological Survey; pyrite PPP-1; chalcopyrite GBW07268; pyrrhotite SP-Po-01 (δ34S = 1.4‰ ± 0.4‰); chalcopyrite SP-CP-01 (δ34S = 5.45‰ ± 0.3‰); natural and synthetic minerals from USA SPI Supplies | [26 empty] | 860 | [5 empty] | 1130 | [9 empty] | 464650 | [59 empty] | 533670 | [44 empty] | 2025
| Xunmei vent field, Niaochao vent field |  | Seafloor hydrothermal | Volcanic-hosted massive sulfide (VMS) | seafloor massive sulfide (SMS) | Cu, Zn, Au, Ag | Co, Pb, Sb | Cu, Zn, Au, Ag, Co, Pb, Sb |  |  | I-Py3 (n=13)-13 | I-Py3 (n=13)-13 | seafloor vent field |  |  |  |  | ore material | grab | grab | mineral separate | [5 empty] | mineralisation | sulfide chimney | pyrite, marcasite, chalcopyrite |  | pyrite, marcasite, chalcopyrite | multiple stages: colloform marcasite-pyrite intergrowths (outermost wall), replacement assemblages (transition layers), dense recrystallized assemblages, marcasite pseudomorphs after pyrrhotite (middle layer) | sulfide chimney | colloform, subhedral, anhedral, euhedral, dense coarse-grained, columnar pseudomorphs |  |  |  | sphalerite, pyrrhotite, anhydrite, galena, tetrahedrite, tennantite | Transverse sections (polished sections) | EMPA, LA-ICPMS, MC-ICPMS | JEOL JXA-8100 EPMA; Teledyne Cetac Technologies Analyte Excite laser ablation system coupled with an Agilent Technologies 7700x quadrupole ICP-MS; ESI NWR Image GEO 193 coupled with TOFWERK icp TOF R; Neptune Plus multicollector ICP-MS (Thermo Fisher Scientific, Bremen, Germany) coupled with a Geolas HD excimer ArF laser ablation system (Coherent, Göttingen, Germany); Bruker M4 Tornado™ system | SIO, MNR; China University of Petroleum (East China), Qingdao, China; Nanjing Focu MS Technology Co. Ltd., Nanjing, China; Shanghai Chemlab Laboratory, Shanghai, China; Wuhan Sample Solution Analytical Technology Co. Ltd., Wuhan, China | EPMA: beam current of 10 nA, beam size of 1–5 μm, accelerating voltage of 20 kV. Micro-XRF: rhodium target X-ray tube operating at 50 kV and 800 nA, polycapillary lens providing a 40-μm spot size on a 20-μm raster, dwell time of 5 ms per pixel. LA-ICP-MS: 193-nm ArF excimer laser, fluence of 6 J/cm², 6 Hz repetition rate for 40 seconds (240 pulses), 30-second pre-ablation blank, total run time 70 seconds, spot size 32–44 μm, He carrier gas mixed with Ar. LA-ICP-TOF-MS: 193 nm ArF excimer laser, spot diameter ~20 µm, repetition rate ~20 Hz, laser fluence ~7 J/cm², scan speed ~4000 µm/s, He carrier gas ~600 ml/min, washout time 50 ms. S isotope MC-ICP-MS: spot size ~44 μm, pulse frequency ~2 Hz, laser fluence ~5 J/cm², He carrier gas with Ar make-up gas. | MASS-1 (Fe-Cu-Zn-S pressed pellet) and GSE-1G (synthetic basaltic glass) from the United States Geological Survey; pyrite PPP-1; chalcopyrite GBW07268; pyrrhotite SP-Po-01 (δ34S = 1.4‰ ± 0.4‰); chalcopyrite SP-CP-01 (δ34S = 5.45‰ ± 0.3‰); natural and synthetic minerals from USA SPI Supplies |  |  |  |  | 490 | [21 empty] | 1280 | [5 empty] | 2650 | [9 empty] | 460490 | [43 empty] | 1010 | [15 empty] | 525490 | [39 empty] | 210 |  |  |  |  | 2025
| Xunmei vent field, Niaochao vent field |  | Seafloor hydrothermal | Volcanic-hosted massive sulfide (VMS) | seafloor massive sulfide (SMS) | Cu, Zn, Au, Ag | Co, Pb, Sb | Cu, Zn, Au, Ag, Co, Pb, Sb |  |  | I-Py3 (n=13)-14 | I-Py3 (n=13)-14 | seafloor vent field |  |  |  |  | ore material | grab | grab | mineral separate | [5 empty] | mineralisation | sulfide chimney | pyrite, marcasite, chalcopyrite |  | pyrite, marcasite, chalcopyrite | multiple stages: colloform marcasite-pyrite intergrowths (outermost wall), replacement assemblages (transition layers), dense recrystallized assemblages, marcasite pseudomorphs after pyrrhotite (middle layer) | sulfide chimney | colloform, subhedral, anhedral, euhedral, dense coarse-grained, columnar pseudomorphs |  |  |  | sphalerite, pyrrhotite, anhydrite, galena, tetrahedrite, tennantite | Transverse sections (polished sections) | EMPA, LA-ICPMS, MC-ICPMS | JEOL JXA-8100 EPMA; Teledyne Cetac Technologies Analyte Excite laser ablation system coupled with an Agilent Technologies 7700x quadrupole ICP-MS; ESI NWR Image GEO 193 coupled with TOFWERK icp TOF R; Neptune Plus multicollector ICP-MS (Thermo Fisher Scientific, Bremen, Germany) coupled with a Geolas HD excimer ArF laser ablation system (Coherent, Göttingen, Germany); Bruker M4 Tornado™ system | SIO, MNR; China University of Petroleum (East China), Qingdao, China; Nanjing Focu MS Technology Co. Ltd., Nanjing, China; Shanghai Chemlab Laboratory, Shanghai, China; Wuhan Sample Solution Analytical Technology Co. Ltd., Wuhan, China | EPMA: beam current of 10 nA, beam size of 1–5 μm, accelerating voltage of 20 kV. Micro-XRF: rhodium target X-ray tube operating at 50 kV and 800 nA, polycapillary lens providing a 40-μm spot size on a 20-μm raster, dwell time of 5 ms per pixel. LA-ICP-MS: 193-nm ArF excimer laser, fluence of 6 J/cm², 6 Hz repetition rate for 40 seconds (240 pulses), 30-second pre-ablation blank, total run time 70 seconds, spot size 32–44 μm, He carrier gas mixed with Ar. LA-ICP-TOF-MS: 193 nm ArF excimer laser, spot diameter ~20 µm, repetition rate ~20 Hz, laser fluence ~7 J/cm², scan speed ~4000 µm/s, He carrier gas ~600 ml/min, washout time 50 ms. S isotope MC-ICP-MS: spot size ~44 μm, pulse frequency ~2 Hz, laser fluence ~5 J/cm², He carrier gas with Ar make-up gas. | MASS-1 (Fe-Cu-Zn-S pressed pellet) and GSE-1G (synthetic basaltic glass) from the United States Geological Survey; pyrite PPP-1; chalcopyrite GBW07268; pyrrhotite SP-Po-01 (δ34S = 1.4‰ ± 0.4‰); chalcopyrite SP-CP-01 (δ34S = 5.45‰ ± 0.3‰); natural and synthetic minerals from USA SPI Supplies | 85 |  |  |  | 838.3333 | [21 empty] | 980 | [5 empty] | 1066.3636 | [9 empty] | 459454.6154 | [43 empty] | 905 | [15 empty] | 528015.3846 | [39 empty] | 1375 |  |  |  |  | 2025
| Xunmei vent field, Niaochao vent field |  | Seafloor hydrothermal | Volcanic-hosted massive sulfide (VMS) | seafloor massive sulfide (SMS) | Cu, Zn, Au, Ag | Co, Pb, Sb | Cu, Zn, Au, Ag, Co, Pb, Sb |  |  | I-Py3 (n=13)-15 | I-Py3 (n=13)-15 | seafloor vent field |  |  |  |  | ore material | grab | grab | mineral separate | [5 empty] | mineralisation | sulfide chimney | pyrite, marcasite, chalcopyrite |  | pyrite, marcasite, chalcopyrite | multiple stages: colloform marcasite-pyrite intergrowths (outermost wall), replacement assemblages (transition layers), dense recrystallized assemblages, marcasite pseudomorphs after pyrrhotite (middle layer) | sulfide chimney | colloform, subhedral, anhedral, euhedral, dense coarse-grained, columnar pseudomorphs |  |  |  | sphalerite, pyrrhotite, anhydrite, galena, tetrahedrite, tennantite | Transverse sections (polished sections) | EMPA, LA-ICPMS, MC-ICPMS | JEOL JXA-8100 EPMA; Teledyne Cetac Technologies Analyte Excite laser ablation system coupled with an Agilent Technologies 7700x quadrupole ICP-MS; ESI NWR Image GEO 193 coupled with TOFWERK icp TOF R; Neptune Plus multicollector ICP-MS (Thermo Fisher Scientific, Bremen, Germany) coupled with a Geolas HD excimer ArF laser ablation system (Coherent, Göttingen, Germany); Bruker M4 Tornado™ system | SIO, MNR; China University of Petroleum (East China), Qingdao, China; Nanjing Focu MS Technology Co. Ltd., Nanjing, China; Shanghai Chemlab Laboratory, Shanghai, China; Wuhan Sample Solution Analytical Technology Co. Ltd., Wuhan, China | EPMA: beam current of 10 nA, beam size of 1–5 μm, accelerating voltage of 20 kV. Micro-XRF: rhodium target X-ray tube operating at 50 kV and 800 nA, polycapillary lens providing a 40-μm spot size on a 20-μm raster, dwell time of 5 ms per pixel. LA-ICP-MS: 193-nm ArF excimer laser, fluence of 6 J/cm², 6 Hz repetition rate for 40 seconds (240 pulses), 30-second pre-ablation blank, total run time 70 seconds, spot size 32–44 μm, He carrier gas mixed with Ar. LA-ICP-TOF-MS: 193 nm ArF excimer laser, spot diameter ~20 µm, repetition rate ~20 Hz, laser fluence ~7 J/cm², scan speed ~4000 µm/s, He carrier gas ~600 ml/min, washout time 50 ms. S isotope MC-ICP-MS: spot size ~44 μm, pulse frequency ~2 Hz, laser fluence ~5 J/cm², He carrier gas with Ar make-up gas. | MASS-1 (Fe-Cu-Zn-S pressed pellet) and GSE-1G (synthetic basaltic glass) from the United States Geological Survey; pyrite PPP-1; chalcopyrite GBW07268; pyrrhotite SP-Po-01 (δ34S = 1.4‰ ± 0.4‰); chalcopyrite SP-CP-01 (δ34S = 5.45‰ ± 0.3‰); natural and synthetic minerals from USA SPI Supplies | 50 |  |  |  | 90 | [21 empty] | 260 | [5 empty] | 310 | [9 empty] | 454820 | [43 empty] | 60 | [15 empty] | 519700 | [39 empty] | 90 |  |  |  |  | 2025
| Xunmei vent field, Niaochao vent field |  | Seafloor hydrothermal | Volcanic-hosted massive sulfide (VMS) | seafloor massive sulfide (SMS) | Cu, Zn, Au, Ag | Co, Pb, Sb | Cu, Zn, Au, Ag, Co, Pb, Sb |  |  | I-Py3 (n=13)-16 | I-Py3 (n=13)-16 | seafloor vent field |  |  |  |  | ore material | grab | grab | mineral separate | [5 empty] | mineralisation | sulfide chimney | pyrite, marcasite, chalcopyrite |  | pyrite, marcasite, chalcopyrite | multiple stages: colloform marcasite-pyrite intergrowths (outermost wall), replacement assemblages (transition layers), dense recrystallized assemblages, marcasite pseudomorphs after pyrrhotite (middle layer) | sulfide chimney | colloform, subhedral, anhedral, euhedral, dense coarse-grained, columnar pseudomorphs |  |  |  | sphalerite, pyrrhotite, anhydrite, galena, tetrahedrite, tennantite | Transverse sections (polished sections) | EMPA, LA-ICPMS, MC-ICPMS | JEOL JXA-8100 EPMA; Teledyne Cetac Technologies Analyte Excite laser ablation system coupled with an Agilent Technologies 7700x quadrupole ICP-MS; ESI NWR Image GEO 193 coupled with TOFWERK icp TOF R; Neptune Plus multicollector ICP-MS (Thermo Fisher Scientific, Bremen, Germany) coupled with a Geolas HD excimer ArF laser ablation system (Coherent, Göttingen, Germany); Bruker M4 Tornado™ system | SIO, MNR; China University of Petroleum (East China), Qingdao, China; Nanjing Focu MS Technology Co. Ltd., Nanjing, China; Shanghai Chemlab Laboratory, Shanghai, China; Wuhan Sample Solution Analytical Technology Co. Ltd., Wuhan, China | EPMA: beam current of 10 nA, beam size of 1–5 μm, accelerating voltage of 20 kV. Micro-XRF: rhodium target X-ray tube operating at 50 kV and 800 nA, polycapillary lens providing a 40-μm spot size on a 20-μm raster, dwell time of 5 ms per pixel. LA-ICP-MS: 193-nm ArF excimer laser, fluence of 6 J/cm², 6 Hz repetition rate for 40 seconds (240 pulses), 30-second pre-ablation blank, total run time 70 seconds, spot size 32–44 μm, He carrier gas mixed with Ar. LA-ICP-TOF-MS: 193 nm ArF excimer laser, spot diameter ~20 µm, repetition rate ~20 Hz, laser fluence ~7 J/cm², scan speed ~4000 µm/s, He carrier gas ~600 ml/min, washout time 50 ms. S isotope MC-ICP-MS: spot size ~44 μm, pulse frequency ~2 Hz, laser fluence ~5 J/cm², He carrier gas with Ar make-up gas. | MASS-1 (Fe-Cu-Zn-S pressed pellet) and GSE-1G (synthetic basaltic glass) from the United States Geological Survey; pyrite PPP-1; chalcopyrite GBW07268; pyrrhotite SP-Po-01 (δ34S = 1.4‰ ± 0.4‰); chalcopyrite SP-CP-01 (δ34S = 5.45‰ ± 0.3‰); natural and synthetic minerals from USA SPI Supplies | 150 |  |  |  | 3170 | [21 empty] | 2050 | [5 empty] | 2650 | [9 empty] | 464650 | [43 empty] | 2420 | [15 empty] | 533670 | [39 empty] | 9450 |  |  |  |  | 2025
| Xunmei vent field, Niaochao vent field |  | Seafloor hydrothermal | Volcanic-hosted massive sulfide (VMS) | seafloor massive sulfide (SMS) | Cu, Zn, Au, Ag | Co, Pb, Sb | Cu, Zn, Au, Ag, Co, Pb, Sb |  |  | I-Py3 (n=13)-17 | I-Py3 (n=13)-17 | seafloor vent field |  |  |  |  | ore material | grab | grab | mineral separate | [5 empty] | mineralisation | sulfide chimney | pyrite, marcasite, chalcopyrite |  | pyrite, marcasite, chalcopyrite | multiple stages: colloform marcasite-pyrite intergrowths (outermost wall), replacement assemblages (transition layers), dense recrystallized assemblages, marcasite pseudomorphs after pyrrhotite (middle layer) | sulfide chimney | colloform, subhedral, anhedral, euhedral, dense coarse-grained, columnar pseudomorphs |  |  |  | sphalerite, pyrrhotite, anhydrite, galena, tetrahedrite, tennantite | Transverse sections (polished sections) | EMPA, LA-ICPMS, MC-ICPMS | JEOL JXA-8100 EPMA; Teledyne Cetac Technologies Analyte Excite laser ablation system coupled with an Agilent Technologies 7700x quadrupole ICP-MS; ESI NWR Image GEO 193 coupled with TOFWERK icp TOF R; Neptune Plus multicollector ICP-MS (Thermo Fisher Scientific, Bremen, Germany) coupled with a Geolas HD excimer ArF laser ablation system (Coherent, Göttingen, Germany); Bruker M4 Tornado™ system | SIO, MNR; China University of Petroleum (East China), Qingdao, China; Nanjing Focu MS Technology Co. Ltd., Nanjing, China; Shanghai Chemlab Laboratory, Shanghai, China; Wuhan Sample Solution Analytical Technology Co. Ltd., Wuhan, China | EPMA: beam current of 10 nA, beam size of 1–5 μm, accelerating voltage of 20 kV. Micro-XRF: rhodium target X-ray tube operating at 50 kV and 800 nA, polycapillary lens providing a 40-μm spot size on a 20-μm raster, dwell time of 5 ms per pixel. LA-ICP-MS: 193-nm ArF excimer laser, fluence of 6 J/cm², 6 Hz repetition rate for 40 seconds (240 pulses), 30-second pre-ablation blank, total run time 70 seconds, spot size 32–44 μm, He carrier gas mixed with Ar. LA-ICP-TOF-MS: 193 nm ArF excimer laser, spot diameter ~20 µm, repetition rate ~20 Hz, laser fluence ~7 J/cm², scan speed ~4000 µm/s, He carrier gas ~600 ml/min, washout time 50 ms. S isotope MC-ICP-MS: spot size ~44 μm, pulse frequency ~2 Hz, laser fluence ~5 J/cm², He carrier gas with Ar make-up gas. | MASS-1 (Fe-Cu-Zn-S pressed pellet) and GSE-1G (synthetic basaltic glass) from the United States Geological Survey; pyrite PPP-1; chalcopyrite GBW07268; pyrrhotite SP-Po-01 (δ34S = 1.4‰ ± 0.4‰); chalcopyrite SP-CP-01 (δ34S = 5.45‰ ± 0.3‰); natural and synthetic minerals from USA SPI Supplies | 45.0925 |  |  |  | 815.0943 | [21 empty] | 502.6264 | [5 empty] | 706.4315 | [9 empty] | 2357.8402 | [43 empty] | 1098.6203 | [15 empty] | 4010.3338 | [39 empty] | 2857.0002 |  |  |  |  | 2025
| Xunmei vent field, Niaochao vent field |  | Seafloor hydrothermal | Volcanic-hosted massive sulfide (VMS) | seafloor massive sulfide (SMS) | Cu, Zn, Au, Ag | Co, Pb, Sb | Cu, Zn, Au, Ag, Co, Pb, Sb |  |  | I-Mrc3 (n=7)-1 | I-Mrc3 (n=7)-1 | seafloor vent field |  |  |  |  | ore material | grab | grab | mineral separate | [5 empty] | mineralisation | sulfide chimney | pyrite, marcasite, chalcopyrite |  | pyrite, marcasite, chalcopyrite | multiple stages: colloform marcasite-pyrite intergrowths (outermost wall), replacement assemblages (transition layers), dense recrystallized assemblages, marcasite pseudomorphs after pyrrhotite (middle layer) | sulfide chimney | colloform, subhedral, anhedral, euhedral, dense coarse-grained, columnar pseudomorphs |  |  |  | sphalerite, pyrrhotite, anhydrite, galena, tetrahedrite, tennantite | Transverse sections (polished sections) | EMPA, LA-ICPMS, MC-ICPMS | JEOL JXA-8100 EPMA; Teledyne Cetac Technologies Analyte Excite laser ablation system coupled with an Agilent Technologies 7700x quadrupole ICP-MS; ESI NWR Image GEO 193 coupled with TOFWERK icp TOF R; Neptune Plus multicollector ICP-MS (Thermo Fisher Scientific, Bremen, Germany) coupled with a Geolas HD excimer ArF laser ablation system (Coherent, Göttingen, Germany); Bruker M4 Tornado™ system | SIO, MNR; China University of Petroleum (East China), Qingdao, China; Nanjing Focu MS Technology Co. Ltd., Nanjing, China; Shanghai Chemlab Laboratory, Shanghai, China; Wuhan Sample Solution Analytical Technology Co. Ltd., Wuhan, China | EPMA: beam current of 10 nA, beam size of 1–5 μm, accelerating voltage of 20 kV. Micro-XRF: rhodium target X-ray tube operating at 50 kV and 800 nA, polycapillary lens providing a 40-μm spot size on a 20-μm raster, dwell time of 5 ms per pixel. LA-ICP-MS: 193-nm ArF excimer laser, fluence of 6 J/cm², 6 Hz repetition rate for 40 seconds (240 pulses), 30-second pre-ablation blank, total run time 70 seconds, spot size 32–44 μm, He carrier gas mixed with Ar. LA-ICP-TOF-MS: 193 nm ArF excimer laser, spot diameter ~20 µm, repetition rate ~20 Hz, laser fluence ~7 J/cm², scan speed ~4000 µm/s, He carrier gas ~600 ml/min, washout time 50 ms. S isotope MC-ICP-MS: spot size ~44 μm, pulse frequency ~2 Hz, laser fluence ~5 J/cm², He carrier gas with Ar make-up gas. | MASS-1 (Fe-Cu-Zn-S pressed pellet) and GSE-1G (synthetic basaltic glass) from the United States Geological Survey; pyrite PPP-1; chalcopyrite GBW07268; pyrrhotite SP-Po-01 (δ34S = 1.4‰ ± 0.4‰); chalcopyrite SP-CP-01 (δ34S = 5.45‰ ± 0.3‰); natural and synthetic minerals from USA SPI Supplies |  |  |  |  | 2220 | [21 empty] | 940 | [5 empty] | 1080 | [9 empty] | 458800 | [43 empty] | 120 | [15 empty] | 526310 | [44 empty] | 2025
| Xunmei vent field, Niaochao vent field |  | Seafloor hydrothermal | Volcanic-hosted massive sulfide (VMS) | seafloor massive sulfide (SMS) | Cu, Zn, Au, Ag | Co, Pb, Sb | Cu, Zn, Au, Ag, Co, Pb, Sb |  |  | I-Mrc3 (n=7)-2 | I-Mrc3 (n=7)-2 | seafloor vent field |  |  |  |  | ore material | grab | grab | mineral separate | [5 empty] | mineralisation | sulfide chimney | pyrite, marcasite, chalcopyrite |  | pyrite, marcasite, chalcopyrite | multiple stages: colloform marcasite-pyrite intergrowths (outermost wall), replacement assemblages (transition layers), dense recrystallized assemblages, marcasite pseudomorphs after pyrrhotite (middle layer) | sulfide chimney | colloform, subhedral, anhedral, euhedral, dense coarse-grained, columnar pseudomorphs |  |  |  | sphalerite, pyrrhotite, anhydrite, galena, tetrahedrite, tennantite | Transverse sections (polished sections) | EMPA, LA-ICPMS, MC-ICPMS | JEOL JXA-8100 EPMA; Teledyne Cetac Technologies Analyte Excite laser ablation system coupled with an Agilent Technologies 7700x quadrupole ICP-MS; ESI NWR Image GEO 193 coupled with TOFWERK icp TOF R; Neptune Plus multicollector ICP-MS (Thermo Fisher Scientific, Bremen, Germany) coupled with a Geolas HD excimer ArF laser ablation system (Coherent, Göttingen, Germany); Bruker M4 Tornado™ system | SIO, MNR; China University of Petroleum (East China), Qingdao, China; Nanjing Focu MS Technology Co. Ltd., Nanjing, China; Shanghai Chemlab Laboratory, Shanghai, China; Wuhan Sample Solution Analytical Technology Co. Ltd., Wuhan, China | EPMA: beam current of 10 nA, beam size of 1–5 μm, accelerating voltage of 20 kV. Micro-XRF: rhodium target X-ray tube operating at 50 kV and 800 nA, polycapillary lens providing a 40-μm spot size on a 20-μm raster, dwell time of 5 ms per pixel. LA-ICP-MS: 193-nm ArF excimer laser, fluence of 6 J/cm², 6 Hz repetition rate for 40 seconds (240 pulses), 30-second pre-ablation blank, total run time 70 seconds, spot size 32–44 μm, He carrier gas mixed with Ar. LA-ICP-TOF-MS: 193 nm ArF excimer laser, spot diameter ~20 µm, repetition rate ~20 Hz, laser fluence ~7 J/cm², scan speed ~4000 µm/s, He carrier gas ~600 ml/min, washout time 50 ms. S isotope MC-ICP-MS: spot size ~44 μm, pulse frequency ~2 Hz, laser fluence ~5 J/cm², He carrier gas with Ar make-up gas. | MASS-1 (Fe-Cu-Zn-S pressed pellet) and GSE-1G (synthetic basaltic glass) from the United States Geological Survey; pyrite PPP-1; chalcopyrite GBW07268; pyrrhotite SP-Po-01 (δ34S = 1.4‰ ± 0.4‰); chalcopyrite SP-CP-01 (δ34S = 5.45‰ ± 0.3‰); natural and synthetic minerals from USA SPI Supplies |  |  |  |  | 1840 | [21 empty] | 950 | [5 empty] | 2050 | [9 empty] | 452660 | [59 empty] | 525940 | [39 empty] | 730 |  |  |  |  | 2025
| Xunmei vent field, Niaochao vent field |  | Seafloor hydrothermal | Volcanic-hosted massive sulfide (VMS) | seafloor massive sulfide (SMS) | Cu, Zn, Au, Ag | Co, Pb, Sb | Cu, Zn, Au, Ag, Co, Pb, Sb |  |  | I-Mrc3 (n=7)-3 | I-Mrc3 (n=7)-3 | seafloor vent field |  |  |  |  | ore material | grab | grab | mineral separate | [5 empty] | mineralisation | sulfide chimney | pyrite, marcasite, chalcopyrite |  | pyrite, marcasite, chalcopyrite | multiple stages: colloform marcasite-pyrite intergrowths (outermost wall), replacement assemblages (transition layers), dense recrystallized assemblages, marcasite pseudomorphs after pyrrhotite (middle layer) | sulfide chimney | colloform, subhedral, anhedral, euhedral, dense coarse-grained, columnar pseudomorphs |  |  |  | sphalerite, pyrrhotite, anhydrite, galena, tetrahedrite, tennantite | Transverse sections (polished sections) | EMPA, LA-ICPMS, MC-ICPMS | JEOL JXA-8100 EPMA; Teledyne Cetac Technologies Analyte Excite laser ablation system coupled with an Agilent Technologies 7700x quadrupole ICP-MS; ESI NWR Image GEO 193 coupled with TOFWERK icp TOF R; Neptune Plus multicollector ICP-MS (Thermo Fisher Scientific, Bremen, Germany) coupled with a Geolas HD excimer ArF laser ablation system (Coherent, Göttingen, Germany); Bruker M4 Tornado™ system | SIO, MNR; China University of Petroleum (East China), Qingdao, China; Nanjing Focu MS Technology Co. Ltd., Nanjing, China; Shanghai Chemlab Laboratory, Shanghai, China; Wuhan Sample Solution Analytical Technology Co. Ltd., Wuhan, China | EPMA: beam current of 10 nA, beam size of 1–5 μm, accelerating voltage of 20 kV. Micro-XRF: rhodium target X-ray tube operating at 50 kV and 800 nA, polycapillary lens providing a 40-μm spot size on a 20-μm raster, dwell time of 5 ms per pixel. LA-ICP-MS: 193-nm ArF excimer laser, fluence of 6 J/cm², 6 Hz repetition rate for 40 seconds (240 pulses), 30-second pre-ablation blank, total run time 70 seconds, spot size 32–44 μm, He carrier gas mixed with Ar. LA-ICP-TOF-MS: 193 nm ArF excimer laser, spot diameter ~20 µm, repetition rate ~20 Hz, laser fluence ~7 J/cm², scan speed ~4000 µm/s, He carrier gas ~600 ml/min, washout time 50 ms. S isotope MC-ICP-MS: spot size ~44 μm, pulse frequency ~2 Hz, laser fluence ~5 J/cm², He carrier gas with Ar make-up gas. | MASS-1 (Fe-Cu-Zn-S pressed pellet) and GSE-1G (synthetic basaltic glass) from the United States Geological Survey; pyrite PPP-1; chalcopyrite GBW07268; pyrrhotite SP-Po-01 (δ34S = 1.4‰ ± 0.4‰); chalcopyrite SP-CP-01 (δ34S = 5.45‰ ± 0.3‰); natural and synthetic minerals from USA SPI Supplies | 60 |  |  |  | 170 | [21 empty] | 2420 | [5 empty] | 1870 | [9 empty] | 456080 | [59 empty] | 527880 | [39 empty] | 680 |  |  |  |  | 2025
| Xunmei vent field, Niaochao vent field |  | Seafloor hydrothermal | Volcanic-hosted massive sulfide (VMS) | seafloor massive sulfide (SMS) | Cu, Zn, Au, Ag | Co, Pb, Sb | Cu, Zn, Au, Ag, Co, Pb, Sb |  |  | I-Mrc3 (n=7)-4 | I-Mrc3 (n=7)-4 | seafloor vent field |  |  |  |  | ore material | grab | grab | mineral separate | [5 empty] | mineralisation | sulfide chimney | pyrite, marcasite, chalcopyrite |  | pyrite, marcasite, chalcopyrite | multiple stages: colloform marcasite-pyrite intergrowths (outermost wall), replacement assemblages (transition layers), dense recrystallized assemblages, marcasite pseudomorphs after pyrrhotite (middle layer) | sulfide chimney | colloform, subhedral, anhedral, euhedral, dense coarse-grained, columnar pseudomorphs |  |  |  | sphalerite, pyrrhotite, anhydrite, galena, tetrahedrite, tennantite | Transverse sections (polished sections) | EMPA, LA-ICPMS, MC-ICPMS | JEOL JXA-8100 EPMA; Teledyne Cetac Technologies Analyte Excite laser ablation system coupled with an Agilent Technologies 7700x quadrupole ICP-MS; ESI NWR Image GEO 193 coupled with TOFWERK icp TOF R; Neptune Plus multicollector ICP-MS (Thermo Fisher Scientific, Bremen, Germany) coupled with a Geolas HD excimer ArF laser ablation system (Coherent, Göttingen, Germany); Bruker M4 Tornado™ system | SIO, MNR; China University of Petroleum (East China), Qingdao, China; Nanjing Focu MS Technology Co. Ltd., Nanjing, China; Shanghai Chemlab Laboratory, Shanghai, China; Wuhan Sample Solution Analytical Technology Co. Ltd., Wuhan, China | EPMA: beam current of 10 nA, beam size of 1–5 μm, accelerating voltage of 20 kV. Micro-XRF: rhodium target X-ray tube operating at 50 kV and 800 nA, polycapillary lens providing a 40-μm spot size on a 20-μm raster, dwell time of 5 ms per pixel. LA-ICP-MS: 193-nm ArF excimer laser, fluence of 6 J/cm², 6 Hz repetition rate for 40 seconds (240 pulses), 30-second pre-ablation blank, total run time 70 seconds, spot size 32–44 μm, He carrier gas mixed with Ar. LA-ICP-TOF-MS: 193 nm ArF excimer laser, spot diameter ~20 µm, repetition rate ~20 Hz, laser fluence ~7 J/cm², scan speed ~4000 µm/s, He carrier gas ~600 ml/min, washout time 50 ms. S isotope MC-ICP-MS: spot size ~44 μm, pulse frequency ~2 Hz, laser fluence ~5 J/cm², He carrier gas with Ar make-up gas. | MASS-1 (Fe-Cu-Zn-S pressed pellet) and GSE-1G (synthetic basaltic glass) from the United States Geological Survey; pyrite PPP-1; chalcopyrite GBW07268; pyrrhotite SP-Po-01 (δ34S = 1.4‰ ± 0.4‰); chalcopyrite SP-CP-01 (δ34S = 5.45‰ ± 0.3‰); natural and synthetic minerals from USA SPI Supplies | 70 |  |  |  | 350 | [21 empty] | 7020 | [5 empty] | 3240 | [9 empty] | 450870 | [59 empty] | 537200 | [44 empty] | 2025
| Xunmei vent field, Niaochao vent field |  | Seafloor hydrothermal | Volcanic-hosted massive sulfide (VMS) | seafloor massive sulfide (SMS) | Cu, Zn, Au, Ag | Co, Pb, Sb | Cu, Zn, Au, Ag, Co, Pb, Sb |  |  | I-Mrc3 (n=7)-5 | I-Mrc3 (n=7)-5 | seafloor vent field |  |  |  |  | ore material | grab | grab | mineral separate | [5 empty] | mineralisation | sulfide chimney | pyrite, marcasite, chalcopyrite |  | pyrite, marcasite, chalcopyrite | multiple stages: colloform marcasite-pyrite intergrowths (outermost wall), replacement assemblages (transition layers), dense recrystallized assemblages, marcasite pseudomorphs after pyrrhotite (middle layer) | sulfide chimney | colloform, subhedral, anhedral, euhedral, dense coarse-grained, columnar pseudomorphs |  |  |  | sphalerite, pyrrhotite, anhydrite, galena, tetrahedrite, tennantite | Transverse sections (polished sections) | EMPA, LA-ICPMS, MC-ICPMS | JEOL JXA-8100 EPMA; Teledyne Cetac Technologies Analyte Excite laser ablation system coupled with an Agilent Technologies 7700x quadrupole ICP-MS; ESI NWR Image GEO 193 coupled with TOFWERK icp TOF R; Neptune Plus multicollector ICP-MS (Thermo Fisher Scientific, Bremen, Germany) coupled with a Geolas HD excimer ArF laser ablation system (Coherent, Göttingen, Germany); Bruker M4 Tornado™ system | SIO, MNR; China University of Petroleum (East China), Qingdao, China; Nanjing Focu MS Technology Co. Ltd., Nanjing, China; Shanghai Chemlab Laboratory, Shanghai, China; Wuhan Sample Solution Analytical Technology Co. Ltd., Wuhan, China | EPMA: beam current of 10 nA, beam size of 1–5 μm, accelerating voltage of 20 kV. Micro-XRF: rhodium target X-ray tube operating at 50 kV and 800 nA, polycapillary lens providing a 40-μm spot size on a 20-μm raster, dwell time of 5 ms per pixel. LA-ICP-MS: 193-nm ArF excimer laser, fluence of 6 J/cm², 6 Hz repetition rate for 40 seconds (240 pulses), 30-second pre-ablation blank, total run time 70 seconds, spot size 32–44 μm, He carrier gas mixed with Ar. LA-ICP-TOF-MS: 193 nm ArF excimer laser, spot diameter ~20 µm, repetition rate ~20 Hz, laser fluence ~7 J/cm², scan speed ~4000 µm/s, He carrier gas ~600 ml/min, washout time 50 ms. S isotope MC-ICP-MS: spot size ~44 μm, pulse frequency ~2 Hz, laser fluence ~5 J/cm², He carrier gas with Ar make-up gas. | MASS-1 (Fe-Cu-Zn-S pressed pellet) and GSE-1G (synthetic basaltic glass) from the United States Geological Survey; pyrite PPP-1; chalcopyrite GBW07268; pyrrhotite SP-Po-01 (δ34S = 1.4‰ ± 0.4‰); chalcopyrite SP-CP-01 (δ34S = 5.45‰ ± 0.3‰); natural and synthetic minerals from USA SPI Supplies | 130 |  |  |  | 940 | [21 empty] | 3140 | [5 empty] | 1390 | [9 empty] | 458080 | [59 empty] | 527530 | [39 empty] | 150 |  |  |  |  | 2025
| Xunmei vent field, Niaochao vent field |  | Seafloor hydrothermal | Volcanic-hosted massive sulfide (VMS) | seafloor massive sulfide (SMS) | Cu, Zn, Au, Ag | Co, Pb, Sb | Cu, Zn, Au, Ag, Co, Pb, Sb |  |  | I-Mrc3 (n=7)-6 | I-Mrc3 (n=7)-6 | seafloor vent field |  |  |  |  | ore material | grab | grab | mineral separate | [5 empty] | mineralisation | sulfide chimney | pyrite, marcasite, chalcopyrite |  | pyrite, marcasite, chalcopyrite | multiple stages: colloform marcasite-pyrite intergrowths (outermost wall), replacement assemblages (transition layers), dense recrystallized assemblages, marcasite pseudomorphs after pyrrhotite (middle layer) | sulfide chimney | colloform, subhedral, anhedral, euhedral, dense coarse-grained, columnar pseudomorphs |  |  |  | sphalerite, pyrrhotite, anhydrite, galena, tetrahedrite, tennantite | Transverse sections (polished sections) | EMPA, LA-ICPMS, MC-ICPMS | JEOL JXA-8100 EPMA; Teledyne Cetac Technologies Analyte Excite laser ablation system coupled with an Agilent Technologies 7700x quadrupole ICP-MS; ESI NWR Image GEO 193 coupled with TOFWERK icp TOF R; Neptune Plus multicollector ICP-MS (Thermo Fisher Scientific, Bremen, Germany) coupled with a Geolas HD excimer ArF laser ablation system (Coherent, Göttingen, Germany); Bruker M4 Tornado™ system | SIO, MNR; China University of Petroleum (East China), Qingdao, China; Nanjing Focu MS Technology Co. Ltd., Nanjing, China; Shanghai Chemlab Laboratory, Shanghai, China; Wuhan Sample Solution Analytical Technology Co. Ltd., Wuhan, China | EPMA: beam current of 10 nA, beam size of 1–5 μm, accelerating voltage of 20 kV. Micro-XRF: rhodium target X-ray tube operating at 50 kV and 800 nA, polycapillary lens providing a 40-μm spot size on a 20-μm raster, dwell time of 5 ms per pixel. LA-ICP-MS: 193-nm ArF excimer laser, fluence of 6 J/cm², 6 Hz repetition rate for 40 seconds (240 pulses), 30-second pre-ablation blank, total run time 70 seconds, spot size 32–44 μm, He carrier gas mixed with Ar. LA-ICP-TOF-MS: 193 nm ArF excimer laser, spot diameter ~20 µm, repetition rate ~20 Hz, laser fluence ~7 J/cm², scan speed ~4000 µm/s, He carrier gas ~600 ml/min, washout time 50 ms. S isotope MC-ICP-MS: spot size ~44 μm, pulse frequency ~2 Hz, laser fluence ~5 J/cm², He carrier gas with Ar make-up gas. | MASS-1 (Fe-Cu-Zn-S pressed pellet) and GSE-1G (synthetic basaltic glass) from the United States Geological Survey; pyrite PPP-1; chalcopyrite GBW07268; pyrrhotite SP-Po-01 (δ34S = 1.4‰ ± 0.4‰); chalcopyrite SP-CP-01 (δ34S = 5.45‰ ± 0.3‰); natural and synthetic minerals from USA SPI Supplies |  |  |  |  | 830 | [21 empty] | 7630 | [5 empty] | 2160 | [9 empty] | 449280 | [43 empty] | 980 | [15 empty] | 528510 | [39 empty] | 100 |  |  |  |  | 2025
| Xunmei vent field, Niaochao vent field |  | Seafloor hydrothermal | Volcanic-hosted massive sulfide (VMS) | seafloor massive sulfide (SMS) | Cu, Zn, Au, Ag | Co, Pb, Sb | Cu, Zn, Au, Ag, Co, Pb, Sb |  |  | I-Mrc3 (n=7)-7 | I-Mrc3 (n=7)-7 | seafloor vent field |  |  |  |  | ore material | grab | grab | mineral separate | [5 empty] | mineralisation | sulfide chimney | pyrite, marcasite, chalcopyrite |  | pyrite, marcasite, chalcopyrite | multiple stages: colloform marcasite-pyrite intergrowths (outermost wall), replacement assemblages (transition layers), dense recrystallized assemblages, marcasite pseudomorphs after pyrrhotite (middle layer) | sulfide chimney | colloform, subhedral, anhedral, euhedral, dense coarse-grained, columnar pseudomorphs |  |  |  | sphalerite, pyrrhotite, anhydrite, galena, tetrahedrite, tennantite | Transverse sections (polished sections) | EMPA, LA-ICPMS, MC-ICPMS | JEOL JXA-8100 EPMA; Teledyne Cetac Technologies Analyte Excite laser ablation system coupled with an Agilent Technologies 7700x quadrupole ICP-MS; ESI NWR Image GEO 193 coupled with TOFWERK icp TOF R; Neptune Plus multicollector ICP-MS (Thermo Fisher Scientific, Bremen, Germany) coupled with a Geolas HD excimer ArF laser ablation system (Coherent, Göttingen, Germany); Bruker M4 Tornado™ system | SIO, MNR; China University of Petroleum (East China), Qingdao, China; Nanjing Focu MS Technology Co. Ltd., Nanjing, China; Shanghai Chemlab Laboratory, Shanghai, China; Wuhan Sample Solution Analytical Technology Co. Ltd., Wuhan, China | EPMA: beam current of 10 nA, beam size of 1–5 μm, accelerating voltage of 20 kV. Micro-XRF: rhodium target X-ray tube operating at 50 kV and 800 nA, polycapillary lens providing a 40-μm spot size on a 20-μm raster, dwell time of 5 ms per pixel. LA-ICP-MS: 193-nm ArF excimer laser, fluence of 6 J/cm², 6 Hz repetition rate for 40 seconds (240 pulses), 30-second pre-ablation blank, total run time 70 seconds, spot size 32–44 μm, He carrier gas mixed with Ar. LA-ICP-TOF-MS: 193 nm ArF excimer laser, spot diameter ~20 µm, repetition rate ~20 Hz, laser fluence ~7 J/cm², scan speed ~4000 µm/s, He carrier gas ~600 ml/min, washout time 50 ms. S isotope MC-ICP-MS: spot size ~44 μm, pulse frequency ~2 Hz, laser fluence ~5 J/cm², He carrier gas with Ar make-up gas. | MASS-1 (Fe-Cu-Zn-S pressed pellet) and GSE-1G (synthetic basaltic glass) from the United States Geological Survey; pyrite PPP-1; chalcopyrite GBW07268; pyrrhotite SP-Po-01 (δ34S = 1.4‰ ± 0.4‰); chalcopyrite SP-CP-01 (δ34S = 5.45‰ ± 0.3‰); natural and synthetic minerals from USA SPI Supplies |  |  |  |  | 750 | [21 empty] | 13010 | [5 empty] | 1160 | [9 empty] | 446080 | [59 empty] | 534260 | [44 empty] | 2025
| Xunmei vent field, Niaochao vent field |  | Seafloor hydrothermal | Volcanic-hosted massive sulfide (VMS) | seafloor massive sulfide (SMS) | Cu, Zn, Au, Ag | Co, Pb, Sb | Cu, Zn, Au, Ag, Co, Pb, Sb |  |  | I-Mrc3 (n=7)-8 | I-Mrc3 (n=7)-8 | seafloor vent field |  |  |  |  | ore material | grab | grab | mineral separate | [5 empty] | mineralisation | sulfide chimney | pyrite, marcasite, chalcopyrite |  | pyrite, marcasite, chalcopyrite | multiple stages: colloform marcasite-pyrite intergrowths (outermost wall), replacement assemblages (transition layers), dense recrystallized assemblages, marcasite pseudomorphs after pyrrhotite (middle layer) | sulfide chimney | colloform, subhedral, anhedral, euhedral, dense coarse-grained, columnar pseudomorphs |  |  |  | sphalerite, pyrrhotite, anhydrite, galena, tetrahedrite, tennantite | Transverse sections (polished sections) | EMPA, LA-ICPMS, MC-ICPMS | JEOL JXA-8100 EPMA; Teledyne Cetac Technologies Analyte Excite laser ablation system coupled with an Agilent Technologies 7700x quadrupole ICP-MS; ESI NWR Image GEO 193 coupled with TOFWERK icp TOF R; Neptune Plus multicollector ICP-MS (Thermo Fisher Scientific, Bremen, Germany) coupled with a Geolas HD excimer ArF laser ablation system (Coherent, Göttingen, Germany); Bruker M4 Tornado™ system | SIO, MNR; China University of Petroleum (East China), Qingdao, China; Nanjing Focu MS Technology Co. Ltd., Nanjing, China; Shanghai Chemlab Laboratory, Shanghai, China; Wuhan Sample Solution Analytical Technology Co. Ltd., Wuhan, China | EPMA: beam current of 10 nA, beam size of 1–5 μm, accelerating voltage of 20 kV. Micro-XRF: rhodium target X-ray tube operating at 50 kV and 800 nA, polycapillary lens providing a 40-μm spot size on a 20-μm raster, dwell time of 5 ms per pixel. LA-ICP-MS: 193-nm ArF excimer laser, fluence of 6 J/cm², 6 Hz repetition rate for 40 seconds (240 pulses), 30-second pre-ablation blank, total run time 70 seconds, spot size 32–44 μm, He carrier gas mixed with Ar. LA-ICP-TOF-MS: 193 nm ArF excimer laser, spot diameter ~20 µm, repetition rate ~20 Hz, laser fluence ~7 J/cm², scan speed ~4000 µm/s, He carrier gas ~600 ml/min, washout time 50 ms. S isotope MC-ICP-MS: spot size ~44 μm, pulse frequency ~2 Hz, laser fluence ~5 J/cm², He carrier gas with Ar make-up gas. | MASS-1 (Fe-Cu-Zn-S pressed pellet) and GSE-1G (synthetic basaltic glass) from the United States Geological Survey; pyrite PPP-1; chalcopyrite GBW07268; pyrrhotite SP-Po-01 (δ34S = 1.4‰ ± 0.4‰); chalcopyrite SP-CP-01 (δ34S = 5.45‰ ± 0.3‰); natural and synthetic minerals from USA SPI Supplies | 86.6667 |  |  |  | 1014.2857 | [21 empty] | 5015.7143 | [5 empty] | 1850 | [9 empty] | 453121.4286 | [43 empty] | 550 | [15 empty] | 529661.4286 | [39 empty] | 415 |  |  |  |  | 2025
| Xunmei vent field, Niaochao vent field |  | Seafloor hydrothermal | Volcanic-hosted massive sulfide (VMS) | seafloor massive sulfide (SMS) | Cu, Zn, Au, Ag | Co, Pb, Sb | Cu, Zn, Au, Ag, Co, Pb, Sb |  |  | I-Mrc3 (n=7)-9 | I-Mrc3 (n=7)-9 | seafloor vent field |  |  |  |  | ore material | grab | grab | mineral separate | [5 empty] | mineralisation | sulfide chimney | pyrite, marcasite, chalcopyrite |  | pyrite, marcasite, chalcopyrite | multiple stages: colloform marcasite-pyrite intergrowths (outermost wall), replacement assemblages (transition layers), dense recrystallized assemblages, marcasite pseudomorphs after pyrrhotite (middle layer) | sulfide chimney | colloform, subhedral, anhedral, euhedral, dense coarse-grained, columnar pseudomorphs |  |  |  | sphalerite, pyrrhotite, anhydrite, galena, tetrahedrite, tennantite | Transverse sections (polished sections) | EMPA, LA-ICPMS, MC-ICPMS | JEOL JXA-8100 EPMA; Teledyne Cetac Technologies Analyte Excite laser ablation system coupled with an Agilent Technologies 7700x quadrupole ICP-MS; ESI NWR Image GEO 193 coupled with TOFWERK icp TOF R; Neptune Plus multicollector ICP-MS (Thermo Fisher Scientific, Bremen, Germany) coupled with a Geolas HD excimer ArF laser ablation system (Coherent, Göttingen, Germany); Bruker M4 Tornado™ system | SIO, MNR; China University of Petroleum (East China), Qingdao, China; Nanjing Focu MS Technology Co. Ltd., Nanjing, China; Shanghai Chemlab Laboratory, Shanghai, China; Wuhan Sample Solution Analytical Technology Co. Ltd., Wuhan, China | EPMA: beam current of 10 nA, beam size of 1–5 μm, accelerating voltage of 20 kV. Micro-XRF: rhodium target X-ray tube operating at 50 kV and 800 nA, polycapillary lens providing a 40-μm spot size on a 20-μm raster, dwell time of 5 ms per pixel. LA-ICP-MS: 193-nm ArF excimer laser, fluence of 6 J/cm², 6 Hz repetition rate for 40 seconds (240 pulses), 30-second pre-ablation blank, total run time 70 seconds, spot size 32–44 μm, He carrier gas mixed with Ar. LA-ICP-TOF-MS: 193 nm ArF excimer laser, spot diameter ~20 µm, repetition rate ~20 Hz, laser fluence ~7 J/cm², scan speed ~4000 µm/s, He carrier gas ~600 ml/min, washout time 50 ms. S isotope MC-ICP-MS: spot size ~44 μm, pulse frequency ~2 Hz, laser fluence ~5 J/cm², He carrier gas with Ar make-up gas. | MASS-1 (Fe-Cu-Zn-S pressed pellet) and GSE-1G (synthetic basaltic glass) from the United States Geological Survey; pyrite PPP-1; chalcopyrite GBW07268; pyrrhotite SP-Po-01 (δ34S = 1.4‰ ± 0.4‰); chalcopyrite SP-CP-01 (δ34S = 5.45‰ ± 0.3‰); natural and synthetic minerals from USA SPI Supplies |  |  |  |  | 170 | [21 empty] | 940 | [5 empty] | 1080 | [9 empty] | 446080 | [59 empty] | 525940 | [44 empty] | 2025
| Xunmei vent field, Niaochao vent field |  | Seafloor hydrothermal | Volcanic-hosted massive sulfide (VMS) | seafloor massive sulfide (SMS) | Cu, Zn, Au, Ag | Co, Pb, Sb | Cu, Zn, Au, Ag, Co, Pb, Sb |  |  | I-Mrc3 (n=7)-10 | I-Mrc3 (n=7)-10 | seafloor vent field |  |  |  |  | ore material | grab | grab | mineral separate | [5 empty] | mineralisation | sulfide chimney | pyrite, marcasite, chalcopyrite |  | pyrite, marcasite, chalcopyrite | multiple stages: colloform marcasite-pyrite intergrowths (outermost wall), replacement assemblages (transition layers), dense recrystallized assemblages, marcasite pseudomorphs after pyrrhotite (middle layer) | sulfide chimney | colloform, subhedral, anhedral, euhedral, dense coarse-grained, columnar pseudomorphs |  |  |  | sphalerite, pyrrhotite, anhydrite, galena, tetrahedrite, tennantite | Transverse sections (polished sections) | EMPA, LA-ICPMS, MC-ICPMS | JEOL JXA-8100 EPMA; Teledyne Cetac Technologies Analyte Excite laser ablation system coupled with an Agilent Technologies 7700x quadrupole ICP-MS; ESI NWR Image GEO 193 coupled with TOFWERK icp TOF R; Neptune Plus multicollector ICP-MS (Thermo Fisher Scientific, Bremen, Germany) coupled with a Geolas HD excimer ArF laser ablation system (Coherent, Göttingen, Germany); Bruker M4 Tornado™ system | SIO, MNR; China University of Petroleum (East China), Qingdao, China; Nanjing Focu MS Technology Co. Ltd., Nanjing, China; Shanghai Chemlab Laboratory, Shanghai, China; Wuhan Sample Solution Analytical Technology Co. Ltd., Wuhan, China | EPMA: beam current of 10 nA, beam size of 1–5 μm, accelerating voltage of 20 kV. Micro-XRF: rhodium target X-ray tube operating at 50 kV and 800 nA, polycapillary lens providing a 40-μm spot size on a 20-μm raster, dwell time of 5 ms per pixel. LA-ICP-MS: 193-nm ArF excimer laser, fluence of 6 J/cm², 6 Hz repetition rate for 40 seconds (240 pulses), 30-second pre-ablation blank, total run time 70 seconds, spot size 32–44 μm, He carrier gas mixed with Ar. LA-ICP-TOF-MS: 193 nm ArF excimer laser, spot diameter ~20 µm, repetition rate ~20 Hz, laser fluence ~7 J/cm², scan speed ~4000 µm/s, He carrier gas ~600 ml/min, washout time 50 ms. S isotope MC-ICP-MS: spot size ~44 μm, pulse frequency ~2 Hz, laser fluence ~5 J/cm², He carrier gas with Ar make-up gas. | MASS-1 (Fe-Cu-Zn-S pressed pellet) and GSE-1G (synthetic basaltic glass) from the United States Geological Survey; pyrite PPP-1; chalcopyrite GBW07268; pyrrhotite SP-Po-01 (δ34S = 1.4‰ ± 0.4‰); chalcopyrite SP-CP-01 (δ34S = 5.45‰ ± 0.3‰); natural and synthetic minerals from USA SPI Supplies | 130 |  |  |  | 2220 | [21 empty] | 13010 | [5 empty] | 3240 | [9 empty] | 458800 | [43 empty] | 980 | [15 empty] | 537200 | [39 empty] | 730 |  |  |  |  | 2025
| Xunmei vent field, Niaochao vent field |  | Seafloor hydrothermal | Volcanic-hosted massive sulfide (VMS) | seafloor massive sulfide (SMS) | Cu, Zn, Au, Ag | Co, Pb, Sb | Cu, Zn, Au, Ag, Co, Pb, Sb |  |  | I-Mrc3 (n=7)-11 | I-Mrc3 (n=7)-11 | seafloor vent field |  |  |  |  | ore material | grab | grab | mineral separate | [5 empty] | mineralisation | sulfide chimney | pyrite, marcasite, chalcopyrite |  | pyrite, marcasite, chalcopyrite | multiple stages: colloform marcasite-pyrite intergrowths (outermost wall), replacement assemblages (transition layers), dense recrystallized assemblages, marcasite pseudomorphs after pyrrhotite (middle layer) | sulfide chimney | colloform, subhedral, anhedral, euhedral, dense coarse-grained, columnar pseudomorphs |  |  |  | sphalerite, pyrrhotite, anhydrite, galena, tetrahedrite, tennantite | Transverse sections (polished sections) | EMPA, LA-ICPMS, MC-ICPMS | JEOL JXA-8100 EPMA; Teledyne Cetac Technologies Analyte Excite laser ablation system coupled with an Agilent Technologies 7700x quadrupole ICP-MS; ESI NWR Image GEO 193 coupled with TOFWERK icp TOF R; Neptune Plus multicollector ICP-MS (Thermo Fisher Scientific, Bremen, Germany) coupled with a Geolas HD excimer ArF laser ablation system (Coherent, Göttingen, Germany); Bruker M4 Tornado™ system | SIO, MNR; China University of Petroleum (East China), Qingdao, China; Nanjing Focu MS Technology Co. Ltd., Nanjing, China; Shanghai Chemlab Laboratory, Shanghai, China; Wuhan Sample Solution Analytical Technology Co. Ltd., Wuhan, China | EPMA: beam current of 10 nA, beam size of 1–5 μm, accelerating voltage of 20 kV. Micro-XRF: rhodium target X-ray tube operating at 50 kV and 800 nA, polycapillary lens providing a 40-μm spot size on a 20-μm raster, dwell time of 5 ms per pixel. LA-ICP-MS: 193-nm ArF excimer laser, fluence of 6 J/cm², 6 Hz repetition rate for 40 seconds (240 pulses), 30-second pre-ablation blank, total run time 70 seconds, spot size 32–44 μm, He carrier gas mixed with Ar. LA-ICP-TOF-MS: 193 nm ArF excimer laser, spot diameter ~20 µm, repetition rate ~20 Hz, laser fluence ~7 J/cm², scan speed ~4000 µm/s, He carrier gas ~600 ml/min, washout time 50 ms. S isotope MC-ICP-MS: spot size ~44 μm, pulse frequency ~2 Hz, laser fluence ~5 J/cm², He carrier gas with Ar make-up gas. | MASS-1 (Fe-Cu-Zn-S pressed pellet) and GSE-1G (synthetic basaltic glass) from the United States Geological Survey; pyrite PPP-1; chalcopyrite GBW07268; pyrrhotite SP-Po-01 (δ34S = 1.4‰ ± 0.4‰); chalcopyrite SP-CP-01 (δ34S = 5.45‰ ± 0.3‰); natural and synthetic minerals from USA SPI Supplies | 37.8594 |  |  |  | 752.6588 | [21 empty] | 4437.6753 | [5 empty] | 747.1278 | [9 empty] | 4747.0497 | [43 empty] | 608.1118 | [15 empty] | 4322.4277 | [39 empty] | 336.1051 |  |  |  |  | 2025
| Xunmei vent field, Niaochao vent field |  | Seafloor hydrothermal | Volcanic-hosted massive sulfide (VMS) | seafloor massive sulfide (SMS) | Cu, Zn, Au, Ag | Co, Pb, Sb | Cu, Zn, Au, Ag, Co, Pb, Sb |  |  | I-Py4 (n=21)-1 | I-Py4 (n=21)-1 | seafloor vent field |  |  |  |  | ore material | grab | grab | mineral separate | [5 empty] | mineralisation | sulfide chimney | pyrite, marcasite, chalcopyrite |  | pyrite, marcasite, chalcopyrite | multiple stages: colloform marcasite-pyrite intergrowths (outermost wall), replacement assemblages (transition layers), dense recrystallized assemblages, marcasite pseudomorphs after pyrrhotite (middle layer) | sulfide chimney | colloform, subhedral, anhedral, euhedral, dense coarse-grained, columnar pseudomorphs |  |  |  | sphalerite, pyrrhotite, anhydrite, galena, tetrahedrite, tennantite | Transverse sections (polished sections) | EMPA, LA-ICPMS, MC-ICPMS | JEOL JXA-8100 EPMA; Teledyne Cetac Technologies Analyte Excite laser ablation system coupled with an Agilent Technologies 7700x quadrupole ICP-MS; ESI NWR Image GEO 193 coupled with TOFWERK icp TOF R; Neptune Plus multicollector ICP-MS (Thermo Fisher Scientific, Bremen, Germany) coupled with a Geolas HD excimer ArF laser ablation system (Coherent, Göttingen, Germany); Bruker M4 Tornado™ system | SIO, MNR; China University of Petroleum (East China), Qingdao, China; Nanjing Focu MS Technology Co. Ltd., Nanjing, China; Shanghai Chemlab Laboratory, Shanghai, China; Wuhan Sample Solution Analytical Technology Co. Ltd., Wuhan, China | EPMA: beam current of 10 nA, beam size of 1–5 μm, accelerating voltage of 20 kV. Micro-XRF: rhodium target X-ray tube operating at 50 kV and 800 nA, polycapillary lens providing a 40-μm spot size on a 20-μm raster, dwell time of 5 ms per pixel. LA-ICP-MS: 193-nm ArF excimer laser, fluence of 6 J/cm², 6 Hz repetition rate for 40 seconds (240 pulses), 30-second pre-ablation blank, total run time 70 seconds, spot size 32–44 μm, He carrier gas mixed with Ar. LA-ICP-TOF-MS: 193 nm ArF excimer laser, spot diameter ~20 µm, repetition rate ~20 Hz, laser fluence ~7 J/cm², scan speed ~4000 µm/s, He carrier gas ~600 ml/min, washout time 50 ms. S isotope MC-ICP-MS: spot size ~44 μm, pulse frequency ~2 Hz, laser fluence ~5 J/cm², He carrier gas with Ar make-up gas. | MASS-1 (Fe-Cu-Zn-S pressed pellet) and GSE-1G (synthetic basaltic glass) from the United States Geological Survey; pyrite PPP-1; chalcopyrite GBW07268; pyrrhotite SP-Po-01 (δ34S = 1.4‰ ± 0.4‰); chalcopyrite SP-CP-01 (δ34S = 5.45‰ ± 0.3‰); natural and synthetic minerals from USA SPI Supplies |  |  |  |  | 210 | [21 empty] | 530 | [5 empty] | 210 | [9 empty] | 461530 | [43 empty] | 750 | [15 empty] | 523140 | [44 empty] | 2025
| Xunmei vent field, Niaochao vent field |  | Seafloor hydrothermal | Volcanic-hosted massive sulfide (VMS) | seafloor massive sulfide (SMS) | Cu, Zn, Au, Ag | Co, Pb, Sb | Cu, Zn, Au, Ag, Co, Pb, Sb |  |  | I-Py4 (n=21)-2 | I-Py4 (n=21)-2 | seafloor vent field |  |  |  |  | ore material | grab | grab | mineral separate | [5 empty] | mineralisation | sulfide chimney | pyrite, marcasite, chalcopyrite |  | pyrite, marcasite, chalcopyrite | multiple stages: colloform marcasite-pyrite intergrowths (outermost wall), replacement assemblages (transition layers), dense recrystallized assemblages, marcasite pseudomorphs after pyrrhotite (middle layer) | sulfide chimney | colloform, subhedral, anhedral, euhedral, dense coarse-grained, columnar pseudomorphs |  |  |  | sphalerite, pyrrhotite, anhydrite, galena, tetrahedrite, tennantite | Transverse sections (polished sections) | EMPA, LA-ICPMS, MC-ICPMS | JEOL JXA-8100 EPMA; Teledyne Cetac Technologies Analyte Excite laser ablation system coupled with an Agilent Technologies 7700x quadrupole ICP-MS; ESI NWR Image GEO 193 coupled with TOFWERK icp TOF R; Neptune Plus multicollector ICP-MS (Thermo Fisher Scientific, Bremen, Germany) coupled with a Geolas HD excimer ArF laser ablation system (Coherent, Göttingen, Germany); Bruker M4 Tornado™ system | SIO, MNR; China University of Petroleum (East China), Qingdao, China; Nanjing Focu MS Technology Co. Ltd., Nanjing, China; Shanghai Chemlab Laboratory, Shanghai, China; Wuhan Sample Solution Analytical Technology Co. Ltd., Wuhan, China | EPMA: beam current of 10 nA, beam size of 1–5 μm, accelerating voltage of 20 kV. Micro-XRF: rhodium target X-ray tube operating at 50 kV and 800 nA, polycapillary lens providing a 40-μm spot size on a 20-μm raster, dwell time of 5 ms per pixel. LA-ICP-MS: 193-nm ArF excimer laser, fluence of 6 J/cm², 6 Hz repetition rate for 40 seconds (240 pulses), 30-second pre-ablation blank, total run time 70 seconds, spot size 32–44 μm, He carrier gas mixed with Ar. LA-ICP-TOF-MS: 193 nm ArF excimer laser, spot diameter ~20 µm, repetition rate ~20 Hz, laser fluence ~7 J/cm², scan speed ~4000 µm/s, He carrier gas ~600 ml/min, washout time 50 ms. S isotope MC-ICP-MS: spot size ~44 μm, pulse frequency ~2 Hz, laser fluence ~5 J/cm², He carrier gas with Ar make-up gas. | MASS-1 (Fe-Cu-Zn-S pressed pellet) and GSE-1G (synthetic basaltic glass) from the United States Geological Survey; pyrite PPP-1; chalcopyrite GBW07268; pyrrhotite SP-Po-01 (δ34S = 1.4‰ ± 0.4‰); chalcopyrite SP-CP-01 (δ34S = 5.45‰ ± 0.3‰); natural and synthetic minerals from USA SPI Supplies | 100 |  |  |  | 1480 | [21 empty] | 950 | [5 empty] | 770 | [9 empty] | 462950 | [59 empty] | 527300 | [39 empty] | 250 |  |  |  |  | 2025
| Xunmei vent field, Niaochao vent field |  | Seafloor hydrothermal | Volcanic-hosted massive sulfide (VMS) | seafloor massive sulfide (SMS) | Cu, Zn, Au, Ag | Co, Pb, Sb | Cu, Zn, Au, Ag, Co, Pb, Sb |  |  | I-Py4 (n=21)-3 | I-Py4 (n=21)-3 | seafloor vent field |  |  |  |  | ore material | grab | grab | mineral separate | [5 empty] | mineralisation | sulfide chimney | pyrite, marcasite, chalcopyrite |  | pyrite, marcasite, chalcopyrite | multiple stages: colloform marcasite-pyrite intergrowths (outermost wall), replacement assemblages (transition layers), dense recrystallized assemblages, marcasite pseudomorphs after pyrrhotite (middle layer) | sulfide chimney | colloform, subhedral, anhedral, euhedral, dense coarse-grained, columnar pseudomorphs |  |  |  | sphalerite, pyrrhotite, anhydrite, galena, tetrahedrite, tennantite | Transverse sections (polished sections) | EMPA, LA-ICPMS, MC-ICPMS | JEOL JXA-8100 EPMA; Teledyne Cetac Technologies Analyte Excite laser ablation system coupled with an Agilent Technologies 7700x quadrupole ICP-MS; ESI NWR Image GEO 193 coupled with TOFWERK icp TOF R; Neptune Plus multicollector ICP-MS (Thermo Fisher Scientific, Bremen, Germany) coupled with a Geolas HD excimer ArF laser ablation system (Coherent, Göttingen, Germany); Bruker M4 Tornado™ system | SIO, MNR; China University of Petroleum (East China), Qingdao, China; Nanjing Focu MS Technology Co. Ltd., Nanjing, China; Shanghai Chemlab Laboratory, Shanghai, China; Wuhan Sample Solution Analytical Technology Co. Ltd., Wuhan, China | EPMA: beam current of 10 nA, beam size of 1–5 μm, accelerating voltage of 20 kV. Micro-XRF: rhodium target X-ray tube operating at 50 kV and 800 nA, polycapillary lens providing a 40-μm spot size on a 20-μm raster, dwell time of 5 ms per pixel. LA-ICP-MS: 193-nm ArF excimer laser, fluence of 6 J/cm², 6 Hz repetition rate for 40 seconds (240 pulses), 30-second pre-ablation blank, total run time 70 seconds, spot size 32–44 μm, He carrier gas mixed with Ar. LA-ICP-TOF-MS: 193 nm ArF excimer laser, spot diameter ~20 µm, repetition rate ~20 Hz, laser fluence ~7 J/cm², scan speed ~4000 µm/s, He carrier gas ~600 ml/min, washout time 50 ms. S isotope MC-ICP-MS: spot size ~44 μm, pulse frequency ~2 Hz, laser fluence ~5 J/cm², He carrier gas with Ar make-up gas. | MASS-1 (Fe-Cu-Zn-S pressed pellet) and GSE-1G (synthetic basaltic glass) from the United States Geological Survey; pyrite PPP-1; chalcopyrite GBW07268; pyrrhotite SP-Po-01 (δ34S = 1.4‰ ± 0.4‰); chalcopyrite SP-CP-01 (δ34S = 5.45‰ ± 0.3‰); natural and synthetic minerals from USA SPI Supplies |  |  |  |  | 1240 | [21 empty] | 600 | [5 empty] | 980 | [9 empty] | 459810 | [59 empty] | 525000 | [44 empty] | 2025
| Xunmei vent field, Niaochao vent field |  | Seafloor hydrothermal | Volcanic-hosted massive sulfide (VMS) | seafloor massive sulfide (SMS) | Cu, Zn, Au, Ag | Co, Pb, Sb | Cu, Zn, Au, Ag, Co, Pb, Sb |  |  | I-Py4 (n=21)-4 | I-Py4 (n=21)-4 | seafloor vent field |  |  |  |  | ore material | grab | grab | mineral separate | [5 empty] | mineralisation | sulfide chimney | pyrite, marcasite, chalcopyrite |  | pyrite, marcasite, chalcopyrite | multiple stages: colloform marcasite-pyrite intergrowths (outermost wall), replacement assemblages (transition layers), dense recrystallized assemblages, marcasite pseudomorphs after pyrrhotite (middle layer) | sulfide chimney | colloform, subhedral, anhedral, euhedral, dense coarse-grained, columnar pseudomorphs |  |  |  | sphalerite, pyrrhotite, anhydrite, galena, tetrahedrite, tennantite | Transverse sections (polished sections) | EMPA, LA-ICPMS, MC-ICPMS | JEOL JXA-8100 EPMA; Teledyne Cetac Technologies Analyte Excite laser ablation system coupled with an Agilent Technologies 7700x quadrupole ICP-MS; ESI NWR Image GEO 193 coupled with TOFWERK icp TOF R; Neptune Plus multicollector ICP-MS (Thermo Fisher Scientific, Bremen, Germany) coupled with a Geolas HD excimer ArF laser ablation system (Coherent, Göttingen, Germany); Bruker M4 Tornado™ system | SIO, MNR; China University of Petroleum (East China), Qingdao, China; Nanjing Focu MS Technology Co. Ltd., Nanjing, China; Shanghai Chemlab Laboratory, Shanghai, China; Wuhan Sample Solution Analytical Technology Co. Ltd., Wuhan, China | EPMA: beam current of 10 nA, beam size of 1–5 μm, accelerating voltage of 20 kV. Micro-XRF: rhodium target X-ray tube operating at 50 kV and 800 nA, polycapillary lens providing a 40-μm spot size on a 20-μm raster, dwell time of 5 ms per pixel. LA-ICP-MS: 193-nm ArF excimer laser, fluence of 6 J/cm², 6 Hz repetition rate for 40 seconds (240 pulses), 30-second pre-ablation blank, total run time 70 seconds, spot size 32–44 μm, He carrier gas mixed with Ar. LA-ICP-TOF-MS: 193 nm ArF excimer laser, spot diameter ~20 µm, repetition rate ~20 Hz, laser fluence ~7 J/cm², scan speed ~4000 µm/s, He carrier gas ~600 ml/min, washout time 50 ms. S isotope MC-ICP-MS: spot size ~44 μm, pulse frequency ~2 Hz, laser fluence ~5 J/cm², He carrier gas with Ar make-up gas. | MASS-1 (Fe-Cu-Zn-S pressed pellet) and GSE-1G (synthetic basaltic glass) from the United States Geological Survey; pyrite PPP-1; chalcopyrite GBW07268; pyrrhotite SP-Po-01 (δ34S = 1.4‰ ± 0.4‰); chalcopyrite SP-CP-01 (δ34S = 5.45‰ ± 0.3‰); natural and synthetic minerals from USA SPI Supplies | 160 |  |  |  | 3960 | [21 empty] | 430 | [15 empty] | 461310 | [59 empty] | 520670 | [44 empty] | 2025
| Xunmei vent field, Niaochao vent field |  | Seafloor hydrothermal | Volcanic-hosted massive sulfide (VMS) | seafloor massive sulfide (SMS) | Cu, Zn, Au, Ag | Co, Pb, Sb | Cu, Zn, Au, Ag, Co, Pb, Sb |  |  | I-Py4 (n=21)-5 | I-Py4 (n=21)-5 | seafloor vent field |  |  |  |  | ore material | grab | grab | mineral separate | [5 empty] | mineralisation | sulfide chimney | pyrite, marcasite, chalcopyrite |  | pyrite, marcasite, chalcopyrite | multiple stages: colloform marcasite-pyrite intergrowths (outermost wall), replacement assemblages (transition layers), dense recrystallized assemblages, marcasite pseudomorphs after pyrrhotite (middle layer) | sulfide chimney | colloform, subhedral, anhedral, euhedral, dense coarse-grained, columnar pseudomorphs |  |  |  | sphalerite, pyrrhotite, anhydrite, galena, tetrahedrite, tennantite | Transverse sections (polished sections) | EMPA, LA-ICPMS, MC-ICPMS | JEOL JXA-8100 EPMA; Teledyne Cetac Technologies Analyte Excite laser ablation system coupled with an Agilent Technologies 7700x quadrupole ICP-MS; ESI NWR Image GEO 193 coupled with TOFWERK icp TOF R; Neptune Plus multicollector ICP-MS (Thermo Fisher Scientific, Bremen, Germany) coupled with a Geolas HD excimer ArF laser ablation system (Coherent, Göttingen, Germany); Bruker M4 Tornado™ system | SIO, MNR; China University of Petroleum (East China), Qingdao, China; Nanjing Focu MS Technology Co. Ltd., Nanjing, China; Shanghai Chemlab Laboratory, Shanghai, China; Wuhan Sample Solution Analytical Technology Co. Ltd., Wuhan, China | EPMA: beam current of 10 nA, beam size of 1–5 μm, accelerating voltage of 20 kV. Micro-XRF: rhodium target X-ray tube operating at 50 kV and 800 nA, polycapillary lens providing a 40-μm spot size on a 20-μm raster, dwell time of 5 ms per pixel. LA-ICP-MS: 193-nm ArF excimer laser, fluence of 6 J/cm², 6 Hz repetition rate for 40 seconds (240 pulses), 30-second pre-ablation blank, total run time 70 seconds, spot size 32–44 μm, He carrier gas mixed with Ar. LA-ICP-TOF-MS: 193 nm ArF excimer laser, spot diameter ~20 µm, repetition rate ~20 Hz, laser fluence ~7 J/cm², scan speed ~4000 µm/s, He carrier gas ~600 ml/min, washout time 50 ms. S isotope MC-ICP-MS: spot size ~44 μm, pulse frequency ~2 Hz, laser fluence ~5 J/cm², He carrier gas with Ar make-up gas. | MASS-1 (Fe-Cu-Zn-S pressed pellet) and GSE-1G (synthetic basaltic glass) from the United States Geological Survey; pyrite PPP-1; chalcopyrite GBW07268; pyrrhotite SP-Po-01 (δ34S = 1.4‰ ± 0.4‰); chalcopyrite SP-CP-01 (δ34S = 5.45‰ ± 0.3‰); natural and synthetic minerals from USA SPI Supplies |  |  |  |  | 1730 | [21 empty] | 1130 | [5 empty] | 280 | [9 empty] | 459810 | [59 empty] | 525610 | [39 empty] | 760 |  |  |  |  | 2025
| Xunmei vent field, Niaochao vent field |  | Seafloor hydrothermal | Volcanic-hosted massive sulfide (VMS) | seafloor massive sulfide (SMS) | Cu, Zn, Au, Ag | Co, Pb, Sb | Cu, Zn, Au, Ag, Co, Pb, Sb |  |  | I-Py4 (n=21)-6 | I-Py4 (n=21)-6 | seafloor vent field |  |  |  |  | ore material | grab | grab | mineral separate | [5 empty] | mineralisation | sulfide chimney | pyrite, marcasite, chalcopyrite |  | pyrite, marcasite, chalcopyrite | multiple stages: colloform marcasite-pyrite intergrowths (outermost wall), replacement assemblages (transition layers), dense recrystallized assemblages, marcasite pseudomorphs after pyrrhotite (middle layer) | sulfide chimney | colloform, subhedral, anhedral, euhedral, dense coarse-grained, columnar pseudomorphs |  |  |  | sphalerite, pyrrhotite, anhydrite, galena, tetrahedrite, tennantite | Transverse sections (polished sections) | EMPA, LA-ICPMS, MC-ICPMS | JEOL JXA-8100 EPMA; Teledyne Cetac Technologies Analyte Excite laser ablation system coupled with an Agilent Technologies 7700x quadrupole ICP-MS; ESI NWR Image GEO 193 coupled with TOFWERK icp TOF R; Neptune Plus multicollector ICP-MS (Thermo Fisher Scientific, Bremen, Germany) coupled with a Geolas HD excimer ArF laser ablation system (Coherent, Göttingen, Germany); Bruker M4 Tornado™ system | SIO, MNR; China University of Petroleum (East China), Qingdao, China; Nanjing Focu MS Technology Co. Ltd., Nanjing, China; Shanghai Chemlab Laboratory, Shanghai, China; Wuhan Sample Solution Analytical Technology Co. Ltd., Wuhan, China | EPMA: beam current of 10 nA, beam size of 1–5 μm, accelerating voltage of 20 kV. Micro-XRF: rhodium target X-ray tube operating at 50 kV and 800 nA, polycapillary lens providing a 40-μm spot size on a 20-μm raster, dwell time of 5 ms per pixel. LA-ICP-MS: 193-nm ArF excimer laser, fluence of 6 J/cm², 6 Hz repetition rate for 40 seconds (240 pulses), 30-second pre-ablation blank, total run time 70 seconds, spot size 32–44 μm, He carrier gas mixed with Ar. LA-ICP-TOF-MS: 193 nm ArF excimer laser, spot diameter ~20 µm, repetition rate ~20 Hz, laser fluence ~7 J/cm², scan speed ~4000 µm/s, He carrier gas ~600 ml/min, washout time 50 ms. S isotope MC-ICP-MS: spot size ~44 μm, pulse frequency ~2 Hz, laser fluence ~5 J/cm², He carrier gas with Ar make-up gas. | MASS-1 (Fe-Cu-Zn-S pressed pellet) and GSE-1G (synthetic basaltic glass) from the United States Geological Survey; pyrite PPP-1; chalcopyrite GBW07268; pyrrhotite SP-Po-01 (δ34S = 1.4‰ ± 0.4‰); chalcopyrite SP-CP-01 (δ34S = 5.45‰ ± 0.3‰); natural and synthetic minerals from USA SPI Supplies |  |  |  |  | 420 | [21 empty] | 640 | [5 empty] | 2440 | [9 empty] | 456330 | [59 empty] | 531660 | [39 empty] | 270 |  |  |  |  | 2025
| Xunmei vent field, Niaochao vent field |  | Seafloor hydrothermal | Volcanic-hosted massive sulfide (VMS) | seafloor massive sulfide (SMS) | Cu, Zn, Au, Ag | Co, Pb, Sb | Cu, Zn, Au, Ag, Co, Pb, Sb |  |  | I-Py4 (n=21)-7 | I-Py4 (n=21)-7 | seafloor vent field |  |  |  |  | ore material | grab | grab | mineral separate | [5 empty] | mineralisation | sulfide chimney | pyrite, marcasite, chalcopyrite |  | pyrite, marcasite, chalcopyrite | multiple stages: colloform marcasite-pyrite intergrowths (outermost wall), replacement assemblages (transition layers), dense recrystallized assemblages, marcasite pseudomorphs after pyrrhotite (middle layer) | sulfide chimney | colloform, subhedral, anhedral, euhedral, dense coarse-grained, columnar pseudomorphs |  |  |  | sphalerite, pyrrhotite, anhydrite, galena, tetrahedrite, tennantite | Transverse sections (polished sections) | EMPA, LA-ICPMS, MC-ICPMS | JEOL JXA-8100 EPMA; Teledyne Cetac Technologies Analyte Excite laser ablation system coupled with an Agilent Technologies 7700x quadrupole ICP-MS; ESI NWR Image GEO 193 coupled with TOFWERK icp TOF R; Neptune Plus multicollector ICP-MS (Thermo Fisher Scientific, Bremen, Germany) coupled with a Geolas HD excimer ArF laser ablation system (Coherent, Göttingen, Germany); Bruker M4 Tornado™ system | SIO, MNR; China University of Petroleum (East China), Qingdao, China; Nanjing Focu MS Technology Co. Ltd., Nanjing, China; Shanghai Chemlab Laboratory, Shanghai, China; Wuhan Sample Solution Analytical Technology Co. Ltd., Wuhan, China | EPMA: beam current of 10 nA, beam size of 1–5 μm, accelerating voltage of 20 kV. Micro-XRF: rhodium target X-ray tube operating at 50 kV and 800 nA, polycapillary lens providing a 40-μm spot size on a 20-μm raster, dwell time of 5 ms per pixel. LA-ICP-MS: 193-nm ArF excimer laser, fluence of 6 J/cm², 6 Hz repetition rate for 40 seconds (240 pulses), 30-second pre-ablation blank, total run time 70 seconds, spot size 32–44 μm, He carrier gas mixed with Ar. LA-ICP-TOF-MS: 193 nm ArF excimer laser, spot diameter ~20 µm, repetition rate ~20 Hz, laser fluence ~7 J/cm², scan speed ~4000 µm/s, He carrier gas ~600 ml/min, washout time 50 ms. S isotope MC-ICP-MS: spot size ~44 μm, pulse frequency ~2 Hz, laser fluence ~5 J/cm², He carrier gas with Ar make-up gas. | MASS-1 (Fe-Cu-Zn-S pressed pellet) and GSE-1G (synthetic basaltic glass) from the United States Geological Survey; pyrite PPP-1; chalcopyrite GBW07268; pyrrhotite SP-Po-01 (δ34S = 1.4‰ ± 0.4‰); chalcopyrite SP-CP-01 (δ34S = 5.45‰ ± 0.3‰); natural and synthetic minerals from USA SPI Supplies |  |  |  |  | 930 | [21 empty] | 6390 | [5 empty] | 210 | [9 empty] | 458150 | [59 empty] | 533100 | [39 empty] | 880 |  |  |  |  | 2025
| Xunmei vent field, Niaochao vent field |  | Seafloor hydrothermal | Volcanic-hosted massive sulfide (VMS) | seafloor massive sulfide (SMS) | Cu, Zn, Au, Ag | Co, Pb, Sb | Cu, Zn, Au, Ag, Co, Pb, Sb |  |  | I-Py4 (n=21)-8 | I-Py4 (n=21)-8 | seafloor vent field |  |  |  |  | ore material | grab | grab | mineral separate | [5 empty] | mineralisation | sulfide chimney | pyrite, marcasite, chalcopyrite |  | pyrite, marcasite, chalcopyrite | multiple stages: colloform marcasite-pyrite intergrowths (outermost wall), replacement assemblages (transition layers), dense recrystallized assemblages, marcasite pseudomorphs after pyrrhotite (middle layer) | sulfide chimney | colloform, subhedral, anhedral, euhedral, dense coarse-grained, columnar pseudomorphs |  |  |  | sphalerite, pyrrhotite, anhydrite, galena, tetrahedrite, tennantite | Transverse sections (polished sections) | EMPA, LA-ICPMS, MC-ICPMS | JEOL JXA-8100 EPMA; Teledyne Cetac Technologies Analyte Excite laser ablation system coupled with an Agilent Technologies 7700x quadrupole ICP-MS; ESI NWR Image GEO 193 coupled with TOFWERK icp TOF R; Neptune Plus multicollector ICP-MS (Thermo Fisher Scientific, Bremen, Germany) coupled with a Geolas HD excimer ArF laser ablation system (Coherent, Göttingen, Germany); Bruker M4 Tornado™ system | SIO, MNR; China University of Petroleum (East China), Qingdao, China; Nanjing Focu MS Technology Co. Ltd., Nanjing, China; Shanghai Chemlab Laboratory, Shanghai, China; Wuhan Sample Solution Analytical Technology Co. Ltd., Wuhan, China | EPMA: beam current of 10 nA, beam size of 1–5 μm, accelerating voltage of 20 kV. Micro-XRF: rhodium target X-ray tube operating at 50 kV and 800 nA, polycapillary lens providing a 40-μm spot size on a 20-μm raster, dwell time of 5 ms per pixel. LA-ICP-MS: 193-nm ArF excimer laser, fluence of 6 J/cm², 6 Hz repetition rate for 40 seconds (240 pulses), 30-second pre-ablation blank, total run time 70 seconds, spot size 32–44 μm, He carrier gas mixed with Ar. LA-ICP-TOF-MS: 193 nm ArF excimer laser, spot diameter ~20 µm, repetition rate ~20 Hz, laser fluence ~7 J/cm², scan speed ~4000 µm/s, He carrier gas ~600 ml/min, washout time 50 ms. S isotope MC-ICP-MS: spot size ~44 μm, pulse frequency ~2 Hz, laser fluence ~5 J/cm², He carrier gas with Ar make-up gas. | MASS-1 (Fe-Cu-Zn-S pressed pellet) and GSE-1G (synthetic basaltic glass) from the United States Geological Survey; pyrite PPP-1; chalcopyrite GBW07268; pyrrhotite SP-Po-01 (δ34S = 1.4‰ ± 0.4‰); chalcopyrite SP-CP-01 (δ34S = 5.45‰ ± 0.3‰); natural and synthetic minerals from USA SPI Supplies |  |  |  |  | 550 | [21 empty] | 610 | [5 empty] | 1540 | [9 empty] | 458810 | [59 empty] | 531240 | [44 empty] | 2025
| Xunmei vent field, Niaochao vent field |  | Seafloor hydrothermal | Volcanic-hosted massive sulfide (VMS) | seafloor massive sulfide (SMS) | Cu, Zn, Au, Ag | Co, Pb, Sb | Cu, Zn, Au, Ag, Co, Pb, Sb |  |  | I-Py4 (n=21)-9 | I-Py4 (n=21)-9 | seafloor vent field |  |  |  |  | ore material | grab | grab | mineral separate | [5 empty] | mineralisation | sulfide chimney | pyrite, marcasite, chalcopyrite |  | pyrite, marcasite, chalcopyrite | multiple stages: colloform marcasite-pyrite intergrowths (outermost wall), replacement assemblages (transition layers), dense recrystallized assemblages, marcasite pseudomorphs after pyrrhotite (middle layer) | sulfide chimney | colloform, subhedral, anhedral, euhedral, dense coarse-grained, columnar pseudomorphs |  |  |  | sphalerite, pyrrhotite, anhydrite, galena, tetrahedrite, tennantite | Transverse sections (polished sections) | EMPA, LA-ICPMS, MC-ICPMS | JEOL JXA-8100 EPMA; Teledyne Cetac Technologies Analyte Excite laser ablation system coupled with an Agilent Technologies 7700x quadrupole ICP-MS; ESI NWR Image GEO 193 coupled with TOFWERK icp TOF R; Neptune Plus multicollector ICP-MS (Thermo Fisher Scientific, Bremen, Germany) coupled with a Geolas HD excimer ArF laser ablation system (Coherent, Göttingen, Germany); Bruker M4 Tornado™ system | SIO, MNR; China University of Petroleum (East China), Qingdao, China; Nanjing Focu MS Technology Co. Ltd., Nanjing, China; Shanghai Chemlab Laboratory, Shanghai, China; Wuhan Sample Solution Analytical Technology Co. Ltd., Wuhan, China | EPMA: beam current of 10 nA, beam size of 1–5 μm, accelerating voltage of 20 kV. Micro-XRF: rhodium target X-ray tube operating at 50 kV and 800 nA, polycapillary lens providing a 40-μm spot size on a 20-μm raster, dwell time of 5 ms per pixel. LA-ICP-MS: 193-nm ArF excimer laser, fluence of 6 J/cm², 6 Hz repetition rate for 40 seconds (240 pulses), 30-second pre-ablation blank, total run time 70 seconds, spot size 32–44 μm, He carrier gas mixed with Ar. LA-ICP-TOF-MS: 193 nm ArF excimer laser, spot diameter ~20 µm, repetition rate ~20 Hz, laser fluence ~7 J/cm², scan speed ~4000 µm/s, He carrier gas ~600 ml/min, washout time 50 ms. S isotope MC-ICP-MS: spot size ~44 μm, pulse frequency ~2 Hz, laser fluence ~5 J/cm², He carrier gas with Ar make-up gas. | MASS-1 (Fe-Cu-Zn-S pressed pellet) and GSE-1G (synthetic basaltic glass) from the United States Geological Survey; pyrite PPP-1; chalcopyrite GBW07268; pyrrhotite SP-Po-01 (δ34S = 1.4‰ ± 0.4‰); chalcopyrite SP-CP-01 (δ34S = 5.45‰ ± 0.3‰); natural and synthetic minerals from USA SPI Supplies |  |  |  |  | 1430 | [21 empty] | 1510 | [5 empty] | 390 | [9 empty] | 460390 | [43 empty] | 130 | [15 empty] | 535100 | [39 empty] | 660 |  |  |  |  | 2025
| Xunmei vent field, Niaochao vent field |  | Seafloor hydrothermal | Volcanic-hosted massive sulfide (VMS) | seafloor massive sulfide (SMS) | Cu, Zn, Au, Ag | Co, Pb, Sb | Cu, Zn, Au, Ag, Co, Pb, Sb |  |  | I-Py4 (n=21)-10 | I-Py4 (n=21)-10 | seafloor vent field |  |  |  |  | ore material | grab | grab | mineral separate | [5 empty] | mineralisation | sulfide chimney | pyrite, marcasite, chalcopyrite |  | pyrite, marcasite, chalcopyrite | multiple stages: colloform marcasite-pyrite intergrowths (outermost wall), replacement assemblages (transition layers), dense recrystallized assemblages, marcasite pseudomorphs after pyrrhotite (middle layer) | sulfide chimney | colloform, subhedral, anhedral, euhedral, dense coarse-grained, columnar pseudomorphs |  |  |  | sphalerite, pyrrhotite, anhydrite, galena, tetrahedrite, tennantite | Transverse sections (polished sections) | EMPA, LA-ICPMS, MC-ICPMS | JEOL JXA-8100 EPMA; Teledyne Cetac Technologies Analyte Excite laser ablation system coupled with an Agilent Technologies 7700x quadrupole ICP-MS; ESI NWR Image GEO 193 coupled with TOFWERK icp TOF R; Neptune Plus multicollector ICP-MS (Thermo Fisher Scientific, Bremen, Germany) coupled with a Geolas HD excimer ArF laser ablation system (Coherent, Göttingen, Germany); Bruker M4 Tornado™ system | SIO, MNR; China University of Petroleum (East China), Qingdao, China; Nanjing Focu MS Technology Co. Ltd., Nanjing, China; Shanghai Chemlab Laboratory, Shanghai, China; Wuhan Sample Solution Analytical Technology Co. Ltd., Wuhan, China | EPMA: beam current of 10 nA, beam size of 1–5 μm, accelerating voltage of 20 kV. Micro-XRF: rhodium target X-ray tube operating at 50 kV and 800 nA, polycapillary lens providing a 40-μm spot size on a 20-μm raster, dwell time of 5 ms per pixel. LA-ICP-MS: 193-nm ArF excimer laser, fluence of 6 J/cm², 6 Hz repetition rate for 40 seconds (240 pulses), 30-second pre-ablation blank, total run time 70 seconds, spot size 32–44 μm, He carrier gas mixed with Ar. LA-ICP-TOF-MS: 193 nm ArF excimer laser, spot diameter ~20 µm, repetition rate ~20 Hz, laser fluence ~7 J/cm², scan speed ~4000 µm/s, He carrier gas ~600 ml/min, washout time 50 ms. S isotope MC-ICP-MS: spot size ~44 μm, pulse frequency ~2 Hz, laser fluence ~5 J/cm², He carrier gas with Ar make-up gas. | MASS-1 (Fe-Cu-Zn-S pressed pellet) and GSE-1G (synthetic basaltic glass) from the United States Geological Survey; pyrite PPP-1; chalcopyrite GBW07268; pyrrhotite SP-Po-01 (δ34S = 1.4‰ ± 0.4‰); chalcopyrite SP-CP-01 (δ34S = 5.45‰ ± 0.3‰); natural and synthetic minerals from USA SPI Supplies | [26 empty] | 920 | [5 empty] | 1210 | [9 empty] | 462330 | [59 empty] | 528550 | [39 empty] | 1390 |  |  |  |  | 2025
| Xunmei vent field, Niaochao vent field |  | Seafloor hydrothermal | Volcanic-hosted massive sulfide (VMS) | seafloor massive sulfide (SMS) | Cu, Zn, Au, Ag | Co, Pb, Sb | Cu, Zn, Au, Ag, Co, Pb, Sb |  |  | I-Py4 (n=21)-11 | I-Py4 (n=21)-11 | seafloor vent field |  |  |  |  | ore material | grab | grab | mineral separate | [5 empty] | mineralisation | sulfide chimney | pyrite, marcasite, chalcopyrite |  | pyrite, marcasite, chalcopyrite | multiple stages: colloform marcasite-pyrite intergrowths (outermost wall), replacement assemblages (transition layers), dense recrystallized assemblages, marcasite pseudomorphs after pyrrhotite (middle layer) | sulfide chimney | colloform, subhedral, anhedral, euhedral, dense coarse-grained, columnar pseudomorphs |  |  |  | sphalerite, pyrrhotite, anhydrite, galena, tetrahedrite, tennantite | Transverse sections (polished sections) | EMPA, LA-ICPMS, MC-ICPMS | JEOL JXA-8100 EPMA; Teledyne Cetac Technologies Analyte Excite laser ablation system coupled with an Agilent Technologies 7700x quadrupole ICP-MS; ESI NWR Image GEO 193 coupled with TOFWERK icp TOF R; Neptune Plus multicollector ICP-MS (Thermo Fisher Scientific, Bremen, Germany) coupled with a Geolas HD excimer ArF laser ablation system (Coherent, Göttingen, Germany); Bruker M4 Tornado™ system | SIO, MNR; China University of Petroleum (East China), Qingdao, China; Nanjing Focu MS Technology Co. Ltd., Nanjing, China; Shanghai Chemlab Laboratory, Shanghai, China; Wuhan Sample Solution Analytical Technology Co. Ltd., Wuhan, China | EPMA: beam current of 10 nA, beam size of 1–5 μm, accelerating voltage of 20 kV. Micro-XRF: rhodium target X-ray tube operating at 50 kV and 800 nA, polycapillary lens providing a 40-μm spot size on a 20-μm raster, dwell time of 5 ms per pixel. LA-ICP-MS: 193-nm ArF excimer laser, fluence of 6 J/cm², 6 Hz repetition rate for 40 seconds (240 pulses), 30-second pre-ablation blank, total run time 70 seconds, spot size 32–44 μm, He carrier gas mixed with Ar. LA-ICP-TOF-MS: 193 nm ArF excimer laser, spot diameter ~20 µm, repetition rate ~20 Hz, laser fluence ~7 J/cm², scan speed ~4000 µm/s, He carrier gas ~600 ml/min, washout time 50 ms. S isotope MC-ICP-MS: spot size ~44 μm, pulse frequency ~2 Hz, laser fluence ~5 J/cm², He carrier gas with Ar make-up gas. | MASS-1 (Fe-Cu-Zn-S pressed pellet) and GSE-1G (synthetic basaltic glass) from the United States Geological Survey; pyrite PPP-1; chalcopyrite GBW07268; pyrrhotite SP-Po-01 (δ34S = 1.4‰ ± 0.4‰); chalcopyrite SP-CP-01 (δ34S = 5.45‰ ± 0.3‰); natural and synthetic minerals from USA SPI Supplies | [26 empty] | 1350 | [5 empty] | 2040 | [9 empty] | 458430 | [43 empty] | 50 | [15 empty] | 536460 | [39 empty] | 280 |  |  |  |  | 2025
| Xunmei vent field, Niaochao vent field |  | Seafloor hydrothermal | Volcanic-hosted massive sulfide (VMS) | seafloor massive sulfide (SMS) | Cu, Zn, Au, Ag | Co, Pb, Sb | Cu, Zn, Au, Ag, Co, Pb, Sb |  |  | I-Py4 (n=21)-12 | I-Py4 (n=21)-12 | seafloor vent field |  |  |  |  | ore material | grab | grab | mineral separate | [5 empty] | mineralisation | sulfide chimney | pyrite, marcasite, chalcopyrite |  | pyrite, marcasite, chalcopyrite | multiple stages: colloform marcasite-pyrite intergrowths (outermost wall), replacement assemblages (transition layers), dense recrystallized assemblages, marcasite pseudomorphs after pyrrhotite (middle layer) | sulfide chimney | colloform, subhedral, anhedral, euhedral, dense coarse-grained, columnar pseudomorphs |  |  |  | sphalerite, pyrrhotite, anhydrite, galena, tetrahedrite, tennantite | Transverse sections (polished sections) | EMPA, LA-ICPMS, MC-ICPMS | JEOL JXA-8100 EPMA; Teledyne Cetac Technologies Analyte Excite laser ablation system coupled with an Agilent Technologies 7700x quadrupole ICP-MS; ESI NWR Image GEO 193 coupled with TOFWERK icp TOF R; Neptune Plus multicollector ICP-MS (Thermo Fisher Scientific, Bremen, Germany) coupled with a Geolas HD excimer ArF laser ablation system (Coherent, Göttingen, Germany); Bruker M4 Tornado™ system | SIO, MNR; China University of Petroleum (East China), Qingdao, China; Nanjing Focu MS Technology Co. Ltd., Nanjing, China; Shanghai Chemlab Laboratory, Shanghai, China; Wuhan Sample Solution Analytical Technology Co. Ltd., Wuhan, China | EPMA: beam current of 10 nA, beam size of 1–5 μm, accelerating voltage of 20 kV. Micro-XRF: rhodium target X-ray tube operating at 50 kV and 800 nA, polycapillary lens providing a 40-μm spot size on a 20-μm raster, dwell time of 5 ms per pixel. LA-ICP-MS: 193-nm ArF excimer laser, fluence of 6 J/cm², 6 Hz repetition rate for 40 seconds (240 pulses), 30-second pre-ablation blank, total run time 70 seconds, spot size 32–44 μm, He carrier gas mixed with Ar. LA-ICP-TOF-MS: 193 nm ArF excimer laser, spot diameter ~20 µm, repetition rate ~20 Hz, laser fluence ~7 J/cm², scan speed ~4000 µm/s, He carrier gas ~600 ml/min, washout time 50 ms. S isotope MC-ICP-MS: spot size ~44 μm, pulse frequency ~2 Hz, laser fluence ~5 J/cm², He carrier gas with Ar make-up gas. | MASS-1 (Fe-Cu-Zn-S pressed pellet) and GSE-1G (synthetic basaltic glass) from the United States Geological Survey; pyrite PPP-1; chalcopyrite GBW07268; pyrrhotite SP-Po-01 (δ34S = 1.4‰ ± 0.4‰); chalcopyrite SP-CP-01 (δ34S = 5.45‰ ± 0.3‰); natural and synthetic minerals from USA SPI Supplies | 110 |  |  |  | 50 | [21 empty] | 3150 | [5 empty] | 1500 | [9 empty] | 459000 | [37 empty] | 170 | [21 empty] | 529240 | [44 empty] | 2025
| Xunmei vent field, Niaochao vent field |  | Seafloor hydrothermal | Volcanic-hosted massive sulfide (VMS) | seafloor massive sulfide (SMS) | Cu, Zn, Au, Ag | Co, Pb, Sb | Cu, Zn, Au, Ag, Co, Pb, Sb |  |  | I-Py4 (n=21)-13 | I-Py4 (n=21)-13 | seafloor vent field |  |  |  |  | ore material | grab | grab | mineral separate | [5 empty] | mineralisation | sulfide chimney | pyrite, marcasite, chalcopyrite |  | pyrite, marcasite, chalcopyrite | multiple stages: colloform marcasite-pyrite intergrowths (outermost wall), replacement assemblages (transition layers), dense recrystallized assemblages, marcasite pseudomorphs after pyrrhotite (middle layer) | sulfide chimney | colloform, subhedral, anhedral, euhedral, dense coarse-grained, columnar pseudomorphs |  |  |  | sphalerite, pyrrhotite, anhydrite, galena, tetrahedrite, tennantite | Transverse sections (polished sections) | EMPA, LA-ICPMS, MC-ICPMS | JEOL JXA-8100 EPMA; Teledyne Cetac Technologies Analyte Excite laser ablation system coupled with an Agilent Technologies 7700x quadrupole ICP-MS; ESI NWR Image GEO 193 coupled with TOFWERK icp TOF R; Neptune Plus multicollector ICP-MS (Thermo Fisher Scientific, Bremen, Germany) coupled with a Geolas HD excimer ArF laser ablation system (Coherent, Göttingen, Germany); Bruker M4 Tornado™ system | SIO, MNR; China University of Petroleum (East China), Qingdao, China; Nanjing Focu MS Technology Co. Ltd., Nanjing, China; Shanghai Chemlab Laboratory, Shanghai, China; Wuhan Sample Solution Analytical Technology Co. Ltd., Wuhan, China | EPMA: beam current of 10 nA, beam size of 1–5 μm, accelerating voltage of 20 kV. Micro-XRF: rhodium target X-ray tube operating at 50 kV and 800 nA, polycapillary lens providing a 40-μm spot size on a 20-μm raster, dwell time of 5 ms per pixel. LA-ICP-MS: 193-nm ArF excimer laser, fluence of 6 J/cm², 6 Hz repetition rate for 40 seconds (240 pulses), 30-second pre-ablation blank, total run time 70 seconds, spot size 32–44 μm, He carrier gas mixed with Ar. LA-ICP-TOF-MS: 193 nm ArF excimer laser, spot diameter ~20 µm, repetition rate ~20 Hz, laser fluence ~7 J/cm², scan speed ~4000 µm/s, He carrier gas ~600 ml/min, washout time 50 ms. S isotope MC-ICP-MS: spot size ~44 μm, pulse frequency ~2 Hz, laser fluence ~5 J/cm², He carrier gas with Ar make-up gas. | MASS-1 (Fe-Cu-Zn-S pressed pellet) and GSE-1G (synthetic basaltic glass) from the United States Geological Survey; pyrite PPP-1; chalcopyrite GBW07268; pyrrhotite SP-Po-01 (δ34S = 1.4‰ ± 0.4‰); chalcopyrite SP-CP-01 (δ34S = 5.45‰ ± 0.3‰); natural and synthetic minerals from USA SPI Supplies |  |  |  |  | 660 | [21 empty] | 2280 | [5 empty] | 10930 | [9 empty] | 452580 | [59 empty] | 522650 | [39 empty] | 100 |  |  |  |  | 2025
| Xunmei vent field, Niaochao vent field |  | Seafloor hydrothermal | Volcanic-hosted massive sulfide (VMS) | seafloor massive sulfide (SMS) | Cu, Zn, Au, Ag | Co, Pb, Sb | Cu, Zn, Au, Ag, Co, Pb, Sb |  |  | I-Py4 (n=21)-14 | I-Py4 (n=21)-14 | seafloor vent field |  |  |  |  | ore material | grab | grab | mineral separate | [5 empty] | mineralisation | sulfide chimney | pyrite, marcasite, chalcopyrite |  | pyrite, marcasite, chalcopyrite | multiple stages: colloform marcasite-pyrite intergrowths (outermost wall), replacement assemblages (transition layers), dense recrystallized assemblages, marcasite pseudomorphs after pyrrhotite (middle layer) | sulfide chimney | colloform, subhedral, anhedral, euhedral, dense coarse-grained, columnar pseudomorphs |  |  |  | sphalerite, pyrrhotite, anhydrite, galena, tetrahedrite, tennantite | Transverse sections (polished sections) | EMPA, LA-ICPMS, MC-ICPMS | JEOL JXA-8100 EPMA; Teledyne Cetac Technologies Analyte Excite laser ablation system coupled with an Agilent Technologies 7700x quadrupole ICP-MS; ESI NWR Image GEO 193 coupled with TOFWERK icp TOF R; Neptune Plus multicollector ICP-MS (Thermo Fisher Scientific, Bremen, Germany) coupled with a Geolas HD excimer ArF laser ablation system (Coherent, Göttingen, Germany); Bruker M4 Tornado™ system | SIO, MNR; China University of Petroleum (East China), Qingdao, China; Nanjing Focu MS Technology Co. Ltd., Nanjing, China; Shanghai Chemlab Laboratory, Shanghai, China; Wuhan Sample Solution Analytical Technology Co. Ltd., Wuhan, China | EPMA: beam current of 10 nA, beam size of 1–5 μm, accelerating voltage of 20 kV. Micro-XRF: rhodium target X-ray tube operating at 50 kV and 800 nA, polycapillary lens providing a 40-μm spot size on a 20-μm raster, dwell time of 5 ms per pixel. LA-ICP-MS: 193-nm ArF excimer laser, fluence of 6 J/cm², 6 Hz repetition rate for 40 seconds (240 pulses), 30-second pre-ablation blank, total run time 70 seconds, spot size 32–44 μm, He carrier gas mixed with Ar. LA-ICP-TOF-MS: 193 nm ArF excimer laser, spot diameter ~20 µm, repetition rate ~20 Hz, laser fluence ~7 J/cm², scan speed ~4000 µm/s, He carrier gas ~600 ml/min, washout time 50 ms. S isotope MC-ICP-MS: spot size ~44 μm, pulse frequency ~2 Hz, laser fluence ~5 J/cm², He carrier gas with Ar make-up gas. | MASS-1 (Fe-Cu-Zn-S pressed pellet) and GSE-1G (synthetic basaltic glass) from the United States Geological Survey; pyrite PPP-1; chalcopyrite GBW07268; pyrrhotite SP-Po-01 (δ34S = 1.4‰ ± 0.4‰); chalcopyrite SP-CP-01 (δ34S = 5.45‰ ± 0.3‰); natural and synthetic minerals from USA SPI Supplies | [26 empty] | 1100 | [5 empty] | 1580 | [9 empty] | 461010 | [59 empty] | 534920 | [39 empty] | 390 |  |  |  |  | 2025
| Xunmei vent field, Niaochao vent field |  | Seafloor hydrothermal | Volcanic-hosted massive sulfide (VMS) | seafloor massive sulfide (SMS) | Cu, Zn, Au, Ag | Co, Pb, Sb | Cu, Zn, Au, Ag, Co, Pb, Sb |  |  | I-Py4 (n=21)-15 | I-Py4 (n=21)-15 | seafloor vent field |  |  |  |  | ore material | grab | grab | mineral separate | [5 empty] | mineralisation | sulfide chimney | pyrite, marcasite, chalcopyrite |  | pyrite, marcasite, chalcopyrite | multiple stages: colloform marcasite-pyrite intergrowths (outermost wall), replacement assemblages (transition layers), dense recrystallized assemblages, marcasite pseudomorphs after pyrrhotite (middle layer) | sulfide chimney | colloform, subhedral, anhedral, euhedral, dense coarse-grained, columnar pseudomorphs |  |  |  | sphalerite, pyrrhotite, anhydrite, galena, tetrahedrite, tennantite | Transverse sections (polished sections) | EMPA, LA-ICPMS, MC-ICPMS | JEOL JXA-8100 EPMA; Teledyne Cetac Technologies Analyte Excite laser ablation system coupled with an Agilent Technologies 7700x quadrupole ICP-MS; ESI NWR Image GEO 193 coupled with TOFWERK icp TOF R; Neptune Plus multicollector ICP-MS (Thermo Fisher Scientific, Bremen, Germany) coupled with a Geolas HD excimer ArF laser ablation system (Coherent, Göttingen, Germany); Bruker M4 Tornado™ system | SIO, MNR; China University of Petroleum (East China), Qingdao, China; Nanjing Focu MS Technology Co. Ltd., Nanjing, China; Shanghai Chemlab Laboratory, Shanghai, China; Wuhan Sample Solution Analytical Technology Co. Ltd., Wuhan, China | EPMA: beam current of 10 nA, beam size of 1–5 μm, accelerating voltage of 20 kV. Micro-XRF: rhodium target X-ray tube operating at 50 kV and 800 nA, polycapillary lens providing a 40-μm spot size on a 20-μm raster, dwell time of 5 ms per pixel. LA-ICP-MS: 193-nm ArF excimer laser, fluence of 6 J/cm², 6 Hz repetition rate for 40 seconds (240 pulses), 30-second pre-ablation blank, total run time 70 seconds, spot size 32–44 μm, He carrier gas mixed with Ar. LA-ICP-TOF-MS: 193 nm ArF excimer laser, spot diameter ~20 µm, repetition rate ~20 Hz, laser fluence ~7 J/cm², scan speed ~4000 µm/s, He carrier gas ~600 ml/min, washout time 50 ms. S isotope MC-ICP-MS: spot size ~44 μm, pulse frequency ~2 Hz, laser fluence ~5 J/cm², He carrier gas with Ar make-up gas. | MASS-1 (Fe-Cu-Zn-S pressed pellet) and GSE-1G (synthetic basaltic glass) from the United States Geological Survey; pyrite PPP-1; chalcopyrite GBW07268; pyrrhotite SP-Po-01 (δ34S = 1.4‰ ± 0.4‰); chalcopyrite SP-CP-01 (δ34S = 5.45‰ ± 0.3‰); natural and synthetic minerals from USA SPI Supplies | 190 |  |  |  | 70 | [21 empty] | 670 | [5 empty] | 960 | [9 empty] | 456200 | [59 empty] | 533470 | [39 empty] | 1030 |  |  |  |  | 2025
| Xunmei vent field, Niaochao vent field |  | Seafloor hydrothermal | Volcanic-hosted massive sulfide (VMS) | seafloor massive sulfide (SMS) | Cu, Zn, Au, Ag | Co, Pb, Sb | Cu, Zn, Au, Ag, Co, Pb, Sb |  |  | I-Py4 (n=21)-16 | I-Py4 (n=21)-16 | seafloor vent field |  |  |  |  | ore material | grab | grab | mineral separate | [5 empty] | mineralisation | sulfide chimney | pyrite, marcasite, chalcopyrite |  | pyrite, marcasite, chalcopyrite | multiple stages: colloform marcasite-pyrite intergrowths (outermost wall), replacement assemblages (transition layers), dense recrystallized assemblages, marcasite pseudomorphs after pyrrhotite (middle layer) | sulfide chimney | colloform, subhedral, anhedral, euhedral, dense coarse-grained, columnar pseudomorphs |  |  |  | sphalerite, pyrrhotite, anhydrite, galena, tetrahedrite, tennantite | Transverse sections (polished sections) | EMPA, LA-ICPMS, MC-ICPMS | JEOL JXA-8100 EPMA; Teledyne Cetac Technologies Analyte Excite laser ablation system coupled with an Agilent Technologies 7700x quadrupole ICP-MS; ESI NWR Image GEO 193 coupled with TOFWERK icp TOF R; Neptune Plus multicollector ICP-MS (Thermo Fisher Scientific, Bremen, Germany) coupled with a Geolas HD excimer ArF laser ablation system (Coherent, Göttingen, Germany); Bruker M4 Tornado™ system | SIO, MNR; China University of Petroleum (East China), Qingdao, China; Nanjing Focu MS Technology Co. Ltd., Nanjing, China; Shanghai Chemlab Laboratory, Shanghai, China; Wuhan Sample Solution Analytical Technology Co. Ltd., Wuhan, China | EPMA: beam current of 10 nA, beam size of 1–5 μm, accelerating voltage of 20 kV. Micro-XRF: rhodium target X-ray tube operating at 50 kV and 800 nA, polycapillary lens providing a 40-μm spot size on a 20-μm raster, dwell time of 5 ms per pixel. LA-ICP-MS: 193-nm ArF excimer laser, fluence of 6 J/cm², 6 Hz repetition rate for 40 seconds (240 pulses), 30-second pre-ablation blank, total run time 70 seconds, spot size 32–44 μm, He carrier gas mixed with Ar. LA-ICP-TOF-MS: 193 nm ArF excimer laser, spot diameter ~20 µm, repetition rate ~20 Hz, laser fluence ~7 J/cm², scan speed ~4000 µm/s, He carrier gas ~600 ml/min, washout time 50 ms. S isotope MC-ICP-MS: spot size ~44 μm, pulse frequency ~2 Hz, laser fluence ~5 J/cm², He carrier gas with Ar make-up gas. | MASS-1 (Fe-Cu-Zn-S pressed pellet) and GSE-1G (synthetic basaltic glass) from the United States Geological Survey; pyrite PPP-1; chalcopyrite GBW07268; pyrrhotite SP-Po-01 (δ34S = 1.4‰ ± 0.4‰); chalcopyrite SP-CP-01 (δ34S = 5.45‰ ± 0.3‰); natural and synthetic minerals from USA SPI Supplies |  |  |  |  | 410 | [21 empty] | 1180 | [5 empty] | 230 | [9 empty] | 460840 | [59 empty] | 534940 | [44 empty] | 2025
| Xunmei vent field, Niaochao vent field |  | Seafloor hydrothermal | Volcanic-hosted massive sulfide (VMS) | seafloor massive sulfide (SMS) | Cu, Zn, Au, Ag | Co, Pb, Sb | Cu, Zn, Au, Ag, Co, Pb, Sb |  |  | I-Py4 (n=21)-17 | I-Py4 (n=21)-17 | seafloor vent field |  |  |  |  | ore material | grab | grab | mineral separate | [5 empty] | mineralisation | sulfide chimney | pyrite, marcasite, chalcopyrite |  | pyrite, marcasite, chalcopyrite | multiple stages: colloform marcasite-pyrite intergrowths (outermost wall), replacement assemblages (transition layers), dense recrystallized assemblages, marcasite pseudomorphs after pyrrhotite (middle layer) | sulfide chimney | colloform, subhedral, anhedral, euhedral, dense coarse-grained, columnar pseudomorphs |  |  |  | sphalerite, pyrrhotite, anhydrite, galena, tetrahedrite, tennantite | Transverse sections (polished sections) | EMPA, LA-ICPMS, MC-ICPMS | JEOL JXA-8100 EPMA; Teledyne Cetac Technologies Analyte Excite laser ablation system coupled with an Agilent Technologies 7700x quadrupole ICP-MS; ESI NWR Image GEO 193 coupled with TOFWERK icp TOF R; Neptune Plus multicollector ICP-MS (Thermo Fisher Scientific, Bremen, Germany) coupled with a Geolas HD excimer ArF laser ablation system (Coherent, Göttingen, Germany); Bruker M4 Tornado™ system | SIO, MNR; China University of Petroleum (East China), Qingdao, China; Nanjing Focu MS Technology Co. Ltd., Nanjing, China; Shanghai Chemlab Laboratory, Shanghai, China; Wuhan Sample Solution Analytical Technology Co. Ltd., Wuhan, China | EPMA: beam current of 10 nA, beam size of 1–5 μm, accelerating voltage of 20 kV. Micro-XRF: rhodium target X-ray tube operating at 50 kV and 800 nA, polycapillary lens providing a 40-μm spot size on a 20-μm raster, dwell time of 5 ms per pixel. LA-ICP-MS: 193-nm ArF excimer laser, fluence of 6 J/cm², 6 Hz repetition rate for 40 seconds (240 pulses), 30-second pre-ablation blank, total run time 70 seconds, spot size 32–44 μm, He carrier gas mixed with Ar. LA-ICP-TOF-MS: 193 nm ArF excimer laser, spot diameter ~20 µm, repetition rate ~20 Hz, laser fluence ~7 J/cm², scan speed ~4000 µm/s, He carrier gas ~600 ml/min, washout time 50 ms. S isotope MC-ICP-MS: spot size ~44 μm, pulse frequency ~2 Hz, laser fluence ~5 J/cm², He carrier gas with Ar make-up gas. | MASS-1 (Fe-Cu-Zn-S pressed pellet) and GSE-1G (synthetic basaltic glass) from the United States Geological Survey; pyrite PPP-1; chalcopyrite GBW07268; pyrrhotite SP-Po-01 (δ34S = 1.4‰ ± 0.4‰); chalcopyrite SP-CP-01 (δ34S = 5.45‰ ± 0.3‰); natural and synthetic minerals from USA SPI Supplies |  |  |  |  | 120 | [21 empty] | 980 | [5 empty] | 950 | [9 empty] | 460400 | [59 empty] | 526140 | [44 empty] | 2025
| Xunmei vent field, Niaochao vent field |  | Seafloor hydrothermal | Volcanic-hosted massive sulfide (VMS) | seafloor massive sulfide (SMS) | Cu, Zn, Au, Ag | Co, Pb, Sb | Cu, Zn, Au, Ag, Co, Pb, Sb |  |  | I-Py4 (n=21)-18 | I-Py4 (n=21)-18 | seafloor vent field |  |  |  |  | ore material | grab | grab | mineral separate | [5 empty] | mineralisation | sulfide chimney | pyrite, marcasite, chalcopyrite |  | pyrite, marcasite, chalcopyrite | multiple stages: colloform marcasite-pyrite intergrowths (outermost wall), replacement assemblages (transition layers), dense recrystallized assemblages, marcasite pseudomorphs after pyrrhotite (middle layer) | sulfide chimney | colloform, subhedral, anhedral, euhedral, dense coarse-grained, columnar pseudomorphs |  |  |  | sphalerite, pyrrhotite, anhydrite, galena, tetrahedrite, tennantite | Transverse sections (polished sections) | EMPA, LA-ICPMS, MC-ICPMS | JEOL JXA-8100 EPMA; Teledyne Cetac Technologies Analyte Excite laser ablation system coupled with an Agilent Technologies 7700x quadrupole ICP-MS; ESI NWR Image GEO 193 coupled with TOFWERK icp TOF R; Neptune Plus multicollector ICP-MS (Thermo Fisher Scientific, Bremen, Germany) coupled with a Geolas HD excimer ArF laser ablation system (Coherent, Göttingen, Germany); Bruker M4 Tornado™ system | SIO, MNR; China University of Petroleum (East China), Qingdao, China; Nanjing Focu MS Technology Co. Ltd., Nanjing, China; Shanghai Chemlab Laboratory, Shanghai, China; Wuhan Sample Solution Analytical Technology Co. Ltd., Wuhan, China | EPMA: beam current of 10 nA, beam size of 1–5 μm, accelerating voltage of 20 kV. Micro-XRF: rhodium target X-ray tube operating at 50 kV and 800 nA, polycapillary lens providing a 40-μm spot size on a 20-μm raster, dwell time of 5 ms per pixel. LA-ICP-MS: 193-nm ArF excimer laser, fluence of 6 J/cm², 6 Hz repetition rate for 40 seconds (240 pulses), 30-second pre-ablation blank, total run time 70 seconds, spot size 32–44 μm, He carrier gas mixed with Ar. LA-ICP-TOF-MS: 193 nm ArF excimer laser, spot diameter ~20 µm, repetition rate ~20 Hz, laser fluence ~7 J/cm², scan speed ~4000 µm/s, He carrier gas ~600 ml/min, washout time 50 ms. S isotope MC-ICP-MS: spot size ~44 μm, pulse frequency ~2 Hz, laser fluence ~5 J/cm², He carrier gas with Ar make-up gas. | MASS-1 (Fe-Cu-Zn-S pressed pellet) and GSE-1G (synthetic basaltic glass) from the United States Geological Survey; pyrite PPP-1; chalcopyrite GBW07268; pyrrhotite SP-Po-01 (δ34S = 1.4‰ ± 0.4‰); chalcopyrite SP-CP-01 (δ34S = 5.45‰ ± 0.3‰); natural and synthetic minerals from USA SPI Supplies |  |  |  |  | 420 | [21 empty] | 1190 | [5 empty] | 520 | [9 empty] | 464550 | [37 empty] | 110 | [21 empty] | 534180 | [39 empty] | 280 |  |  |  |  | 2025
| Xunmei vent field, Niaochao vent field |  | Seafloor hydrothermal | Volcanic-hosted massive sulfide (VMS) | seafloor massive sulfide (SMS) | Cu, Zn, Au, Ag | Co, Pb, Sb | Cu, Zn, Au, Ag, Co, Pb, Sb |  |  | I-Py4 (n=21)-19 | I-Py4 (n=21)-19 | seafloor vent field |  |  |  |  | ore material | grab | grab | mineral separate | [5 empty] | mineralisation | sulfide chimney | pyrite, marcasite, chalcopyrite |  | pyrite, marcasite, chalcopyrite | multiple stages: colloform marcasite-pyrite intergrowths (outermost wall), replacement assemblages (transition layers), dense recrystallized assemblages, marcasite pseudomorphs after pyrrhotite (middle layer) | sulfide chimney | colloform, subhedral, anhedral, euhedral, dense coarse-grained, columnar pseudomorphs |  |  |  | sphalerite, pyrrhotite, anhydrite, galena, tetrahedrite, tennantite | Transverse sections (polished sections) | EMPA, LA-ICPMS, MC-ICPMS | JEOL JXA-8100 EPMA; Teledyne Cetac Technologies Analyte Excite laser ablation system coupled with an Agilent Technologies 7700x quadrupole ICP-MS; ESI NWR Image GEO 193 coupled with TOFWERK icp TOF R; Neptune Plus multicollector ICP-MS (Thermo Fisher Scientific, Bremen, Germany) coupled with a Geolas HD excimer ArF laser ablation system (Coherent, Göttingen, Germany); Bruker M4 Tornado™ system | SIO, MNR; China University of Petroleum (East China), Qingdao, China; Nanjing Focu MS Technology Co. Ltd., Nanjing, China; Shanghai Chemlab Laboratory, Shanghai, China; Wuhan Sample Solution Analytical Technology Co. Ltd., Wuhan, China | EPMA: beam current of 10 nA, beam size of 1–5 μm, accelerating voltage of 20 kV. Micro-XRF: rhodium target X-ray tube operating at 50 kV and 800 nA, polycapillary lens providing a 40-μm spot size on a 20-μm raster, dwell time of 5 ms per pixel. LA-ICP-MS: 193-nm ArF excimer laser, fluence of 6 J/cm², 6 Hz repetition rate for 40 seconds (240 pulses), 30-second pre-ablation blank, total run time 70 seconds, spot size 32–44 μm, He carrier gas mixed with Ar. LA-ICP-TOF-MS: 193 nm ArF excimer laser, spot diameter ~20 µm, repetition rate ~20 Hz, laser fluence ~7 J/cm², scan speed ~4000 µm/s, He carrier gas ~600 ml/min, washout time 50 ms. S isotope MC-ICP-MS: spot size ~44 μm, pulse frequency ~2 Hz, laser fluence ~5 J/cm², He carrier gas with Ar make-up gas. | MASS-1 (Fe-Cu-Zn-S pressed pellet) and GSE-1G (synthetic basaltic glass) from the United States Geological Survey; pyrite PPP-1; chalcopyrite GBW07268; pyrrhotite SP-Po-01 (δ34S = 1.4‰ ± 0.4‰); chalcopyrite SP-CP-01 (δ34S = 5.45‰ ± 0.3‰); natural and synthetic minerals from USA SPI Supplies |  |  |  |  | 380 | [21 empty] | 5590 | [5 empty] | 800 | [9 empty] | 457320 | [37 empty] | 120 | [21 empty] | 530930 | [39 empty] | 280 |  |  |  |  | 2025
| Xunmei vent field, Niaochao vent field |  | Seafloor hydrothermal | Volcanic-hosted massive sulfide (VMS) | seafloor massive sulfide (SMS) | Cu, Zn, Au, Ag | Co, Pb, Sb | Cu, Zn, Au, Ag, Co, Pb, Sb |  |  | I-Py4 (n=21)-20 | I-Py4 (n=21)-20 | seafloor vent field |  |  |  |  | ore material | grab | grab | mineral separate | [5 empty] | mineralisation | sulfide chimney | pyrite, marcasite, chalcopyrite |  | pyrite, marcasite, chalcopyrite | multiple stages: colloform marcasite-pyrite intergrowths (outermost wall), replacement assemblages (transition layers), dense recrystallized assemblages, marcasite pseudomorphs after pyrrhotite (middle layer) | sulfide chimney | colloform, subhedral, anhedral, euhedral, dense coarse-grained, columnar pseudomorphs |  |  |  | sphalerite, pyrrhotite, anhydrite, galena, tetrahedrite, tennantite | Transverse sections (polished sections) | EMPA, LA-ICPMS, MC-ICPMS | JEOL JXA-8100 EPMA; Teledyne Cetac Technologies Analyte Excite laser ablation system coupled with an Agilent Technologies 7700x quadrupole ICP-MS; ESI NWR Image GEO 193 coupled with TOFWERK icp TOF R; Neptune Plus multicollector ICP-MS (Thermo Fisher Scientific, Bremen, Germany) coupled with a Geolas HD excimer ArF laser ablation system (Coherent, Göttingen, Germany); Bruker M4 Tornado™ system | SIO, MNR; China University of Petroleum (East China), Qingdao, China; Nanjing Focu MS Technology Co. Ltd., Nanjing, China; Shanghai Chemlab Laboratory, Shanghai, China; Wuhan Sample Solution Analytical Technology Co. Ltd., Wuhan, China | EPMA: beam current of 10 nA, beam size of 1–5 μm, accelerating voltage of 20 kV. Micro-XRF: rhodium target X-ray tube operating at 50 kV and 800 nA, polycapillary lens providing a 40-μm spot size on a 20-μm raster, dwell time of 5 ms per pixel. LA-ICP-MS: 193-nm ArF excimer laser, fluence of 6 J/cm², 6 Hz repetition rate for 40 seconds (240 pulses), 30-second pre-ablation blank, total run time 70 seconds, spot size 32–44 μm, He carrier gas mixed with Ar. LA-ICP-TOF-MS: 193 nm ArF excimer laser, spot diameter ~20 µm, repetition rate ~20 Hz, laser fluence ~7 J/cm², scan speed ~4000 µm/s, He carrier gas ~600 ml/min, washout time 50 ms. S isotope MC-ICP-MS: spot size ~44 μm, pulse frequency ~2 Hz, laser fluence ~5 J/cm², He carrier gas with Ar make-up gas. | MASS-1 (Fe-Cu-Zn-S pressed pellet) and GSE-1G (synthetic basaltic glass) from the United States Geological Survey; pyrite PPP-1; chalcopyrite GBW07268; pyrrhotite SP-Po-01 (δ34S = 1.4‰ ± 0.4‰); chalcopyrite SP-CP-01 (δ34S = 5.45‰ ± 0.3‰); natural and synthetic minerals from USA SPI Supplies | 130 |  |  |  | 280 | [21 empty] | 2000 | [5 empty] | 260 | [9 empty] | 462870 | [59 empty] | 524920 | [39 empty] | 310 |  |  |  |  | 2025
| Xunmei vent field, Niaochao vent field |  | Seafloor hydrothermal | Volcanic-hosted massive sulfide (VMS) | seafloor massive sulfide (SMS) | Cu, Zn, Au, Ag | Co, Pb, Sb | Cu, Zn, Au, Ag, Co, Pb, Sb |  |  | I-Py4 (n=21)-21 | I-Py4 (n=21)-21 | seafloor vent field |  |  |  |  | ore material | grab | grab | mineral separate | [5 empty] | mineralisation | sulfide chimney | pyrite, marcasite, chalcopyrite |  | pyrite, marcasite, chalcopyrite | multiple stages: colloform marcasite-pyrite intergrowths (outermost wall), replacement assemblages (transition layers), dense recrystallized assemblages, marcasite pseudomorphs after pyrrhotite (middle layer) | sulfide chimney | colloform, subhedral, anhedral, euhedral, dense coarse-grained, columnar pseudomorphs |  |  |  | sphalerite, pyrrhotite, anhydrite, galena, tetrahedrite, tennantite | Transverse sections (polished sections) | EMPA, LA-ICPMS, MC-ICPMS | JEOL JXA-8100 EPMA; Teledyne Cetac Technologies Analyte Excite laser ablation system coupled with an Agilent Technologies 7700x quadrupole ICP-MS; ESI NWR Image GEO 193 coupled with TOFWERK icp TOF R; Neptune Plus multicollector ICP-MS (Thermo Fisher Scientific, Bremen, Germany) coupled with a Geolas HD excimer ArF laser ablation system (Coherent, Göttingen, Germany); Bruker M4 Tornado™ system | SIO, MNR; China University of Petroleum (East China), Qingdao, China; Nanjing Focu MS Technology Co. Ltd., Nanjing, China; Shanghai Chemlab Laboratory, Shanghai, China; Wuhan Sample Solution Analytical Technology Co. Ltd., Wuhan, China | EPMA: beam current of 10 nA, beam size of 1–5 μm, accelerating voltage of 20 kV. Micro-XRF: rhodium target X-ray tube operating at 50 kV and 800 nA, polycapillary lens providing a 40-μm spot size on a 20-μm raster, dwell time of 5 ms per pixel. LA-ICP-MS: 193-nm ArF excimer laser, fluence of 6 J/cm², 6 Hz repetition rate for 40 seconds (240 pulses), 30-second pre-ablation blank, total run time 70 seconds, spot size 32–44 μm, He carrier gas mixed with Ar. LA-ICP-TOF-MS: 193 nm ArF excimer laser, spot diameter ~20 µm, repetition rate ~20 Hz, laser fluence ~7 J/cm², scan speed ~4000 µm/s, He carrier gas ~600 ml/min, washout time 50 ms. S isotope MC-ICP-MS: spot size ~44 μm, pulse frequency ~2 Hz, laser fluence ~5 J/cm², He carrier gas with Ar make-up gas. | MASS-1 (Fe-Cu-Zn-S pressed pellet) and GSE-1G (synthetic basaltic glass) from the United States Geological Survey; pyrite PPP-1; chalcopyrite GBW07268; pyrrhotite SP-Po-01 (δ34S = 1.4‰ ± 0.4‰); chalcopyrite SP-CP-01 (δ34S = 5.45‰ ± 0.3‰); natural and synthetic minerals from USA SPI Supplies |  |  |  |  | 930 | [21 empty] | 1240 | [5 empty] | 870 | [9 empty] | 459370 | [37 empty] | 60 | [21 empty] | 529720 | [39 empty] | 520 |  |  |  |  | 2025
| Xunmei vent field, Niaochao vent field |  | Seafloor hydrothermal | Volcanic-hosted massive sulfide (VMS) | seafloor massive sulfide (SMS) | Cu, Zn, Au, Ag | Co, Pb, Sb | Cu, Zn, Au, Ag, Co, Pb, Sb |  |  | I-Py4 (n=21)-22 | I-Py4 (n=21)-22 | seafloor vent field |  |  |  |  | ore material | grab | grab | mineral separate | [5 empty] | mineralisation | sulfide chimney | pyrite, marcasite, chalcopyrite |  | pyrite, marcasite, chalcopyrite | multiple stages: colloform marcasite-pyrite intergrowths (outermost wall), replacement assemblages (transition layers), dense recrystallized assemblages, marcasite pseudomorphs after pyrrhotite (middle layer) | sulfide chimney | colloform, subhedral, anhedral, euhedral, dense coarse-grained, columnar pseudomorphs |  |  |  | sphalerite, pyrrhotite, anhydrite, galena, tetrahedrite, tennantite | Transverse sections (polished sections) | EMPA, LA-ICPMS, MC-ICPMS | JEOL JXA-8100 EPMA; Teledyne Cetac Technologies Analyte Excite laser ablation system coupled with an Agilent Technologies 7700x quadrupole ICP-MS; ESI NWR Image GEO 193 coupled with TOFWERK icp TOF R; Neptune Plus multicollector ICP-MS (Thermo Fisher Scientific, Bremen, Germany) coupled with a Geolas HD excimer ArF laser ablation system (Coherent, Göttingen, Germany); Bruker M4 Tornado™ system | SIO, MNR; China University of Petroleum (East China), Qingdao, China; Nanjing Focu MS Technology Co. Ltd., Nanjing, China; Shanghai Chemlab Laboratory, Shanghai, China; Wuhan Sample Solution Analytical Technology Co. Ltd., Wuhan, China | EPMA: beam current of 10 nA, beam size of 1–5 μm, accelerating voltage of 20 kV. Micro-XRF: rhodium target X-ray tube operating at 50 kV and 800 nA, polycapillary lens providing a 40-μm spot size on a 20-μm raster, dwell time of 5 ms per pixel. LA-ICP-MS: 193-nm ArF excimer laser, fluence of 6 J/cm², 6 Hz repetition rate for 40 seconds (240 pulses), 30-second pre-ablation blank, total run time 70 seconds, spot size 32–44 μm, He carrier gas mixed with Ar. LA-ICP-TOF-MS: 193 nm ArF excimer laser, spot diameter ~20 µm, repetition rate ~20 Hz, laser fluence ~7 J/cm², scan speed ~4000 µm/s, He carrier gas ~600 ml/min, washout time 50 ms. S isotope MC-ICP-MS: spot size ~44 μm, pulse frequency ~2 Hz, laser fluence ~5 J/cm², He carrier gas with Ar make-up gas. | MASS-1 (Fe-Cu-Zn-S pressed pellet) and GSE-1G (synthetic basaltic glass) from the United States Geological Survey; pyrite PPP-1; chalcopyrite GBW07268; pyrrhotite SP-Po-01 (δ34S = 1.4‰ ± 0.4‰); chalcopyrite SP-CP-01 (δ34S = 5.45‰ ± 0.3‰); natural and synthetic minerals from USA SPI Supplies | 138 |  |  |  | 848.3333 | [21 empty] | 1640 | [5 empty] | 1433.5 | [9 empty] | 459713.8095 | [37 empty] | 115 | [5 empty] | 310 | [15 empty] | 529473.3333 | [39 empty] | 528.5714 |  |  |  |  | 2025
| Xunmei vent field, Niaochao vent field |  | Seafloor hydrothermal | Volcanic-hosted massive sulfide (VMS) | seafloor massive sulfide (SMS) | Cu, Zn, Au, Ag | Co, Pb, Sb | Cu, Zn, Au, Ag, Co, Pb, Sb |  |  | I-Py4 (n=21)-23 | I-Py4 (n=21)-23 | seafloor vent field |  |  |  |  | ore material | grab | grab | mineral separate | [5 empty] | mineralisation | sulfide chimney | pyrite, marcasite, chalcopyrite |  | pyrite, marcasite, chalcopyrite | multiple stages: colloform marcasite-pyrite intergrowths (outermost wall), replacement assemblages (transition layers), dense recrystallized assemblages, marcasite pseudomorphs after pyrrhotite (middle layer) | sulfide chimney | colloform, subhedral, anhedral, euhedral, dense coarse-grained, columnar pseudomorphs |  |  |  | sphalerite, pyrrhotite, anhydrite, galena, tetrahedrite, tennantite | Transverse sections (polished sections) | EMPA, LA-ICPMS, MC-ICPMS | JEOL JXA-8100 EPMA; Teledyne Cetac Technologies Analyte Excite laser ablation system coupled with an Agilent Technologies 7700x quadrupole ICP-MS; ESI NWR Image GEO 193 coupled with TOFWERK icp TOF R; Neptune Plus multicollector ICP-MS (Thermo Fisher Scientific, Bremen, Germany) coupled with a Geolas HD excimer ArF laser ablation system (Coherent, Göttingen, Germany); Bruker M4 Tornado™ system | SIO, MNR; China University of Petroleum (East China), Qingdao, China; Nanjing Focu MS Technology Co. Ltd., Nanjing, China; Shanghai Chemlab Laboratory, Shanghai, China; Wuhan Sample Solution Analytical Technology Co. Ltd., Wuhan, China | EPMA: beam current of 10 nA, beam size of 1–5 μm, accelerating voltage of 20 kV. Micro-XRF: rhodium target X-ray tube operating at 50 kV and 800 nA, polycapillary lens providing a 40-μm spot size on a 20-μm raster, dwell time of 5 ms per pixel. LA-ICP-MS: 193-nm ArF excimer laser, fluence of 6 J/cm², 6 Hz repetition rate for 40 seconds (240 pulses), 30-second pre-ablation blank, total run time 70 seconds, spot size 32–44 μm, He carrier gas mixed with Ar. LA-ICP-TOF-MS: 193 nm ArF excimer laser, spot diameter ~20 µm, repetition rate ~20 Hz, laser fluence ~7 J/cm², scan speed ~4000 µm/s, He carrier gas ~600 ml/min, washout time 50 ms. S isotope MC-ICP-MS: spot size ~44 μm, pulse frequency ~2 Hz, laser fluence ~5 J/cm², He carrier gas with Ar make-up gas. | MASS-1 (Fe-Cu-Zn-S pressed pellet) and GSE-1G (synthetic basaltic glass) from the United States Geological Survey; pyrite PPP-1; chalcopyrite GBW07268; pyrrhotite SP-Po-01 (δ34S = 1.4‰ ± 0.4‰); chalcopyrite SP-CP-01 (δ34S = 5.45‰ ± 0.3‰); natural and synthetic minerals from USA SPI Supplies | 100 |  |  |  | 50 | [21 empty] | 430 | [5 empty] | 210 | [9 empty] | 452580 | [37 empty] | 60 | [5 empty] | 50 | [15 empty] | 520670 | [39 empty] | 100 |  |  |  |  | 2025
| Xunmei vent field, Niaochao vent field |  | Seafloor hydrothermal | Volcanic-hosted massive sulfide (VMS) | seafloor massive sulfide (SMS) | Cu, Zn, Au, Ag | Co, Pb, Sb | Cu, Zn, Au, Ag, Co, Pb, Sb |  |  | I-Py4 (n=21)-24 | I-Py4 (n=21)-24 | seafloor vent field |  |  |  |  | ore material | grab | grab | mineral separate | [5 empty] | mineralisation | sulfide chimney | pyrite, marcasite, chalcopyrite |  | pyrite, marcasite, chalcopyrite | multiple stages: colloform marcasite-pyrite intergrowths (outermost wall), replacement assemblages (transition layers), dense recrystallized assemblages, marcasite pseudomorphs after pyrrhotite (middle layer) | sulfide chimney | colloform, subhedral, anhedral, euhedral, dense coarse-grained, columnar pseudomorphs |  |  |  | sphalerite, pyrrhotite, anhydrite, galena, tetrahedrite, tennantite | Transverse sections (polished sections) | EMPA, LA-ICPMS, MC-ICPMS | JEOL JXA-8100 EPMA; Teledyne Cetac Technologies Analyte Excite laser ablation system coupled with an Agilent Technologies 7700x quadrupole ICP-MS; ESI NWR Image GEO 193 coupled with TOFWERK icp TOF R; Neptune Plus multicollector ICP-MS (Thermo Fisher Scientific, Bremen, Germany) coupled with a Geolas HD excimer ArF laser ablation system (Coherent, Göttingen, Germany); Bruker M4 Tornado™ system | SIO, MNR; China University of Petroleum (East China), Qingdao, China; Nanjing Focu MS Technology Co. Ltd., Nanjing, China; Shanghai Chemlab Laboratory, Shanghai, China; Wuhan Sample Solution Analytical Technology Co. Ltd., Wuhan, China | EPMA: beam current of 10 nA, beam size of 1–5 μm, accelerating voltage of 20 kV. Micro-XRF: rhodium target X-ray tube operating at 50 kV and 800 nA, polycapillary lens providing a 40-μm spot size on a 20-μm raster, dwell time of 5 ms per pixel. LA-ICP-MS: 193-nm ArF excimer laser, fluence of 6 J/cm², 6 Hz repetition rate for 40 seconds (240 pulses), 30-second pre-ablation blank, total run time 70 seconds, spot size 32–44 μm, He carrier gas mixed with Ar. LA-ICP-TOF-MS: 193 nm ArF excimer laser, spot diameter ~20 µm, repetition rate ~20 Hz, laser fluence ~7 J/cm², scan speed ~4000 µm/s, He carrier gas ~600 ml/min, washout time 50 ms. S isotope MC-ICP-MS: spot size ~44 μm, pulse frequency ~2 Hz, laser fluence ~5 J/cm², He carrier gas with Ar make-up gas. | MASS-1 (Fe-Cu-Zn-S pressed pellet) and GSE-1G (synthetic basaltic glass) from the United States Geological Survey; pyrite PPP-1; chalcopyrite GBW07268; pyrrhotite SP-Po-01 (δ34S = 1.4‰ ± 0.4‰); chalcopyrite SP-CP-01 (δ34S = 5.45‰ ± 0.3‰); natural and synthetic minerals from USA SPI Supplies | 190 |  |  |  | 3960 | [21 empty] | 6390 | [5 empty] | 10930 | [9 empty] | 464550 | [37 empty] | 170 | [5 empty] | 750 | [15 empty] | 536460 | [39 empty] | 1390 |  |  |  |  | 2025
| Xunmei vent field, Niaochao vent field |  | Seafloor hydrothermal | Volcanic-hosted massive sulfide (VMS) | seafloor massive sulfide (SMS) | Cu, Zn, Au, Ag | Co, Pb, Sb | Cu, Zn, Au, Ag, Co, Pb, Sb |  |  | I-Py4 (n=21)-25 | I-Py4 (n=21)-25 | seafloor vent field |  |  |  |  | ore material | grab | grab | mineral separate | [5 empty] | mineralisation | sulfide chimney | pyrite, marcasite, chalcopyrite |  | pyrite, marcasite, chalcopyrite | multiple stages: colloform marcasite-pyrite intergrowths (outermost wall), replacement assemblages (transition layers), dense recrystallized assemblages, marcasite pseudomorphs after pyrrhotite (middle layer) | sulfide chimney | colloform, subhedral, anhedral, euhedral, dense coarse-grained, columnar pseudomorphs |  |  |  | sphalerite, pyrrhotite, anhydrite, galena, tetrahedrite, tennantite | Transverse sections (polished sections) | EMPA, LA-ICPMS, MC-ICPMS | JEOL JXA-8100 EPMA; Teledyne Cetac Technologies Analyte Excite laser ablation system coupled with an Agilent Technologies 7700x quadrupole ICP-MS; ESI NWR Image GEO 193 coupled with TOFWERK icp TOF R; Neptune Plus multicollector ICP-MS (Thermo Fisher Scientific, Bremen, Germany) coupled with a Geolas HD excimer ArF laser ablation system (Coherent, Göttingen, Germany); Bruker M4 Tornado™ system | SIO, MNR; China University of Petroleum (East China), Qingdao, China; Nanjing Focu MS Technology Co. Ltd., Nanjing, China; Shanghai Chemlab Laboratory, Shanghai, China; Wuhan Sample Solution Analytical Technology Co. Ltd., Wuhan, China | EPMA: beam current of 10 nA, beam size of 1–5 μm, accelerating voltage of 20 kV. Micro-XRF: rhodium target X-ray tube operating at 50 kV and 800 nA, polycapillary lens providing a 40-μm spot size on a 20-μm raster, dwell time of 5 ms per pixel. LA-ICP-MS: 193-nm ArF excimer laser, fluence of 6 J/cm², 6 Hz repetition rate for 40 seconds (240 pulses), 30-second pre-ablation blank, total run time 70 seconds, spot size 32–44 μm, He carrier gas mixed with Ar. LA-ICP-TOF-MS: 193 nm ArF excimer laser, spot diameter ~20 µm, repetition rate ~20 Hz, laser fluence ~7 J/cm², scan speed ~4000 µm/s, He carrier gas ~600 ml/min, washout time 50 ms. S isotope MC-ICP-MS: spot size ~44 μm, pulse frequency ~2 Hz, laser fluence ~5 J/cm², He carrier gas with Ar make-up gas. | MASS-1 (Fe-Cu-Zn-S pressed pellet) and GSE-1G (synthetic basaltic glass) from the United States Geological Survey; pyrite PPP-1; chalcopyrite GBW07268; pyrrhotite SP-Po-01 (δ34S = 1.4‰ ± 0.4‰); chalcopyrite SP-CP-01 (δ34S = 5.45‰ ± 0.3‰); natural and synthetic minerals from USA SPI Supplies | 37.0135 |  |  |  | 932.1339 | [21 empty] | 1587.7783 | [5 empty] | 2323.1971 | [9 empty] | 2705.2347 | [37 empty] | 45.0925 | [5 empty] | 383.1449 | [15 empty] | 4679.5602 | [39 empty] | 368.8205 |  |  |  |  | 2025
| Xunmei vent field, Niaochao vent field |  | Seafloor hydrothermal | Volcanic-hosted massive sulfide (VMS) | seafloor massive sulfide (SMS) | Cu, Zn, Au, Ag | Co, Pb, Sb | Cu, Zn, Au, Ag, Co, Pb, Sb |  |  | I-Sp (n=5)-1 | I-Sp (n=5)-1 | seafloor vent field |  |  |  |  | ore material | grab | grab | mineral separate | [5 empty] | mineralisation | sulfide chimney | pyrite, marcasite, chalcopyrite |  | pyrite, marcasite, chalcopyrite | multiple stages: colloform marcasite-pyrite intergrowths (outermost wall), replacement assemblages (transition layers), dense recrystallized assemblages, marcasite pseudomorphs after pyrrhotite (middle layer) | sulfide chimney | colloform, subhedral, anhedral, euhedral, dense coarse-grained, columnar pseudomorphs |  |  |  | sphalerite, pyrrhotite, anhydrite, galena, tetrahedrite, tennantite | Transverse sections (polished sections) | EMPA, LA-ICPMS, MC-ICPMS | JEOL JXA-8100 EPMA; Teledyne Cetac Technologies Analyte Excite laser ablation system coupled with an Agilent Technologies 7700x quadrupole ICP-MS; ESI NWR Image GEO 193 coupled with TOFWERK icp TOF R; Neptune Plus multicollector ICP-MS (Thermo Fisher Scientific, Bremen, Germany) coupled with a Geolas HD excimer ArF laser ablation system (Coherent, Göttingen, Germany); Bruker M4 Tornado™ system | SIO, MNR; China University of Petroleum (East China), Qingdao, China; Nanjing Focu MS Technology Co. Ltd., Nanjing, China; Shanghai Chemlab Laboratory, Shanghai, China; Wuhan Sample Solution Analytical Technology Co. Ltd., Wuhan, China | EPMA: beam current of 10 nA, beam size of 1–5 μm, accelerating voltage of 20 kV. Micro-XRF: rhodium target X-ray tube operating at 50 kV and 800 nA, polycapillary lens providing a 40-μm spot size on a 20-μm raster, dwell time of 5 ms per pixel. LA-ICP-MS: 193-nm ArF excimer laser, fluence of 6 J/cm², 6 Hz repetition rate for 40 seconds (240 pulses), 30-second pre-ablation blank, total run time 70 seconds, spot size 32–44 μm, He carrier gas mixed with Ar. LA-ICP-TOF-MS: 193 nm ArF excimer laser, spot diameter ~20 µm, repetition rate ~20 Hz, laser fluence ~7 J/cm², scan speed ~4000 µm/s, He carrier gas ~600 ml/min, washout time 50 ms. S isotope MC-ICP-MS: spot size ~44 μm, pulse frequency ~2 Hz, laser fluence ~5 J/cm², He carrier gas with Ar make-up gas. | MASS-1 (Fe-Cu-Zn-S pressed pellet) and GSE-1G (synthetic basaltic glass) from the United States Geological Survey; pyrite PPP-1; chalcopyrite GBW07268; pyrrhotite SP-Po-01 (δ34S = 1.4‰ ± 0.4‰); chalcopyrite SP-CP-01 (δ34S = 5.45‰ ± 0.3‰); natural and synthetic minerals from USA SPI Supplies | [26 empty] | 70 | [5 empty] | 3500 | [9 empty] | 51400 | [43 empty] | 350 | [15 empty] | 333720 | [39 empty] | 613750 |  |  |  |  | 2025
| Xunmei vent field, Niaochao vent field |  | Seafloor hydrothermal | Volcanic-hosted massive sulfide (VMS) | seafloor massive sulfide (SMS) | Cu, Zn, Au, Ag | Co, Pb, Sb | Cu, Zn, Au, Ag, Co, Pb, Sb |  |  | I-Sp (n=5)-2 | I-Sp (n=5)-2 | seafloor vent field |  |  |  |  | ore material | grab | grab | mineral separate | [5 empty] | mineralisation | sulfide chimney | pyrite, marcasite, chalcopyrite |  | pyrite, marcasite, chalcopyrite | multiple stages: colloform marcasite-pyrite intergrowths (outermost wall), replacement assemblages (transition layers), dense recrystallized assemblages, marcasite pseudomorphs after pyrrhotite (middle layer) | sulfide chimney | colloform, subhedral, anhedral, euhedral, dense coarse-grained, columnar pseudomorphs |  |  |  | sphalerite, pyrrhotite, anhydrite, galena, tetrahedrite, tennantite | Transverse sections (polished sections) | EMPA, LA-ICPMS, MC-ICPMS | JEOL JXA-8100 EPMA; Teledyne Cetac Technologies Analyte Excite laser ablation system coupled with an Agilent Technologies 7700x quadrupole ICP-MS; ESI NWR Image GEO 193 coupled with TOFWERK icp TOF R; Neptune Plus multicollector ICP-MS (Thermo Fisher Scientific, Bremen, Germany) coupled with a Geolas HD excimer ArF laser ablation system (Coherent, Göttingen, Germany); Bruker M4 Tornado™ system | SIO, MNR; China University of Petroleum (East China), Qingdao, China; Nanjing Focu MS Technology Co. Ltd., Nanjing, China; Shanghai Chemlab Laboratory, Shanghai, China; Wuhan Sample Solution Analytical Technology Co. Ltd., Wuhan, China | EPMA: beam current of 10 nA, beam size of 1–5 μm, accelerating voltage of 20 kV. Micro-XRF: rhodium target X-ray tube operating at 50 kV and 800 nA, polycapillary lens providing a 40-μm spot size on a 20-μm raster, dwell time of 5 ms per pixel. LA-ICP-MS: 193-nm ArF excimer laser, fluence of 6 J/cm², 6 Hz repetition rate for 40 seconds (240 pulses), 30-second pre-ablation blank, total run time 70 seconds, spot size 32–44 μm, He carrier gas mixed with Ar. LA-ICP-TOF-MS: 193 nm ArF excimer laser, spot diameter ~20 µm, repetition rate ~20 Hz, laser fluence ~7 J/cm², scan speed ~4000 µm/s, He carrier gas ~600 ml/min, washout time 50 ms. S isotope MC-ICP-MS: spot size ~44 μm, pulse frequency ~2 Hz, laser fluence ~5 J/cm², He carrier gas with Ar make-up gas. | MASS-1 (Fe-Cu-Zn-S pressed pellet) and GSE-1G (synthetic basaltic glass) from the United States Geological Survey; pyrite PPP-1; chalcopyrite GBW07268; pyrrhotite SP-Po-01 (δ34S = 1.4‰ ± 0.4‰); chalcopyrite SP-CP-01 (δ34S = 5.45‰ ± 0.3‰); natural and synthetic minerals from USA SPI Supplies | [26 empty] | 160 | [5 empty] | 4130 | [9 empty] | 53520 | [43 empty] | 180 | [15 empty] | 331060 | [39 empty] | 610050 |  |  |  |  | 2025
| Xunmei vent field, Niaochao vent field |  | Seafloor hydrothermal | Volcanic-hosted massive sulfide (VMS) | seafloor massive sulfide (SMS) | Cu, Zn, Au, Ag | Co, Pb, Sb | Cu, Zn, Au, Ag, Co, Pb, Sb |  |  | I-Sp (n=5)-3 | I-Sp (n=5)-3 | seafloor vent field |  |  |  |  | ore material | grab | grab | mineral separate | [5 empty] | mineralisation | sulfide chimney | pyrite, marcasite, chalcopyrite |  | pyrite, marcasite, chalcopyrite | multiple stages: colloform marcasite-pyrite intergrowths (outermost wall), replacement assemblages (transition layers), dense recrystallized assemblages, marcasite pseudomorphs after pyrrhotite (middle layer) | sulfide chimney | colloform, subhedral, anhedral, euhedral, dense coarse-grained, columnar pseudomorphs |  |  |  | sphalerite, pyrrhotite, anhydrite, galena, tetrahedrite, tennantite | Transverse sections (polished sections) | EMPA, LA-ICPMS, MC-ICPMS | JEOL JXA-8100 EPMA; Teledyne Cetac Technologies Analyte Excite laser ablation system coupled with an Agilent Technologies 7700x quadrupole ICP-MS; ESI NWR Image GEO 193 coupled with TOFWERK icp TOF R; Neptune Plus multicollector ICP-MS (Thermo Fisher Scientific, Bremen, Germany) coupled with a Geolas HD excimer ArF laser ablation system (Coherent, Göttingen, Germany); Bruker M4 Tornado™ system | SIO, MNR; China University of Petroleum (East China), Qingdao, China; Nanjing Focu MS Technology Co. Ltd., Nanjing, China; Shanghai Chemlab Laboratory, Shanghai, China; Wuhan Sample Solution Analytical Technology Co. Ltd., Wuhan, China | EPMA: beam current of 10 nA, beam size of 1–5 μm, accelerating voltage of 20 kV. Micro-XRF: rhodium target X-ray tube operating at 50 kV and 800 nA, polycapillary lens providing a 40-μm spot size on a 20-μm raster, dwell time of 5 ms per pixel. LA-ICP-MS: 193-nm ArF excimer laser, fluence of 6 J/cm², 6 Hz repetition rate for 40 seconds (240 pulses), 30-second pre-ablation blank, total run time 70 seconds, spot size 32–44 μm, He carrier gas mixed with Ar. LA-ICP-TOF-MS: 193 nm ArF excimer laser, spot diameter ~20 µm, repetition rate ~20 Hz, laser fluence ~7 J/cm², scan speed ~4000 µm/s, He carrier gas ~600 ml/min, washout time 50 ms. S isotope MC-ICP-MS: spot size ~44 μm, pulse frequency ~2 Hz, laser fluence ~5 J/cm², He carrier gas with Ar make-up gas. | MASS-1 (Fe-Cu-Zn-S pressed pellet) and GSE-1G (synthetic basaltic glass) from the United States Geological Survey; pyrite PPP-1; chalcopyrite GBW07268; pyrrhotite SP-Po-01 (δ34S = 1.4‰ ± 0.4‰); chalcopyrite SP-CP-01 (δ34S = 5.45‰ ± 0.3‰); natural and synthetic minerals from USA SPI Supplies | [26 empty] | 110 | [5 empty] | 2260 | [9 empty] | 26430 | [43 empty] | 490 | [15 empty] | 330370 | [39 empty] | 641930 |  |  |  |  | 2025
| Xunmei vent field, Niaochao vent field |  | Seafloor hydrothermal | Volcanic-hosted massive sulfide (VMS) | seafloor massive sulfide (SMS) | Cu, Zn, Au, Ag | Co, Pb, Sb | Cu, Zn, Au, Ag, Co, Pb, Sb |  |  | I-Sp (n=5)-4 | I-Sp (n=5)-4 | seafloor vent field |  |  |  |  | ore material | grab | grab | mineral separate | [5 empty] | mineralisation | sulfide chimney | pyrite, marcasite, chalcopyrite |  | pyrite, marcasite, chalcopyrite | multiple stages: colloform marcasite-pyrite intergrowths (outermost wall), replacement assemblages (transition layers), dense recrystallized assemblages, marcasite pseudomorphs after pyrrhotite (middle layer) | sulfide chimney | colloform, subhedral, anhedral, euhedral, dense coarse-grained, columnar pseudomorphs |  |  |  | sphalerite, pyrrhotite, anhydrite, galena, tetrahedrite, tennantite | Transverse sections (polished sections) | EMPA, LA-ICPMS, MC-ICPMS | JEOL JXA-8100 EPMA; Teledyne Cetac Technologies Analyte Excite laser ablation system coupled with an Agilent Technologies 7700x quadrupole ICP-MS; ESI NWR Image GEO 193 coupled with TOFWERK icp TOF R; Neptune Plus multicollector ICP-MS (Thermo Fisher Scientific, Bremen, Germany) coupled with a Geolas HD excimer ArF laser ablation system (Coherent, Göttingen, Germany); Bruker M4 Tornado™ system | SIO, MNR; China University of Petroleum (East China), Qingdao, China; Nanjing Focu MS Technology Co. Ltd., Nanjing, China; Shanghai Chemlab Laboratory, Shanghai, China; Wuhan Sample Solution Analytical Technology Co. Ltd., Wuhan, China | EPMA: beam current of 10 nA, beam size of 1–5 μm, accelerating voltage of 20 kV. Micro-XRF: rhodium target X-ray tube operating at 50 kV and 800 nA, polycapillary lens providing a 40-μm spot size on a 20-μm raster, dwell time of 5 ms per pixel. LA-ICP-MS: 193-nm ArF excimer laser, fluence of 6 J/cm², 6 Hz repetition rate for 40 seconds (240 pulses), 30-second pre-ablation blank, total run time 70 seconds, spot size 32–44 μm, He carrier gas mixed with Ar. LA-ICP-TOF-MS: 193 nm ArF excimer laser, spot diameter ~20 µm, repetition rate ~20 Hz, laser fluence ~7 J/cm², scan speed ~4000 µm/s, He carrier gas ~600 ml/min, washout time 50 ms. S isotope MC-ICP-MS: spot size ~44 μm, pulse frequency ~2 Hz, laser fluence ~5 J/cm², He carrier gas with Ar make-up gas. | MASS-1 (Fe-Cu-Zn-S pressed pellet) and GSE-1G (synthetic basaltic glass) from the United States Geological Survey; pyrite PPP-1; chalcopyrite GBW07268; pyrrhotite SP-Po-01 (δ34S = 1.4‰ ± 0.4‰); chalcopyrite SP-CP-01 (δ34S = 5.45‰ ± 0.3‰); natural and synthetic minerals from USA SPI Supplies | [32 empty] | 4960 | [9 empty] | 31550 | [43 empty] | 660 | [15 empty] | 333370 | [39 empty] | 617640 |  |  |  |  | 2025
| Xunmei vent field, Niaochao vent field |  | Seafloor hydrothermal | Volcanic-hosted massive sulfide (VMS) | seafloor massive sulfide (SMS) | Cu, Zn, Au, Ag | Co, Pb, Sb | Cu, Zn, Au, Ag, Co, Pb, Sb |  |  | I-Sp (n=5)-5 | I-Sp (n=5)-5 | seafloor vent field |  |  |  |  | ore material | grab | grab | mineral separate | [5 empty] | mineralisation | sulfide chimney | pyrite, marcasite, chalcopyrite |  | pyrite, marcasite, chalcopyrite | multiple stages: colloform marcasite-pyrite intergrowths (outermost wall), replacement assemblages (transition layers), dense recrystallized assemblages, marcasite pseudomorphs after pyrrhotite (middle layer) | sulfide chimney | colloform, subhedral, anhedral, euhedral, dense coarse-grained, columnar pseudomorphs |  |  |  | sphalerite, pyrrhotite, anhydrite, galena, tetrahedrite, tennantite | Transverse sections (polished sections) | EMPA, LA-ICPMS, MC-ICPMS | JEOL JXA-8100 EPMA; Teledyne Cetac Technologies Analyte Excite laser ablation system coupled with an Agilent Technologies 7700x quadrupole ICP-MS; ESI NWR Image GEO 193 coupled with TOFWERK icp TOF R; Neptune Plus multicollector ICP-MS (Thermo Fisher Scientific, Bremen, Germany) coupled with a Geolas HD excimer ArF laser ablation system (Coherent, Göttingen, Germany); Bruker M4 Tornado™ system | SIO, MNR; China University of Petroleum (East China), Qingdao, China; Nanjing Focu MS Technology Co. Ltd., Nanjing, China; Shanghai Chemlab Laboratory, Shanghai, China; Wuhan Sample Solution Analytical Technology Co. Ltd., Wuhan, China | EPMA: beam current of 10 nA, beam size of 1–5 μm, accelerating voltage of 20 kV. Micro-XRF: rhodium target X-ray tube operating at 50 kV and 800 nA, polycapillary lens providing a 40-μm spot size on a 20-μm raster, dwell time of 5 ms per pixel. LA-ICP-MS: 193-nm ArF excimer laser, fluence of 6 J/cm², 6 Hz repetition rate for 40 seconds (240 pulses), 30-second pre-ablation blank, total run time 70 seconds, spot size 32–44 μm, He carrier gas mixed with Ar. LA-ICP-TOF-MS: 193 nm ArF excimer laser, spot diameter ~20 µm, repetition rate ~20 Hz, laser fluence ~7 J/cm², scan speed ~4000 µm/s, He carrier gas ~600 ml/min, washout time 50 ms. S isotope MC-ICP-MS: spot size ~44 μm, pulse frequency ~2 Hz, laser fluence ~5 J/cm², He carrier gas with Ar make-up gas. | MASS-1 (Fe-Cu-Zn-S pressed pellet) and GSE-1G (synthetic basaltic glass) from the United States Geological Survey; pyrite PPP-1; chalcopyrite GBW07268; pyrrhotite SP-Po-01 (δ34S = 1.4‰ ± 0.4‰); chalcopyrite SP-CP-01 (δ34S = 5.45‰ ± 0.3‰); natural and synthetic minerals from USA SPI Supplies | [26 empty] | 190 | [5 empty] | 5620 | [9 empty] | 56190 | [43 empty] | 490 | [15 empty] | 330560 | [39 empty] | 600680 |  |  |  |  | 2025
| Xunmei vent field, Niaochao vent field |  | Seafloor hydrothermal | Volcanic-hosted massive sulfide (VMS) | seafloor massive sulfide (SMS) | Cu, Zn, Au, Ag | Co, Pb, Sb | Cu, Zn, Au, Ag, Co, Pb, Sb |  |  | I-Sp (n=5)-6 | I-Sp (n=5)-6 | seafloor vent field |  |  |  |  | ore material | grab | grab | mineral separate | [5 empty] | mineralisation | sulfide chimney | pyrite, marcasite, chalcopyrite |  | pyrite, marcasite, chalcopyrite | multiple stages: colloform marcasite-pyrite intergrowths (outermost wall), replacement assemblages (transition layers), dense recrystallized assemblages, marcasite pseudomorphs after pyrrhotite (middle layer) | sulfide chimney | colloform, subhedral, anhedral, euhedral, dense coarse-grained, columnar pseudomorphs |  |  |  | sphalerite, pyrrhotite, anhydrite, galena, tetrahedrite, tennantite | Transverse sections (polished sections) | EMPA, LA-ICPMS, MC-ICPMS | JEOL JXA-8100 EPMA; Teledyne Cetac Technologies Analyte Excite laser ablation system coupled with an Agilent Technologies 7700x quadrupole ICP-MS; ESI NWR Image GEO 193 coupled with TOFWERK icp TOF R; Neptune Plus multicollector ICP-MS (Thermo Fisher Scientific, Bremen, Germany) coupled with a Geolas HD excimer ArF laser ablation system (Coherent, Göttingen, Germany); Bruker M4 Tornado™ system | SIO, MNR; China University of Petroleum (East China), Qingdao, China; Nanjing Focu MS Technology Co. Ltd., Nanjing, China; Shanghai Chemlab Laboratory, Shanghai, China; Wuhan Sample Solution Analytical Technology Co. Ltd., Wuhan, China | EPMA: beam current of 10 nA, beam size of 1–5 μm, accelerating voltage of 20 kV. Micro-XRF: rhodium target X-ray tube operating at 50 kV and 800 nA, polycapillary lens providing a 40-μm spot size on a 20-μm raster, dwell time of 5 ms per pixel. LA-ICP-MS: 193-nm ArF excimer laser, fluence of 6 J/cm², 6 Hz repetition rate for 40 seconds (240 pulses), 30-second pre-ablation blank, total run time 70 seconds, spot size 32–44 μm, He carrier gas mixed with Ar. LA-ICP-TOF-MS: 193 nm ArF excimer laser, spot diameter ~20 µm, repetition rate ~20 Hz, laser fluence ~7 J/cm², scan speed ~4000 µm/s, He carrier gas ~600 ml/min, washout time 50 ms. S isotope MC-ICP-MS: spot size ~44 μm, pulse frequency ~2 Hz, laser fluence ~5 J/cm², He carrier gas with Ar make-up gas. | MASS-1 (Fe-Cu-Zn-S pressed pellet) and GSE-1G (synthetic basaltic glass) from the United States Geological Survey; pyrite PPP-1; chalcopyrite GBW07268; pyrrhotite SP-Po-01 (δ34S = 1.4‰ ± 0.4‰); chalcopyrite SP-CP-01 (δ34S = 5.45‰ ± 0.3‰); natural and synthetic minerals from USA SPI Supplies | [26 empty] | 135 | [5 empty] | 4130 | [9 empty] | 51400 | [43 empty] | 490 | [15 empty] | 331060 | [39 empty] | 613750 |  |  |  |  | 2025
| Xunmei vent field, Niaochao vent field |  | Seafloor hydrothermal | Volcanic-hosted massive sulfide (VMS) | seafloor massive sulfide (SMS) | Cu, Zn, Au, Ag | Co, Pb, Sb | Cu, Zn, Au, Ag, Co, Pb, Sb |  |  | I-Sp (n=5)-7 | I-Sp (n=5)-7 | seafloor vent field |  |  |  |  | ore material | grab | grab | mineral separate | [5 empty] | mineralisation | sulfide chimney | pyrite, marcasite, chalcopyrite |  | pyrite, marcasite, chalcopyrite | multiple stages: colloform marcasite-pyrite intergrowths (outermost wall), replacement assemblages (transition layers), dense recrystallized assemblages, marcasite pseudomorphs after pyrrhotite (middle layer) | sulfide chimney | colloform, subhedral, anhedral, euhedral, dense coarse-grained, columnar pseudomorphs |  |  |  | sphalerite, pyrrhotite, anhydrite, galena, tetrahedrite, tennantite | Transverse sections (polished sections) | EMPA, LA-ICPMS, MC-ICPMS | JEOL JXA-8100 EPMA; Teledyne Cetac Technologies Analyte Excite laser ablation system coupled with an Agilent Technologies 7700x quadrupole ICP-MS; ESI NWR Image GEO 193 coupled with TOFWERK icp TOF R; Neptune Plus multicollector ICP-MS (Thermo Fisher Scientific, Bremen, Germany) coupled with a Geolas HD excimer ArF laser ablation system (Coherent, Göttingen, Germany); Bruker M4 Tornado™ system | SIO, MNR; China University of Petroleum (East China), Qingdao, China; Nanjing Focu MS Technology Co. Ltd., Nanjing, China; Shanghai Chemlab Laboratory, Shanghai, China; Wuhan Sample Solution Analytical Technology Co. Ltd., Wuhan, China | EPMA: beam current of 10 nA, beam size of 1–5 μm, accelerating voltage of 20 kV. Micro-XRF: rhodium target X-ray tube operating at 50 kV and 800 nA, polycapillary lens providing a 40-μm spot size on a 20-μm raster, dwell time of 5 ms per pixel. LA-ICP-MS: 193-nm ArF excimer laser, fluence of 6 J/cm², 6 Hz repetition rate for 40 seconds (240 pulses), 30-second pre-ablation blank, total run time 70 seconds, spot size 32–44 μm, He carrier gas mixed with Ar. LA-ICP-TOF-MS: 193 nm ArF excimer laser, spot diameter ~20 µm, repetition rate ~20 Hz, laser fluence ~7 J/cm², scan speed ~4000 µm/s, He carrier gas ~600 ml/min, washout time 50 ms. S isotope MC-ICP-MS: spot size ~44 μm, pulse frequency ~2 Hz, laser fluence ~5 J/cm², He carrier gas with Ar make-up gas. | MASS-1 (Fe-Cu-Zn-S pressed pellet) and GSE-1G (synthetic basaltic glass) from the United States Geological Survey; pyrite PPP-1; chalcopyrite GBW07268; pyrrhotite SP-Po-01 (δ34S = 1.4‰ ± 0.4‰); chalcopyrite SP-CP-01 (δ34S = 5.45‰ ± 0.3‰); natural and synthetic minerals from USA SPI Supplies | [26 empty] | 132.5 | [5 empty] | 4094 | [9 empty] | 43818 | [43 empty] | 434 | [15 empty] | 331816 | [39 empty] | 616810 |  |  |  |  | 2025
| Xunmei vent field, Niaochao vent field |  | Seafloor hydrothermal | Volcanic-hosted massive sulfide (VMS) | seafloor massive sulfide (SMS) | Cu, Zn, Au, Ag | Co, Pb, Sb | Cu, Zn, Au, Ag, Co, Pb, Sb |  |  | I-Sp (n=5)-8 | I-Sp (n=5)-8 | seafloor vent field |  |  |  |  | ore material | grab | grab | mineral separate | [5 empty] | mineralisation | sulfide chimney | pyrite, marcasite, chalcopyrite |  | pyrite, marcasite, chalcopyrite | multiple stages: colloform marcasite-pyrite intergrowths (outermost wall), replacement assemblages (transition layers), dense recrystallized assemblages, marcasite pseudomorphs after pyrrhotite (middle layer) | sulfide chimney | colloform, subhedral, anhedral, euhedral, dense coarse-grained, columnar pseudomorphs |  |  |  | sphalerite, pyrrhotite, anhydrite, galena, tetrahedrite, tennantite | Transverse sections (polished sections) | EMPA, LA-ICPMS, MC-ICPMS | JEOL JXA-8100 EPMA; Teledyne Cetac Technologies Analyte Excite laser ablation system coupled with an Agilent Technologies 7700x quadrupole ICP-MS; ESI NWR Image GEO 193 coupled with TOFWERK icp TOF R; Neptune Plus multicollector ICP-MS (Thermo Fisher Scientific, Bremen, Germany) coupled with a Geolas HD excimer ArF laser ablation system (Coherent, Göttingen, Germany); Bruker M4 Tornado™ system | SIO, MNR; China University of Petroleum (East China), Qingdao, China; Nanjing Focu MS Technology Co. Ltd., Nanjing, China; Shanghai Chemlab Laboratory, Shanghai, China; Wuhan Sample Solution Analytical Technology Co. Ltd., Wuhan, China | EPMA: beam current of 10 nA, beam size of 1–5 μm, accelerating voltage of 20 kV. Micro-XRF: rhodium target X-ray tube operating at 50 kV and 800 nA, polycapillary lens providing a 40-μm spot size on a 20-μm raster, dwell time of 5 ms per pixel. LA-ICP-MS: 193-nm ArF excimer laser, fluence of 6 J/cm², 6 Hz repetition rate for 40 seconds (240 pulses), 30-second pre-ablation blank, total run time 70 seconds, spot size 32–44 μm, He carrier gas mixed with Ar. LA-ICP-TOF-MS: 193 nm ArF excimer laser, spot diameter ~20 µm, repetition rate ~20 Hz, laser fluence ~7 J/cm², scan speed ~4000 µm/s, He carrier gas ~600 ml/min, washout time 50 ms. S isotope MC-ICP-MS: spot size ~44 μm, pulse frequency ~2 Hz, laser fluence ~5 J/cm², He carrier gas with Ar make-up gas. | MASS-1 (Fe-Cu-Zn-S pressed pellet) and GSE-1G (synthetic basaltic glass) from the United States Geological Survey; pyrite PPP-1; chalcopyrite GBW07268; pyrrhotite SP-Po-01 (δ34S = 1.4‰ ± 0.4‰); chalcopyrite SP-CP-01 (δ34S = 5.45‰ ± 0.3‰); natural and synthetic minerals from USA SPI Supplies | [26 empty] | 70 | [5 empty] | 2260 | [9 empty] | 26430 | [43 empty] | 180 | [15 empty] | 330370 | [39 empty] | 600680 |  |  |  |  | 2025
| Xunmei vent field, Niaochao vent field |  | Seafloor hydrothermal | Volcanic-hosted massive sulfide (VMS) | seafloor massive sulfide (SMS) | Cu, Zn, Au, Ag | Co, Pb, Sb | Cu, Zn, Au, Ag, Co, Pb, Sb |  |  | I-Sp (n=5)-9 | I-Sp (n=5)-9 | seafloor vent field |  |  |  |  | ore material | grab | grab | mineral separate | [5 empty] | mineralisation | sulfide chimney | pyrite, marcasite, chalcopyrite |  | pyrite, marcasite, chalcopyrite | multiple stages: colloform marcasite-pyrite intergrowths (outermost wall), replacement assemblages (transition layers), dense recrystallized assemblages, marcasite pseudomorphs after pyrrhotite (middle layer) | sulfide chimney | colloform, subhedral, anhedral, euhedral, dense coarse-grained, columnar pseudomorphs |  |  |  | sphalerite, pyrrhotite, anhydrite, galena, tetrahedrite, tennantite | Transverse sections (polished sections) | EMPA, LA-ICPMS, MC-ICPMS | JEOL JXA-8100 EPMA; Teledyne Cetac Technologies Analyte Excite laser ablation system coupled with an Agilent Technologies 7700x quadrupole ICP-MS; ESI NWR Image GEO 193 coupled with TOFWERK icp TOF R; Neptune Plus multicollector ICP-MS (Thermo Fisher Scientific, Bremen, Germany) coupled with a Geolas HD excimer ArF laser ablation system (Coherent, Göttingen, Germany); Bruker M4 Tornado™ system | SIO, MNR; China University of Petroleum (East China), Qingdao, China; Nanjing Focu MS Technology Co. Ltd., Nanjing, China; Shanghai Chemlab Laboratory, Shanghai, China; Wuhan Sample Solution Analytical Technology Co. Ltd., Wuhan, China | EPMA: beam current of 10 nA, beam size of 1–5 μm, accelerating voltage of 20 kV. Micro-XRF: rhodium target X-ray tube operating at 50 kV and 800 nA, polycapillary lens providing a 40-μm spot size on a 20-μm raster, dwell time of 5 ms per pixel. LA-ICP-MS: 193-nm ArF excimer laser, fluence of 6 J/cm², 6 Hz repetition rate for 40 seconds (240 pulses), 30-second pre-ablation blank, total run time 70 seconds, spot size 32–44 μm, He carrier gas mixed with Ar. LA-ICP-TOF-MS: 193 nm ArF excimer laser, spot diameter ~20 µm, repetition rate ~20 Hz, laser fluence ~7 J/cm², scan speed ~4000 µm/s, He carrier gas ~600 ml/min, washout time 50 ms. S isotope MC-ICP-MS: spot size ~44 μm, pulse frequency ~2 Hz, laser fluence ~5 J/cm², He carrier gas with Ar make-up gas. | MASS-1 (Fe-Cu-Zn-S pressed pellet) and GSE-1G (synthetic basaltic glass) from the United States Geological Survey; pyrite PPP-1; chalcopyrite GBW07268; pyrrhotite SP-Po-01 (δ34S = 1.4‰ ± 0.4‰); chalcopyrite SP-CP-01 (δ34S = 5.45‰ ± 0.3‰); natural and synthetic minerals from USA SPI Supplies | [26 empty] | 190 | [5 empty] | 5620 | [9 empty] | 56190 | [43 empty] | 660 | [15 empty] | 333720 | [39 empty] | 641930 |  |  |  |  | 2025
| Xunmei vent field, Niaochao vent field |  | Seafloor hydrothermal | Volcanic-hosted massive sulfide (VMS) | seafloor massive sulfide (SMS) | Cu, Zn, Au, Ag | Co, Pb, Sb | Cu, Zn, Au, Ag, Co, Pb, Sb |  |  | I-Sp (n=5)-10 | I-Sp (n=5)-10 | seafloor vent field |  |  |  |  | ore material | grab | grab | mineral separate | [5 empty] | mineralisation | sulfide chimney | pyrite, marcasite, chalcopyrite |  | pyrite, marcasite, chalcopyrite | multiple stages: colloform marcasite-pyrite intergrowths (outermost wall), replacement assemblages (transition layers), dense recrystallized assemblages, marcasite pseudomorphs after pyrrhotite (middle layer) | sulfide chimney | colloform, subhedral, anhedral, euhedral, dense coarse-grained, columnar pseudomorphs |  |  |  | sphalerite, pyrrhotite, anhydrite, galena, tetrahedrite, tennantite | Transverse sections (polished sections) | EMPA, LA-ICPMS, MC-ICPMS | JEOL JXA-8100 EPMA; Teledyne Cetac Technologies Analyte Excite laser ablation system coupled with an Agilent Technologies 7700x quadrupole ICP-MS; ESI NWR Image GEO 193 coupled with TOFWERK icp TOF R; Neptune Plus multicollector ICP-MS (Thermo Fisher Scientific, Bremen, Germany) coupled with a Geolas HD excimer ArF laser ablation system (Coherent, Göttingen, Germany); Bruker M4 Tornado™ system | SIO, MNR; China University of Petroleum (East China), Qingdao, China; Nanjing Focu MS Technology Co. Ltd., Nanjing, China; Shanghai Chemlab Laboratory, Shanghai, China; Wuhan Sample Solution Analytical Technology Co. Ltd., Wuhan, China | EPMA: beam current of 10 nA, beam size of 1–5 μm, accelerating voltage of 20 kV. Micro-XRF: rhodium target X-ray tube operating at 50 kV and 800 nA, polycapillary lens providing a 40-μm spot size on a 20-μm raster, dwell time of 5 ms per pixel. LA-ICP-MS: 193-nm ArF excimer laser, fluence of 6 J/cm², 6 Hz repetition rate for 40 seconds (240 pulses), 30-second pre-ablation blank, total run time 70 seconds, spot size 32–44 μm, He carrier gas mixed with Ar. LA-ICP-TOF-MS: 193 nm ArF excimer laser, spot diameter ~20 µm, repetition rate ~20 Hz, laser fluence ~7 J/cm², scan speed ~4000 µm/s, He carrier gas ~600 ml/min, washout time 50 ms. S isotope MC-ICP-MS: spot size ~44 μm, pulse frequency ~2 Hz, laser fluence ~5 J/cm², He carrier gas with Ar make-up gas. | MASS-1 (Fe-Cu-Zn-S pressed pellet) and GSE-1G (synthetic basaltic glass) from the United States Geological Survey; pyrite PPP-1; chalcopyrite GBW07268; pyrrhotite SP-Po-01 (δ34S = 1.4‰ ± 0.4‰); chalcopyrite SP-CP-01 (δ34S = 5.45‰ ± 0.3‰); natural and synthetic minerals from USA SPI Supplies | [26 empty] | 53.1507 | [5 empty] | 1303.4876 | [9 empty] | 13761.6158 | [43 empty] | 179.5272 | [15 empty] | 1603.1313 | [39 empty] | 15386.2065 |  |  |  |  | 2025
| Xunmei vent field, Niaochao vent field |  | Seafloor hydrothermal | Volcanic-hosted massive sulfide (VMS) | seafloor massive sulfide (SMS) | Cu, Zn, Au, Ag | Co, Pb, Sb | Cu, Zn, Au, Ag, Co, Pb, Sb |  |  | I-Ccp1 (n=7)-1 | I-Ccp1 (n=7)-1 | seafloor vent field |  |  |  |  | ore material | grab | grab | mineral separate | [5 empty] | mineralisation | sulfide chimney | pyrite, marcasite, chalcopyrite |  | pyrite, marcasite, chalcopyrite | multiple stages: colloform marcasite-pyrite intergrowths (outermost wall), replacement assemblages (transition layers), dense recrystallized assemblages, marcasite pseudomorphs after pyrrhotite (middle layer) | sulfide chimney | colloform, subhedral, anhedral, euhedral, dense coarse-grained, columnar pseudomorphs |  |  |  | sphalerite, pyrrhotite, anhydrite, galena, tetrahedrite, tennantite | Transverse sections (polished sections) | EMPA, LA-ICPMS, MC-ICPMS | JEOL JXA-8100 EPMA; Teledyne Cetac Technologies Analyte Excite laser ablation system coupled with an Agilent Technologies 7700x quadrupole ICP-MS; ESI NWR Image GEO 193 coupled with TOFWERK icp TOF R; Neptune Plus multicollector ICP-MS (Thermo Fisher Scientific, Bremen, Germany) coupled with a Geolas HD excimer ArF laser ablation system (Coherent, Göttingen, Germany); Bruker M4 Tornado™ system | SIO, MNR; China University of Petroleum (East China), Qingdao, China; Nanjing Focu MS Technology Co. Ltd., Nanjing, China; Shanghai Chemlab Laboratory, Shanghai, China; Wuhan Sample Solution Analytical Technology Co. Ltd., Wuhan, China | EPMA: beam current of 10 nA, beam size of 1–5 μm, accelerating voltage of 20 kV. Micro-XRF: rhodium target X-ray tube operating at 50 kV and 800 nA, polycapillary lens providing a 40-μm spot size on a 20-μm raster, dwell time of 5 ms per pixel. LA-ICP-MS: 193-nm ArF excimer laser, fluence of 6 J/cm², 6 Hz repetition rate for 40 seconds (240 pulses), 30-second pre-ablation blank, total run time 70 seconds, spot size 32–44 μm, He carrier gas mixed with Ar. LA-ICP-TOF-MS: 193 nm ArF excimer laser, spot diameter ~20 µm, repetition rate ~20 Hz, laser fluence ~7 J/cm², scan speed ~4000 µm/s, He carrier gas ~600 ml/min, washout time 50 ms. S isotope MC-ICP-MS: spot size ~44 μm, pulse frequency ~2 Hz, laser fluence ~5 J/cm², He carrier gas with Ar make-up gas. | MASS-1 (Fe-Cu-Zn-S pressed pellet) and GSE-1G (synthetic basaltic glass) from the United States Geological Survey; pyrite PPP-1; chalcopyrite GBW07268; pyrrhotite SP-Po-01 (δ34S = 1.4‰ ± 0.4‰); chalcopyrite SP-CP-01 (δ34S = 5.45‰ ± 0.3‰); natural and synthetic minerals from USA SPI Supplies | 190 |  |  |  | 150 | [21 empty] | 710 | [5 empty] | 348070 | [9 empty] | 306250 | [59 empty] | 342060 | [39 empty] | 140 |  |  |  |  | 2025
| Xunmei vent field, Niaochao vent field |  | Seafloor hydrothermal | Volcanic-hosted massive sulfide (VMS) | seafloor massive sulfide (SMS) | Cu, Zn, Au, Ag | Co, Pb, Sb | Cu, Zn, Au, Ag, Co, Pb, Sb |  |  | I-Ccp1 (n=7)-2 | I-Ccp1 (n=7)-2 | seafloor vent field |  |  |  |  | ore material | grab | grab | mineral separate | [5 empty] | mineralisation | sulfide chimney | pyrite, marcasite, chalcopyrite |  | pyrite, marcasite, chalcopyrite | multiple stages: colloform marcasite-pyrite intergrowths (outermost wall), replacement assemblages (transition layers), dense recrystallized assemblages, marcasite pseudomorphs after pyrrhotite (middle layer) | sulfide chimney | colloform, subhedral, anhedral, euhedral, dense coarse-grained, columnar pseudomorphs |  |  |  | sphalerite, pyrrhotite, anhydrite, galena, tetrahedrite, tennantite | Transverse sections (polished sections) | EMPA, LA-ICPMS, MC-ICPMS | JEOL JXA-8100 EPMA; Teledyne Cetac Technologies Analyte Excite laser ablation system coupled with an Agilent Technologies 7700x quadrupole ICP-MS; ESI NWR Image GEO 193 coupled with TOFWERK icp TOF R; Neptune Plus multicollector ICP-MS (Thermo Fisher Scientific, Bremen, Germany) coupled with a Geolas HD excimer ArF laser ablation system (Coherent, Göttingen, Germany); Bruker M4 Tornado™ system | SIO, MNR; China University of Petroleum (East China), Qingdao, China; Nanjing Focu MS Technology Co. Ltd., Nanjing, China; Shanghai Chemlab Laboratory, Shanghai, China; Wuhan Sample Solution Analytical Technology Co. Ltd., Wuhan, China | EPMA: beam current of 10 nA, beam size of 1–5 μm, accelerating voltage of 20 kV. Micro-XRF: rhodium target X-ray tube operating at 50 kV and 800 nA, polycapillary lens providing a 40-μm spot size on a 20-μm raster, dwell time of 5 ms per pixel. LA-ICP-MS: 193-nm ArF excimer laser, fluence of 6 J/cm², 6 Hz repetition rate for 40 seconds (240 pulses), 30-second pre-ablation blank, total run time 70 seconds, spot size 32–44 μm, He carrier gas mixed with Ar. LA-ICP-TOF-MS: 193 nm ArF excimer laser, spot diameter ~20 µm, repetition rate ~20 Hz, laser fluence ~7 J/cm², scan speed ~4000 µm/s, He carrier gas ~600 ml/min, washout time 50 ms. S isotope MC-ICP-MS: spot size ~44 μm, pulse frequency ~2 Hz, laser fluence ~5 J/cm², He carrier gas with Ar make-up gas. | MASS-1 (Fe-Cu-Zn-S pressed pellet) and GSE-1G (synthetic basaltic glass) from the United States Geological Survey; pyrite PPP-1; chalcopyrite GBW07268; pyrrhotite SP-Po-01 (δ34S = 1.4‰ ± 0.4‰); chalcopyrite SP-CP-01 (δ34S = 5.45‰ ± 0.3‰); natural and synthetic minerals from USA SPI Supplies |  |  |  |  | 570 | [21 empty] | 360 | [5 empty] | 346230 | [9 empty] | 310150 | [43 empty] | 390 | [15 empty] | 340550 | [39 empty] | 900 |  |  |  |  | 2025
| Xunmei vent field, Niaochao vent field |  | Seafloor hydrothermal | Volcanic-hosted massive sulfide (VMS) | seafloor massive sulfide (SMS) | Cu, Zn, Au, Ag | Co, Pb, Sb | Cu, Zn, Au, Ag, Co, Pb, Sb |  |  | I-Ccp1 (n=7)-3 | I-Ccp1 (n=7)-3 | seafloor vent field |  |  |  |  | ore material | grab | grab | mineral separate | [5 empty] | mineralisation | sulfide chimney | pyrite, marcasite, chalcopyrite |  | pyrite, marcasite, chalcopyrite | multiple stages: colloform marcasite-pyrite intergrowths (outermost wall), replacement assemblages (transition layers), dense recrystallized assemblages, marcasite pseudomorphs after pyrrhotite (middle layer) | sulfide chimney | colloform, subhedral, anhedral, euhedral, dense coarse-grained, columnar pseudomorphs |  |  |  | sphalerite, pyrrhotite, anhydrite, galena, tetrahedrite, tennantite | Transverse sections (polished sections) | EMPA, LA-ICPMS, MC-ICPMS | JEOL JXA-8100 EPMA; Teledyne Cetac Technologies Analyte Excite laser ablation system coupled with an Agilent Technologies 7700x quadrupole ICP-MS; ESI NWR Image GEO 193 coupled with TOFWERK icp TOF R; Neptune Plus multicollector ICP-MS (Thermo Fisher Scientific, Bremen, Germany) coupled with a Geolas HD excimer ArF laser ablation system (Coherent, Göttingen, Germany); Bruker M4 Tornado™ system | SIO, MNR; China University of Petroleum (East China), Qingdao, China; Nanjing Focu MS Technology Co. Ltd., Nanjing, China; Shanghai Chemlab Laboratory, Shanghai, China; Wuhan Sample Solution Analytical Technology Co. Ltd., Wuhan, China | EPMA: beam current of 10 nA, beam size of 1–5 μm, accelerating voltage of 20 kV. Micro-XRF: rhodium target X-ray tube operating at 50 kV and 800 nA, polycapillary lens providing a 40-μm spot size on a 20-μm raster, dwell time of 5 ms per pixel. LA-ICP-MS: 193-nm ArF excimer laser, fluence of 6 J/cm², 6 Hz repetition rate for 40 seconds (240 pulses), 30-second pre-ablation blank, total run time 70 seconds, spot size 32–44 μm, He carrier gas mixed with Ar. LA-ICP-TOF-MS: 193 nm ArF excimer laser, spot diameter ~20 µm, repetition rate ~20 Hz, laser fluence ~7 J/cm², scan speed ~4000 µm/s, He carrier gas ~600 ml/min, washout time 50 ms. S isotope MC-ICP-MS: spot size ~44 μm, pulse frequency ~2 Hz, laser fluence ~5 J/cm², He carrier gas with Ar make-up gas. | MASS-1 (Fe-Cu-Zn-S pressed pellet) and GSE-1G (synthetic basaltic glass) from the United States Geological Survey; pyrite PPP-1; chalcopyrite GBW07268; pyrrhotite SP-Po-01 (δ34S = 1.4‰ ± 0.4‰); chalcopyrite SP-CP-01 (δ34S = 5.45‰ ± 0.3‰); natural and synthetic minerals from USA SPI Supplies | [26 empty] | 650 | [5 empty] | 345140 | [9 empty] | 308310 | [43 empty] | 290 | [15 empty] | 344280 | [44 empty] | 2025
| Xunmei vent field, Niaochao vent field |  | Seafloor hydrothermal | Volcanic-hosted massive sulfide (VMS) | seafloor massive sulfide (SMS) | Cu, Zn, Au, Ag | Co, Pb, Sb | Cu, Zn, Au, Ag, Co, Pb, Sb |  |  | I-Ccp1 (n=7)-4 | I-Ccp1 (n=7)-4 | seafloor vent field |  |  |  |  | ore material | grab | grab | mineral separate | [5 empty] | mineralisation | sulfide chimney | pyrite, marcasite, chalcopyrite |  | pyrite, marcasite, chalcopyrite | multiple stages: colloform marcasite-pyrite intergrowths (outermost wall), replacement assemblages (transition layers), dense recrystallized assemblages, marcasite pseudomorphs after pyrrhotite (middle layer) | sulfide chimney | colloform, subhedral, anhedral, euhedral, dense coarse-grained, columnar pseudomorphs |  |  |  | sphalerite, pyrrhotite, anhydrite, galena, tetrahedrite, tennantite | Transverse sections (polished sections) | EMPA, LA-ICPMS, MC-ICPMS | JEOL JXA-8100 EPMA; Teledyne Cetac Technologies Analyte Excite laser ablation system coupled with an Agilent Technologies 7700x quadrupole ICP-MS; ESI NWR Image GEO 193 coupled with TOFWERK icp TOF R; Neptune Plus multicollector ICP-MS (Thermo Fisher Scientific, Bremen, Germany) coupled with a Geolas HD excimer ArF laser ablation system (Coherent, Göttingen, Germany); Bruker M4 Tornado™ system | SIO, MNR; China University of Petroleum (East China), Qingdao, China; Nanjing Focu MS Technology Co. Ltd., Nanjing, China; Shanghai Chemlab Laboratory, Shanghai, China; Wuhan Sample Solution Analytical Technology Co. Ltd., Wuhan, China | EPMA: beam current of 10 nA, beam size of 1–5 μm, accelerating voltage of 20 kV. Micro-XRF: rhodium target X-ray tube operating at 50 kV and 800 nA, polycapillary lens providing a 40-μm spot size on a 20-μm raster, dwell time of 5 ms per pixel. LA-ICP-MS: 193-nm ArF excimer laser, fluence of 6 J/cm², 6 Hz repetition rate for 40 seconds (240 pulses), 30-second pre-ablation blank, total run time 70 seconds, spot size 32–44 μm, He carrier gas mixed with Ar. LA-ICP-TOF-MS: 193 nm ArF excimer laser, spot diameter ~20 µm, repetition rate ~20 Hz, laser fluence ~7 J/cm², scan speed ~4000 µm/s, He carrier gas ~600 ml/min, washout time 50 ms. S isotope MC-ICP-MS: spot size ~44 μm, pulse frequency ~2 Hz, laser fluence ~5 J/cm², He carrier gas with Ar make-up gas. | MASS-1 (Fe-Cu-Zn-S pressed pellet) and GSE-1G (synthetic basaltic glass) from the United States Geological Survey; pyrite PPP-1; chalcopyrite GBW07268; pyrrhotite SP-Po-01 (δ34S = 1.4‰ ± 0.4‰); chalcopyrite SP-CP-01 (δ34S = 5.45‰ ± 0.3‰); natural and synthetic minerals from USA SPI Supplies |  |  |  |  | 120 | [21 empty] | 230 | [5 empty] | 346150 | [9 empty] | 301880 | [59 empty] | 339790 | [39 empty] | 1620 |  |  |  |  | 2025
| Xunmei vent field, Niaochao vent field |  | Seafloor hydrothermal | Volcanic-hosted massive sulfide (VMS) | seafloor massive sulfide (SMS) | Cu, Zn, Au, Ag | Co, Pb, Sb | Cu, Zn, Au, Ag, Co, Pb, Sb |  |  | I-Ccp1 (n=7)-5 | I-Ccp1 (n=7)-5 | seafloor vent field |  |  |  |  | ore material | grab | grab | mineral separate | [5 empty] | mineralisation | sulfide chimney | pyrite, marcasite, chalcopyrite |  | pyrite, marcasite, chalcopyrite | multiple stages: colloform marcasite-pyrite intergrowths (outermost wall), replacement assemblages (transition layers), dense recrystallized assemblages, marcasite pseudomorphs after pyrrhotite (middle layer) | sulfide chimney | colloform, subhedral, anhedral, euhedral, dense coarse-grained, columnar pseudomorphs |  |  |  | sphalerite, pyrrhotite, anhydrite, galena, tetrahedrite, tennantite | Transverse sections (polished sections) | EMPA, LA-ICPMS, MC-ICPMS | JEOL JXA-8100 EPMA; Teledyne Cetac Technologies Analyte Excite laser ablation system coupled with an Agilent Technologies 7700x quadrupole ICP-MS; ESI NWR Image GEO 193 coupled with TOFWERK icp TOF R; Neptune Plus multicollector ICP-MS (Thermo Fisher Scientific, Bremen, Germany) coupled with a Geolas HD excimer ArF laser ablation system (Coherent, Göttingen, Germany); Bruker M4 Tornado™ system | SIO, MNR; China University of Petroleum (East China), Qingdao, China; Nanjing Focu MS Technology Co. Ltd., Nanjing, China; Shanghai Chemlab Laboratory, Shanghai, China; Wuhan Sample Solution Analytical Technology Co. Ltd., Wuhan, China | EPMA: beam current of 10 nA, beam size of 1–5 μm, accelerating voltage of 20 kV. Micro-XRF: rhodium target X-ray tube operating at 50 kV and 800 nA, polycapillary lens providing a 40-μm spot size on a 20-μm raster, dwell time of 5 ms per pixel. LA-ICP-MS: 193-nm ArF excimer laser, fluence of 6 J/cm², 6 Hz repetition rate for 40 seconds (240 pulses), 30-second pre-ablation blank, total run time 70 seconds, spot size 32–44 μm, He carrier gas mixed with Ar. LA-ICP-TOF-MS: 193 nm ArF excimer laser, spot diameter ~20 µm, repetition rate ~20 Hz, laser fluence ~7 J/cm², scan speed ~4000 µm/s, He carrier gas ~600 ml/min, washout time 50 ms. S isotope MC-ICP-MS: spot size ~44 μm, pulse frequency ~2 Hz, laser fluence ~5 J/cm², He carrier gas with Ar make-up gas. | MASS-1 (Fe-Cu-Zn-S pressed pellet) and GSE-1G (synthetic basaltic glass) from the United States Geological Survey; pyrite PPP-1; chalcopyrite GBW07268; pyrrhotite SP-Po-01 (δ34S = 1.4‰ ± 0.4‰); chalcopyrite SP-CP-01 (δ34S = 5.45‰ ± 0.3‰); natural and synthetic minerals from USA SPI Supplies |  |  |  |  | 50 | [21 empty] | 550 | [5 empty] | 343490 | [9 empty] | 307470 | [59 empty] | 346850 | [39 empty] | 340 |  |  |  |  | 2025
| Xunmei vent field, Niaochao vent field |  | Seafloor hydrothermal | Volcanic-hosted massive sulfide (VMS) | seafloor massive sulfide (SMS) | Cu, Zn, Au, Ag | Co, Pb, Sb | Cu, Zn, Au, Ag, Co, Pb, Sb |  |  | I-Ccp1 (n=7)-6 | I-Ccp1 (n=7)-6 | seafloor vent field |  |  |  |  | ore material | grab | grab | mineral separate | [5 empty] | mineralisation | sulfide chimney | pyrite, marcasite, chalcopyrite |  | pyrite, marcasite, chalcopyrite | multiple stages: colloform marcasite-pyrite intergrowths (outermost wall), replacement assemblages (transition layers), dense recrystallized assemblages, marcasite pseudomorphs after pyrrhotite (middle layer) | sulfide chimney | colloform, subhedral, anhedral, euhedral, dense coarse-grained, columnar pseudomorphs |  |  |  | sphalerite, pyrrhotite, anhydrite, galena, tetrahedrite, tennantite | Transverse sections (polished sections) | EMPA, LA-ICPMS, MC-ICPMS | JEOL JXA-8100 EPMA; Teledyne Cetac Technologies Analyte Excite laser ablation system coupled with an Agilent Technologies 7700x quadrupole ICP-MS; ESI NWR Image GEO 193 coupled with TOFWERK icp TOF R; Neptune Plus multicollector ICP-MS (Thermo Fisher Scientific, Bremen, Germany) coupled with a Geolas HD excimer ArF laser ablation system (Coherent, Göttingen, Germany); Bruker M4 Tornado™ system | SIO, MNR; China University of Petroleum (East China), Qingdao, China; Nanjing Focu MS Technology Co. Ltd., Nanjing, China; Shanghai Chemlab Laboratory, Shanghai, China; Wuhan Sample Solution Analytical Technology Co. Ltd., Wuhan, China | EPMA: beam current of 10 nA, beam size of 1–5 μm, accelerating voltage of 20 kV. Micro-XRF: rhodium target X-ray tube operating at 50 kV and 800 nA, polycapillary lens providing a 40-μm spot size on a 20-μm raster, dwell time of 5 ms per pixel. LA-ICP-MS: 193-nm ArF excimer laser, fluence of 6 J/cm², 6 Hz repetition rate for 40 seconds (240 pulses), 30-second pre-ablation blank, total run time 70 seconds, spot size 32–44 μm, He carrier gas mixed with Ar. LA-ICP-TOF-MS: 193 nm ArF excimer laser, spot diameter ~20 µm, repetition rate ~20 Hz, laser fluence ~7 J/cm², scan speed ~4000 µm/s, He carrier gas ~600 ml/min, washout time 50 ms. S isotope MC-ICP-MS: spot size ~44 μm, pulse frequency ~2 Hz, laser fluence ~5 J/cm², He carrier gas with Ar make-up gas. | MASS-1 (Fe-Cu-Zn-S pressed pellet) and GSE-1G (synthetic basaltic glass) from the United States Geological Survey; pyrite PPP-1; chalcopyrite GBW07268; pyrrhotite SP-Po-01 (δ34S = 1.4‰ ± 0.4‰); chalcopyrite SP-CP-01 (δ34S = 5.45‰ ± 0.3‰); natural and synthetic minerals from USA SPI Supplies | 50 | [25 empty] | 910 | [5 empty] | 341720 | [9 empty] | 301710 | [59 empty] | 347900 | [39 empty] | 320 |  |  |  |  | 2025
| Xunmei vent field, Niaochao vent field |  | Seafloor hydrothermal | Volcanic-hosted massive sulfide (VMS) | seafloor massive sulfide (SMS) | Cu, Zn, Au, Ag | Co, Pb, Sb | Cu, Zn, Au, Ag, Co, Pb, Sb |  |  | I-Ccp1 (n=7)-7 | I-Ccp1 (n=7)-7 | seafloor vent field |  |  |  |  | ore material | grab | grab | mineral separate | [5 empty] | mineralisation | sulfide chimney | pyrite, marcasite, chalcopyrite |  | pyrite, marcasite, chalcopyrite | multiple stages: colloform marcasite-pyrite intergrowths (outermost wall), replacement assemblages (transition layers), dense recrystallized assemblages, marcasite pseudomorphs after pyrrhotite (middle layer) | sulfide chimney | colloform, subhedral, anhedral, euhedral, dense coarse-grained, columnar pseudomorphs |  |  |  | sphalerite, pyrrhotite, anhydrite, galena, tetrahedrite, tennantite | Transverse sections (polished sections) | EMPA, LA-ICPMS, MC-ICPMS | JEOL JXA-8100 EPMA; Teledyne Cetac Technologies Analyte Excite laser ablation system coupled with an Agilent Technologies 7700x quadrupole ICP-MS; ESI NWR Image GEO 193 coupled with TOFWERK icp TOF R; Neptune Plus multicollector ICP-MS (Thermo Fisher Scientific, Bremen, Germany) coupled with a Geolas HD excimer ArF laser ablation system (Coherent, Göttingen, Germany); Bruker M4 Tornado™ system | SIO, MNR; China University of Petroleum (East China), Qingdao, China; Nanjing Focu MS Technology Co. Ltd., Nanjing, China; Shanghai Chemlab Laboratory, Shanghai, China; Wuhan Sample Solution Analytical Technology Co. Ltd., Wuhan, China | EPMA: beam current of 10 nA, beam size of 1–5 μm, accelerating voltage of 20 kV. Micro-XRF: rhodium target X-ray tube operating at 50 kV and 800 nA, polycapillary lens providing a 40-μm spot size on a 20-μm raster, dwell time of 5 ms per pixel. LA-ICP-MS: 193-nm ArF excimer laser, fluence of 6 J/cm², 6 Hz repetition rate for 40 seconds (240 pulses), 30-second pre-ablation blank, total run time 70 seconds, spot size 32–44 μm, He carrier gas mixed with Ar. LA-ICP-TOF-MS: 193 nm ArF excimer laser, spot diameter ~20 µm, repetition rate ~20 Hz, laser fluence ~7 J/cm², scan speed ~4000 µm/s, He carrier gas ~600 ml/min, washout time 50 ms. S isotope MC-ICP-MS: spot size ~44 μm, pulse frequency ~2 Hz, laser fluence ~5 J/cm², He carrier gas with Ar make-up gas. | MASS-1 (Fe-Cu-Zn-S pressed pellet) and GSE-1G (synthetic basaltic glass) from the United States Geological Survey; pyrite PPP-1; chalcopyrite GBW07268; pyrrhotite SP-Po-01 (δ34S = 1.4‰ ± 0.4‰); chalcopyrite SP-CP-01 (δ34S = 5.45‰ ± 0.3‰); natural and synthetic minerals from USA SPI Supplies | 80 |  |  |  | 320 | [21 empty] | 610 | [5 empty] | 347510 | [9 empty] | 303760 | [59 empty] | 345590 | [39 empty] | 410 |  |  |  |  | 2025
| Xunmei vent field, Niaochao vent field |  | Seafloor hydrothermal | Volcanic-hosted massive sulfide (VMS) | seafloor massive sulfide (SMS) | Cu, Zn, Au, Ag | Co, Pb, Sb | Cu, Zn, Au, Ag, Co, Pb, Sb |  |  | I-Ccp1 (n=7)-8 | I-Ccp1 (n=7)-8 | seafloor vent field |  |  |  |  | ore material | grab | grab | mineral separate | [5 empty] | mineralisation | sulfide chimney | pyrite, marcasite, chalcopyrite |  | pyrite, marcasite, chalcopyrite | multiple stages: colloform marcasite-pyrite intergrowths (outermost wall), replacement assemblages (transition layers), dense recrystallized assemblages, marcasite pseudomorphs after pyrrhotite (middle layer) | sulfide chimney | colloform, subhedral, anhedral, euhedral, dense coarse-grained, columnar pseudomorphs |  |  |  | sphalerite, pyrrhotite, anhydrite, galena, tetrahedrite, tennantite | Transverse sections (polished sections) | EMPA, LA-ICPMS, MC-ICPMS | JEOL JXA-8100 EPMA; Teledyne Cetac Technologies Analyte Excite laser ablation system coupled with an Agilent Technologies 7700x quadrupole ICP-MS; ESI NWR Image GEO 193 coupled with TOFWERK icp TOF R; Neptune Plus multicollector ICP-MS (Thermo Fisher Scientific, Bremen, Germany) coupled with a Geolas HD excimer ArF laser ablation system (Coherent, Göttingen, Germany); Bruker M4 Tornado™ system | SIO, MNR; China University of Petroleum (East China), Qingdao, China; Nanjing Focu MS Technology Co. Ltd., Nanjing, China; Shanghai Chemlab Laboratory, Shanghai, China; Wuhan Sample Solution Analytical Technology Co. Ltd., Wuhan, China | EPMA: beam current of 10 nA, beam size of 1–5 μm, accelerating voltage of 20 kV. Micro-XRF: rhodium target X-ray tube operating at 50 kV and 800 nA, polycapillary lens providing a 40-μm spot size on a 20-μm raster, dwell time of 5 ms per pixel. LA-ICP-MS: 193-nm ArF excimer laser, fluence of 6 J/cm², 6 Hz repetition rate for 40 seconds (240 pulses), 30-second pre-ablation blank, total run time 70 seconds, spot size 32–44 μm, He carrier gas mixed with Ar. LA-ICP-TOF-MS: 193 nm ArF excimer laser, spot diameter ~20 µm, repetition rate ~20 Hz, laser fluence ~7 J/cm², scan speed ~4000 µm/s, He carrier gas ~600 ml/min, washout time 50 ms. S isotope MC-ICP-MS: spot size ~44 μm, pulse frequency ~2 Hz, laser fluence ~5 J/cm², He carrier gas with Ar make-up gas. | MASS-1 (Fe-Cu-Zn-S pressed pellet) and GSE-1G (synthetic basaltic glass) from the United States Geological Survey; pyrite PPP-1; chalcopyrite GBW07268; pyrrhotite SP-Po-01 (δ34S = 1.4‰ ± 0.4‰); chalcopyrite SP-CP-01 (δ34S = 5.45‰ ± 0.3‰); natural and synthetic minerals from USA SPI Supplies | 106.6667 |  |  |  | 242 | [21 empty] | 574.2857 | [5 empty] | 345472.8571 | [9 empty] | 305647.1429 | [43 empty] | 340 | [15 empty] | 343860 | [39 empty] | 621.6667 |  |  |  |  | 2025
| Xunmei vent field, Niaochao vent field |  | Seafloor hydrothermal | Volcanic-hosted massive sulfide (VMS) | seafloor massive sulfide (SMS) | Cu, Zn, Au, Ag | Co, Pb, Sb | Cu, Zn, Au, Ag, Co, Pb, Sb |  |  | I-Ccp1 (n=7)-9 | I-Ccp1 (n=7)-9 | seafloor vent field |  |  |  |  | ore material | grab | grab | mineral separate | [5 empty] | mineralisation | sulfide chimney | pyrite, marcasite, chalcopyrite |  | pyrite, marcasite, chalcopyrite | multiple stages: colloform marcasite-pyrite intergrowths (outermost wall), replacement assemblages (transition layers), dense recrystallized assemblages, marcasite pseudomorphs after pyrrhotite (middle layer) | sulfide chimney | colloform, subhedral, anhedral, euhedral, dense coarse-grained, columnar pseudomorphs |  |  |  | sphalerite, pyrrhotite, anhydrite, galena, tetrahedrite, tennantite | Transverse sections (polished sections) | EMPA, LA-ICPMS, MC-ICPMS | JEOL JXA-8100 EPMA; Teledyne Cetac Technologies Analyte Excite laser ablation system coupled with an Agilent Technologies 7700x quadrupole ICP-MS; ESI NWR Image GEO 193 coupled with TOFWERK icp TOF R; Neptune Plus multicollector ICP-MS (Thermo Fisher Scientific, Bremen, Germany) coupled with a Geolas HD excimer ArF laser ablation system (Coherent, Göttingen, Germany); Bruker M4 Tornado™ system | SIO, MNR; China University of Petroleum (East China), Qingdao, China; Nanjing Focu MS Technology Co. Ltd., Nanjing, China; Shanghai Chemlab Laboratory, Shanghai, China; Wuhan Sample Solution Analytical Technology Co. Ltd., Wuhan, China | EPMA: beam current of 10 nA, beam size of 1–5 μm, accelerating voltage of 20 kV. Micro-XRF: rhodium target X-ray tube operating at 50 kV and 800 nA, polycapillary lens providing a 40-μm spot size on a 20-μm raster, dwell time of 5 ms per pixel. LA-ICP-MS: 193-nm ArF excimer laser, fluence of 6 J/cm², 6 Hz repetition rate for 40 seconds (240 pulses), 30-second pre-ablation blank, total run time 70 seconds, spot size 32–44 μm, He carrier gas mixed with Ar. LA-ICP-TOF-MS: 193 nm ArF excimer laser, spot diameter ~20 µm, repetition rate ~20 Hz, laser fluence ~7 J/cm², scan speed ~4000 µm/s, He carrier gas ~600 ml/min, washout time 50 ms. S isotope MC-ICP-MS: spot size ~44 μm, pulse frequency ~2 Hz, laser fluence ~5 J/cm², He carrier gas with Ar make-up gas. | MASS-1 (Fe-Cu-Zn-S pressed pellet) and GSE-1G (synthetic basaltic glass) from the United States Geological Survey; pyrite PPP-1; chalcopyrite GBW07268; pyrrhotite SP-Po-01 (δ34S = 1.4‰ ± 0.4‰); chalcopyrite SP-CP-01 (δ34S = 5.45‰ ± 0.3‰); natural and synthetic minerals from USA SPI Supplies | [26 empty] | 230 | [5 empty] | 341720 | [9 empty] | 301710 | [59 empty] | 339790 | [44 empty] | 2025
| Xunmei vent field, Niaochao vent field |  | Seafloor hydrothermal | Volcanic-hosted massive sulfide (VMS) | seafloor massive sulfide (SMS) | Cu, Zn, Au, Ag | Co, Pb, Sb | Cu, Zn, Au, Ag, Co, Pb, Sb |  |  | I-Ccp1 (n=7)-10 | I-Ccp1 (n=7)-10 | seafloor vent field |  |  |  |  | ore material | grab | grab | mineral separate | [5 empty] | mineralisation | sulfide chimney | pyrite, marcasite, chalcopyrite |  | pyrite, marcasite, chalcopyrite | multiple stages: colloform marcasite-pyrite intergrowths (outermost wall), replacement assemblages (transition layers), dense recrystallized assemblages, marcasite pseudomorphs after pyrrhotite (middle layer) | sulfide chimney | colloform, subhedral, anhedral, euhedral, dense coarse-grained, columnar pseudomorphs |  |  |  | sphalerite, pyrrhotite, anhydrite, galena, tetrahedrite, tennantite | Transverse sections (polished sections) | EMPA, LA-ICPMS, MC-ICPMS | JEOL JXA-8100 EPMA; Teledyne Cetac Technologies Analyte Excite laser ablation system coupled with an Agilent Technologies 7700x quadrupole ICP-MS; ESI NWR Image GEO 193 coupled with TOFWERK icp TOF R; Neptune Plus multicollector ICP-MS (Thermo Fisher Scientific, Bremen, Germany) coupled with a Geolas HD excimer ArF laser ablation system (Coherent, Göttingen, Germany); Bruker M4 Tornado™ system | SIO, MNR; China University of Petroleum (East China), Qingdao, China; Nanjing Focu MS Technology Co. Ltd., Nanjing, China; Shanghai Chemlab Laboratory, Shanghai, China; Wuhan Sample Solution Analytical Technology Co. Ltd., Wuhan, China | EPMA: beam current of 10 nA, beam size of 1–5 μm, accelerating voltage of 20 kV. Micro-XRF: rhodium target X-ray tube operating at 50 kV and 800 nA, polycapillary lens providing a 40-μm spot size on a 20-μm raster, dwell time of 5 ms per pixel. LA-ICP-MS: 193-nm ArF excimer laser, fluence of 6 J/cm², 6 Hz repetition rate for 40 seconds (240 pulses), 30-second pre-ablation blank, total run time 70 seconds, spot size 32–44 μm, He carrier gas mixed with Ar. LA-ICP-TOF-MS: 193 nm ArF excimer laser, spot diameter ~20 µm, repetition rate ~20 Hz, laser fluence ~7 J/cm², scan speed ~4000 µm/s, He carrier gas ~600 ml/min, washout time 50 ms. S isotope MC-ICP-MS: spot size ~44 μm, pulse frequency ~2 Hz, laser fluence ~5 J/cm², He carrier gas with Ar make-up gas. | MASS-1 (Fe-Cu-Zn-S pressed pellet) and GSE-1G (synthetic basaltic glass) from the United States Geological Survey; pyrite PPP-1; chalcopyrite GBW07268; pyrrhotite SP-Po-01 (δ34S = 1.4‰ ± 0.4‰); chalcopyrite SP-CP-01 (δ34S = 5.45‰ ± 0.3‰); natural and synthetic minerals from USA SPI Supplies | 190 |  |  |  | 570 | [21 empty] | 910 | [5 empty] | 348070 | [9 empty] | 310150 | [43 empty] | 390 | [15 empty] | 347900 | [39 empty] | 1620 |  |  |  |  | 2025
| Xunmei vent field, Niaochao vent field |  | Seafloor hydrothermal | Volcanic-hosted massive sulfide (VMS) | seafloor massive sulfide (SMS) | Cu, Zn, Au, Ag | Co, Pb, Sb | Cu, Zn, Au, Ag, Co, Pb, Sb |  |  | I-Ccp1 (n=7)-11 | I-Ccp1 (n=7)-11 | seafloor vent field |  |  |  |  | ore material | grab | grab | mineral separate | [5 empty] | mineralisation | sulfide chimney | pyrite, marcasite, chalcopyrite |  | pyrite, marcasite, chalcopyrite | multiple stages: colloform marcasite-pyrite intergrowths (outermost wall), replacement assemblages (transition layers), dense recrystallized assemblages, marcasite pseudomorphs after pyrrhotite (middle layer) | sulfide chimney | colloform, subhedral, anhedral, euhedral, dense coarse-grained, columnar pseudomorphs |  |  |  | sphalerite, pyrrhotite, anhydrite, galena, tetrahedrite, tennantite | Transverse sections (polished sections) | EMPA, LA-ICPMS, MC-ICPMS | JEOL JXA-8100 EPMA; Teledyne Cetac Technologies Analyte Excite laser ablation system coupled with an Agilent Technologies 7700x quadrupole ICP-MS; ESI NWR Image GEO 193 coupled with TOFWERK icp TOF R; Neptune Plus multicollector ICP-MS (Thermo Fisher Scientific, Bremen, Germany) coupled with a Geolas HD excimer ArF laser ablation system (Coherent, Göttingen, Germany); Bruker M4 Tornado™ system | SIO, MNR; China University of Petroleum (East China), Qingdao, China; Nanjing Focu MS Technology Co. Ltd., Nanjing, China; Shanghai Chemlab Laboratory, Shanghai, China; Wuhan Sample Solution Analytical Technology Co. Ltd., Wuhan, China | EPMA: beam current of 10 nA, beam size of 1–5 μm, accelerating voltage of 20 kV. Micro-XRF: rhodium target X-ray tube operating at 50 kV and 800 nA, polycapillary lens providing a 40-μm spot size on a 20-μm raster, dwell time of 5 ms per pixel. LA-ICP-MS: 193-nm ArF excimer laser, fluence of 6 J/cm², 6 Hz repetition rate for 40 seconds (240 pulses), 30-second pre-ablation blank, total run time 70 seconds, spot size 32–44 μm, He carrier gas mixed with Ar. LA-ICP-TOF-MS: 193 nm ArF excimer laser, spot diameter ~20 µm, repetition rate ~20 Hz, laser fluence ~7 J/cm², scan speed ~4000 µm/s, He carrier gas ~600 ml/min, washout time 50 ms. S isotope MC-ICP-MS: spot size ~44 μm, pulse frequency ~2 Hz, laser fluence ~5 J/cm², He carrier gas with Ar make-up gas. | MASS-1 (Fe-Cu-Zn-S pressed pellet) and GSE-1G (synthetic basaltic glass) from the United States Geological Survey; pyrite PPP-1; chalcopyrite GBW07268; pyrrhotite SP-Po-01 (δ34S = 1.4‰ ± 0.4‰); chalcopyrite SP-CP-01 (δ34S = 5.45‰ ± 0.3‰); natural and synthetic minerals from USA SPI Supplies | 73.7111 |  |  |  | 208.4946 | [21 empty] | 224.7856 | [5 empty] | 2238.0551 | [9 empty] | 3273.7986 | [43 empty] | 70.7107 | [15 empty] | 3140.9128 | [39 empty] | 551.5947 |  |  |  |  | 2025
| Xunmei vent field, Niaochao vent field |  | Seafloor hydrothermal | Volcanic-hosted massive sulfide (VMS) | seafloor massive sulfide (SMS) | Cu, Zn, Au, Ag | Co, Pb, Sb | Cu, Zn, Au, Ag, Co, Pb, Sb |  |  | I-Ccp2 (n=14)-1 | I-Ccp2 (n=14)-1 | seafloor vent field |  |  |  |  | ore material | grab | grab | mineral separate | [5 empty] | mineralisation | sulfide chimney | pyrite, marcasite, chalcopyrite |  | pyrite, marcasite, chalcopyrite | multiple stages: colloform marcasite-pyrite intergrowths (outermost wall), replacement assemblages (transition layers), dense recrystallized assemblages, marcasite pseudomorphs after pyrrhotite (middle layer) | sulfide chimney | colloform, subhedral, anhedral, euhedral, dense coarse-grained, columnar pseudomorphs |  |  |  | sphalerite, pyrrhotite, anhydrite, galena, tetrahedrite, tennantite | Transverse sections (polished sections) | EMPA, LA-ICPMS, MC-ICPMS | JEOL JXA-8100 EPMA; Teledyne Cetac Technologies Analyte Excite laser ablation system coupled with an Agilent Technologies 7700x quadrupole ICP-MS; ESI NWR Image GEO 193 coupled with TOFWERK icp TOF R; Neptune Plus multicollector ICP-MS (Thermo Fisher Scientific, Bremen, Germany) coupled with a Geolas HD excimer ArF laser ablation system (Coherent, Göttingen, Germany); Bruker M4 Tornado™ system | SIO, MNR; China University of Petroleum (East China), Qingdao, China; Nanjing Focu MS Technology Co. Ltd., Nanjing, China; Shanghai Chemlab Laboratory, Shanghai, China; Wuhan Sample Solution Analytical Technology Co. Ltd., Wuhan, China | EPMA: beam current of 10 nA, beam size of 1–5 μm, accelerating voltage of 20 kV. Micro-XRF: rhodium target X-ray tube operating at 50 kV and 800 nA, polycapillary lens providing a 40-μm spot size on a 20-μm raster, dwell time of 5 ms per pixel. LA-ICP-MS: 193-nm ArF excimer laser, fluence of 6 J/cm², 6 Hz repetition rate for 40 seconds (240 pulses), 30-second pre-ablation blank, total run time 70 seconds, spot size 32–44 μm, He carrier gas mixed with Ar. LA-ICP-TOF-MS: 193 nm ArF excimer laser, spot diameter ~20 µm, repetition rate ~20 Hz, laser fluence ~7 J/cm², scan speed ~4000 µm/s, He carrier gas ~600 ml/min, washout time 50 ms. S isotope MC-ICP-MS: spot size ~44 μm, pulse frequency ~2 Hz, laser fluence ~5 J/cm², He carrier gas with Ar make-up gas. | MASS-1 (Fe-Cu-Zn-S pressed pellet) and GSE-1G (synthetic basaltic glass) from the United States Geological Survey; pyrite PPP-1; chalcopyrite GBW07268; pyrrhotite SP-Po-01 (δ34S = 1.4‰ ± 0.4‰); chalcopyrite SP-CP-01 (δ34S = 5.45‰ ± 0.3‰); natural and synthetic minerals from USA SPI Supplies | 200 | [25 empty] | 330 | [5 empty] | 343060 | [9 empty] | 306720 | [59 empty] | 344940 | [44 empty] | 2025
| Xunmei vent field, Niaochao vent field |  | Seafloor hydrothermal | Volcanic-hosted massive sulfide (VMS) | seafloor massive sulfide (SMS) | Cu, Zn, Au, Ag | Co, Pb, Sb | Cu, Zn, Au, Ag, Co, Pb, Sb |  |  | I-Ccp2 (n=14)-2 | I-Ccp2 (n=14)-2 | seafloor vent field |  |  |  |  | ore material | grab | grab | mineral separate | [5 empty] | mineralisation | sulfide chimney | pyrite, marcasite, chalcopyrite |  | pyrite, marcasite, chalcopyrite | multiple stages: colloform marcasite-pyrite intergrowths (outermost wall), replacement assemblages (transition layers), dense recrystallized assemblages, marcasite pseudomorphs after pyrrhotite (middle layer) | sulfide chimney | colloform, subhedral, anhedral, euhedral, dense coarse-grained, columnar pseudomorphs |  |  |  | sphalerite, pyrrhotite, anhydrite, galena, tetrahedrite, tennantite | Transverse sections (polished sections) | EMPA, LA-ICPMS, MC-ICPMS | JEOL JXA-8100 EPMA; Teledyne Cetac Technologies Analyte Excite laser ablation system coupled with an Agilent Technologies 7700x quadrupole ICP-MS; ESI NWR Image GEO 193 coupled with TOFWERK icp TOF R; Neptune Plus multicollector ICP-MS (Thermo Fisher Scientific, Bremen, Germany) coupled with a Geolas HD excimer ArF laser ablation system (Coherent, Göttingen, Germany); Bruker M4 Tornado™ system | SIO, MNR; China University of Petroleum (East China), Qingdao, China; Nanjing Focu MS Technology Co. Ltd., Nanjing, China; Shanghai Chemlab Laboratory, Shanghai, China; Wuhan Sample Solution Analytical Technology Co. Ltd., Wuhan, China | EPMA: beam current of 10 nA, beam size of 1–5 μm, accelerating voltage of 20 kV. Micro-XRF: rhodium target X-ray tube operating at 50 kV and 800 nA, polycapillary lens providing a 40-μm spot size on a 20-μm raster, dwell time of 5 ms per pixel. LA-ICP-MS: 193-nm ArF excimer laser, fluence of 6 J/cm², 6 Hz repetition rate for 40 seconds (240 pulses), 30-second pre-ablation blank, total run time 70 seconds, spot size 32–44 μm, He carrier gas mixed with Ar. LA-ICP-TOF-MS: 193 nm ArF excimer laser, spot diameter ~20 µm, repetition rate ~20 Hz, laser fluence ~7 J/cm², scan speed ~4000 µm/s, He carrier gas ~600 ml/min, washout time 50 ms. S isotope MC-ICP-MS: spot size ~44 μm, pulse frequency ~2 Hz, laser fluence ~5 J/cm², He carrier gas with Ar make-up gas. | MASS-1 (Fe-Cu-Zn-S pressed pellet) and GSE-1G (synthetic basaltic glass) from the United States Geological Survey; pyrite PPP-1; chalcopyrite GBW07268; pyrrhotite SP-Po-01 (δ34S = 1.4‰ ± 0.4‰); chalcopyrite SP-CP-01 (δ34S = 5.45‰ ± 0.3‰); natural and synthetic minerals from USA SPI Supplies |  |  |  |  | 240 | [21 empty] | 570 | [5 empty] | 345440 | [9 empty] | 307500 | [59 empty] | 344970 | [39 empty] | 350 |  |  |  |  | 2025
| Xunmei vent field, Niaochao vent field |  | Seafloor hydrothermal | Volcanic-hosted massive sulfide (VMS) | seafloor massive sulfide (SMS) | Cu, Zn, Au, Ag | Co, Pb, Sb | Cu, Zn, Au, Ag, Co, Pb, Sb |  |  | I-Ccp2 (n=14)-3 | I-Ccp2 (n=14)-3 | seafloor vent field |  |  |  |  | ore material | grab | grab | mineral separate | [5 empty] | mineralisation | sulfide chimney | pyrite, marcasite, chalcopyrite |  | pyrite, marcasite, chalcopyrite | multiple stages: colloform marcasite-pyrite intergrowths (outermost wall), replacement assemblages (transition layers), dense recrystallized assemblages, marcasite pseudomorphs after pyrrhotite (middle layer) | sulfide chimney | colloform, subhedral, anhedral, euhedral, dense coarse-grained, columnar pseudomorphs |  |  |  | sphalerite, pyrrhotite, anhydrite, galena, tetrahedrite, tennantite | Transverse sections (polished sections) | EMPA, LA-ICPMS, MC-ICPMS | JEOL JXA-8100 EPMA; Teledyne Cetac Technologies Analyte Excite laser ablation system coupled with an Agilent Technologies 7700x quadrupole ICP-MS; ESI NWR Image GEO 193 coupled with TOFWERK icp TOF R; Neptune Plus multicollector ICP-MS (Thermo Fisher Scientific, Bremen, Germany) coupled with a Geolas HD excimer ArF laser ablation system (Coherent, Göttingen, Germany); Bruker M4 Tornado™ system | SIO, MNR; China University of Petroleum (East China), Qingdao, China; Nanjing Focu MS Technology Co. Ltd., Nanjing, China; Shanghai Chemlab Laboratory, Shanghai, China; Wuhan Sample Solution Analytical Technology Co. Ltd., Wuhan, China | EPMA: beam current of 10 nA, beam size of 1–5 μm, accelerating voltage of 20 kV. Micro-XRF: rhodium target X-ray tube operating at 50 kV and 800 nA, polycapillary lens providing a 40-μm spot size on a 20-μm raster, dwell time of 5 ms per pixel. LA-ICP-MS: 193-nm ArF excimer laser, fluence of 6 J/cm², 6 Hz repetition rate for 40 seconds (240 pulses), 30-second pre-ablation blank, total run time 70 seconds, spot size 32–44 μm, He carrier gas mixed with Ar. LA-ICP-TOF-MS: 193 nm ArF excimer laser, spot diameter ~20 µm, repetition rate ~20 Hz, laser fluence ~7 J/cm², scan speed ~4000 µm/s, He carrier gas ~600 ml/min, washout time 50 ms. S isotope MC-ICP-MS: spot size ~44 μm, pulse frequency ~2 Hz, laser fluence ~5 J/cm², He carrier gas with Ar make-up gas. | MASS-1 (Fe-Cu-Zn-S pressed pellet) and GSE-1G (synthetic basaltic glass) from the United States Geological Survey; pyrite PPP-1; chalcopyrite GBW07268; pyrrhotite SP-Po-01 (δ34S = 1.4‰ ± 0.4‰); chalcopyrite SP-CP-01 (δ34S = 5.45‰ ± 0.3‰); natural and synthetic minerals from USA SPI Supplies | 400 | [25 empty] | 580 | [5 empty] | 343830 | [9 empty] | 309120 | [59 empty] | 345690 | [39 empty] | 1080 |  |  |  |  | 2025
| Xunmei vent field, Niaochao vent field |  | Seafloor hydrothermal | Volcanic-hosted massive sulfide (VMS) | seafloor massive sulfide (SMS) | Cu, Zn, Au, Ag | Co, Pb, Sb | Cu, Zn, Au, Ag, Co, Pb, Sb |  |  | I-Ccp2 (n=14)-4 | I-Ccp2 (n=14)-4 | seafloor vent field |  |  |  |  | ore material | grab | grab | mineral separate | [5 empty] | mineralisation | sulfide chimney | pyrite, marcasite, chalcopyrite |  | pyrite, marcasite, chalcopyrite | multiple stages: colloform marcasite-pyrite intergrowths (outermost wall), replacement assemblages (transition layers), dense recrystallized assemblages, marcasite pseudomorphs after pyrrhotite (middle layer) | sulfide chimney | colloform, subhedral, anhedral, euhedral, dense coarse-grained, columnar pseudomorphs |  |  |  | sphalerite, pyrrhotite, anhydrite, galena, tetrahedrite, tennantite | Transverse sections (polished sections) | EMPA, LA-ICPMS, MC-ICPMS | JEOL JXA-8100 EPMA; Teledyne Cetac Technologies Analyte Excite laser ablation system coupled with an Agilent Technologies 7700x quadrupole ICP-MS; ESI NWR Image GEO 193 coupled with TOFWERK icp TOF R; Neptune Plus multicollector ICP-MS (Thermo Fisher Scientific, Bremen, Germany) coupled with a Geolas HD excimer ArF laser ablation system (Coherent, Göttingen, Germany); Bruker M4 Tornado™ system | SIO, MNR; China University of Petroleum (East China), Qingdao, China; Nanjing Focu MS Technology Co. Ltd., Nanjing, China; Shanghai Chemlab Laboratory, Shanghai, China; Wuhan Sample Solution Analytical Technology Co. Ltd., Wuhan, China | EPMA: beam current of 10 nA, beam size of 1–5 μm, accelerating voltage of 20 kV. Micro-XRF: rhodium target X-ray tube operating at 50 kV and 800 nA, polycapillary lens providing a 40-μm spot size on a 20-μm raster, dwell time of 5 ms per pixel. LA-ICP-MS: 193-nm ArF excimer laser, fluence of 6 J/cm², 6 Hz repetition rate for 40 seconds (240 pulses), 30-second pre-ablation blank, total run time 70 seconds, spot size 32–44 μm, He carrier gas mixed with Ar. LA-ICP-TOF-MS: 193 nm ArF excimer laser, spot diameter ~20 µm, repetition rate ~20 Hz, laser fluence ~7 J/cm², scan speed ~4000 µm/s, He carrier gas ~600 ml/min, washout time 50 ms. S isotope MC-ICP-MS: spot size ~44 μm, pulse frequency ~2 Hz, laser fluence ~5 J/cm², He carrier gas with Ar make-up gas. | MASS-1 (Fe-Cu-Zn-S pressed pellet) and GSE-1G (synthetic basaltic glass) from the United States Geological Survey; pyrite PPP-1; chalcopyrite GBW07268; pyrrhotite SP-Po-01 (δ34S = 1.4‰ ± 0.4‰); chalcopyrite SP-CP-01 (δ34S = 5.45‰ ± 0.3‰); natural and synthetic minerals from USA SPI Supplies |  |  |  |  | 90 | [21 empty] | 620 | [5 empty] | 347820 | [9 empty] | 298940 | [59 empty] | 344050 | [39 empty] | 110 |  |  |  |  | 2025
| Xunmei vent field, Niaochao vent field |  | Seafloor hydrothermal | Volcanic-hosted massive sulfide (VMS) | seafloor massive sulfide (SMS) | Cu, Zn, Au, Ag | Co, Pb, Sb | Cu, Zn, Au, Ag, Co, Pb, Sb |  |  | I-Ccp2 (n=14)-5 | I-Ccp2 (n=14)-5 | seafloor vent field |  |  |  |  | ore material | grab | grab | mineral separate | [5 empty] | mineralisation | sulfide chimney | pyrite, marcasite, chalcopyrite |  | pyrite, marcasite, chalcopyrite | multiple stages: colloform marcasite-pyrite intergrowths (outermost wall), replacement assemblages (transition layers), dense recrystallized assemblages, marcasite pseudomorphs after pyrrhotite (middle layer) | sulfide chimney | colloform, subhedral, anhedral, euhedral, dense coarse-grained, columnar pseudomorphs |  |  |  | sphalerite, pyrrhotite, anhydrite, galena, tetrahedrite, tennantite | Transverse sections (polished sections) | EMPA, LA-ICPMS, MC-ICPMS | JEOL JXA-8100 EPMA; Teledyne Cetac Technologies Analyte Excite laser ablation system coupled with an Agilent Technologies 7700x quadrupole ICP-MS; ESI NWR Image GEO 193 coupled with TOFWERK icp TOF R; Neptune Plus multicollector ICP-MS (Thermo Fisher Scientific, Bremen, Germany) coupled with a Geolas HD excimer ArF laser ablation system (Coherent, Göttingen, Germany); Bruker M4 Tornado™ system | SIO, MNR; China University of Petroleum (East China), Qingdao, China; Nanjing Focu MS Technology Co. Ltd., Nanjing, China; Shanghai Chemlab Laboratory, Shanghai, China; Wuhan Sample Solution Analytical Technology Co. Ltd., Wuhan, China | EPMA: beam current of 10 nA, beam size of 1–5 μm, accelerating voltage of 20 kV. Micro-XRF: rhodium target X-ray tube operating at 50 kV and 800 nA, polycapillary lens providing a 40-μm spot size on a 20-μm raster, dwell time of 5 ms per pixel. LA-ICP-MS: 193-nm ArF excimer laser, fluence of 6 J/cm², 6 Hz repetition rate for 40 seconds (240 pulses), 30-second pre-ablation blank, total run time 70 seconds, spot size 32–44 μm, He carrier gas mixed with Ar. LA-ICP-TOF-MS: 193 nm ArF excimer laser, spot diameter ~20 µm, repetition rate ~20 Hz, laser fluence ~7 J/cm², scan speed ~4000 µm/s, He carrier gas ~600 ml/min, washout time 50 ms. S isotope MC-ICP-MS: spot size ~44 μm, pulse frequency ~2 Hz, laser fluence ~5 J/cm², He carrier gas with Ar make-up gas. | MASS-1 (Fe-Cu-Zn-S pressed pellet) and GSE-1G (synthetic basaltic glass) from the United States Geological Survey; pyrite PPP-1; chalcopyrite GBW07268; pyrrhotite SP-Po-01 (δ34S = 1.4‰ ± 0.4‰); chalcopyrite SP-CP-01 (δ34S = 5.45‰ ± 0.3‰); natural and synthetic minerals from USA SPI Supplies |  |  |  |  | 140 | [21 empty] | 540 | [5 empty] | 347180 | [9 empty] | 302340 | [43 empty] | 90 | [15 empty] | 343620 | [39 empty] | 900 |  |  |  |  | 2025
| Xunmei vent field, Niaochao vent field |  | Seafloor hydrothermal | Volcanic-hosted massive sulfide (VMS) | seafloor massive sulfide (SMS) | Cu, Zn, Au, Ag | Co, Pb, Sb | Cu, Zn, Au, Ag, Co, Pb, Sb |  |  | I-Ccp2 (n=14)-6 | I-Ccp2 (n=14)-6 | seafloor vent field |  |  |  |  | ore material | grab | grab | mineral separate | [5 empty] | mineralisation | sulfide chimney | pyrite, marcasite, chalcopyrite |  | pyrite, marcasite, chalcopyrite | multiple stages: colloform marcasite-pyrite intergrowths (outermost wall), replacement assemblages (transition layers), dense recrystallized assemblages, marcasite pseudomorphs after pyrrhotite (middle layer) | sulfide chimney | colloform, subhedral, anhedral, euhedral, dense coarse-grained, columnar pseudomorphs |  |  |  | sphalerite, pyrrhotite, anhydrite, galena, tetrahedrite, tennantite | Transverse sections (polished sections) | EMPA, LA-ICPMS, MC-ICPMS | JEOL JXA-8100 EPMA; Teledyne Cetac Technologies Analyte Excite laser ablation system coupled with an Agilent Technologies 7700x quadrupole ICP-MS; ESI NWR Image GEO 193 coupled with TOFWERK icp TOF R; Neptune Plus multicollector ICP-MS (Thermo Fisher Scientific, Bremen, Germany) coupled with a Geolas HD excimer ArF laser ablation system (Coherent, Göttingen, Germany); Bruker M4 Tornado™ system | SIO, MNR; China University of Petroleum (East China), Qingdao, China; Nanjing Focu MS Technology Co. Ltd., Nanjing, China; Shanghai Chemlab Laboratory, Shanghai, China; Wuhan Sample Solution Analytical Technology Co. Ltd., Wuhan, China | EPMA: beam current of 10 nA, beam size of 1–5 μm, accelerating voltage of 20 kV. Micro-XRF: rhodium target X-ray tube operating at 50 kV and 800 nA, polycapillary lens providing a 40-μm spot size on a 20-μm raster, dwell time of 5 ms per pixel. LA-ICP-MS: 193-nm ArF excimer laser, fluence of 6 J/cm², 6 Hz repetition rate for 40 seconds (240 pulses), 30-second pre-ablation blank, total run time 70 seconds, spot size 32–44 μm, He carrier gas mixed with Ar. LA-ICP-TOF-MS: 193 nm ArF excimer laser, spot diameter ~20 µm, repetition rate ~20 Hz, laser fluence ~7 J/cm², scan speed ~4000 µm/s, He carrier gas ~600 ml/min, washout time 50 ms. S isotope MC-ICP-MS: spot size ~44 μm, pulse frequency ~2 Hz, laser fluence ~5 J/cm², He carrier gas with Ar make-up gas. | MASS-1 (Fe-Cu-Zn-S pressed pellet) and GSE-1G (synthetic basaltic glass) from the United States Geological Survey; pyrite PPP-1; chalcopyrite GBW07268; pyrrhotite SP-Po-01 (δ34S = 1.4‰ ± 0.4‰); chalcopyrite SP-CP-01 (δ34S = 5.45‰ ± 0.3‰); natural and synthetic minerals from USA SPI Supplies | 170 | [25 empty] | 550 | [5 empty] | 346490 | [9 empty] | 309560 | [43 empty] | 270 | [15 empty] | 348320 | [44 empty] | 2025
| Xunmei vent field, Niaochao vent field |  | Seafloor hydrothermal | Volcanic-hosted massive sulfide (VMS) | seafloor massive sulfide (SMS) | Cu, Zn, Au, Ag | Co, Pb, Sb | Cu, Zn, Au, Ag, Co, Pb, Sb |  |  | I-Ccp2 (n=14)-7 | I-Ccp2 (n=14)-7 | seafloor vent field |  |  |  |  | ore material | grab | grab | mineral separate | [5 empty] | mineralisation | sulfide chimney | pyrite, marcasite, chalcopyrite |  | pyrite, marcasite, chalcopyrite | multiple stages: colloform marcasite-pyrite intergrowths (outermost wall), replacement assemblages (transition layers), dense recrystallized assemblages, marcasite pseudomorphs after pyrrhotite (middle layer) | sulfide chimney | colloform, subhedral, anhedral, euhedral, dense coarse-grained, columnar pseudomorphs |  |  |  | sphalerite, pyrrhotite, anhydrite, galena, tetrahedrite, tennantite | Transverse sections (polished sections) | EMPA, LA-ICPMS, MC-ICPMS | JEOL JXA-8100 EPMA; Teledyne Cetac Technologies Analyte Excite laser ablation system coupled with an Agilent Technologies 7700x quadrupole ICP-MS; ESI NWR Image GEO 193 coupled with TOFWERK icp TOF R; Neptune Plus multicollector ICP-MS (Thermo Fisher Scientific, Bremen, Germany) coupled with a Geolas HD excimer ArF laser ablation system (Coherent, Göttingen, Germany); Bruker M4 Tornado™ system | SIO, MNR; China University of Petroleum (East China), Qingdao, China; Nanjing Focu MS Technology Co. Ltd., Nanjing, China; Shanghai Chemlab Laboratory, Shanghai, China; Wuhan Sample Solution Analytical Technology Co. Ltd., Wuhan, China | EPMA: beam current of 10 nA, beam size of 1–5 μm, accelerating voltage of 20 kV. Micro-XRF: rhodium target X-ray tube operating at 50 kV and 800 nA, polycapillary lens providing a 40-μm spot size on a 20-μm raster, dwell time of 5 ms per pixel. LA-ICP-MS: 193-nm ArF excimer laser, fluence of 6 J/cm², 6 Hz repetition rate for 40 seconds (240 pulses), 30-second pre-ablation blank, total run time 70 seconds, spot size 32–44 μm, He carrier gas mixed with Ar. LA-ICP-TOF-MS: 193 nm ArF excimer laser, spot diameter ~20 µm, repetition rate ~20 Hz, laser fluence ~7 J/cm², scan speed ~4000 µm/s, He carrier gas ~600 ml/min, washout time 50 ms. S isotope MC-ICP-MS: spot size ~44 μm, pulse frequency ~2 Hz, laser fluence ~5 J/cm², He carrier gas with Ar make-up gas. | MASS-1 (Fe-Cu-Zn-S pressed pellet) and GSE-1G (synthetic basaltic glass) from the United States Geological Survey; pyrite PPP-1; chalcopyrite GBW07268; pyrrhotite SP-Po-01 (δ34S = 1.4‰ ± 0.4‰); chalcopyrite SP-CP-01 (δ34S = 5.45‰ ± 0.3‰); natural and synthetic minerals from USA SPI Supplies | 90 | [25 empty] | 540 | [5 empty] | 343130 | [9 empty] | 312600 | [59 empty] | 345080 | [44 empty] | 2025
| Xunmei vent field, Niaochao vent field |  | Seafloor hydrothermal | Volcanic-hosted massive sulfide (VMS) | seafloor massive sulfide (SMS) | Cu, Zn, Au, Ag | Co, Pb, Sb | Cu, Zn, Au, Ag, Co, Pb, Sb |  |  | I-Ccp2 (n=14)-8 | I-Ccp2 (n=14)-8 | seafloor vent field |  |  |  |  | ore material | grab | grab | mineral separate | [5 empty] | mineralisation | sulfide chimney | pyrite, marcasite, chalcopyrite |  | pyrite, marcasite, chalcopyrite | multiple stages: colloform marcasite-pyrite intergrowths (outermost wall), replacement assemblages (transition layers), dense recrystallized assemblages, marcasite pseudomorphs after pyrrhotite (middle layer) | sulfide chimney | colloform, subhedral, anhedral, euhedral, dense coarse-grained, columnar pseudomorphs |  |  |  | sphalerite, pyrrhotite, anhydrite, galena, tetrahedrite, tennantite | Transverse sections (polished sections) | EMPA, LA-ICPMS, MC-ICPMS | JEOL JXA-8100 EPMA; Teledyne Cetac Technologies Analyte Excite laser ablation system coupled with an Agilent Technologies 7700x quadrupole ICP-MS; ESI NWR Image GEO 193 coupled with TOFWERK icp TOF R; Neptune Plus multicollector ICP-MS (Thermo Fisher Scientific, Bremen, Germany) coupled with a Geolas HD excimer ArF laser ablation system (Coherent, Göttingen, Germany); Bruker M4 Tornado™ system | SIO, MNR; China University of Petroleum (East China), Qingdao, China; Nanjing Focu MS Technology Co. Ltd., Nanjing, China; Shanghai Chemlab Laboratory, Shanghai, China; Wuhan Sample Solution Analytical Technology Co. Ltd., Wuhan, China | EPMA: beam current of 10 nA, beam size of 1–5 μm, accelerating voltage of 20 kV. Micro-XRF: rhodium target X-ray tube operating at 50 kV and 800 nA, polycapillary lens providing a 40-μm spot size on a 20-μm raster, dwell time of 5 ms per pixel. LA-ICP-MS: 193-nm ArF excimer laser, fluence of 6 J/cm², 6 Hz repetition rate for 40 seconds (240 pulses), 30-second pre-ablation blank, total run time 70 seconds, spot size 32–44 μm, He carrier gas mixed with Ar. LA-ICP-TOF-MS: 193 nm ArF excimer laser, spot diameter ~20 µm, repetition rate ~20 Hz, laser fluence ~7 J/cm², scan speed ~4000 µm/s, He carrier gas ~600 ml/min, washout time 50 ms. S isotope MC-ICP-MS: spot size ~44 μm, pulse frequency ~2 Hz, laser fluence ~5 J/cm², He carrier gas with Ar make-up gas. | MASS-1 (Fe-Cu-Zn-S pressed pellet) and GSE-1G (synthetic basaltic glass) from the United States Geological Survey; pyrite PPP-1; chalcopyrite GBW07268; pyrrhotite SP-Po-01 (δ34S = 1.4‰ ± 0.4‰); chalcopyrite SP-CP-01 (δ34S = 5.45‰ ± 0.3‰); natural and synthetic minerals from USA SPI Supplies | 70 |  |  |  | 200 | [21 empty] | 560 | [5 empty] | 347110 | [9 empty] | 305900 | [59 empty] | 345040 | [39 empty] | 660 |  |  |  |  | 2025
| Xunmei vent field, Niaochao vent field |  | Seafloor hydrothermal | Volcanic-hosted massive sulfide (VMS) | seafloor massive sulfide (SMS) | Cu, Zn, Au, Ag | Co, Pb, Sb | Cu, Zn, Au, Ag, Co, Pb, Sb |  |  | I-Ccp2 (n=14)-9 | I-Ccp2 (n=14)-9 | seafloor vent field |  |  |  |  | ore material | grab | grab | mineral separate | [5 empty] | mineralisation | sulfide chimney | pyrite, marcasite, chalcopyrite |  | pyrite, marcasite, chalcopyrite | multiple stages: colloform marcasite-pyrite intergrowths (outermost wall), replacement assemblages (transition layers), dense recrystallized assemblages, marcasite pseudomorphs after pyrrhotite (middle layer) | sulfide chimney | colloform, subhedral, anhedral, euhedral, dense coarse-grained, columnar pseudomorphs |  |  |  | sphalerite, pyrrhotite, anhydrite, galena, tetrahedrite, tennantite | Transverse sections (polished sections) | EMPA, LA-ICPMS, MC-ICPMS | JEOL JXA-8100 EPMA; Teledyne Cetac Technologies Analyte Excite laser ablation system coupled with an Agilent Technologies 7700x quadrupole ICP-MS; ESI NWR Image GEO 193 coupled with TOFWERK icp TOF R; Neptune Plus multicollector ICP-MS (Thermo Fisher Scientific, Bremen, Germany) coupled with a Geolas HD excimer ArF laser ablation system (Coherent, Göttingen, Germany); Bruker M4 Tornado™ system | SIO, MNR; China University of Petroleum (East China), Qingdao, China; Nanjing Focu MS Technology Co. Ltd., Nanjing, China; Shanghai Chemlab Laboratory, Shanghai, China; Wuhan Sample Solution Analytical Technology Co. Ltd., Wuhan, China | EPMA: beam current of 10 nA, beam size of 1–5 μm, accelerating voltage of 20 kV. Micro-XRF: rhodium target X-ray tube operating at 50 kV and 800 nA, polycapillary lens providing a 40-μm spot size on a 20-μm raster, dwell time of 5 ms per pixel. LA-ICP-MS: 193-nm ArF excimer laser, fluence of 6 J/cm², 6 Hz repetition rate for 40 seconds (240 pulses), 30-second pre-ablation blank, total run time 70 seconds, spot size 32–44 μm, He carrier gas mixed with Ar. LA-ICP-TOF-MS: 193 nm ArF excimer laser, spot diameter ~20 µm, repetition rate ~20 Hz, laser fluence ~7 J/cm², scan speed ~4000 µm/s, He carrier gas ~600 ml/min, washout time 50 ms. S isotope MC-ICP-MS: spot size ~44 μm, pulse frequency ~2 Hz, laser fluence ~5 J/cm², He carrier gas with Ar make-up gas. | MASS-1 (Fe-Cu-Zn-S pressed pellet) and GSE-1G (synthetic basaltic glass) from the United States Geological Survey; pyrite PPP-1; chalcopyrite GBW07268; pyrrhotite SP-Po-01 (δ34S = 1.4‰ ± 0.4‰); chalcopyrite SP-CP-01 (δ34S = 5.45‰ ± 0.3‰); natural and synthetic minerals from USA SPI Supplies | 200 | [25 empty] | 500 | [5 empty] | 348680 | [9 empty] | 307410 | [59 empty] | 339780 | [39 empty] | 350 |  |  |  |  | 2025
| Xunmei vent field, Niaochao vent field |  | Seafloor hydrothermal | Volcanic-hosted massive sulfide (VMS) | seafloor massive sulfide (SMS) | Cu, Zn, Au, Ag | Co, Pb, Sb | Cu, Zn, Au, Ag, Co, Pb, Sb |  |  | I-Ccp2 (n=14)-10 | I-Ccp2 (n=14)-10 | seafloor vent field |  |  |  |  | ore material | grab | grab | mineral separate | [5 empty] | mineralisation | sulfide chimney | pyrite, marcasite, chalcopyrite |  | pyrite, marcasite, chalcopyrite | multiple stages: colloform marcasite-pyrite intergrowths (outermost wall), replacement assemblages (transition layers), dense recrystallized assemblages, marcasite pseudomorphs after pyrrhotite (middle layer) | sulfide chimney | colloform, subhedral, anhedral, euhedral, dense coarse-grained, columnar pseudomorphs |  |  |  | sphalerite, pyrrhotite, anhydrite, galena, tetrahedrite, tennantite | Transverse sections (polished sections) | EMPA, LA-ICPMS, MC-ICPMS | JEOL JXA-8100 EPMA; Teledyne Cetac Technologies Analyte Excite laser ablation system coupled with an Agilent Technologies 7700x quadrupole ICP-MS; ESI NWR Image GEO 193 coupled with TOFWERK icp TOF R; Neptune Plus multicollector ICP-MS (Thermo Fisher Scientific, Bremen, Germany) coupled with a Geolas HD excimer ArF laser ablation system (Coherent, Göttingen, Germany); Bruker M4 Tornado™ system | SIO, MNR; China University of Petroleum (East China), Qingdao, China; Nanjing Focu MS Technology Co. Ltd., Nanjing, China; Shanghai Chemlab Laboratory, Shanghai, China; Wuhan Sample Solution Analytical Technology Co. Ltd., Wuhan, China | EPMA: beam current of 10 nA, beam size of 1–5 μm, accelerating voltage of 20 kV. Micro-XRF: rhodium target X-ray tube operating at 50 kV and 800 nA, polycapillary lens providing a 40-μm spot size on a 20-μm raster, dwell time of 5 ms per pixel. LA-ICP-MS: 193-nm ArF excimer laser, fluence of 6 J/cm², 6 Hz repetition rate for 40 seconds (240 pulses), 30-second pre-ablation blank, total run time 70 seconds, spot size 32–44 μm, He carrier gas mixed with Ar. LA-ICP-TOF-MS: 193 nm ArF excimer laser, spot diameter ~20 µm, repetition rate ~20 Hz, laser fluence ~7 J/cm², scan speed ~4000 µm/s, He carrier gas ~600 ml/min, washout time 50 ms. S isotope MC-ICP-MS: spot size ~44 μm, pulse frequency ~2 Hz, laser fluence ~5 J/cm², He carrier gas with Ar make-up gas. | MASS-1 (Fe-Cu-Zn-S pressed pellet) and GSE-1G (synthetic basaltic glass) from the United States Geological Survey; pyrite PPP-1; chalcopyrite GBW07268; pyrrhotite SP-Po-01 (δ34S = 1.4‰ ± 0.4‰); chalcopyrite SP-CP-01 (δ34S = 5.45‰ ± 0.3‰); natural and synthetic minerals from USA SPI Supplies | 110 | [25 empty] | 590 | [5 empty] | 346450 | [9 empty] | 307990 | [59 empty] | 343530 | [44 empty] | 2025
| Xunmei vent field, Niaochao vent field |  | Seafloor hydrothermal | Volcanic-hosted massive sulfide (VMS) | seafloor massive sulfide (SMS) | Cu, Zn, Au, Ag | Co, Pb, Sb | Cu, Zn, Au, Ag, Co, Pb, Sb |  |  | I-Ccp2 (n=14)-11 | I-Ccp2 (n=14)-11 | seafloor vent field |  |  |  |  | ore material | grab | grab | mineral separate | [5 empty] | mineralisation | sulfide chimney | pyrite, marcasite, chalcopyrite |  | pyrite, marcasite, chalcopyrite | multiple stages: colloform marcasite-pyrite intergrowths (outermost wall), replacement assemblages (transition layers), dense recrystallized assemblages, marcasite pseudomorphs after pyrrhotite (middle layer) | sulfide chimney | colloform, subhedral, anhedral, euhedral, dense coarse-grained, columnar pseudomorphs |  |  |  | sphalerite, pyrrhotite, anhydrite, galena, tetrahedrite, tennantite | Transverse sections (polished sections) | EMPA, LA-ICPMS, MC-ICPMS | JEOL JXA-8100 EPMA; Teledyne Cetac Technologies Analyte Excite laser ablation system coupled with an Agilent Technologies 7700x quadrupole ICP-MS; ESI NWR Image GEO 193 coupled with TOFWERK icp TOF R; Neptune Plus multicollector ICP-MS (Thermo Fisher Scientific, Bremen, Germany) coupled with a Geolas HD excimer ArF laser ablation system (Coherent, Göttingen, Germany); Bruker M4 Tornado™ system | SIO, MNR; China University of Petroleum (East China), Qingdao, China; Nanjing Focu MS Technology Co. Ltd., Nanjing, China; Shanghai Chemlab Laboratory, Shanghai, China; Wuhan Sample Solution Analytical Technology Co. Ltd., Wuhan, China | EPMA: beam current of 10 nA, beam size of 1–5 μm, accelerating voltage of 20 kV. Micro-XRF: rhodium target X-ray tube operating at 50 kV and 800 nA, polycapillary lens providing a 40-μm spot size on a 20-μm raster, dwell time of 5 ms per pixel. LA-ICP-MS: 193-nm ArF excimer laser, fluence of 6 J/cm², 6 Hz repetition rate for 40 seconds (240 pulses), 30-second pre-ablation blank, total run time 70 seconds, spot size 32–44 μm, He carrier gas mixed with Ar. LA-ICP-TOF-MS: 193 nm ArF excimer laser, spot diameter ~20 µm, repetition rate ~20 Hz, laser fluence ~7 J/cm², scan speed ~4000 µm/s, He carrier gas ~600 ml/min, washout time 50 ms. S isotope MC-ICP-MS: spot size ~44 μm, pulse frequency ~2 Hz, laser fluence ~5 J/cm², He carrier gas with Ar make-up gas. | MASS-1 (Fe-Cu-Zn-S pressed pellet) and GSE-1G (synthetic basaltic glass) from the United States Geological Survey; pyrite PPP-1; chalcopyrite GBW07268; pyrrhotite SP-Po-01 (δ34S = 1.4‰ ± 0.4‰); chalcopyrite SP-CP-01 (δ34S = 5.45‰ ± 0.3‰); natural and synthetic minerals from USA SPI Supplies | [26 empty] | 470 | [5 empty] | 340080 | [9 empty] | 311470 | [59 empty] | 348370 | [39 empty] | 160 |  |  |  |  | 2025
| Xunmei vent field, Niaochao vent field |  | Seafloor hydrothermal | Volcanic-hosted massive sulfide (VMS) | seafloor massive sulfide (SMS) | Cu, Zn, Au, Ag | Co, Pb, Sb | Cu, Zn, Au, Ag, Co, Pb, Sb |  |  | I-Ccp2 (n=14)-12 | I-Ccp2 (n=14)-12 | seafloor vent field |  |  |  |  | ore material | grab | grab | mineral separate | [5 empty] | mineralisation | sulfide chimney | pyrite, marcasite, chalcopyrite |  | pyrite, marcasite, chalcopyrite | multiple stages: colloform marcasite-pyrite intergrowths (outermost wall), replacement assemblages (transition layers), dense recrystallized assemblages, marcasite pseudomorphs after pyrrhotite (middle layer) | sulfide chimney | colloform, subhedral, anhedral, euhedral, dense coarse-grained, columnar pseudomorphs |  |  |  | sphalerite, pyrrhotite, anhydrite, galena, tetrahedrite, tennantite | Transverse sections (polished sections) | EMPA, LA-ICPMS, MC-ICPMS | JEOL JXA-8100 EPMA; Teledyne Cetac Technologies Analyte Excite laser ablation system coupled with an Agilent Technologies 7700x quadrupole ICP-MS; ESI NWR Image GEO 193 coupled with TOFWERK icp TOF R; Neptune Plus multicollector ICP-MS (Thermo Fisher Scientific, Bremen, Germany) coupled with a Geolas HD excimer ArF laser ablation system (Coherent, Göttingen, Germany); Bruker M4 Tornado™ system | SIO, MNR; China University of Petroleum (East China), Qingdao, China; Nanjing Focu MS Technology Co. Ltd., Nanjing, China; Shanghai Chemlab Laboratory, Shanghai, China; Wuhan Sample Solution Analytical Technology Co. Ltd., Wuhan, China | EPMA: beam current of 10 nA, beam size of 1–5 μm, accelerating voltage of 20 kV. Micro-XRF: rhodium target X-ray tube operating at 50 kV and 800 nA, polycapillary lens providing a 40-μm spot size on a 20-μm raster, dwell time of 5 ms per pixel. LA-ICP-MS: 193-nm ArF excimer laser, fluence of 6 J/cm², 6 Hz repetition rate for 40 seconds (240 pulses), 30-second pre-ablation blank, total run time 70 seconds, spot size 32–44 μm, He carrier gas mixed with Ar. LA-ICP-TOF-MS: 193 nm ArF excimer laser, spot diameter ~20 µm, repetition rate ~20 Hz, laser fluence ~7 J/cm², scan speed ~4000 µm/s, He carrier gas ~600 ml/min, washout time 50 ms. S isotope MC-ICP-MS: spot size ~44 μm, pulse frequency ~2 Hz, laser fluence ~5 J/cm², He carrier gas with Ar make-up gas. | MASS-1 (Fe-Cu-Zn-S pressed pellet) and GSE-1G (synthetic basaltic glass) from the United States Geological Survey; pyrite PPP-1; chalcopyrite GBW07268; pyrrhotite SP-Po-01 (δ34S = 1.4‰ ± 0.4‰); chalcopyrite SP-CP-01 (δ34S = 5.45‰ ± 0.3‰); natural and synthetic minerals from USA SPI Supplies | 200 |  |  |  | 70 | [21 empty] | 430 | [5 empty] | 347350 | [9 empty] | 301830 | [59 empty] | 346490 | [44 empty] | 2025
| Xunmei vent field, Niaochao vent field |  | Seafloor hydrothermal | Volcanic-hosted massive sulfide (VMS) | seafloor massive sulfide (SMS) | Cu, Zn, Au, Ag | Co, Pb, Sb | Cu, Zn, Au, Ag, Co, Pb, Sb |  |  | I-Ccp2 (n=14)-13 | I-Ccp2 (n=14)-13 | seafloor vent field |  |  |  |  | ore material | grab | grab | mineral separate | [5 empty] | mineralisation | sulfide chimney | pyrite, marcasite, chalcopyrite |  | pyrite, marcasite, chalcopyrite | multiple stages: colloform marcasite-pyrite intergrowths (outermost wall), replacement assemblages (transition layers), dense recrystallized assemblages, marcasite pseudomorphs after pyrrhotite (middle layer) | sulfide chimney | colloform, subhedral, anhedral, euhedral, dense coarse-grained, columnar pseudomorphs |  |  |  | sphalerite, pyrrhotite, anhydrite, galena, tetrahedrite, tennantite | Transverse sections (polished sections) | EMPA, LA-ICPMS, MC-ICPMS | JEOL JXA-8100 EPMA; Teledyne Cetac Technologies Analyte Excite laser ablation system coupled with an Agilent Technologies 7700x quadrupole ICP-MS; ESI NWR Image GEO 193 coupled with TOFWERK icp TOF R; Neptune Plus multicollector ICP-MS (Thermo Fisher Scientific, Bremen, Germany) coupled with a Geolas HD excimer ArF laser ablation system (Coherent, Göttingen, Germany); Bruker M4 Tornado™ system | SIO, MNR; China University of Petroleum (East China), Qingdao, China; Nanjing Focu MS Technology Co. Ltd., Nanjing, China; Shanghai Chemlab Laboratory, Shanghai, China; Wuhan Sample Solution Analytical Technology Co. Ltd., Wuhan, China | EPMA: beam current of 10 nA, beam size of 1–5 μm, accelerating voltage of 20 kV. Micro-XRF: rhodium target X-ray tube operating at 50 kV and 800 nA, polycapillary lens providing a 40-μm spot size on a 20-μm raster, dwell time of 5 ms per pixel. LA-ICP-MS: 193-nm ArF excimer laser, fluence of 6 J/cm², 6 Hz repetition rate for 40 seconds (240 pulses), 30-second pre-ablation blank, total run time 70 seconds, spot size 32–44 μm, He carrier gas mixed with Ar. LA-ICP-TOF-MS: 193 nm ArF excimer laser, spot diameter ~20 µm, repetition rate ~20 Hz, laser fluence ~7 J/cm², scan speed ~4000 µm/s, He carrier gas ~600 ml/min, washout time 50 ms. S isotope MC-ICP-MS: spot size ~44 μm, pulse frequency ~2 Hz, laser fluence ~5 J/cm², He carrier gas with Ar make-up gas. | MASS-1 (Fe-Cu-Zn-S pressed pellet) and GSE-1G (synthetic basaltic glass) from the United States Geological Survey; pyrite PPP-1; chalcopyrite GBW07268; pyrrhotite SP-Po-01 (δ34S = 1.4‰ ± 0.4‰); chalcopyrite SP-CP-01 (δ34S = 5.45‰ ± 0.3‰); natural and synthetic minerals from USA SPI Supplies | [26 empty] | 440 | [5 empty] | 345580 | [9 empty] | 305310 | [43 empty] | 100 | [15 empty] | 342200 | [44 empty] | 2025
| Xunmei vent field, Niaochao vent field |  | Seafloor hydrothermal | Volcanic-hosted massive sulfide (VMS) | seafloor massive sulfide (SMS) | Cu, Zn, Au, Ag | Co, Pb, Sb | Cu, Zn, Au, Ag, Co, Pb, Sb |  |  | I-Ccp2 (n=14)-14 | I-Ccp2 (n=14)-14 | seafloor vent field |  |  |  |  | ore material | grab | grab | mineral separate | [5 empty] | mineralisation | sulfide chimney | pyrite, marcasite, chalcopyrite |  | pyrite, marcasite, chalcopyrite | multiple stages: colloform marcasite-pyrite intergrowths (outermost wall), replacement assemblages (transition layers), dense recrystallized assemblages, marcasite pseudomorphs after pyrrhotite (middle layer) | sulfide chimney | colloform, subhedral, anhedral, euhedral, dense coarse-grained, columnar pseudomorphs |  |  |  | sphalerite, pyrrhotite, anhydrite, galena, tetrahedrite, tennantite | Transverse sections (polished sections) | EMPA, LA-ICPMS, MC-ICPMS | JEOL JXA-8100 EPMA; Teledyne Cetac Technologies Analyte Excite laser ablation system coupled with an Agilent Technologies 7700x quadrupole ICP-MS; ESI NWR Image GEO 193 coupled with TOFWERK icp TOF R; Neptune Plus multicollector ICP-MS (Thermo Fisher Scientific, Bremen, Germany) coupled with a Geolas HD excimer ArF laser ablation system (Coherent, Göttingen, Germany); Bruker M4 Tornado™ system | SIO, MNR; China University of Petroleum (East China), Qingdao, China; Nanjing Focu MS Technology Co. Ltd., Nanjing, China; Shanghai Chemlab Laboratory, Shanghai, China; Wuhan Sample Solution Analytical Technology Co. Ltd., Wuhan, China | EPMA: beam current of 10 nA, beam size of 1–5 μm, accelerating voltage of 20 kV. Micro-XRF: rhodium target X-ray tube operating at 50 kV and 800 nA, polycapillary lens providing a 40-μm spot size on a 20-μm raster, dwell time of 5 ms per pixel. LA-ICP-MS: 193-nm ArF excimer laser, fluence of 6 J/cm², 6 Hz repetition rate for 40 seconds (240 pulses), 30-second pre-ablation blank, total run time 70 seconds, spot size 32–44 μm, He carrier gas mixed with Ar. LA-ICP-TOF-MS: 193 nm ArF excimer laser, spot diameter ~20 µm, repetition rate ~20 Hz, laser fluence ~7 J/cm², scan speed ~4000 µm/s, He carrier gas ~600 ml/min, washout time 50 ms. S isotope MC-ICP-MS: spot size ~44 μm, pulse frequency ~2 Hz, laser fluence ~5 J/cm², He carrier gas with Ar make-up gas. | MASS-1 (Fe-Cu-Zn-S pressed pellet) and GSE-1G (synthetic basaltic glass) from the United States Geological Survey; pyrite PPP-1; chalcopyrite GBW07268; pyrrhotite SP-Po-01 (δ34S = 1.4‰ ± 0.4‰); chalcopyrite SP-CP-01 (δ34S = 5.45‰ ± 0.3‰); natural and synthetic minerals from USA SPI Supplies | 70 | [25 empty] | 370 | [5 empty] | 343230 | [9 empty] | 310020 | [59 empty] | 343900 | [39 empty] | 100 |  |  |  |  | 2025
| Xunmei vent field, Niaochao vent field |  | Seafloor hydrothermal | Volcanic-hosted massive sulfide (VMS) | seafloor massive sulfide (SMS) | Cu, Zn, Au, Ag | Co, Pb, Sb | Cu, Zn, Au, Ag, Co, Pb, Sb |  |  | I-Ccp2 (n=14)-15 | I-Ccp2 (n=14)-15 | seafloor vent field |  |  |  |  | ore material | grab | grab | mineral separate | [5 empty] | mineralisation | sulfide chimney | pyrite, marcasite, chalcopyrite |  | pyrite, marcasite, chalcopyrite | multiple stages: colloform marcasite-pyrite intergrowths (outermost wall), replacement assemblages (transition layers), dense recrystallized assemblages, marcasite pseudomorphs after pyrrhotite (middle layer) | sulfide chimney | colloform, subhedral, anhedral, euhedral, dense coarse-grained, columnar pseudomorphs |  |  |  | sphalerite, pyrrhotite, anhydrite, galena, tetrahedrite, tennantite | Transverse sections (polished sections) | EMPA, LA-ICPMS, MC-ICPMS | JEOL JXA-8100 EPMA; Teledyne Cetac Technologies Analyte Excite laser ablation system coupled with an Agilent Technologies 7700x quadrupole ICP-MS; ESI NWR Image GEO 193 coupled with TOFWERK icp TOF R; Neptune Plus multicollector ICP-MS (Thermo Fisher Scientific, Bremen, Germany) coupled with a Geolas HD excimer ArF laser ablation system (Coherent, Göttingen, Germany); Bruker M4 Tornado™ system | SIO, MNR; China University of Petroleum (East China), Qingdao, China; Nanjing Focu MS Technology Co. Ltd., Nanjing, China; Shanghai Chemlab Laboratory, Shanghai, China; Wuhan Sample Solution Analytical Technology Co. Ltd., Wuhan, China | EPMA: beam current of 10 nA, beam size of 1–5 μm, accelerating voltage of 20 kV. Micro-XRF: rhodium target X-ray tube operating at 50 kV and 800 nA, polycapillary lens providing a 40-μm spot size on a 20-μm raster, dwell time of 5 ms per pixel. LA-ICP-MS: 193-nm ArF excimer laser, fluence of 6 J/cm², 6 Hz repetition rate for 40 seconds (240 pulses), 30-second pre-ablation blank, total run time 70 seconds, spot size 32–44 μm, He carrier gas mixed with Ar. LA-ICP-TOF-MS: 193 nm ArF excimer laser, spot diameter ~20 µm, repetition rate ~20 Hz, laser fluence ~7 J/cm², scan speed ~4000 µm/s, He carrier gas ~600 ml/min, washout time 50 ms. S isotope MC-ICP-MS: spot size ~44 μm, pulse frequency ~2 Hz, laser fluence ~5 J/cm², He carrier gas with Ar make-up gas. | MASS-1 (Fe-Cu-Zn-S pressed pellet) and GSE-1G (synthetic basaltic glass) from the United States Geological Survey; pyrite PPP-1; chalcopyrite GBW07268; pyrrhotite SP-Po-01 (δ34S = 1.4‰ ± 0.4‰); chalcopyrite SP-CP-01 (δ34S = 5.45‰ ± 0.3‰); natural and synthetic minerals from USA SPI Supplies | 167.7778 |  |  |  | 148 | [21 empty] | 506.4286 | [5 empty] | 345387.8571 | [9 empty] | 306907.8571 | [43 empty] | 153.3333 | [15 empty] | 344712.8571 | [39 empty] | 463.75 |  |  |  |  | 2025
| Xunmei vent field, Niaochao vent field |  | Seafloor hydrothermal | Volcanic-hosted massive sulfide (VMS) | seafloor massive sulfide (SMS) | Cu, Zn, Au, Ag | Co, Pb, Sb | Cu, Zn, Au, Ag, Co, Pb, Sb |  |  | I-Ccp2 (n=14)-16 | I-Ccp2 (n=14)-16 | seafloor vent field |  |  |  |  | ore material | grab | grab | mineral separate | [5 empty] | mineralisation | sulfide chimney | pyrite, marcasite, chalcopyrite |  | pyrite, marcasite, chalcopyrite | multiple stages: colloform marcasite-pyrite intergrowths (outermost wall), replacement assemblages (transition layers), dense recrystallized assemblages, marcasite pseudomorphs after pyrrhotite (middle layer) | sulfide chimney | colloform, subhedral, anhedral, euhedral, dense coarse-grained, columnar pseudomorphs |  |  |  | sphalerite, pyrrhotite, anhydrite, galena, tetrahedrite, tennantite | Transverse sections (polished sections) | EMPA, LA-ICPMS, MC-ICPMS | JEOL JXA-8100 EPMA; Teledyne Cetac Technologies Analyte Excite laser ablation system coupled with an Agilent Technologies 7700x quadrupole ICP-MS; ESI NWR Image GEO 193 coupled with TOFWERK icp TOF R; Neptune Plus multicollector ICP-MS (Thermo Fisher Scientific, Bremen, Germany) coupled with a Geolas HD excimer ArF laser ablation system (Coherent, Göttingen, Germany); Bruker M4 Tornado™ system | SIO, MNR; China University of Petroleum (East China), Qingdao, China; Nanjing Focu MS Technology Co. Ltd., Nanjing, China; Shanghai Chemlab Laboratory, Shanghai, China; Wuhan Sample Solution Analytical Technology Co. Ltd., Wuhan, China | EPMA: beam current of 10 nA, beam size of 1–5 μm, accelerating voltage of 20 kV. Micro-XRF: rhodium target X-ray tube operating at 50 kV and 800 nA, polycapillary lens providing a 40-μm spot size on a 20-μm raster, dwell time of 5 ms per pixel. LA-ICP-MS: 193-nm ArF excimer laser, fluence of 6 J/cm², 6 Hz repetition rate for 40 seconds (240 pulses), 30-second pre-ablation blank, total run time 70 seconds, spot size 32–44 μm, He carrier gas mixed with Ar. LA-ICP-TOF-MS: 193 nm ArF excimer laser, spot diameter ~20 µm, repetition rate ~20 Hz, laser fluence ~7 J/cm², scan speed ~4000 µm/s, He carrier gas ~600 ml/min, washout time 50 ms. S isotope MC-ICP-MS: spot size ~44 μm, pulse frequency ~2 Hz, laser fluence ~5 J/cm², He carrier gas with Ar make-up gas. | MASS-1 (Fe-Cu-Zn-S pressed pellet) and GSE-1G (synthetic basaltic glass) from the United States Geological Survey; pyrite PPP-1; chalcopyrite GBW07268; pyrrhotite SP-Po-01 (δ34S = 1.4‰ ± 0.4‰); chalcopyrite SP-CP-01 (δ34S = 5.45‰ ± 0.3‰); natural and synthetic minerals from USA SPI Supplies | 70 |  |  |  | 70 | [21 empty] | 370 | [5 empty] | 340080 | [9 empty] | 301830 | [43 empty] | 100 | [15 empty] | 339780 | [39 empty] | 100 |  |  |  |  | 2025
| Xunmei vent field, Niaochao vent field |  | Seafloor hydrothermal | Volcanic-hosted massive sulfide (VMS) | seafloor massive sulfide (SMS) | Cu, Zn, Au, Ag | Co, Pb, Sb | Cu, Zn, Au, Ag, Co, Pb, Sb |  |  | I-Ccp2 (n=14)-17 | I-Ccp2 (n=14)-17 | seafloor vent field |  |  |  |  | ore material | grab | grab | mineral separate | [5 empty] | mineralisation | sulfide chimney | pyrite, marcasite, chalcopyrite |  | pyrite, marcasite, chalcopyrite | multiple stages: colloform marcasite-pyrite intergrowths (outermost wall), replacement assemblages (transition layers), dense recrystallized assemblages, marcasite pseudomorphs after pyrrhotite (middle layer) | sulfide chimney | colloform, subhedral, anhedral, euhedral, dense coarse-grained, columnar pseudomorphs |  |  |  | sphalerite, pyrrhotite, anhydrite, galena, tetrahedrite, tennantite | Transverse sections (polished sections) | EMPA, LA-ICPMS, MC-ICPMS | JEOL JXA-8100 EPMA; Teledyne Cetac Technologies Analyte Excite laser ablation system coupled with an Agilent Technologies 7700x quadrupole ICP-MS; ESI NWR Image GEO 193 coupled with TOFWERK icp TOF R; Neptune Plus multicollector ICP-MS (Thermo Fisher Scientific, Bremen, Germany) coupled with a Geolas HD excimer ArF laser ablation system (Coherent, Göttingen, Germany); Bruker M4 Tornado™ system | SIO, MNR; China University of Petroleum (East China), Qingdao, China; Nanjing Focu MS Technology Co. Ltd., Nanjing, China; Shanghai Chemlab Laboratory, Shanghai, China; Wuhan Sample Solution Analytical Technology Co. Ltd., Wuhan, China | EPMA: beam current of 10 nA, beam size of 1–5 μm, accelerating voltage of 20 kV. Micro-XRF: rhodium target X-ray tube operating at 50 kV and 800 nA, polycapillary lens providing a 40-μm spot size on a 20-μm raster, dwell time of 5 ms per pixel. LA-ICP-MS: 193-nm ArF excimer laser, fluence of 6 J/cm², 6 Hz repetition rate for 40 seconds (240 pulses), 30-second pre-ablation blank, total run time 70 seconds, spot size 32–44 μm, He carrier gas mixed with Ar. LA-ICP-TOF-MS: 193 nm ArF excimer laser, spot diameter ~20 µm, repetition rate ~20 Hz, laser fluence ~7 J/cm², scan speed ~4000 µm/s, He carrier gas ~600 ml/min, washout time 50 ms. S isotope MC-ICP-MS: spot size ~44 μm, pulse frequency ~2 Hz, laser fluence ~5 J/cm², He carrier gas with Ar make-up gas. | MASS-1 (Fe-Cu-Zn-S pressed pellet) and GSE-1G (synthetic basaltic glass) from the United States Geological Survey; pyrite PPP-1; chalcopyrite GBW07268; pyrrhotite SP-Po-01 (δ34S = 1.4‰ ± 0.4‰); chalcopyrite SP-CP-01 (δ34S = 5.45‰ ± 0.3‰); natural and synthetic minerals from USA SPI Supplies | 400 |  |  |  | 240 | [21 empty] | 620 | [5 empty] | 348680 | [9 empty] | 312600 | [43 empty] | 270 | [15 empty] | 348370 | [39 empty] | 1080 |  |  |  |  | 2025
| Xunmei vent field, Niaochao vent field |  | Seafloor hydrothermal | Volcanic-hosted massive sulfide (VMS) | seafloor massive sulfide (SMS) | Cu, Zn, Au, Ag | Co, Pb, Sb | Cu, Zn, Au, Ag, Co, Pb, Sb |  |  | I-Ccp2 (n=14)-18 | I-Ccp2 (n=14)-18 | seafloor vent field |  |  |  |  | ore material | grab | grab | mineral separate | [5 empty] | mineralisation | sulfide chimney | pyrite, marcasite, chalcopyrite |  | pyrite, marcasite, chalcopyrite | multiple stages: colloform marcasite-pyrite intergrowths (outermost wall), replacement assemblages (transition layers), dense recrystallized assemblages, marcasite pseudomorphs after pyrrhotite (middle layer) | sulfide chimney | colloform, subhedral, anhedral, euhedral, dense coarse-grained, columnar pseudomorphs |  |  |  | sphalerite, pyrrhotite, anhydrite, galena, tetrahedrite, tennantite | Transverse sections (polished sections) | EMPA, LA-ICPMS, MC-ICPMS | JEOL JXA-8100 EPMA; Teledyne Cetac Technologies Analyte Excite laser ablation system coupled with an Agilent Technologies 7700x quadrupole ICP-MS; ESI NWR Image GEO 193 coupled with TOFWERK icp TOF R; Neptune Plus multicollector ICP-MS (Thermo Fisher Scientific, Bremen, Germany) coupled with a Geolas HD excimer ArF laser ablation system (Coherent, Göttingen, Germany); Bruker M4 Tornado™ system | SIO, MNR; China University of Petroleum (East China), Qingdao, China; Nanjing Focu MS Technology Co. Ltd., Nanjing, China; Shanghai Chemlab Laboratory, Shanghai, China; Wuhan Sample Solution Analytical Technology Co. Ltd., Wuhan, China | EPMA: beam current of 10 nA, beam size of 1–5 μm, accelerating voltage of 20 kV. Micro-XRF: rhodium target X-ray tube operating at 50 kV and 800 nA, polycapillary lens providing a 40-μm spot size on a 20-μm raster, dwell time of 5 ms per pixel. LA-ICP-MS: 193-nm ArF excimer laser, fluence of 6 J/cm², 6 Hz repetition rate for 40 seconds (240 pulses), 30-second pre-ablation blank, total run time 70 seconds, spot size 32–44 μm, He carrier gas mixed with Ar. LA-ICP-TOF-MS: 193 nm ArF excimer laser, spot diameter ~20 µm, repetition rate ~20 Hz, laser fluence ~7 J/cm², scan speed ~4000 µm/s, He carrier gas ~600 ml/min, washout time 50 ms. S isotope MC-ICP-MS: spot size ~44 μm, pulse frequency ~2 Hz, laser fluence ~5 J/cm², He carrier gas with Ar make-up gas. | MASS-1 (Fe-Cu-Zn-S pressed pellet) and GSE-1G (synthetic basaltic glass) from the United States Geological Survey; pyrite PPP-1; chalcopyrite GBW07268; pyrrhotite SP-Po-01 (δ34S = 1.4‰ ± 0.4‰); chalcopyrite SP-CP-01 (δ34S = 5.45‰ ± 0.3‰); natural and synthetic minerals from USA SPI Supplies | 103.4139 |  |  |  | 71.9027 | [21 empty] | 86.7008 | [5 empty] | 2400.9139 | [9 empty] | 3826.4388 | [43 empty] | 101.1599 | [15 empty] | 2239.5035 | [39 empty] | 374.9643 |  |  |  |  | 2025
| Xunmei vent field, Niaochao vent field |  | Seafloor hydrothermal | Volcanic-hosted massive sulfide (VMS) | seafloor massive sulfide (SMS) | Cu, Zn, Au, Ag | Co, Pb, Sb | Cu, Zn, Au, Ag, Co, Pb, Sb |  |  | Niaochao vent field-1 | Niaochao vent field-1 | seafloor vent field |  |  |  |  | ore material | grab | grab | mineral separate | [5 empty] | mineralisation | sulfide chimney | pyrite, marcasite, chalcopyrite |  | pyrite, marcasite, chalcopyrite | multiple stages: colloform marcasite-pyrite intergrowths (outermost wall), replacement assemblages (transition layers), dense recrystallized assemblages, marcasite pseudomorphs after pyrrhotite (middle layer) | sulfide chimney | colloform, subhedral, anhedral, euhedral, dense coarse-grained, columnar pseudomorphs |  |  |  | sphalerite, pyrrhotite, anhydrite, galena, tetrahedrite, tennantite | Transverse sections (polished sections) | EMPA, LA-ICPMS, MC-ICPMS | JEOL JXA-8100 EPMA; Teledyne Cetac Technologies Analyte Excite laser ablation system coupled with an Agilent Technologies 7700x quadrupole ICP-MS; ESI NWR Image GEO 193 coupled with TOFWERK icp TOF R; Neptune Plus multicollector ICP-MS (Thermo Fisher Scientific, Bremen, Germany) coupled with a Geolas HD excimer ArF laser ablation system (Coherent, Göttingen, Germany); Bruker M4 Tornado™ system | SIO, MNR; China University of Petroleum (East China), Qingdao, China; Nanjing Focu MS Technology Co. Ltd., Nanjing, China; Shanghai Chemlab Laboratory, Shanghai, China; Wuhan Sample Solution Analytical Technology Co. Ltd., Wuhan, China | EPMA: beam current of 10 nA, beam size of 1–5 μm, accelerating voltage of 20 kV. Micro-XRF: rhodium target X-ray tube operating at 50 kV and 800 nA, polycapillary lens providing a 40-μm spot size on a 20-μm raster, dwell time of 5 ms per pixel. LA-ICP-MS: 193-nm ArF excimer laser, fluence of 6 J/cm², 6 Hz repetition rate for 40 seconds (240 pulses), 30-second pre-ablation blank, total run time 70 seconds, spot size 32–44 μm, He carrier gas mixed with Ar. LA-ICP-TOF-MS: 193 nm ArF excimer laser, spot diameter ~20 µm, repetition rate ~20 Hz, laser fluence ~7 J/cm², scan speed ~4000 µm/s, He carrier gas ~600 ml/min, washout time 50 ms. S isotope MC-ICP-MS: spot size ~44 μm, pulse frequency ~2 Hz, laser fluence ~5 J/cm², He carrier gas with Ar make-up gas. | MASS-1 (Fe-Cu-Zn-S pressed pellet) and GSE-1G (synthetic basaltic glass) from the United States Geological Survey; pyrite PPP-1; chalcopyrite GBW07268; pyrrhotite SP-Po-01 (δ34S = 1.4‰ ± 0.4‰); chalcopyrite SP-CP-01 (δ34S = 5.45‰ ± 0.3‰); natural and synthetic minerals from USA SPI Supplies | [147 empty] | 2025
| Xunmei vent field, Niaochao vent field |  | Seafloor hydrothermal | Volcanic-hosted massive sulfide (VMS) | seafloor massive sulfide (SMS) | Cu, Zn, Au, Ag | Co, Pb, Sb | Cu, Zn, Au, Ag, Co, Pb, Sb |  |  | II-Mrc2 (n=7)-1 | II-Mrc2 (n=7)-1 | seafloor vent field |  |  |  |  | ore material | grab | grab | mineral separate | [5 empty] | mineralisation | sulfide chimney | pyrite, marcasite, chalcopyrite |  | pyrite, marcasite, chalcopyrite | multiple stages: colloform marcasite-pyrite intergrowths (outermost wall), replacement assemblages (transition layers), dense recrystallized assemblages, marcasite pseudomorphs after pyrrhotite (middle layer) | sulfide chimney | colloform, subhedral, anhedral, euhedral, dense coarse-grained, columnar pseudomorphs |  |  |  | sphalerite, pyrrhotite, anhydrite, galena, tetrahedrite, tennantite | Transverse sections (polished sections) | EMPA, LA-ICPMS, MC-ICPMS | JEOL JXA-8100 EPMA; Teledyne Cetac Technologies Analyte Excite laser ablation system coupled with an Agilent Technologies 7700x quadrupole ICP-MS; ESI NWR Image GEO 193 coupled with TOFWERK icp TOF R; Neptune Plus multicollector ICP-MS (Thermo Fisher Scientific, Bremen, Germany) coupled with a Geolas HD excimer ArF laser ablation system (Coherent, Göttingen, Germany); Bruker M4 Tornado™ system | SIO, MNR; China University of Petroleum (East China), Qingdao, China; Nanjing Focu MS Technology Co. Ltd., Nanjing, China; Shanghai Chemlab Laboratory, Shanghai, China; Wuhan Sample Solution Analytical Technology Co. Ltd., Wuhan, China | EPMA: beam current of 10 nA, beam size of 1–5 μm, accelerating voltage of 20 kV. Micro-XRF: rhodium target X-ray tube operating at 50 kV and 800 nA, polycapillary lens providing a 40-μm spot size on a 20-μm raster, dwell time of 5 ms per pixel. LA-ICP-MS: 193-nm ArF excimer laser, fluence of 6 J/cm², 6 Hz repetition rate for 40 seconds (240 pulses), 30-second pre-ablation blank, total run time 70 seconds, spot size 32–44 μm, He carrier gas mixed with Ar. LA-ICP-TOF-MS: 193 nm ArF excimer laser, spot diameter ~20 µm, repetition rate ~20 Hz, laser fluence ~7 J/cm², scan speed ~4000 µm/s, He carrier gas ~600 ml/min, washout time 50 ms. S isotope MC-ICP-MS: spot size ~44 μm, pulse frequency ~2 Hz, laser fluence ~5 J/cm², He carrier gas with Ar make-up gas. | MASS-1 (Fe-Cu-Zn-S pressed pellet) and GSE-1G (synthetic basaltic glass) from the United States Geological Survey; pyrite PPP-1; chalcopyrite GBW07268; pyrrhotite SP-Po-01 (δ34S = 1.4‰ ± 0.4‰); chalcopyrite SP-CP-01 (δ34S = 5.45‰ ± 0.3‰); natural and synthetic minerals from USA SPI Supplies | 180 | [25 empty] | 709 | [15 empty] | 458246 | [59 empty] | 533366 | [39 empty] | 185 |  |  |  |  | 2025
| Xunmei vent field, Niaochao vent field |  | Seafloor hydrothermal | Volcanic-hosted massive sulfide (VMS) | seafloor massive sulfide (SMS) | Cu, Zn, Au, Ag | Co, Pb, Sb | Cu, Zn, Au, Ag, Co, Pb, Sb |  |  | II-Mrc2 (n=7)-2 | II-Mrc2 (n=7)-2 | seafloor vent field |  |  |  |  | ore material | grab | grab | mineral separate | [5 empty] | mineralisation | sulfide chimney | pyrite, marcasite, chalcopyrite |  | pyrite, marcasite, chalcopyrite | multiple stages: colloform marcasite-pyrite intergrowths (outermost wall), replacement assemblages (transition layers), dense recrystallized assemblages, marcasite pseudomorphs after pyrrhotite (middle layer) | sulfide chimney | colloform, subhedral, anhedral, euhedral, dense coarse-grained, columnar pseudomorphs |  |  |  | sphalerite, pyrrhotite, anhydrite, galena, tetrahedrite, tennantite | Transverse sections (polished sections) | EMPA, LA-ICPMS, MC-ICPMS | JEOL JXA-8100 EPMA; Teledyne Cetac Technologies Analyte Excite laser ablation system coupled with an Agilent Technologies 7700x quadrupole ICP-MS; ESI NWR Image GEO 193 coupled with TOFWERK icp TOF R; Neptune Plus multicollector ICP-MS (Thermo Fisher Scientific, Bremen, Germany) coupled with a Geolas HD excimer ArF laser ablation system (Coherent, Göttingen, Germany); Bruker M4 Tornado™ system | SIO, MNR; China University of Petroleum (East China), Qingdao, China; Nanjing Focu MS Technology Co. Ltd., Nanjing, China; Shanghai Chemlab Laboratory, Shanghai, China; Wuhan Sample Solution Analytical Technology Co. Ltd., Wuhan, China | EPMA: beam current of 10 nA, beam size of 1–5 μm, accelerating voltage of 20 kV. Micro-XRF: rhodium target X-ray tube operating at 50 kV and 800 nA, polycapillary lens providing a 40-μm spot size on a 20-μm raster, dwell time of 5 ms per pixel. LA-ICP-MS: 193-nm ArF excimer laser, fluence of 6 J/cm², 6 Hz repetition rate for 40 seconds (240 pulses), 30-second pre-ablation blank, total run time 70 seconds, spot size 32–44 μm, He carrier gas mixed with Ar. LA-ICP-TOF-MS: 193 nm ArF excimer laser, spot diameter ~20 µm, repetition rate ~20 Hz, laser fluence ~7 J/cm², scan speed ~4000 µm/s, He carrier gas ~600 ml/min, washout time 50 ms. S isotope MC-ICP-MS: spot size ~44 μm, pulse frequency ~2 Hz, laser fluence ~5 J/cm², He carrier gas with Ar make-up gas. | MASS-1 (Fe-Cu-Zn-S pressed pellet) and GSE-1G (synthetic basaltic glass) from the United States Geological Survey; pyrite PPP-1; chalcopyrite GBW07268; pyrrhotite SP-Po-01 (δ34S = 1.4‰ ± 0.4‰); chalcopyrite SP-CP-01 (δ34S = 5.45‰ ± 0.3‰); natural and synthetic minerals from USA SPI Supplies | [26 empty] | 686 | [5 empty] | 97 | [9 empty] | 464331 | [59 empty] | 531284 | [39 empty] | 271 |  |  |  |  | 2025
| Xunmei vent field, Niaochao vent field |  | Seafloor hydrothermal | Volcanic-hosted massive sulfide (VMS) | seafloor massive sulfide (SMS) | Cu, Zn, Au, Ag | Co, Pb, Sb | Cu, Zn, Au, Ag, Co, Pb, Sb |  |  | II-Mrc2 (n=7)-3 | II-Mrc2 (n=7)-3 | seafloor vent field |  |  |  |  | ore material | grab | grab | mineral separate | [5 empty] | mineralisation | sulfide chimney | pyrite, marcasite, chalcopyrite |  | pyrite, marcasite, chalcopyrite | multiple stages: colloform marcasite-pyrite intergrowths (outermost wall), replacement assemblages (transition layers), dense recrystallized assemblages, marcasite pseudomorphs after pyrrhotite (middle layer) | sulfide chimney | colloform, subhedral, anhedral, euhedral, dense coarse-grained, columnar pseudomorphs |  |  |  | sphalerite, pyrrhotite, anhydrite, galena, tetrahedrite, tennantite | Transverse sections (polished sections) | EMPA, LA-ICPMS, MC-ICPMS | JEOL JXA-8100 EPMA; Teledyne Cetac Technologies Analyte Excite laser ablation system coupled with an Agilent Technologies 7700x quadrupole ICP-MS; ESI NWR Image GEO 193 coupled with TOFWERK icp TOF R; Neptune Plus multicollector ICP-MS (Thermo Fisher Scientific, Bremen, Germany) coupled with a Geolas HD excimer ArF laser ablation system (Coherent, Göttingen, Germany); Bruker M4 Tornado™ system | SIO, MNR; China University of Petroleum (East China), Qingdao, China; Nanjing Focu MS Technology Co. Ltd., Nanjing, China; Shanghai Chemlab Laboratory, Shanghai, China; Wuhan Sample Solution Analytical Technology Co. Ltd., Wuhan, China | EPMA: beam current of 10 nA, beam size of 1–5 μm, accelerating voltage of 20 kV. Micro-XRF: rhodium target X-ray tube operating at 50 kV and 800 nA, polycapillary lens providing a 40-μm spot size on a 20-μm raster, dwell time of 5 ms per pixel. LA-ICP-MS: 193-nm ArF excimer laser, fluence of 6 J/cm², 6 Hz repetition rate for 40 seconds (240 pulses), 30-second pre-ablation blank, total run time 70 seconds, spot size 32–44 μm, He carrier gas mixed with Ar. LA-ICP-TOF-MS: 193 nm ArF excimer laser, spot diameter ~20 µm, repetition rate ~20 Hz, laser fluence ~7 J/cm², scan speed ~4000 µm/s, He carrier gas ~600 ml/min, washout time 50 ms. S isotope MC-ICP-MS: spot size ~44 μm, pulse frequency ~2 Hz, laser fluence ~5 J/cm², He carrier gas with Ar make-up gas. | MASS-1 (Fe-Cu-Zn-S pressed pellet) and GSE-1G (synthetic basaltic glass) from the United States Geological Survey; pyrite PPP-1; chalcopyrite GBW07268; pyrrhotite SP-Po-01 (δ34S = 1.4‰ ± 0.4‰); chalcopyrite SP-CP-01 (δ34S = 5.45‰ ± 0.3‰); natural and synthetic minerals from USA SPI Supplies | [26 empty] | 835 | [5 empty] | 105 | [9 empty] | 463352 | [59 empty] | 529661 | [39 empty] | 392 |  |  |  |  | 2025
| Xunmei vent field, Niaochao vent field |  | Seafloor hydrothermal | Volcanic-hosted massive sulfide (VMS) | seafloor massive sulfide (SMS) | Cu, Zn, Au, Ag | Co, Pb, Sb | Cu, Zn, Au, Ag, Co, Pb, Sb |  |  | II-Mrc2 (n=7)-4 | II-Mrc2 (n=7)-4 | seafloor vent field |  |  |  |  | ore material | grab | grab | mineral separate | [5 empty] | mineralisation | sulfide chimney | pyrite, marcasite, chalcopyrite |  | pyrite, marcasite, chalcopyrite | multiple stages: colloform marcasite-pyrite intergrowths (outermost wall), replacement assemblages (transition layers), dense recrystallized assemblages, marcasite pseudomorphs after pyrrhotite (middle layer) | sulfide chimney | colloform, subhedral, anhedral, euhedral, dense coarse-grained, columnar pseudomorphs |  |  |  | sphalerite, pyrrhotite, anhydrite, galena, tetrahedrite, tennantite | Transverse sections (polished sections) | EMPA, LA-ICPMS, MC-ICPMS | JEOL JXA-8100 EPMA; Teledyne Cetac Technologies Analyte Excite laser ablation system coupled with an Agilent Technologies 7700x quadrupole ICP-MS; ESI NWR Image GEO 193 coupled with TOFWERK icp TOF R; Neptune Plus multicollector ICP-MS (Thermo Fisher Scientific, Bremen, Germany) coupled with a Geolas HD excimer ArF laser ablation system (Coherent, Göttingen, Germany); Bruker M4 Tornado™ system | SIO, MNR; China University of Petroleum (East China), Qingdao, China; Nanjing Focu MS Technology Co. Ltd., Nanjing, China; Shanghai Chemlab Laboratory, Shanghai, China; Wuhan Sample Solution Analytical Technology Co. Ltd., Wuhan, China | EPMA: beam current of 10 nA, beam size of 1–5 μm, accelerating voltage of 20 kV. Micro-XRF: rhodium target X-ray tube operating at 50 kV and 800 nA, polycapillary lens providing a 40-μm spot size on a 20-μm raster, dwell time of 5 ms per pixel. LA-ICP-MS: 193-nm ArF excimer laser, fluence of 6 J/cm², 6 Hz repetition rate for 40 seconds (240 pulses), 30-second pre-ablation blank, total run time 70 seconds, spot size 32–44 μm, He carrier gas mixed with Ar. LA-ICP-TOF-MS: 193 nm ArF excimer laser, spot diameter ~20 µm, repetition rate ~20 Hz, laser fluence ~7 J/cm², scan speed ~4000 µm/s, He carrier gas ~600 ml/min, washout time 50 ms. S isotope MC-ICP-MS: spot size ~44 μm, pulse frequency ~2 Hz, laser fluence ~5 J/cm², He carrier gas with Ar make-up gas. | MASS-1 (Fe-Cu-Zn-S pressed pellet) and GSE-1G (synthetic basaltic glass) from the United States Geological Survey; pyrite PPP-1; chalcopyrite GBW07268; pyrrhotite SP-Po-01 (δ34S = 1.4‰ ± 0.4‰); chalcopyrite SP-CP-01 (δ34S = 5.45‰ ± 0.3‰); natural and synthetic minerals from USA SPI Supplies | 166 | [25 empty] | 850 | [15 empty] | 461486 | [37 empty] | 116 | [21 empty] | 535826 | [44 empty] | 2025
| Xunmei vent field, Niaochao vent field |  | Seafloor hydrothermal | Volcanic-hosted massive sulfide (VMS) | seafloor massive sulfide (SMS) | Cu, Zn, Au, Ag | Co, Pb, Sb | Cu, Zn, Au, Ag, Co, Pb, Sb |  |  | II-Mrc2 (n=7)-5 | II-Mrc2 (n=7)-5 | seafloor vent field |  |  |  |  | ore material | grab | grab | mineral separate | [5 empty] | mineralisation | sulfide chimney | pyrite, marcasite, chalcopyrite |  | pyrite, marcasite, chalcopyrite | multiple stages: colloform marcasite-pyrite intergrowths (outermost wall), replacement assemblages (transition layers), dense recrystallized assemblages, marcasite pseudomorphs after pyrrhotite (middle layer) | sulfide chimney | colloform, subhedral, anhedral, euhedral, dense coarse-grained, columnar pseudomorphs |  |  |  | sphalerite, pyrrhotite, anhydrite, galena, tetrahedrite, tennantite | Transverse sections (polished sections) | EMPA, LA-ICPMS, MC-ICPMS | JEOL JXA-8100 EPMA; Teledyne Cetac Technologies Analyte Excite laser ablation system coupled with an Agilent Technologies 7700x quadrupole ICP-MS; ESI NWR Image GEO 193 coupled with TOFWERK icp TOF R; Neptune Plus multicollector ICP-MS (Thermo Fisher Scientific, Bremen, Germany) coupled with a Geolas HD excimer ArF laser ablation system (Coherent, Göttingen, Germany); Bruker M4 Tornado™ system | SIO, MNR; China University of Petroleum (East China), Qingdao, China; Nanjing Focu MS Technology Co. Ltd., Nanjing, China; Shanghai Chemlab Laboratory, Shanghai, China; Wuhan Sample Solution Analytical Technology Co. Ltd., Wuhan, China | EPMA: beam current of 10 nA, beam size of 1–5 μm, accelerating voltage of 20 kV. Micro-XRF: rhodium target X-ray tube operating at 50 kV and 800 nA, polycapillary lens providing a 40-μm spot size on a 20-μm raster, dwell time of 5 ms per pixel. LA-ICP-MS: 193-nm ArF excimer laser, fluence of 6 J/cm², 6 Hz repetition rate for 40 seconds (240 pulses), 30-second pre-ablation blank, total run time 70 seconds, spot size 32–44 μm, He carrier gas mixed with Ar. LA-ICP-TOF-MS: 193 nm ArF excimer laser, spot diameter ~20 µm, repetition rate ~20 Hz, laser fluence ~7 J/cm², scan speed ~4000 µm/s, He carrier gas ~600 ml/min, washout time 50 ms. S isotope MC-ICP-MS: spot size ~44 μm, pulse frequency ~2 Hz, laser fluence ~5 J/cm², He carrier gas with Ar make-up gas. | MASS-1 (Fe-Cu-Zn-S pressed pellet) and GSE-1G (synthetic basaltic glass) from the United States Geological Survey; pyrite PPP-1; chalcopyrite GBW07268; pyrrhotite SP-Po-01 (δ34S = 1.4‰ ± 0.4‰); chalcopyrite SP-CP-01 (δ34S = 5.45‰ ± 0.3‰); natural and synthetic minerals from USA SPI Supplies | 166 |  |  |  | 588 | [21 empty] | 607 | [15 empty] | 456909 | [37 empty] | 74 | [21 empty] | 535953 | [39 empty] | 176 |  |  |  |  | 2025
| Xunmei vent field, Niaochao vent field |  | Seafloor hydrothermal | Volcanic-hosted massive sulfide (VMS) | seafloor massive sulfide (SMS) | Cu, Zn, Au, Ag | Co, Pb, Sb | Cu, Zn, Au, Ag, Co, Pb, Sb |  |  | II-Mrc2 (n=7)-6 | II-Mrc2 (n=7)-6 | seafloor vent field |  |  |  |  | ore material | grab | grab | mineral separate | [5 empty] | mineralisation | sulfide chimney | pyrite, marcasite, chalcopyrite |  | pyrite, marcasite, chalcopyrite | multiple stages: colloform marcasite-pyrite intergrowths (outermost wall), replacement assemblages (transition layers), dense recrystallized assemblages, marcasite pseudomorphs after pyrrhotite (middle layer) | sulfide chimney | colloform, subhedral, anhedral, euhedral, dense coarse-grained, columnar pseudomorphs |  |  |  | sphalerite, pyrrhotite, anhydrite, galena, tetrahedrite, tennantite | Transverse sections (polished sections) | EMPA, LA-ICPMS, MC-ICPMS | JEOL JXA-8100 EPMA; Teledyne Cetac Technologies Analyte Excite laser ablation system coupled with an Agilent Technologies 7700x quadrupole ICP-MS; ESI NWR Image GEO 193 coupled with TOFWERK icp TOF R; Neptune Plus multicollector ICP-MS (Thermo Fisher Scientific, Bremen, Germany) coupled with a Geolas HD excimer ArF laser ablation system (Coherent, Göttingen, Germany); Bruker M4 Tornado™ system | SIO, MNR; China University of Petroleum (East China), Qingdao, China; Nanjing Focu MS Technology Co. Ltd., Nanjing, China; Shanghai Chemlab Laboratory, Shanghai, China; Wuhan Sample Solution Analytical Technology Co. Ltd., Wuhan, China | EPMA: beam current of 10 nA, beam size of 1–5 μm, accelerating voltage of 20 kV. Micro-XRF: rhodium target X-ray tube operating at 50 kV and 800 nA, polycapillary lens providing a 40-μm spot size on a 20-μm raster, dwell time of 5 ms per pixel. LA-ICP-MS: 193-nm ArF excimer laser, fluence of 6 J/cm², 6 Hz repetition rate for 40 seconds (240 pulses), 30-second pre-ablation blank, total run time 70 seconds, spot size 32–44 μm, He carrier gas mixed with Ar. LA-ICP-TOF-MS: 193 nm ArF excimer laser, spot diameter ~20 µm, repetition rate ~20 Hz, laser fluence ~7 J/cm², scan speed ~4000 µm/s, He carrier gas ~600 ml/min, washout time 50 ms. S isotope MC-ICP-MS: spot size ~44 μm, pulse frequency ~2 Hz, laser fluence ~5 J/cm², He carrier gas with Ar make-up gas. | MASS-1 (Fe-Cu-Zn-S pressed pellet) and GSE-1G (synthetic basaltic glass) from the United States Geological Survey; pyrite PPP-1; chalcopyrite GBW07268; pyrrhotite SP-Po-01 (δ34S = 1.4‰ ± 0.4‰); chalcopyrite SP-CP-01 (δ34S = 5.45‰ ± 0.3‰); natural and synthetic minerals from USA SPI Supplies | [26 empty] | 710 | [5 empty] | 76 | [9 empty] | 462821 | [37 empty] | 60 | [21 empty] | 533255 | [39 empty] | 207 |  |  |  |  | 2025
| Xunmei vent field, Niaochao vent field |  | Seafloor hydrothermal | Volcanic-hosted massive sulfide (VMS) | seafloor massive sulfide (SMS) | Cu, Zn, Au, Ag | Co, Pb, Sb | Cu, Zn, Au, Ag, Co, Pb, Sb |  |  | II-Mrc2 (n=7)-7 | II-Mrc2 (n=7)-7 | seafloor vent field |  |  |  |  | ore material | grab | grab | mineral separate | [5 empty] | mineralisation | sulfide chimney | pyrite, marcasite, chalcopyrite |  | pyrite, marcasite, chalcopyrite | multiple stages: colloform marcasite-pyrite intergrowths (outermost wall), replacement assemblages (transition layers), dense recrystallized assemblages, marcasite pseudomorphs after pyrrhotite (middle layer) | sulfide chimney | colloform, subhedral, anhedral, euhedral, dense coarse-grained, columnar pseudomorphs |  |  |  | sphalerite, pyrrhotite, anhydrite, galena, tetrahedrite, tennantite | Transverse sections (polished sections) | EMPA, LA-ICPMS, MC-ICPMS | JEOL JXA-8100 EPMA; Teledyne Cetac Technologies Analyte Excite laser ablation system coupled with an Agilent Technologies 7700x quadrupole ICP-MS; ESI NWR Image GEO 193 coupled with TOFWERK icp TOF R; Neptune Plus multicollector ICP-MS (Thermo Fisher Scientific, Bremen, Germany) coupled with a Geolas HD excimer ArF laser ablation system (Coherent, Göttingen, Germany); Bruker M4 Tornado™ system | SIO, MNR; China University of Petroleum (East China), Qingdao, China; Nanjing Focu MS Technology Co. Ltd., Nanjing, China; Shanghai Chemlab Laboratory, Shanghai, China; Wuhan Sample Solution Analytical Technology Co. Ltd., Wuhan, China | EPMA: beam current of 10 nA, beam size of 1–5 μm, accelerating voltage of 20 kV. Micro-XRF: rhodium target X-ray tube operating at 50 kV and 800 nA, polycapillary lens providing a 40-μm spot size on a 20-μm raster, dwell time of 5 ms per pixel. LA-ICP-MS: 193-nm ArF excimer laser, fluence of 6 J/cm², 6 Hz repetition rate for 40 seconds (240 pulses), 30-second pre-ablation blank, total run time 70 seconds, spot size 32–44 μm, He carrier gas mixed with Ar. LA-ICP-TOF-MS: 193 nm ArF excimer laser, spot diameter ~20 µm, repetition rate ~20 Hz, laser fluence ~7 J/cm², scan speed ~4000 µm/s, He carrier gas ~600 ml/min, washout time 50 ms. S isotope MC-ICP-MS: spot size ~44 μm, pulse frequency ~2 Hz, laser fluence ~5 J/cm², He carrier gas with Ar make-up gas. | MASS-1 (Fe-Cu-Zn-S pressed pellet) and GSE-1G (synthetic basaltic glass) from the United States Geological Survey; pyrite PPP-1; chalcopyrite GBW07268; pyrrhotite SP-Po-01 (δ34S = 1.4‰ ± 0.4‰); chalcopyrite SP-CP-01 (δ34S = 5.45‰ ± 0.3‰); natural and synthetic minerals from USA SPI Supplies | 55 | [25 empty] | 996 | [5 empty] | 73 | [9 empty] | 464308 | [59 empty] | 533020 | [44 empty] | 2025
| Xunmei vent field, Niaochao vent field |  | Seafloor hydrothermal | Volcanic-hosted massive sulfide (VMS) | seafloor massive sulfide (SMS) | Cu, Zn, Au, Ag | Co, Pb, Sb | Cu, Zn, Au, Ag, Co, Pb, Sb |  |  | II-Mrc2 (n=7)-8 | II-Mrc2 (n=7)-8 | seafloor vent field |  |  |  |  | ore material | grab | grab | mineral separate | [5 empty] | mineralisation | sulfide chimney | pyrite, marcasite, chalcopyrite |  | pyrite, marcasite, chalcopyrite | multiple stages: colloform marcasite-pyrite intergrowths (outermost wall), replacement assemblages (transition layers), dense recrystallized assemblages, marcasite pseudomorphs after pyrrhotite (middle layer) | sulfide chimney | colloform, subhedral, anhedral, euhedral, dense coarse-grained, columnar pseudomorphs |  |  |  | sphalerite, pyrrhotite, anhydrite, galena, tetrahedrite, tennantite | Transverse sections (polished sections) | EMPA, LA-ICPMS, MC-ICPMS | JEOL JXA-8100 EPMA; Teledyne Cetac Technologies Analyte Excite laser ablation system coupled with an Agilent Technologies 7700x quadrupole ICP-MS; ESI NWR Image GEO 193 coupled with TOFWERK icp TOF R; Neptune Plus multicollector ICP-MS (Thermo Fisher Scientific, Bremen, Germany) coupled with a Geolas HD excimer ArF laser ablation system (Coherent, Göttingen, Germany); Bruker M4 Tornado™ system | SIO, MNR; China University of Petroleum (East China), Qingdao, China; Nanjing Focu MS Technology Co. Ltd., Nanjing, China; Shanghai Chemlab Laboratory, Shanghai, China; Wuhan Sample Solution Analytical Technology Co. Ltd., Wuhan, China | EPMA: beam current of 10 nA, beam size of 1–5 μm, accelerating voltage of 20 kV. Micro-XRF: rhodium target X-ray tube operating at 50 kV and 800 nA, polycapillary lens providing a 40-μm spot size on a 20-μm raster, dwell time of 5 ms per pixel. LA-ICP-MS: 193-nm ArF excimer laser, fluence of 6 J/cm², 6 Hz repetition rate for 40 seconds (240 pulses), 30-second pre-ablation blank, total run time 70 seconds, spot size 32–44 μm, He carrier gas mixed with Ar. LA-ICP-TOF-MS: 193 nm ArF excimer laser, spot diameter ~20 µm, repetition rate ~20 Hz, laser fluence ~7 J/cm², scan speed ~4000 µm/s, He carrier gas ~600 ml/min, washout time 50 ms. S isotope MC-ICP-MS: spot size ~44 μm, pulse frequency ~2 Hz, laser fluence ~5 J/cm², He carrier gas with Ar make-up gas. | MASS-1 (Fe-Cu-Zn-S pressed pellet) and GSE-1G (synthetic basaltic glass) from the United States Geological Survey; pyrite PPP-1; chalcopyrite GBW07268; pyrrhotite SP-Po-01 (δ34S = 1.4‰ ± 0.4‰); chalcopyrite SP-CP-01 (δ34S = 5.45‰ ± 0.3‰); natural and synthetic minerals from USA SPI Supplies | 141.75 |  |  |  | 588 | [21 empty] | 770.4286 | [5 empty] | 87.75 | [9 empty] | 461636.1429 | [37 empty] | 83.3333 | [21 empty] | 533195 | [39 empty] | 246.2 |  |  |  |  | 2025
| Xunmei vent field, Niaochao vent field |  | Seafloor hydrothermal | Volcanic-hosted massive sulfide (VMS) | seafloor massive sulfide (SMS) | Cu, Zn, Au, Ag | Co, Pb, Sb | Cu, Zn, Au, Ag, Co, Pb, Sb |  |  | II-Mrc2 (n=7)-9 | II-Mrc2 (n=7)-9 | seafloor vent field |  |  |  |  | ore material | grab | grab | mineral separate | [5 empty] | mineralisation | sulfide chimney | pyrite, marcasite, chalcopyrite |  | pyrite, marcasite, chalcopyrite | multiple stages: colloform marcasite-pyrite intergrowths (outermost wall), replacement assemblages (transition layers), dense recrystallized assemblages, marcasite pseudomorphs after pyrrhotite (middle layer) | sulfide chimney | colloform, subhedral, anhedral, euhedral, dense coarse-grained, columnar pseudomorphs |  |  |  | sphalerite, pyrrhotite, anhydrite, galena, tetrahedrite, tennantite | Transverse sections (polished sections) | EMPA, LA-ICPMS, MC-ICPMS | JEOL JXA-8100 EPMA; Teledyne Cetac Technologies Analyte Excite laser ablation system coupled with an Agilent Technologies 7700x quadrupole ICP-MS; ESI NWR Image GEO 193 coupled with TOFWERK icp TOF R; Neptune Plus multicollector ICP-MS (Thermo Fisher Scientific, Bremen, Germany) coupled with a Geolas HD excimer ArF laser ablation system (Coherent, Göttingen, Germany); Bruker M4 Tornado™ system | SIO, MNR; China University of Petroleum (East China), Qingdao, China; Nanjing Focu MS Technology Co. Ltd., Nanjing, China; Shanghai Chemlab Laboratory, Shanghai, China; Wuhan Sample Solution Analytical Technology Co. Ltd., Wuhan, China | EPMA: beam current of 10 nA, beam size of 1–5 μm, accelerating voltage of 20 kV. Micro-XRF: rhodium target X-ray tube operating at 50 kV and 800 nA, polycapillary lens providing a 40-μm spot size on a 20-μm raster, dwell time of 5 ms per pixel. LA-ICP-MS: 193-nm ArF excimer laser, fluence of 6 J/cm², 6 Hz repetition rate for 40 seconds (240 pulses), 30-second pre-ablation blank, total run time 70 seconds, spot size 32–44 μm, He carrier gas mixed with Ar. LA-ICP-TOF-MS: 193 nm ArF excimer laser, spot diameter ~20 µm, repetition rate ~20 Hz, laser fluence ~7 J/cm², scan speed ~4000 µm/s, He carrier gas ~600 ml/min, washout time 50 ms. S isotope MC-ICP-MS: spot size ~44 μm, pulse frequency ~2 Hz, laser fluence ~5 J/cm², He carrier gas with Ar make-up gas. | MASS-1 (Fe-Cu-Zn-S pressed pellet) and GSE-1G (synthetic basaltic glass) from the United States Geological Survey; pyrite PPP-1; chalcopyrite GBW07268; pyrrhotite SP-Po-01 (δ34S = 1.4‰ ± 0.4‰); chalcopyrite SP-CP-01 (δ34S = 5.45‰ ± 0.3‰); natural and synthetic minerals from USA SPI Supplies | 55 |  |  |  | 588 | [21 empty] | 607 | [5 empty] | 73 | [9 empty] | 456909 | [37 empty] | 60 | [21 empty] | 529661 | [39 empty] | 176 |  |  |  |  | 2025
| Xunmei vent field, Niaochao vent field |  | Seafloor hydrothermal | Volcanic-hosted massive sulfide (VMS) | seafloor massive sulfide (SMS) | Cu, Zn, Au, Ag | Co, Pb, Sb | Cu, Zn, Au, Ag, Co, Pb, Sb |  |  | II-Mrc2 (n=7)-10 | II-Mrc2 (n=7)-10 | seafloor vent field |  |  |  |  | ore material | grab | grab | mineral separate | [5 empty] | mineralisation | sulfide chimney | pyrite, marcasite, chalcopyrite |  | pyrite, marcasite, chalcopyrite | multiple stages: colloform marcasite-pyrite intergrowths (outermost wall), replacement assemblages (transition layers), dense recrystallized assemblages, marcasite pseudomorphs after pyrrhotite (middle layer) | sulfide chimney | colloform, subhedral, anhedral, euhedral, dense coarse-grained, columnar pseudomorphs |  |  |  | sphalerite, pyrrhotite, anhydrite, galena, tetrahedrite, tennantite | Transverse sections (polished sections) | EMPA, LA-ICPMS, MC-ICPMS | JEOL JXA-8100 EPMA; Teledyne Cetac Technologies Analyte Excite laser ablation system coupled with an Agilent Technologies 7700x quadrupole ICP-MS; ESI NWR Image GEO 193 coupled with TOFWERK icp TOF R; Neptune Plus multicollector ICP-MS (Thermo Fisher Scientific, Bremen, Germany) coupled with a Geolas HD excimer ArF laser ablation system (Coherent, Göttingen, Germany); Bruker M4 Tornado™ system | SIO, MNR; China University of Petroleum (East China), Qingdao, China; Nanjing Focu MS Technology Co. Ltd., Nanjing, China; Shanghai Chemlab Laboratory, Shanghai, China; Wuhan Sample Solution Analytical Technology Co. Ltd., Wuhan, China | EPMA: beam current of 10 nA, beam size of 1–5 μm, accelerating voltage of 20 kV. Micro-XRF: rhodium target X-ray tube operating at 50 kV and 800 nA, polycapillary lens providing a 40-μm spot size on a 20-μm raster, dwell time of 5 ms per pixel. LA-ICP-MS: 193-nm ArF excimer laser, fluence of 6 J/cm², 6 Hz repetition rate for 40 seconds (240 pulses), 30-second pre-ablation blank, total run time 70 seconds, spot size 32–44 μm, He carrier gas mixed with Ar. LA-ICP-TOF-MS: 193 nm ArF excimer laser, spot diameter ~20 µm, repetition rate ~20 Hz, laser fluence ~7 J/cm², scan speed ~4000 µm/s, He carrier gas ~600 ml/min, washout time 50 ms. S isotope MC-ICP-MS: spot size ~44 μm, pulse frequency ~2 Hz, laser fluence ~5 J/cm², He carrier gas with Ar make-up gas. | MASS-1 (Fe-Cu-Zn-S pressed pellet) and GSE-1G (synthetic basaltic glass) from the United States Geological Survey; pyrite PPP-1; chalcopyrite GBW07268; pyrrhotite SP-Po-01 (δ34S = 1.4‰ ± 0.4‰); chalcopyrite SP-CP-01 (δ34S = 5.45‰ ± 0.3‰); natural and synthetic minerals from USA SPI Supplies | 180 |  |  |  | 588 | [21 empty] | 996 | [5 empty] | 105 | [9 empty] | 464331 | [37 empty] | 116 | [21 empty] | 535953 | [39 empty] | 392 |  |  |  |  | 2025
| Xunmei vent field, Niaochao vent field |  | Seafloor hydrothermal | Volcanic-hosted massive sulfide (VMS) | seafloor massive sulfide (SMS) | Cu, Zn, Au, Ag | Co, Pb, Sb | Cu, Zn, Au, Ag, Co, Pb, Sb |  |  | II-Mrc2 (n=7)-11 | II-Mrc2 (n=7)-11 | seafloor vent field |  |  |  |  | ore material | grab | grab | mineral separate | [5 empty] | mineralisation | sulfide chimney | pyrite, marcasite, chalcopyrite |  | pyrite, marcasite, chalcopyrite | multiple stages: colloform marcasite-pyrite intergrowths (outermost wall), replacement assemblages (transition layers), dense recrystallized assemblages, marcasite pseudomorphs after pyrrhotite (middle layer) | sulfide chimney | colloform, subhedral, anhedral, euhedral, dense coarse-grained, columnar pseudomorphs |  |  |  | sphalerite, pyrrhotite, anhydrite, galena, tetrahedrite, tennantite | Transverse sections (polished sections) | EMPA, LA-ICPMS, MC-ICPMS | JEOL JXA-8100 EPMA; Teledyne Cetac Technologies Analyte Excite laser ablation system coupled with an Agilent Technologies 7700x quadrupole ICP-MS; ESI NWR Image GEO 193 coupled with TOFWERK icp TOF R; Neptune Plus multicollector ICP-MS (Thermo Fisher Scientific, Bremen, Germany) coupled with a Geolas HD excimer ArF laser ablation system (Coherent, Göttingen, Germany); Bruker M4 Tornado™ system | SIO, MNR; China University of Petroleum (East China), Qingdao, China; Nanjing Focu MS Technology Co. Ltd., Nanjing, China; Shanghai Chemlab Laboratory, Shanghai, China; Wuhan Sample Solution Analytical Technology Co. Ltd., Wuhan, China | EPMA: beam current of 10 nA, beam size of 1–5 μm, accelerating voltage of 20 kV. Micro-XRF: rhodium target X-ray tube operating at 50 kV and 800 nA, polycapillary lens providing a 40-μm spot size on a 20-μm raster, dwell time of 5 ms per pixel. LA-ICP-MS: 193-nm ArF excimer laser, fluence of 6 J/cm², 6 Hz repetition rate for 40 seconds (240 pulses), 30-second pre-ablation blank, total run time 70 seconds, spot size 32–44 μm, He carrier gas mixed with Ar. LA-ICP-TOF-MS: 193 nm ArF excimer laser, spot diameter ~20 µm, repetition rate ~20 Hz, laser fluence ~7 J/cm², scan speed ~4000 µm/s, He carrier gas ~600 ml/min, washout time 50 ms. S isotope MC-ICP-MS: spot size ~44 μm, pulse frequency ~2 Hz, laser fluence ~5 J/cm², He carrier gas with Ar make-up gas. | MASS-1 (Fe-Cu-Zn-S pressed pellet) and GSE-1G (synthetic basaltic glass) from the United States Geological Survey; pyrite PPP-1; chalcopyrite GBW07268; pyrrhotite SP-Po-01 (δ34S = 1.4‰ ± 0.4‰); chalcopyrite SP-CP-01 (δ34S = 5.45‰ ± 0.3‰); natural and synthetic minerals from USA SPI Supplies | 58.2087 | [25 empty] | 130.7961 | [5 empty] | 15.6924 | [9 empty] | 2961.1546 | [37 empty] | 29.1433 | [21 empty] | 2263.2303 | [39 empty] | 89.5584 |  |  |  |  | 2025
| Xunmei vent field, Niaochao vent field |  | Seafloor hydrothermal | Volcanic-hosted massive sulfide (VMS) | seafloor massive sulfide (SMS) | Cu, Zn, Au, Ag | Co, Pb, Sb | Cu, Zn, Au, Ag, Co, Pb, Sb |  |  | II-Py2 (n=7)-1 | II-Py2 (n=7)-1 | seafloor vent field |  |  |  |  | ore material | grab | grab | mineral separate | [5 empty] | mineralisation | sulfide chimney | pyrite, marcasite, chalcopyrite |  | pyrite, marcasite, chalcopyrite | multiple stages: colloform marcasite-pyrite intergrowths (outermost wall), replacement assemblages (transition layers), dense recrystallized assemblages, marcasite pseudomorphs after pyrrhotite (middle layer) | sulfide chimney | colloform, subhedral, anhedral, euhedral, dense coarse-grained, columnar pseudomorphs |  |  |  | sphalerite, pyrrhotite, anhydrite, galena, tetrahedrite, tennantite | Transverse sections (polished sections) | EMPA, LA-ICPMS, MC-ICPMS | JEOL JXA-8100 EPMA; Teledyne Cetac Technologies Analyte Excite laser ablation system coupled with an Agilent Technologies 7700x quadrupole ICP-MS; ESI NWR Image GEO 193 coupled with TOFWERK icp TOF R; Neptune Plus multicollector ICP-MS (Thermo Fisher Scientific, Bremen, Germany) coupled with a Geolas HD excimer ArF laser ablation system (Coherent, Göttingen, Germany); Bruker M4 Tornado™ system | SIO, MNR; China University of Petroleum (East China), Qingdao, China; Nanjing Focu MS Technology Co. Ltd., Nanjing, China; Shanghai Chemlab Laboratory, Shanghai, China; Wuhan Sample Solution Analytical Technology Co. Ltd., Wuhan, China | EPMA: beam current of 10 nA, beam size of 1–5 μm, accelerating voltage of 20 kV. Micro-XRF: rhodium target X-ray tube operating at 50 kV and 800 nA, polycapillary lens providing a 40-μm spot size on a 20-μm raster, dwell time of 5 ms per pixel. LA-ICP-MS: 193-nm ArF excimer laser, fluence of 6 J/cm², 6 Hz repetition rate for 40 seconds (240 pulses), 30-second pre-ablation blank, total run time 70 seconds, spot size 32–44 μm, He carrier gas mixed with Ar. LA-ICP-TOF-MS: 193 nm ArF excimer laser, spot diameter ~20 µm, repetition rate ~20 Hz, laser fluence ~7 J/cm², scan speed ~4000 µm/s, He carrier gas ~600 ml/min, washout time 50 ms. S isotope MC-ICP-MS: spot size ~44 μm, pulse frequency ~2 Hz, laser fluence ~5 J/cm², He carrier gas with Ar make-up gas. | MASS-1 (Fe-Cu-Zn-S pressed pellet) and GSE-1G (synthetic basaltic glass) from the United States Geological Survey; pyrite PPP-1; chalcopyrite GBW07268; pyrrhotite SP-Po-01 (δ34S = 1.4‰ ± 0.4‰); chalcopyrite SP-CP-01 (δ34S = 5.45‰ ± 0.3‰); natural and synthetic minerals from USA SPI Supplies | 248 |  |  |  | 743 | [21 empty] | 773 | [15 empty] | 464039 | [59 empty] | 531323 | [44 empty] | 2025
| Xunmei vent field, Niaochao vent field |  | Seafloor hydrothermal | Volcanic-hosted massive sulfide (VMS) | seafloor massive sulfide (SMS) | Cu, Zn, Au, Ag | Co, Pb, Sb | Cu, Zn, Au, Ag, Co, Pb, Sb |  |  | II-Py2 (n=7)-2 | II-Py2 (n=7)-2 | seafloor vent field |  |  |  |  | ore material | grab | grab | mineral separate | [5 empty] | mineralisation | sulfide chimney | pyrite, marcasite, chalcopyrite |  | pyrite, marcasite, chalcopyrite | multiple stages: colloform marcasite-pyrite intergrowths (outermost wall), replacement assemblages (transition layers), dense recrystallized assemblages, marcasite pseudomorphs after pyrrhotite (middle layer) | sulfide chimney | colloform, subhedral, anhedral, euhedral, dense coarse-grained, columnar pseudomorphs |  |  |  | sphalerite, pyrrhotite, anhydrite, galena, tetrahedrite, tennantite | Transverse sections (polished sections) | EMPA, LA-ICPMS, MC-ICPMS | JEOL JXA-8100 EPMA; Teledyne Cetac Technologies Analyte Excite laser ablation system coupled with an Agilent Technologies 7700x quadrupole ICP-MS; ESI NWR Image GEO 193 coupled with TOFWERK icp TOF R; Neptune Plus multicollector ICP-MS (Thermo Fisher Scientific, Bremen, Germany) coupled with a Geolas HD excimer ArF laser ablation system (Coherent, Göttingen, Germany); Bruker M4 Tornado™ system | SIO, MNR; China University of Petroleum (East China), Qingdao, China; Nanjing Focu MS Technology Co. Ltd., Nanjing, China; Shanghai Chemlab Laboratory, Shanghai, China; Wuhan Sample Solution Analytical Technology Co. Ltd., Wuhan, China | EPMA: beam current of 10 nA, beam size of 1–5 μm, accelerating voltage of 20 kV. Micro-XRF: rhodium target X-ray tube operating at 50 kV and 800 nA, polycapillary lens providing a 40-μm spot size on a 20-μm raster, dwell time of 5 ms per pixel. LA-ICP-MS: 193-nm ArF excimer laser, fluence of 6 J/cm², 6 Hz repetition rate for 40 seconds (240 pulses), 30-second pre-ablation blank, total run time 70 seconds, spot size 32–44 μm, He carrier gas mixed with Ar. LA-ICP-TOF-MS: 193 nm ArF excimer laser, spot diameter ~20 µm, repetition rate ~20 Hz, laser fluence ~7 J/cm², scan speed ~4000 µm/s, He carrier gas ~600 ml/min, washout time 50 ms. S isotope MC-ICP-MS: spot size ~44 μm, pulse frequency ~2 Hz, laser fluence ~5 J/cm², He carrier gas with Ar make-up gas. | MASS-1 (Fe-Cu-Zn-S pressed pellet) and GSE-1G (synthetic basaltic glass) from the United States Geological Survey; pyrite PPP-1; chalcopyrite GBW07268; pyrrhotite SP-Po-01 (δ34S = 1.4‰ ± 0.4‰); chalcopyrite SP-CP-01 (δ34S = 5.45‰ ± 0.3‰); natural and synthetic minerals from USA SPI Supplies |  |  |  |  | 243 | [21 empty] | 800 | [5 empty] | 148 | [9 empty] | 464019 | [59 empty] | 534857 | [44 empty] | 2025
| Xunmei vent field, Niaochao vent field |  | Seafloor hydrothermal | Volcanic-hosted massive sulfide (VMS) | seafloor massive sulfide (SMS) | Cu, Zn, Au, Ag | Co, Pb, Sb | Cu, Zn, Au, Ag, Co, Pb, Sb |  |  | II-Py2 (n=7)-3 | II-Py2 (n=7)-3 | seafloor vent field |  |  |  |  | ore material | grab | grab | mineral separate | [5 empty] | mineralisation | sulfide chimney | pyrite, marcasite, chalcopyrite |  | pyrite, marcasite, chalcopyrite | multiple stages: colloform marcasite-pyrite intergrowths (outermost wall), replacement assemblages (transition layers), dense recrystallized assemblages, marcasite pseudomorphs after pyrrhotite (middle layer) | sulfide chimney | colloform, subhedral, anhedral, euhedral, dense coarse-grained, columnar pseudomorphs |  |  |  | sphalerite, pyrrhotite, anhydrite, galena, tetrahedrite, tennantite | Transverse sections (polished sections) | EMPA, LA-ICPMS, MC-ICPMS | JEOL JXA-8100 EPMA; Teledyne Cetac Technologies Analyte Excite laser ablation system coupled with an Agilent Technologies 7700x quadrupole ICP-MS; ESI NWR Image GEO 193 coupled with TOFWERK icp TOF R; Neptune Plus multicollector ICP-MS (Thermo Fisher Scientific, Bremen, Germany) coupled with a Geolas HD excimer ArF laser ablation system (Coherent, Göttingen, Germany); Bruker M4 Tornado™ system | SIO, MNR; China University of Petroleum (East China), Qingdao, China; Nanjing Focu MS Technology Co. Ltd., Nanjing, China; Shanghai Chemlab Laboratory, Shanghai, China; Wuhan Sample Solution Analytical Technology Co. Ltd., Wuhan, China | EPMA: beam current of 10 nA, beam size of 1–5 μm, accelerating voltage of 20 kV. Micro-XRF: rhodium target X-ray tube operating at 50 kV and 800 nA, polycapillary lens providing a 40-μm spot size on a 20-μm raster, dwell time of 5 ms per pixel. LA-ICP-MS: 193-nm ArF excimer laser, fluence of 6 J/cm², 6 Hz repetition rate for 40 seconds (240 pulses), 30-second pre-ablation blank, total run time 70 seconds, spot size 32–44 μm, He carrier gas mixed with Ar. LA-ICP-TOF-MS: 193 nm ArF excimer laser, spot diameter ~20 µm, repetition rate ~20 Hz, laser fluence ~7 J/cm², scan speed ~4000 µm/s, He carrier gas ~600 ml/min, washout time 50 ms. S isotope MC-ICP-MS: spot size ~44 μm, pulse frequency ~2 Hz, laser fluence ~5 J/cm², He carrier gas with Ar make-up gas. | MASS-1 (Fe-Cu-Zn-S pressed pellet) and GSE-1G (synthetic basaltic glass) from the United States Geological Survey; pyrite PPP-1; chalcopyrite GBW07268; pyrrhotite SP-Po-01 (δ34S = 1.4‰ ± 0.4‰); chalcopyrite SP-CP-01 (δ34S = 5.45‰ ± 0.3‰); natural and synthetic minerals from USA SPI Supplies | [26 empty] | 736 | [15 empty] | 463020 | [59 empty] | 529896 | [39 empty] | 235 |  |  |  |  | 2025
| Xunmei vent field, Niaochao vent field |  | Seafloor hydrothermal | Volcanic-hosted massive sulfide (VMS) | seafloor massive sulfide (SMS) | Cu, Zn, Au, Ag | Co, Pb, Sb | Cu, Zn, Au, Ag, Co, Pb, Sb |  |  | II-Py2 (n=7)-4 | II-Py2 (n=7)-4 | seafloor vent field |  |  |  |  | ore material | grab | grab | mineral separate | [5 empty] | mineralisation | sulfide chimney | pyrite, marcasite, chalcopyrite |  | pyrite, marcasite, chalcopyrite | multiple stages: colloform marcasite-pyrite intergrowths (outermost wall), replacement assemblages (transition layers), dense recrystallized assemblages, marcasite pseudomorphs after pyrrhotite (middle layer) | sulfide chimney | colloform, subhedral, anhedral, euhedral, dense coarse-grained, columnar pseudomorphs |  |  |  | sphalerite, pyrrhotite, anhydrite, galena, tetrahedrite, tennantite | Transverse sections (polished sections) | EMPA, LA-ICPMS, MC-ICPMS | JEOL JXA-8100 EPMA; Teledyne Cetac Technologies Analyte Excite laser ablation system coupled with an Agilent Technologies 7700x quadrupole ICP-MS; ESI NWR Image GEO 193 coupled with TOFWERK icp TOF R; Neptune Plus multicollector ICP-MS (Thermo Fisher Scientific, Bremen, Germany) coupled with a Geolas HD excimer ArF laser ablation system (Coherent, Göttingen, Germany); Bruker M4 Tornado™ system | SIO, MNR; China University of Petroleum (East China), Qingdao, China; Nanjing Focu MS Technology Co. Ltd., Nanjing, China; Shanghai Chemlab Laboratory, Shanghai, China; Wuhan Sample Solution Analytical Technology Co. Ltd., Wuhan, China | EPMA: beam current of 10 nA, beam size of 1–5 μm, accelerating voltage of 20 kV. Micro-XRF: rhodium target X-ray tube operating at 50 kV and 800 nA, polycapillary lens providing a 40-μm spot size on a 20-μm raster, dwell time of 5 ms per pixel. LA-ICP-MS: 193-nm ArF excimer laser, fluence of 6 J/cm², 6 Hz repetition rate for 40 seconds (240 pulses), 30-second pre-ablation blank, total run time 70 seconds, spot size 32–44 μm, He carrier gas mixed with Ar. LA-ICP-TOF-MS: 193 nm ArF excimer laser, spot diameter ~20 µm, repetition rate ~20 Hz, laser fluence ~7 J/cm², scan speed ~4000 µm/s, He carrier gas ~600 ml/min, washout time 50 ms. S isotope MC-ICP-MS: spot size ~44 μm, pulse frequency ~2 Hz, laser fluence ~5 J/cm², He carrier gas with Ar make-up gas. | MASS-1 (Fe-Cu-Zn-S pressed pellet) and GSE-1G (synthetic basaltic glass) from the United States Geological Survey; pyrite PPP-1; chalcopyrite GBW07268; pyrrhotite SP-Po-01 (δ34S = 1.4‰ ± 0.4‰); chalcopyrite SP-CP-01 (δ34S = 5.45‰ ± 0.3‰); natural and synthetic minerals from USA SPI Supplies | 69 |  |  |  | 102 | [21 empty] | 793 | [5 empty] | 151 | [9 empty] | 461448 | [59 empty] | 538003 | [39 empty] | 143 |  |  |  |  | 2025
| Xunmei vent field, Niaochao vent field |  | Seafloor hydrothermal | Volcanic-hosted massive sulfide (VMS) | seafloor massive sulfide (SMS) | Cu, Zn, Au, Ag | Co, Pb, Sb | Cu, Zn, Au, Ag, Co, Pb, Sb |  |  | II-Py2 (n=7)-5 | II-Py2 (n=7)-5 | seafloor vent field |  |  |  |  | ore material | grab | grab | mineral separate | [5 empty] | mineralisation | sulfide chimney | pyrite, marcasite, chalcopyrite |  | pyrite, marcasite, chalcopyrite | multiple stages: colloform marcasite-pyrite intergrowths (outermost wall), replacement assemblages (transition layers), dense recrystallized assemblages, marcasite pseudomorphs after pyrrhotite (middle layer) | sulfide chimney | colloform, subhedral, anhedral, euhedral, dense coarse-grained, columnar pseudomorphs |  |  |  | sphalerite, pyrrhotite, anhydrite, galena, tetrahedrite, tennantite | Transverse sections (polished sections) | EMPA, LA-ICPMS, MC-ICPMS | JEOL JXA-8100 EPMA; Teledyne Cetac Technologies Analyte Excite laser ablation system coupled with an Agilent Technologies 7700x quadrupole ICP-MS; ESI NWR Image GEO 193 coupled with TOFWERK icp TOF R; Neptune Plus multicollector ICP-MS (Thermo Fisher Scientific, Bremen, Germany) coupled with a Geolas HD excimer ArF laser ablation system (Coherent, Göttingen, Germany); Bruker M4 Tornado™ system | SIO, MNR; China University of Petroleum (East China), Qingdao, China; Nanjing Focu MS Technology Co. Ltd., Nanjing, China; Shanghai Chemlab Laboratory, Shanghai, China; Wuhan Sample Solution Analytical Technology Co. Ltd., Wuhan, China | EPMA: beam current of 10 nA, beam size of 1–5 μm, accelerating voltage of 20 kV. Micro-XRF: rhodium target X-ray tube operating at 50 kV and 800 nA, polycapillary lens providing a 40-μm spot size on a 20-μm raster, dwell time of 5 ms per pixel. LA-ICP-MS: 193-nm ArF excimer laser, fluence of 6 J/cm², 6 Hz repetition rate for 40 seconds (240 pulses), 30-second pre-ablation blank, total run time 70 seconds, spot size 32–44 μm, He carrier gas mixed with Ar. LA-ICP-TOF-MS: 193 nm ArF excimer laser, spot diameter ~20 µm, repetition rate ~20 Hz, laser fluence ~7 J/cm², scan speed ~4000 µm/s, He carrier gas ~600 ml/min, washout time 50 ms. S isotope MC-ICP-MS: spot size ~44 μm, pulse frequency ~2 Hz, laser fluence ~5 J/cm², He carrier gas with Ar make-up gas. | MASS-1 (Fe-Cu-Zn-S pressed pellet) and GSE-1G (synthetic basaltic glass) from the United States Geological Survey; pyrite PPP-1; chalcopyrite GBW07268; pyrrhotite SP-Po-01 (δ34S = 1.4‰ ± 0.4‰); chalcopyrite SP-CP-01 (δ34S = 5.45‰ ± 0.3‰); natural and synthetic minerals from USA SPI Supplies | 401 | [25 empty] | 715 | [5 empty] | 54 | [9 empty] | 465216 | [59 empty] | 531863 | [44 empty] | 2025
| Xunmei vent field, Niaochao vent field |  | Seafloor hydrothermal | Volcanic-hosted massive sulfide (VMS) | seafloor massive sulfide (SMS) | Cu, Zn, Au, Ag | Co, Pb, Sb | Cu, Zn, Au, Ag, Co, Pb, Sb |  |  | II-Py2 (n=7)-6 | II-Py2 (n=7)-6 | seafloor vent field |  |  |  |  | ore material | grab | grab | mineral separate | [5 empty] | mineralisation | sulfide chimney | pyrite, marcasite, chalcopyrite |  | pyrite, marcasite, chalcopyrite | multiple stages: colloform marcasite-pyrite intergrowths (outermost wall), replacement assemblages (transition layers), dense recrystallized assemblages, marcasite pseudomorphs after pyrrhotite (middle layer) | sulfide chimney | colloform, subhedral, anhedral, euhedral, dense coarse-grained, columnar pseudomorphs |  |  |  | sphalerite, pyrrhotite, anhydrite, galena, tetrahedrite, tennantite | Transverse sections (polished sections) | EMPA, LA-ICPMS, MC-ICPMS | JEOL JXA-8100 EPMA; Teledyne Cetac Technologies Analyte Excite laser ablation system coupled with an Agilent Technologies 7700x quadrupole ICP-MS; ESI NWR Image GEO 193 coupled with TOFWERK icp TOF R; Neptune Plus multicollector ICP-MS (Thermo Fisher Scientific, Bremen, Germany) coupled with a Geolas HD excimer ArF laser ablation system (Coherent, Göttingen, Germany); Bruker M4 Tornado™ system | SIO, MNR; China University of Petroleum (East China), Qingdao, China; Nanjing Focu MS Technology Co. Ltd., Nanjing, China; Shanghai Chemlab Laboratory, Shanghai, China; Wuhan Sample Solution Analytical Technology Co. Ltd., Wuhan, China | EPMA: beam current of 10 nA, beam size of 1–5 μm, accelerating voltage of 20 kV. Micro-XRF: rhodium target X-ray tube operating at 50 kV and 800 nA, polycapillary lens providing a 40-μm spot size on a 20-μm raster, dwell time of 5 ms per pixel. LA-ICP-MS: 193-nm ArF excimer laser, fluence of 6 J/cm², 6 Hz repetition rate for 40 seconds (240 pulses), 30-second pre-ablation blank, total run time 70 seconds, spot size 32–44 μm, He carrier gas mixed with Ar. LA-ICP-TOF-MS: 193 nm ArF excimer laser, spot diameter ~20 µm, repetition rate ~20 Hz, laser fluence ~7 J/cm², scan speed ~4000 µm/s, He carrier gas ~600 ml/min, washout time 50 ms. S isotope MC-ICP-MS: spot size ~44 μm, pulse frequency ~2 Hz, laser fluence ~5 J/cm², He carrier gas with Ar make-up gas. | MASS-1 (Fe-Cu-Zn-S pressed pellet) and GSE-1G (synthetic basaltic glass) from the United States Geological Survey; pyrite PPP-1; chalcopyrite GBW07268; pyrrhotite SP-Po-01 (δ34S = 1.4‰ ± 0.4‰); chalcopyrite SP-CP-01 (δ34S = 5.45‰ ± 0.3‰); natural and synthetic minerals from USA SPI Supplies |  |  |  |  | 51 | [21 empty] | 682 | [5 empty] | 103 | [9 empty] | 462601 | [37 empty] | 88 | [21 empty] | 535771 | [39 empty] | 199 |  |  |  |  | 2025
| Xunmei vent field, Niaochao vent field |  | Seafloor hydrothermal | Volcanic-hosted massive sulfide (VMS) | seafloor massive sulfide (SMS) | Cu, Zn, Au, Ag | Co, Pb, Sb | Cu, Zn, Au, Ag, Co, Pb, Sb |  |  | II-Py2 (n=7)-7 | II-Py2 (n=7)-7 | seafloor vent field |  |  |  |  | ore material | grab | grab | mineral separate | [5 empty] | mineralisation | sulfide chimney | pyrite, marcasite, chalcopyrite |  | pyrite, marcasite, chalcopyrite | multiple stages: colloform marcasite-pyrite intergrowths (outermost wall), replacement assemblages (transition layers), dense recrystallized assemblages, marcasite pseudomorphs after pyrrhotite (middle layer) | sulfide chimney | colloform, subhedral, anhedral, euhedral, dense coarse-grained, columnar pseudomorphs |  |  |  | sphalerite, pyrrhotite, anhydrite, galena, tetrahedrite, tennantite | Transverse sections (polished sections) | EMPA, LA-ICPMS, MC-ICPMS | JEOL JXA-8100 EPMA; Teledyne Cetac Technologies Analyte Excite laser ablation system coupled with an Agilent Technologies 7700x quadrupole ICP-MS; ESI NWR Image GEO 193 coupled with TOFWERK icp TOF R; Neptune Plus multicollector ICP-MS (Thermo Fisher Scientific, Bremen, Germany) coupled with a Geolas HD excimer ArF laser ablation system (Coherent, Göttingen, Germany); Bruker M4 Tornado™ system | SIO, MNR; China University of Petroleum (East China), Qingdao, China; Nanjing Focu MS Technology Co. Ltd., Nanjing, China; Shanghai Chemlab Laboratory, Shanghai, China; Wuhan Sample Solution Analytical Technology Co. Ltd., Wuhan, China | EPMA: beam current of 10 nA, beam size of 1–5 μm, accelerating voltage of 20 kV. Micro-XRF: rhodium target X-ray tube operating at 50 kV and 800 nA, polycapillary lens providing a 40-μm spot size on a 20-μm raster, dwell time of 5 ms per pixel. LA-ICP-MS: 193-nm ArF excimer laser, fluence of 6 J/cm², 6 Hz repetition rate for 40 seconds (240 pulses), 30-second pre-ablation blank, total run time 70 seconds, spot size 32–44 μm, He carrier gas mixed with Ar. LA-ICP-TOF-MS: 193 nm ArF excimer laser, spot diameter ~20 µm, repetition rate ~20 Hz, laser fluence ~7 J/cm², scan speed ~4000 µm/s, He carrier gas ~600 ml/min, washout time 50 ms. S isotope MC-ICP-MS: spot size ~44 μm, pulse frequency ~2 Hz, laser fluence ~5 J/cm², He carrier gas with Ar make-up gas. | MASS-1 (Fe-Cu-Zn-S pressed pellet) and GSE-1G (synthetic basaltic glass) from the United States Geological Survey; pyrite PPP-1; chalcopyrite GBW07268; pyrrhotite SP-Po-01 (δ34S = 1.4‰ ± 0.4‰); chalcopyrite SP-CP-01 (δ34S = 5.45‰ ± 0.3‰); natural and synthetic minerals from USA SPI Supplies |  |  |  |  | 596 | [21 empty] | 695 | [15 empty] | 462565 | [59 empty] | 532218 | [39 empty] | 72 |  |  |  |  | 2025
| Xunmei vent field, Niaochao vent field |  | Seafloor hydrothermal | Volcanic-hosted massive sulfide (VMS) | seafloor massive sulfide (SMS) | Cu, Zn, Au, Ag | Co, Pb, Sb | Cu, Zn, Au, Ag, Co, Pb, Sb |  |  | II-Py2 (n=7)-8 | II-Py2 (n=7)-8 | seafloor vent field |  |  |  |  | ore material | grab | grab | mineral separate | [5 empty] | mineralisation | sulfide chimney | pyrite, marcasite, chalcopyrite |  | pyrite, marcasite, chalcopyrite | multiple stages: colloform marcasite-pyrite intergrowths (outermost wall), replacement assemblages (transition layers), dense recrystallized assemblages, marcasite pseudomorphs after pyrrhotite (middle layer) | sulfide chimney | colloform, subhedral, anhedral, euhedral, dense coarse-grained, columnar pseudomorphs |  |  |  | sphalerite, pyrrhotite, anhydrite, galena, tetrahedrite, tennantite | Transverse sections (polished sections) | EMPA, LA-ICPMS, MC-ICPMS | JEOL JXA-8100 EPMA; Teledyne Cetac Technologies Analyte Excite laser ablation system coupled with an Agilent Technologies 7700x quadrupole ICP-MS; ESI NWR Image GEO 193 coupled with TOFWERK icp TOF R; Neptune Plus multicollector ICP-MS (Thermo Fisher Scientific, Bremen, Germany) coupled with a Geolas HD excimer ArF laser ablation system (Coherent, Göttingen, Germany); Bruker M4 Tornado™ system | SIO, MNR; China University of Petroleum (East China), Qingdao, China; Nanjing Focu MS Technology Co. Ltd., Nanjing, China; Shanghai Chemlab Laboratory, Shanghai, China; Wuhan Sample Solution Analytical Technology Co. Ltd., Wuhan, China | EPMA: beam current of 10 nA, beam size of 1–5 μm, accelerating voltage of 20 kV. Micro-XRF: rhodium target X-ray tube operating at 50 kV and 800 nA, polycapillary lens providing a 40-μm spot size on a 20-μm raster, dwell time of 5 ms per pixel. LA-ICP-MS: 193-nm ArF excimer laser, fluence of 6 J/cm², 6 Hz repetition rate for 40 seconds (240 pulses), 30-second pre-ablation blank, total run time 70 seconds, spot size 32–44 μm, He carrier gas mixed with Ar. LA-ICP-TOF-MS: 193 nm ArF excimer laser, spot diameter ~20 µm, repetition rate ~20 Hz, laser fluence ~7 J/cm², scan speed ~4000 µm/s, He carrier gas ~600 ml/min, washout time 50 ms. S isotope MC-ICP-MS: spot size ~44 μm, pulse frequency ~2 Hz, laser fluence ~5 J/cm², He carrier gas with Ar make-up gas. | MASS-1 (Fe-Cu-Zn-S pressed pellet) and GSE-1G (synthetic basaltic glass) from the United States Geological Survey; pyrite PPP-1; chalcopyrite GBW07268; pyrrhotite SP-Po-01 (δ34S = 1.4‰ ± 0.4‰); chalcopyrite SP-CP-01 (δ34S = 5.45‰ ± 0.3‰); natural and synthetic minerals from USA SPI Supplies | 239.3333 |  |  |  | 347 | [21 empty] | 742 | [5 empty] | 114 | [9 empty] | 463272.5714 | [59 empty] | 533418.7143 | [39 empty] | 162.25 |  |  |  |  | 2025
| Xunmei vent field, Niaochao vent field |  | Seafloor hydrothermal | Volcanic-hosted massive sulfide (VMS) | seafloor massive sulfide (SMS) | Cu, Zn, Au, Ag | Co, Pb, Sb | Cu, Zn, Au, Ag, Co, Pb, Sb |  |  | II-Py2 (n=7)-9 | II-Py2 (n=7)-9 | seafloor vent field |  |  |  |  | ore material | grab | grab | mineral separate | [5 empty] | mineralisation | sulfide chimney | pyrite, marcasite, chalcopyrite |  | pyrite, marcasite, chalcopyrite | multiple stages: colloform marcasite-pyrite intergrowths (outermost wall), replacement assemblages (transition layers), dense recrystallized assemblages, marcasite pseudomorphs after pyrrhotite (middle layer) | sulfide chimney | colloform, subhedral, anhedral, euhedral, dense coarse-grained, columnar pseudomorphs |  |  |  | sphalerite, pyrrhotite, anhydrite, galena, tetrahedrite, tennantite | Transverse sections (polished sections) | EMPA, LA-ICPMS, MC-ICPMS | JEOL JXA-8100 EPMA; Teledyne Cetac Technologies Analyte Excite laser ablation system coupled with an Agilent Technologies 7700x quadrupole ICP-MS; ESI NWR Image GEO 193 coupled with TOFWERK icp TOF R; Neptune Plus multicollector ICP-MS (Thermo Fisher Scientific, Bremen, Germany) coupled with a Geolas HD excimer ArF laser ablation system (Coherent, Göttingen, Germany); Bruker M4 Tornado™ system | SIO, MNR; China University of Petroleum (East China), Qingdao, China; Nanjing Focu MS Technology Co. Ltd., Nanjing, China; Shanghai Chemlab Laboratory, Shanghai, China; Wuhan Sample Solution Analytical Technology Co. Ltd., Wuhan, China | EPMA: beam current of 10 nA, beam size of 1–5 μm, accelerating voltage of 20 kV. Micro-XRF: rhodium target X-ray tube operating at 50 kV and 800 nA, polycapillary lens providing a 40-μm spot size on a 20-μm raster, dwell time of 5 ms per pixel. LA-ICP-MS: 193-nm ArF excimer laser, fluence of 6 J/cm², 6 Hz repetition rate for 40 seconds (240 pulses), 30-second pre-ablation blank, total run time 70 seconds, spot size 32–44 μm, He carrier gas mixed with Ar. LA-ICP-TOF-MS: 193 nm ArF excimer laser, spot diameter ~20 µm, repetition rate ~20 Hz, laser fluence ~7 J/cm², scan speed ~4000 µm/s, He carrier gas ~600 ml/min, washout time 50 ms. S isotope MC-ICP-MS: spot size ~44 μm, pulse frequency ~2 Hz, laser fluence ~5 J/cm², He carrier gas with Ar make-up gas. | MASS-1 (Fe-Cu-Zn-S pressed pellet) and GSE-1G (synthetic basaltic glass) from the United States Geological Survey; pyrite PPP-1; chalcopyrite GBW07268; pyrrhotite SP-Po-01 (δ34S = 1.4‰ ± 0.4‰); chalcopyrite SP-CP-01 (δ34S = 5.45‰ ± 0.3‰); natural and synthetic minerals from USA SPI Supplies | 69 |  |  |  | 51 | [21 empty] | 682 | [5 empty] | 54 | [9 empty] | 461448 | [59 empty] | 529896 | [39 empty] | 72 |  |  |  |  | 2025
| Xunmei vent field, Niaochao vent field |  | Seafloor hydrothermal | Volcanic-hosted massive sulfide (VMS) | seafloor massive sulfide (SMS) | Cu, Zn, Au, Ag | Co, Pb, Sb | Cu, Zn, Au, Ag, Co, Pb, Sb |  |  | II-Py2 (n=7)-10 | II-Py2 (n=7)-10 | seafloor vent field |  |  |  |  | ore material | grab | grab | mineral separate | [5 empty] | mineralisation | sulfide chimney | pyrite, marcasite, chalcopyrite |  | pyrite, marcasite, chalcopyrite | multiple stages: colloform marcasite-pyrite intergrowths (outermost wall), replacement assemblages (transition layers), dense recrystallized assemblages, marcasite pseudomorphs after pyrrhotite (middle layer) | sulfide chimney | colloform, subhedral, anhedral, euhedral, dense coarse-grained, columnar pseudomorphs |  |  |  | sphalerite, pyrrhotite, anhydrite, galena, tetrahedrite, tennantite | Transverse sections (polished sections) | EMPA, LA-ICPMS, MC-ICPMS | JEOL JXA-8100 EPMA; Teledyne Cetac Technologies Analyte Excite laser ablation system coupled with an Agilent Technologies 7700x quadrupole ICP-MS; ESI NWR Image GEO 193 coupled with TOFWERK icp TOF R; Neptune Plus multicollector ICP-MS (Thermo Fisher Scientific, Bremen, Germany) coupled with a Geolas HD excimer ArF laser ablation system (Coherent, Göttingen, Germany); Bruker M4 Tornado™ system | SIO, MNR; China University of Petroleum (East China), Qingdao, China; Nanjing Focu MS Technology Co. Ltd., Nanjing, China; Shanghai Chemlab Laboratory, Shanghai, China; Wuhan Sample Solution Analytical Technology Co. Ltd., Wuhan, China | EPMA: beam current of 10 nA, beam size of 1–5 μm, accelerating voltage of 20 kV. Micro-XRF: rhodium target X-ray tube operating at 50 kV and 800 nA, polycapillary lens providing a 40-μm spot size on a 20-μm raster, dwell time of 5 ms per pixel. LA-ICP-MS: 193-nm ArF excimer laser, fluence of 6 J/cm², 6 Hz repetition rate for 40 seconds (240 pulses), 30-second pre-ablation blank, total run time 70 seconds, spot size 32–44 μm, He carrier gas mixed with Ar. LA-ICP-TOF-MS: 193 nm ArF excimer laser, spot diameter ~20 µm, repetition rate ~20 Hz, laser fluence ~7 J/cm², scan speed ~4000 µm/s, He carrier gas ~600 ml/min, washout time 50 ms. S isotope MC-ICP-MS: spot size ~44 μm, pulse frequency ~2 Hz, laser fluence ~5 J/cm², He carrier gas with Ar make-up gas. | MASS-1 (Fe-Cu-Zn-S pressed pellet) and GSE-1G (synthetic basaltic glass) from the United States Geological Survey; pyrite PPP-1; chalcopyrite GBW07268; pyrrhotite SP-Po-01 (δ34S = 1.4‰ ± 0.4‰); chalcopyrite SP-CP-01 (δ34S = 5.45‰ ± 0.3‰); natural and synthetic minerals from USA SPI Supplies | 401 |  |  |  | 743 | [21 empty] | 800 | [5 empty] | 151 | [9 empty] | 465216 | [59 empty] | 538003 | [39 empty] | 235 |  |  |  |  | 2025
| Xunmei vent field, Niaochao vent field |  | Seafloor hydrothermal | Volcanic-hosted massive sulfide (VMS) | seafloor massive sulfide (SMS) | Cu, Zn, Au, Ag | Co, Pb, Sb | Cu, Zn, Au, Ag, Co, Pb, Sb |  |  | II-Py2 (n=7)-11 | II-Py2 (n=7)-11 | seafloor vent field |  |  |  |  | ore material | grab | grab | mineral separate | [5 empty] | mineralisation | sulfide chimney | pyrite, marcasite, chalcopyrite |  | pyrite, marcasite, chalcopyrite | multiple stages: colloform marcasite-pyrite intergrowths (outermost wall), replacement assemblages (transition layers), dense recrystallized assemblages, marcasite pseudomorphs after pyrrhotite (middle layer) | sulfide chimney | colloform, subhedral, anhedral, euhedral, dense coarse-grained, columnar pseudomorphs |  |  |  | sphalerite, pyrrhotite, anhydrite, galena, tetrahedrite, tennantite | Transverse sections (polished sections) | EMPA, LA-ICPMS, MC-ICPMS | JEOL JXA-8100 EPMA; Teledyne Cetac Technologies Analyte Excite laser ablation system coupled with an Agilent Technologies 7700x quadrupole ICP-MS; ESI NWR Image GEO 193 coupled with TOFWERK icp TOF R; Neptune Plus multicollector ICP-MS (Thermo Fisher Scientific, Bremen, Germany) coupled with a Geolas HD excimer ArF laser ablation system (Coherent, Göttingen, Germany); Bruker M4 Tornado™ system | SIO, MNR; China University of Petroleum (East China), Qingdao, China; Nanjing Focu MS Technology Co. Ltd., Nanjing, China; Shanghai Chemlab Laboratory, Shanghai, China; Wuhan Sample Solution Analytical Technology Co. Ltd., Wuhan, China | EPMA: beam current of 10 nA, beam size of 1–5 μm, accelerating voltage of 20 kV. Micro-XRF: rhodium target X-ray tube operating at 50 kV and 800 nA, polycapillary lens providing a 40-μm spot size on a 20-μm raster, dwell time of 5 ms per pixel. LA-ICP-MS: 193-nm ArF excimer laser, fluence of 6 J/cm², 6 Hz repetition rate for 40 seconds (240 pulses), 30-second pre-ablation blank, total run time 70 seconds, spot size 32–44 μm, He carrier gas mixed with Ar. LA-ICP-TOF-MS: 193 nm ArF excimer laser, spot diameter ~20 µm, repetition rate ~20 Hz, laser fluence ~7 J/cm², scan speed ~4000 µm/s, He carrier gas ~600 ml/min, washout time 50 ms. S isotope MC-ICP-MS: spot size ~44 μm, pulse frequency ~2 Hz, laser fluence ~5 J/cm², He carrier gas with Ar make-up gas. | MASS-1 (Fe-Cu-Zn-S pressed pellet) and GSE-1G (synthetic basaltic glass) from the United States Geological Survey; pyrite PPP-1; chalcopyrite GBW07268; pyrrhotite SP-Po-01 (δ34S = 1.4‰ ± 0.4‰); chalcopyrite SP-CP-01 (δ34S = 5.45‰ ± 0.3‰); natural and synthetic minerals from USA SPI Supplies | 166.1696 |  |  |  | 307.1132 | [21 empty] | 47.4342 | [5 empty] | 45.6289 | [9 empty] | 1242.7122 | [59 empty] | 2865.9229 | [39 empty] | 71.0839 |  |  |  |  | 2025
| Xunmei vent field, Niaochao vent field |  | Seafloor hydrothermal | Volcanic-hosted massive sulfide (VMS) | seafloor massive sulfide (SMS) | Cu, Zn, Au, Ag | Co, Pb, Sb | Cu, Zn, Au, Ag, Co, Pb, Sb |  |  | II-Ccp (n=8)-1 | II-Ccp (n=8)-1 | seafloor vent field |  |  |  |  | ore material | grab | grab | mineral separate | [5 empty] | mineralisation | sulfide chimney | pyrite, marcasite, chalcopyrite |  | pyrite, marcasite, chalcopyrite | multiple stages: colloform marcasite-pyrite intergrowths (outermost wall), replacement assemblages (transition layers), dense recrystallized assemblages, marcasite pseudomorphs after pyrrhotite (middle layer) | sulfide chimney | colloform, subhedral, anhedral, euhedral, dense coarse-grained, columnar pseudomorphs |  |  |  | sphalerite, pyrrhotite, anhydrite, galena, tetrahedrite, tennantite | Transverse sections (polished sections) | EMPA, LA-ICPMS, MC-ICPMS | JEOL JXA-8100 EPMA; Teledyne Cetac Technologies Analyte Excite laser ablation system coupled with an Agilent Technologies 7700x quadrupole ICP-MS; ESI NWR Image GEO 193 coupled with TOFWERK icp TOF R; Neptune Plus multicollector ICP-MS (Thermo Fisher Scientific, Bremen, Germany) coupled with a Geolas HD excimer ArF laser ablation system (Coherent, Göttingen, Germany); Bruker M4 Tornado™ system | SIO, MNR; China University of Petroleum (East China), Qingdao, China; Nanjing Focu MS Technology Co. Ltd., Nanjing, China; Shanghai Chemlab Laboratory, Shanghai, China; Wuhan Sample Solution Analytical Technology Co. Ltd., Wuhan, China | EPMA: beam current of 10 nA, beam size of 1–5 μm, accelerating voltage of 20 kV. Micro-XRF: rhodium target X-ray tube operating at 50 kV and 800 nA, polycapillary lens providing a 40-μm spot size on a 20-μm raster, dwell time of 5 ms per pixel. LA-ICP-MS: 193-nm ArF excimer laser, fluence of 6 J/cm², 6 Hz repetition rate for 40 seconds (240 pulses), 30-second pre-ablation blank, total run time 70 seconds, spot size 32–44 μm, He carrier gas mixed with Ar. LA-ICP-TOF-MS: 193 nm ArF excimer laser, spot diameter ~20 µm, repetition rate ~20 Hz, laser fluence ~7 J/cm², scan speed ~4000 µm/s, He carrier gas ~600 ml/min, washout time 50 ms. S isotope MC-ICP-MS: spot size ~44 μm, pulse frequency ~2 Hz, laser fluence ~5 J/cm², He carrier gas with Ar make-up gas. | MASS-1 (Fe-Cu-Zn-S pressed pellet) and GSE-1G (synthetic basaltic glass) from the United States Geological Survey; pyrite PPP-1; chalcopyrite GBW07268; pyrrhotite SP-Po-01 (δ34S = 1.4‰ ± 0.4‰); chalcopyrite SP-CP-01 (δ34S = 5.45‰ ± 0.3‰); natural and synthetic minerals from USA SPI Supplies |  |  |  |  | 363 | [21 empty] | 427 | [5 empty] | 344005 | [9 empty] | 307050 | [59 empty] | 344053 | [44 empty] | 2025
| Xunmei vent field, Niaochao vent field |  | Seafloor hydrothermal | Volcanic-hosted massive sulfide (VMS) | seafloor massive sulfide (SMS) | Cu, Zn, Au, Ag | Co, Pb, Sb | Cu, Zn, Au, Ag, Co, Pb, Sb |  |  | II-Ccp (n=8)-2 | II-Ccp (n=8)-2 | seafloor vent field |  |  |  |  | ore material | grab | grab | mineral separate | [5 empty] | mineralisation | sulfide chimney | pyrite, marcasite, chalcopyrite |  | pyrite, marcasite, chalcopyrite | multiple stages: colloform marcasite-pyrite intergrowths (outermost wall), replacement assemblages (transition layers), dense recrystallized assemblages, marcasite pseudomorphs after pyrrhotite (middle layer) | sulfide chimney | colloform, subhedral, anhedral, euhedral, dense coarse-grained, columnar pseudomorphs |  |  |  | sphalerite, pyrrhotite, anhydrite, galena, tetrahedrite, tennantite | Transverse sections (polished sections) | EMPA, LA-ICPMS, MC-ICPMS | JEOL JXA-8100 EPMA; Teledyne Cetac Technologies Analyte Excite laser ablation system coupled with an Agilent Technologies 7700x quadrupole ICP-MS; ESI NWR Image GEO 193 coupled with TOFWERK icp TOF R; Neptune Plus multicollector ICP-MS (Thermo Fisher Scientific, Bremen, Germany) coupled with a Geolas HD excimer ArF laser ablation system (Coherent, Göttingen, Germany); Bruker M4 Tornado™ system | SIO, MNR; China University of Petroleum (East China), Qingdao, China; Nanjing Focu MS Technology Co. Ltd., Nanjing, China; Shanghai Chemlab Laboratory, Shanghai, China; Wuhan Sample Solution Analytical Technology Co. Ltd., Wuhan, China | EPMA: beam current of 10 nA, beam size of 1–5 μm, accelerating voltage of 20 kV. Micro-XRF: rhodium target X-ray tube operating at 50 kV and 800 nA, polycapillary lens providing a 40-μm spot size on a 20-μm raster, dwell time of 5 ms per pixel. LA-ICP-MS: 193-nm ArF excimer laser, fluence of 6 J/cm², 6 Hz repetition rate for 40 seconds (240 pulses), 30-second pre-ablation blank, total run time 70 seconds, spot size 32–44 μm, He carrier gas mixed with Ar. LA-ICP-TOF-MS: 193 nm ArF excimer laser, spot diameter ~20 µm, repetition rate ~20 Hz, laser fluence ~7 J/cm², scan speed ~4000 µm/s, He carrier gas ~600 ml/min, washout time 50 ms. S isotope MC-ICP-MS: spot size ~44 μm, pulse frequency ~2 Hz, laser fluence ~5 J/cm², He carrier gas with Ar make-up gas. | MASS-1 (Fe-Cu-Zn-S pressed pellet) and GSE-1G (synthetic basaltic glass) from the United States Geological Survey; pyrite PPP-1; chalcopyrite GBW07268; pyrrhotite SP-Po-01 (δ34S = 1.4‰ ± 0.4‰); chalcopyrite SP-CP-01 (δ34S = 5.45‰ ± 0.3‰); natural and synthetic minerals from USA SPI Supplies | [26 empty] | 311 | [5 empty] | 343175 | [9 empty] | 306164 | [59 empty] | 341606 | [39 empty] | 346 |  |  |  |  | 2025
| Xunmei vent field, Niaochao vent field |  | Seafloor hydrothermal | Volcanic-hosted massive sulfide (VMS) | seafloor massive sulfide (SMS) | Cu, Zn, Au, Ag | Co, Pb, Sb | Cu, Zn, Au, Ag, Co, Pb, Sb |  |  | II-Ccp (n=8)-3 | II-Ccp (n=8)-3 | seafloor vent field |  |  |  |  | ore material | grab | grab | mineral separate | [5 empty] | mineralisation | sulfide chimney | pyrite, marcasite, chalcopyrite |  | pyrite, marcasite, chalcopyrite | multiple stages: colloform marcasite-pyrite intergrowths (outermost wall), replacement assemblages (transition layers), dense recrystallized assemblages, marcasite pseudomorphs after pyrrhotite (middle layer) | sulfide chimney | colloform, subhedral, anhedral, euhedral, dense coarse-grained, columnar pseudomorphs |  |  |  | sphalerite, pyrrhotite, anhydrite, galena, tetrahedrite, tennantite | Transverse sections (polished sections) | EMPA, LA-ICPMS, MC-ICPMS | JEOL JXA-8100 EPMA; Teledyne Cetac Technologies Analyte Excite laser ablation system coupled with an Agilent Technologies 7700x quadrupole ICP-MS; ESI NWR Image GEO 193 coupled with TOFWERK icp TOF R; Neptune Plus multicollector ICP-MS (Thermo Fisher Scientific, Bremen, Germany) coupled with a Geolas HD excimer ArF laser ablation system (Coherent, Göttingen, Germany); Bruker M4 Tornado™ system | SIO, MNR; China University of Petroleum (East China), Qingdao, China; Nanjing Focu MS Technology Co. Ltd., Nanjing, China; Shanghai Chemlab Laboratory, Shanghai, China; Wuhan Sample Solution Analytical Technology Co. Ltd., Wuhan, China | EPMA: beam current of 10 nA, beam size of 1–5 μm, accelerating voltage of 20 kV. Micro-XRF: rhodium target X-ray tube operating at 50 kV and 800 nA, polycapillary lens providing a 40-μm spot size on a 20-μm raster, dwell time of 5 ms per pixel. LA-ICP-MS: 193-nm ArF excimer laser, fluence of 6 J/cm², 6 Hz repetition rate for 40 seconds (240 pulses), 30-second pre-ablation blank, total run time 70 seconds, spot size 32–44 μm, He carrier gas mixed with Ar. LA-ICP-TOF-MS: 193 nm ArF excimer laser, spot diameter ~20 µm, repetition rate ~20 Hz, laser fluence ~7 J/cm², scan speed ~4000 µm/s, He carrier gas ~600 ml/min, washout time 50 ms. S isotope MC-ICP-MS: spot size ~44 μm, pulse frequency ~2 Hz, laser fluence ~5 J/cm², He carrier gas with Ar make-up gas. | MASS-1 (Fe-Cu-Zn-S pressed pellet) and GSE-1G (synthetic basaltic glass) from the United States Geological Survey; pyrite PPP-1; chalcopyrite GBW07268; pyrrhotite SP-Po-01 (δ34S = 1.4‰ ± 0.4‰); chalcopyrite SP-CP-01 (δ34S = 5.45‰ ± 0.3‰); natural and synthetic minerals from USA SPI Supplies | [26 empty] | 395 | [5 empty] | 343181 | [9 empty] | 303701 | [59 empty] | 343151 | [39 empty] | 246 |  |  |  |  | 2025
| Xunmei vent field, Niaochao vent field |  | Seafloor hydrothermal | Volcanic-hosted massive sulfide (VMS) | seafloor massive sulfide (SMS) | Cu, Zn, Au, Ag | Co, Pb, Sb | Cu, Zn, Au, Ag, Co, Pb, Sb |  |  | II-Ccp (n=8)-4 | II-Ccp (n=8)-4 | seafloor vent field |  |  |  |  | ore material | grab | grab | mineral separate | [5 empty] | mineralisation | sulfide chimney | pyrite, marcasite, chalcopyrite |  | pyrite, marcasite, chalcopyrite | multiple stages: colloform marcasite-pyrite intergrowths (outermost wall), replacement assemblages (transition layers), dense recrystallized assemblages, marcasite pseudomorphs after pyrrhotite (middle layer) | sulfide chimney | colloform, subhedral, anhedral, euhedral, dense coarse-grained, columnar pseudomorphs |  |  |  | sphalerite, pyrrhotite, anhydrite, galena, tetrahedrite, tennantite | Transverse sections (polished sections) | EMPA, LA-ICPMS, MC-ICPMS | JEOL JXA-8100 EPMA; Teledyne Cetac Technologies Analyte Excite laser ablation system coupled with an Agilent Technologies 7700x quadrupole ICP-MS; ESI NWR Image GEO 193 coupled with TOFWERK icp TOF R; Neptune Plus multicollector ICP-MS (Thermo Fisher Scientific, Bremen, Germany) coupled with a Geolas HD excimer ArF laser ablation system (Coherent, Göttingen, Germany); Bruker M4 Tornado™ system | SIO, MNR; China University of Petroleum (East China), Qingdao, China; Nanjing Focu MS Technology Co. Ltd., Nanjing, China; Shanghai Chemlab Laboratory, Shanghai, China; Wuhan Sample Solution Analytical Technology Co. Ltd., Wuhan, China | EPMA: beam current of 10 nA, beam size of 1–5 μm, accelerating voltage of 20 kV. Micro-XRF: rhodium target X-ray tube operating at 50 kV and 800 nA, polycapillary lens providing a 40-μm spot size on a 20-μm raster, dwell time of 5 ms per pixel. LA-ICP-MS: 193-nm ArF excimer laser, fluence of 6 J/cm², 6 Hz repetition rate for 40 seconds (240 pulses), 30-second pre-ablation blank, total run time 70 seconds, spot size 32–44 μm, He carrier gas mixed with Ar. LA-ICP-TOF-MS: 193 nm ArF excimer laser, spot diameter ~20 µm, repetition rate ~20 Hz, laser fluence ~7 J/cm², scan speed ~4000 µm/s, He carrier gas ~600 ml/min, washout time 50 ms. S isotope MC-ICP-MS: spot size ~44 μm, pulse frequency ~2 Hz, laser fluence ~5 J/cm², He carrier gas with Ar make-up gas. | MASS-1 (Fe-Cu-Zn-S pressed pellet) and GSE-1G (synthetic basaltic glass) from the United States Geological Survey; pyrite PPP-1; chalcopyrite GBW07268; pyrrhotite SP-Po-01 (δ34S = 1.4‰ ± 0.4‰); chalcopyrite SP-CP-01 (δ34S = 5.45‰ ± 0.3‰); natural and synthetic minerals from USA SPI Supplies | [26 empty] | 440 | [5 empty] | 343501 | [9 empty] | 306894 | [59 empty] | 344074 | [44 empty] | 2025
| Xunmei vent field, Niaochao vent field |  | Seafloor hydrothermal | Volcanic-hosted massive sulfide (VMS) | seafloor massive sulfide (SMS) | Cu, Zn, Au, Ag | Co, Pb, Sb | Cu, Zn, Au, Ag, Co, Pb, Sb |  |  | II-Ccp (n=8)-5 | II-Ccp (n=8)-5 | seafloor vent field |  |  |  |  | ore material | grab | grab | mineral separate | [5 empty] | mineralisation | sulfide chimney | pyrite, marcasite, chalcopyrite |  | pyrite, marcasite, chalcopyrite | multiple stages: colloform marcasite-pyrite intergrowths (outermost wall), replacement assemblages (transition layers), dense recrystallized assemblages, marcasite pseudomorphs after pyrrhotite (middle layer) | sulfide chimney | colloform, subhedral, anhedral, euhedral, dense coarse-grained, columnar pseudomorphs |  |  |  | sphalerite, pyrrhotite, anhydrite, galena, tetrahedrite, tennantite | Transverse sections (polished sections) | EMPA, LA-ICPMS, MC-ICPMS | JEOL JXA-8100 EPMA; Teledyne Cetac Technologies Analyte Excite laser ablation system coupled with an Agilent Technologies 7700x quadrupole ICP-MS; ESI NWR Image GEO 193 coupled with TOFWERK icp TOF R; Neptune Plus multicollector ICP-MS (Thermo Fisher Scientific, Bremen, Germany) coupled with a Geolas HD excimer ArF laser ablation system (Coherent, Göttingen, Germany); Bruker M4 Tornado™ system | SIO, MNR; China University of Petroleum (East China), Qingdao, China; Nanjing Focu MS Technology Co. Ltd., Nanjing, China; Shanghai Chemlab Laboratory, Shanghai, China; Wuhan Sample Solution Analytical Technology Co. Ltd., Wuhan, China | EPMA: beam current of 10 nA, beam size of 1–5 μm, accelerating voltage of 20 kV. Micro-XRF: rhodium target X-ray tube operating at 50 kV and 800 nA, polycapillary lens providing a 40-μm spot size on a 20-μm raster, dwell time of 5 ms per pixel. LA-ICP-MS: 193-nm ArF excimer laser, fluence of 6 J/cm², 6 Hz repetition rate for 40 seconds (240 pulses), 30-second pre-ablation blank, total run time 70 seconds, spot size 32–44 μm, He carrier gas mixed with Ar. LA-ICP-TOF-MS: 193 nm ArF excimer laser, spot diameter ~20 µm, repetition rate ~20 Hz, laser fluence ~7 J/cm², scan speed ~4000 µm/s, He carrier gas ~600 ml/min, washout time 50 ms. S isotope MC-ICP-MS: spot size ~44 μm, pulse frequency ~2 Hz, laser fluence ~5 J/cm², He carrier gas with Ar make-up gas. | MASS-1 (Fe-Cu-Zn-S pressed pellet) and GSE-1G (synthetic basaltic glass) from the United States Geological Survey; pyrite PPP-1; chalcopyrite GBW07268; pyrrhotite SP-Po-01 (δ34S = 1.4‰ ± 0.4‰); chalcopyrite SP-CP-01 (δ34S = 5.45‰ ± 0.3‰); natural and synthetic minerals from USA SPI Supplies |  |  |  |  | 192 | [21 empty] | 502 | [5 empty] | 343004 | [9 empty] | 307432 | [59 empty] | 340840 | [39 empty] | 219 |  |  |  |  | 2025
| Xunmei vent field, Niaochao vent field |  | Seafloor hydrothermal | Volcanic-hosted massive sulfide (VMS) | seafloor massive sulfide (SMS) | Cu, Zn, Au, Ag | Co, Pb, Sb | Cu, Zn, Au, Ag, Co, Pb, Sb |  |  | II-Ccp (n=8)-6 | II-Ccp (n=8)-6 | seafloor vent field |  |  |  |  | ore material | grab | grab | mineral separate | [5 empty] | mineralisation | sulfide chimney | pyrite, marcasite, chalcopyrite |  | pyrite, marcasite, chalcopyrite | multiple stages: colloform marcasite-pyrite intergrowths (outermost wall), replacement assemblages (transition layers), dense recrystallized assemblages, marcasite pseudomorphs after pyrrhotite (middle layer) | sulfide chimney | colloform, subhedral, anhedral, euhedral, dense coarse-grained, columnar pseudomorphs |  |  |  | sphalerite, pyrrhotite, anhydrite, galena, tetrahedrite, tennantite | Transverse sections (polished sections) | EMPA, LA-ICPMS, MC-ICPMS | JEOL JXA-8100 EPMA; Teledyne Cetac Technologies Analyte Excite laser ablation system coupled with an Agilent Technologies 7700x quadrupole ICP-MS; ESI NWR Image GEO 193 coupled with TOFWERK icp TOF R; Neptune Plus multicollector ICP-MS (Thermo Fisher Scientific, Bremen, Germany) coupled with a Geolas HD excimer ArF laser ablation system (Coherent, Göttingen, Germany); Bruker M4 Tornado™ system | SIO, MNR; China University of Petroleum (East China), Qingdao, China; Nanjing Focu MS Technology Co. Ltd., Nanjing, China; Shanghai Chemlab Laboratory, Shanghai, China; Wuhan Sample Solution Analytical Technology Co. Ltd., Wuhan, China | EPMA: beam current of 10 nA, beam size of 1–5 μm, accelerating voltage of 20 kV. Micro-XRF: rhodium target X-ray tube operating at 50 kV and 800 nA, polycapillary lens providing a 40-μm spot size on a 20-μm raster, dwell time of 5 ms per pixel. LA-ICP-MS: 193-nm ArF excimer laser, fluence of 6 J/cm², 6 Hz repetition rate for 40 seconds (240 pulses), 30-second pre-ablation blank, total run time 70 seconds, spot size 32–44 μm, He carrier gas mixed with Ar. LA-ICP-TOF-MS: 193 nm ArF excimer laser, spot diameter ~20 µm, repetition rate ~20 Hz, laser fluence ~7 J/cm², scan speed ~4000 µm/s, He carrier gas ~600 ml/min, washout time 50 ms. S isotope MC-ICP-MS: spot size ~44 μm, pulse frequency ~2 Hz, laser fluence ~5 J/cm², He carrier gas with Ar make-up gas. | MASS-1 (Fe-Cu-Zn-S pressed pellet) and GSE-1G (synthetic basaltic glass) from the United States Geological Survey; pyrite PPP-1; chalcopyrite GBW07268; pyrrhotite SP-Po-01 (δ34S = 1.4‰ ± 0.4‰); chalcopyrite SP-CP-01 (δ34S = 5.45‰ ± 0.3‰); natural and synthetic minerals from USA SPI Supplies | [26 empty] | 500 | [5 empty] | 347483 | [9 empty] | 301917 | [59 empty] | 342442 | [39 empty] | 80 |  |  |  |  | 2025
| Xunmei vent field, Niaochao vent field |  | Seafloor hydrothermal | Volcanic-hosted massive sulfide (VMS) | seafloor massive sulfide (SMS) | Cu, Zn, Au, Ag | Co, Pb, Sb | Cu, Zn, Au, Ag, Co, Pb, Sb |  |  | II-Ccp (n=8)-7 | II-Ccp (n=8)-7 | seafloor vent field |  |  |  |  | ore material | grab | grab | mineral separate | [5 empty] | mineralisation | sulfide chimney | pyrite, marcasite, chalcopyrite |  | pyrite, marcasite, chalcopyrite | multiple stages: colloform marcasite-pyrite intergrowths (outermost wall), replacement assemblages (transition layers), dense recrystallized assemblages, marcasite pseudomorphs after pyrrhotite (middle layer) | sulfide chimney | colloform, subhedral, anhedral, euhedral, dense coarse-grained, columnar pseudomorphs |  |  |  | sphalerite, pyrrhotite, anhydrite, galena, tetrahedrite, tennantite | Transverse sections (polished sections) | EMPA, LA-ICPMS, MC-ICPMS | JEOL JXA-8100 EPMA; Teledyne Cetac Technologies Analyte Excite laser ablation system coupled with an Agilent Technologies 7700x quadrupole ICP-MS; ESI NWR Image GEO 193 coupled with TOFWERK icp TOF R; Neptune Plus multicollector ICP-MS (Thermo Fisher Scientific, Bremen, Germany) coupled with a Geolas HD excimer ArF laser ablation system (Coherent, Göttingen, Germany); Bruker M4 Tornado™ system | SIO, MNR; China University of Petroleum (East China), Qingdao, China; Nanjing Focu MS Technology Co. Ltd., Nanjing, China; Shanghai Chemlab Laboratory, Shanghai, China; Wuhan Sample Solution Analytical Technology Co. Ltd., Wuhan, China | EPMA: beam current of 10 nA, beam size of 1–5 μm, accelerating voltage of 20 kV. Micro-XRF: rhodium target X-ray tube operating at 50 kV and 800 nA, polycapillary lens providing a 40-μm spot size on a 20-μm raster, dwell time of 5 ms per pixel. LA-ICP-MS: 193-nm ArF excimer laser, fluence of 6 J/cm², 6 Hz repetition rate for 40 seconds (240 pulses), 30-second pre-ablation blank, total run time 70 seconds, spot size 32–44 μm, He carrier gas mixed with Ar. LA-ICP-TOF-MS: 193 nm ArF excimer laser, spot diameter ~20 µm, repetition rate ~20 Hz, laser fluence ~7 J/cm², scan speed ~4000 µm/s, He carrier gas ~600 ml/min, washout time 50 ms. S isotope MC-ICP-MS: spot size ~44 μm, pulse frequency ~2 Hz, laser fluence ~5 J/cm², He carrier gas with Ar make-up gas. | MASS-1 (Fe-Cu-Zn-S pressed pellet) and GSE-1G (synthetic basaltic glass) from the United States Geological Survey; pyrite PPP-1; chalcopyrite GBW07268; pyrrhotite SP-Po-01 (δ34S = 1.4‰ ± 0.4‰); chalcopyrite SP-CP-01 (δ34S = 5.45‰ ± 0.3‰); natural and synthetic minerals from USA SPI Supplies | 336 |  |  |  | 144 | [21 empty] | 524 | [5 empty] | 345390 | [9 empty] | 304681 | [59 empty] | 341944 | [39 empty] | 472 |  |  |  |  | 2025
| Xunmei vent field, Niaochao vent field |  | Seafloor hydrothermal | Volcanic-hosted massive sulfide (VMS) | seafloor massive sulfide (SMS) | Cu, Zn, Au, Ag | Co, Pb, Sb | Cu, Zn, Au, Ag, Co, Pb, Sb |  |  | II-Ccp (n=8)-8 | II-Ccp (n=8)-8 | seafloor vent field |  |  |  |  | ore material | grab | grab | mineral separate | [5 empty] | mineralisation | sulfide chimney | pyrite, marcasite, chalcopyrite |  | pyrite, marcasite, chalcopyrite | multiple stages: colloform marcasite-pyrite intergrowths (outermost wall), replacement assemblages (transition layers), dense recrystallized assemblages, marcasite pseudomorphs after pyrrhotite (middle layer) | sulfide chimney | colloform, subhedral, anhedral, euhedral, dense coarse-grained, columnar pseudomorphs |  |  |  | sphalerite, pyrrhotite, anhydrite, galena, tetrahedrite, tennantite | Transverse sections (polished sections) | EMPA, LA-ICPMS, MC-ICPMS | JEOL JXA-8100 EPMA; Teledyne Cetac Technologies Analyte Excite laser ablation system coupled with an Agilent Technologies 7700x quadrupole ICP-MS; ESI NWR Image GEO 193 coupled with TOFWERK icp TOF R; Neptune Plus multicollector ICP-MS (Thermo Fisher Scientific, Bremen, Germany) coupled with a Geolas HD excimer ArF laser ablation system (Coherent, Göttingen, Germany); Bruker M4 Tornado™ system | SIO, MNR; China University of Petroleum (East China), Qingdao, China; Nanjing Focu MS Technology Co. Ltd., Nanjing, China; Shanghai Chemlab Laboratory, Shanghai, China; Wuhan Sample Solution Analytical Technology Co. Ltd., Wuhan, China | EPMA: beam current of 10 nA, beam size of 1–5 μm, accelerating voltage of 20 kV. Micro-XRF: rhodium target X-ray tube operating at 50 kV and 800 nA, polycapillary lens providing a 40-μm spot size on a 20-μm raster, dwell time of 5 ms per pixel. LA-ICP-MS: 193-nm ArF excimer laser, fluence of 6 J/cm², 6 Hz repetition rate for 40 seconds (240 pulses), 30-second pre-ablation blank, total run time 70 seconds, spot size 32–44 μm, He carrier gas mixed with Ar. LA-ICP-TOF-MS: 193 nm ArF excimer laser, spot diameter ~20 µm, repetition rate ~20 Hz, laser fluence ~7 J/cm², scan speed ~4000 µm/s, He carrier gas ~600 ml/min, washout time 50 ms. S isotope MC-ICP-MS: spot size ~44 μm, pulse frequency ~2 Hz, laser fluence ~5 J/cm², He carrier gas with Ar make-up gas. | MASS-1 (Fe-Cu-Zn-S pressed pellet) and GSE-1G (synthetic basaltic glass) from the United States Geological Survey; pyrite PPP-1; chalcopyrite GBW07268; pyrrhotite SP-Po-01 (δ34S = 1.4‰ ± 0.4‰); chalcopyrite SP-CP-01 (δ34S = 5.45‰ ± 0.3‰); natural and synthetic minerals from USA SPI Supplies | [26 empty] | 308 | [5 empty] | 343278 | [9 empty] | 303893 | [37 empty] | 175 | [21 empty] | 342205 | [39 empty] | 477 |  |  |  |  | 2025
| Xunmei vent field, Niaochao vent field |  | Seafloor hydrothermal | Volcanic-hosted massive sulfide (VMS) | seafloor massive sulfide (SMS) | Cu, Zn, Au, Ag | Co, Pb, Sb | Cu, Zn, Au, Ag, Co, Pb, Sb |  |  | II-Ccp (n=8)-9 | II-Ccp (n=8)-9 | seafloor vent field |  |  |  |  | ore material | grab | grab | mineral separate | [5 empty] | mineralisation | sulfide chimney | pyrite, marcasite, chalcopyrite |  | pyrite, marcasite, chalcopyrite | multiple stages: colloform marcasite-pyrite intergrowths (outermost wall), replacement assemblages (transition layers), dense recrystallized assemblages, marcasite pseudomorphs after pyrrhotite (middle layer) | sulfide chimney | colloform, subhedral, anhedral, euhedral, dense coarse-grained, columnar pseudomorphs |  |  |  | sphalerite, pyrrhotite, anhydrite, galena, tetrahedrite, tennantite | Transverse sections (polished sections) | EMPA, LA-ICPMS, MC-ICPMS | JEOL JXA-8100 EPMA; Teledyne Cetac Technologies Analyte Excite laser ablation system coupled with an Agilent Technologies 7700x quadrupole ICP-MS; ESI NWR Image GEO 193 coupled with TOFWERK icp TOF R; Neptune Plus multicollector ICP-MS (Thermo Fisher Scientific, Bremen, Germany) coupled with a Geolas HD excimer ArF laser ablation system (Coherent, Göttingen, Germany); Bruker M4 Tornado™ system | SIO, MNR; China University of Petroleum (East China), Qingdao, China; Nanjing Focu MS Technology Co. Ltd., Nanjing, China; Shanghai Chemlab Laboratory, Shanghai, China; Wuhan Sample Solution Analytical Technology Co. Ltd., Wuhan, China | EPMA: beam current of 10 nA, beam size of 1–5 μm, accelerating voltage of 20 kV. Micro-XRF: rhodium target X-ray tube operating at 50 kV and 800 nA, polycapillary lens providing a 40-μm spot size on a 20-μm raster, dwell time of 5 ms per pixel. LA-ICP-MS: 193-nm ArF excimer laser, fluence of 6 J/cm², 6 Hz repetition rate for 40 seconds (240 pulses), 30-second pre-ablation blank, total run time 70 seconds, spot size 32–44 μm, He carrier gas mixed with Ar. LA-ICP-TOF-MS: 193 nm ArF excimer laser, spot diameter ~20 µm, repetition rate ~20 Hz, laser fluence ~7 J/cm², scan speed ~4000 µm/s, He carrier gas ~600 ml/min, washout time 50 ms. S isotope MC-ICP-MS: spot size ~44 μm, pulse frequency ~2 Hz, laser fluence ~5 J/cm², He carrier gas with Ar make-up gas. | MASS-1 (Fe-Cu-Zn-S pressed pellet) and GSE-1G (synthetic basaltic glass) from the United States Geological Survey; pyrite PPP-1; chalcopyrite GBW07268; pyrrhotite SP-Po-01 (δ34S = 1.4‰ ± 0.4‰); chalcopyrite SP-CP-01 (δ34S = 5.45‰ ± 0.3‰); natural and synthetic minerals from USA SPI Supplies | 336 |  |  |  | 233 | [21 empty] | 425.875 | [5 empty] | 344127.125 | [9 empty] | 305216.5 | [59 empty] | 342539.375 | [39 empty] | 306.6667 |  |  |  |  | 2025
| Xunmei vent field, Niaochao vent field |  | Seafloor hydrothermal | Volcanic-hosted massive sulfide (VMS) | seafloor massive sulfide (SMS) | Cu, Zn, Au, Ag | Co, Pb, Sb | Cu, Zn, Au, Ag, Co, Pb, Sb |  |  | II-Ccp (n=8)-10 | II-Ccp (n=8)-10 | seafloor vent field |  |  |  |  | ore material | grab | grab | mineral separate | [5 empty] | mineralisation | sulfide chimney | pyrite, marcasite, chalcopyrite |  | pyrite, marcasite, chalcopyrite | multiple stages: colloform marcasite-pyrite intergrowths (outermost wall), replacement assemblages (transition layers), dense recrystallized assemblages, marcasite pseudomorphs after pyrrhotite (middle layer) | sulfide chimney | colloform, subhedral, anhedral, euhedral, dense coarse-grained, columnar pseudomorphs |  |  |  | sphalerite, pyrrhotite, anhydrite, galena, tetrahedrite, tennantite | Transverse sections (polished sections) | EMPA, LA-ICPMS, MC-ICPMS | JEOL JXA-8100 EPMA; Teledyne Cetac Technologies Analyte Excite laser ablation system coupled with an Agilent Technologies 7700x quadrupole ICP-MS; ESI NWR Image GEO 193 coupled with TOFWERK icp TOF R; Neptune Plus multicollector ICP-MS (Thermo Fisher Scientific, Bremen, Germany) coupled with a Geolas HD excimer ArF laser ablation system (Coherent, Göttingen, Germany); Bruker M4 Tornado™ system | SIO, MNR; China University of Petroleum (East China), Qingdao, China; Nanjing Focu MS Technology Co. Ltd., Nanjing, China; Shanghai Chemlab Laboratory, Shanghai, China; Wuhan Sample Solution Analytical Technology Co. Ltd., Wuhan, China | EPMA: beam current of 10 nA, beam size of 1–5 μm, accelerating voltage of 20 kV. Micro-XRF: rhodium target X-ray tube operating at 50 kV and 800 nA, polycapillary lens providing a 40-μm spot size on a 20-μm raster, dwell time of 5 ms per pixel. LA-ICP-MS: 193-nm ArF excimer laser, fluence of 6 J/cm², 6 Hz repetition rate for 40 seconds (240 pulses), 30-second pre-ablation blank, total run time 70 seconds, spot size 32–44 μm, He carrier gas mixed with Ar. LA-ICP-TOF-MS: 193 nm ArF excimer laser, spot diameter ~20 µm, repetition rate ~20 Hz, laser fluence ~7 J/cm², scan speed ~4000 µm/s, He carrier gas ~600 ml/min, washout time 50 ms. S isotope MC-ICP-MS: spot size ~44 μm, pulse frequency ~2 Hz, laser fluence ~5 J/cm², He carrier gas with Ar make-up gas. | MASS-1 (Fe-Cu-Zn-S pressed pellet) and GSE-1G (synthetic basaltic glass) from the United States Geological Survey; pyrite PPP-1; chalcopyrite GBW07268; pyrrhotite SP-Po-01 (δ34S = 1.4‰ ± 0.4‰); chalcopyrite SP-CP-01 (δ34S = 5.45‰ ± 0.3‰); natural and synthetic minerals from USA SPI Supplies | 336 |  |  |  | 144 | [21 empty] | 308 | [5 empty] | 343004 | [9 empty] | 301917 | [59 empty] | 340840 | [39 empty] | 80 |  |  |  |  | 2025
| Xunmei vent field, Niaochao vent field |  | Seafloor hydrothermal | Volcanic-hosted massive sulfide (VMS) | seafloor massive sulfide (SMS) | Cu, Zn, Au, Ag | Co, Pb, Sb | Cu, Zn, Au, Ag, Co, Pb, Sb |  |  | II-Ccp (n=8)-11 | II-Ccp (n=8)-11 | seafloor vent field |  |  |  |  | ore material | grab | grab | mineral separate | [5 empty] | mineralisation | sulfide chimney | pyrite, marcasite, chalcopyrite |  | pyrite, marcasite, chalcopyrite | multiple stages: colloform marcasite-pyrite intergrowths (outermost wall), replacement assemblages (transition layers), dense recrystallized assemblages, marcasite pseudomorphs after pyrrhotite (middle layer) | sulfide chimney | colloform, subhedral, anhedral, euhedral, dense coarse-grained, columnar pseudomorphs |  |  |  | sphalerite, pyrrhotite, anhydrite, galena, tetrahedrite, tennantite | Transverse sections (polished sections) | EMPA, LA-ICPMS, MC-ICPMS | JEOL JXA-8100 EPMA; Teledyne Cetac Technologies Analyte Excite laser ablation system coupled with an Agilent Technologies 7700x quadrupole ICP-MS; ESI NWR Image GEO 193 coupled with TOFWERK icp TOF R; Neptune Plus multicollector ICP-MS (Thermo Fisher Scientific, Bremen, Germany) coupled with a Geolas HD excimer ArF laser ablation system (Coherent, Göttingen, Germany); Bruker M4 Tornado™ system | SIO, MNR; China University of Petroleum (East China), Qingdao, China; Nanjing Focu MS Technology Co. Ltd., Nanjing, China; Shanghai Chemlab Laboratory, Shanghai, China; Wuhan Sample Solution Analytical Technology Co. Ltd., Wuhan, China | EPMA: beam current of 10 nA, beam size of 1–5 μm, accelerating voltage of 20 kV. Micro-XRF: rhodium target X-ray tube operating at 50 kV and 800 nA, polycapillary lens providing a 40-μm spot size on a 20-μm raster, dwell time of 5 ms per pixel. LA-ICP-MS: 193-nm ArF excimer laser, fluence of 6 J/cm², 6 Hz repetition rate for 40 seconds (240 pulses), 30-second pre-ablation blank, total run time 70 seconds, spot size 32–44 μm, He carrier gas mixed with Ar. LA-ICP-TOF-MS: 193 nm ArF excimer laser, spot diameter ~20 µm, repetition rate ~20 Hz, laser fluence ~7 J/cm², scan speed ~4000 µm/s, He carrier gas ~600 ml/min, washout time 50 ms. S isotope MC-ICP-MS: spot size ~44 μm, pulse frequency ~2 Hz, laser fluence ~5 J/cm², He carrier gas with Ar make-up gas. | MASS-1 (Fe-Cu-Zn-S pressed pellet) and GSE-1G (synthetic basaltic glass) from the United States Geological Survey; pyrite PPP-1; chalcopyrite GBW07268; pyrrhotite SP-Po-01 (δ34S = 1.4‰ ± 0.4‰); chalcopyrite SP-CP-01 (δ34S = 5.45‰ ± 0.3‰); natural and synthetic minerals from USA SPI Supplies | 336 |  |  |  | 363 | [21 empty] | 524 | [5 empty] | 347483 | [9 empty] | 307432 | [59 empty] | 344074 | [39 empty] | 477 |  |  |  |  | 2025
| Xunmei vent field, Niaochao vent field |  | Seafloor hydrothermal | Volcanic-hosted massive sulfide (VMS) | seafloor massive sulfide (SMS) | Cu, Zn, Au, Ag | Co, Pb, Sb | Cu, Zn, Au, Ag, Co, Pb, Sb |  |  | II-Ccp (n=8)-12 | II-Ccp (n=8)-12 | seafloor vent field |  |  |  |  | ore material | grab | grab | mineral separate | [5 empty] | mineralisation | sulfide chimney | pyrite, marcasite, chalcopyrite |  | pyrite, marcasite, chalcopyrite | multiple stages: colloform marcasite-pyrite intergrowths (outermost wall), replacement assemblages (transition layers), dense recrystallized assemblages, marcasite pseudomorphs after pyrrhotite (middle layer) | sulfide chimney | colloform, subhedral, anhedral, euhedral, dense coarse-grained, columnar pseudomorphs |  |  |  | sphalerite, pyrrhotite, anhydrite, galena, tetrahedrite, tennantite | Transverse sections (polished sections) | EMPA, LA-ICPMS, MC-ICPMS | JEOL JXA-8100 EPMA; Teledyne Cetac Technologies Analyte Excite laser ablation system coupled with an Agilent Technologies 7700x quadrupole ICP-MS; ESI NWR Image GEO 193 coupled with TOFWERK icp TOF R; Neptune Plus multicollector ICP-MS (Thermo Fisher Scientific, Bremen, Germany) coupled with a Geolas HD excimer ArF laser ablation system (Coherent, Göttingen, Germany); Bruker M4 Tornado™ system | SIO, MNR; China University of Petroleum (East China), Qingdao, China; Nanjing Focu MS Technology Co. Ltd., Nanjing, China; Shanghai Chemlab Laboratory, Shanghai, China; Wuhan Sample Solution Analytical Technology Co. Ltd., Wuhan, China | EPMA: beam current of 10 nA, beam size of 1–5 μm, accelerating voltage of 20 kV. Micro-XRF: rhodium target X-ray tube operating at 50 kV and 800 nA, polycapillary lens providing a 40-μm spot size on a 20-μm raster, dwell time of 5 ms per pixel. LA-ICP-MS: 193-nm ArF excimer laser, fluence of 6 J/cm², 6 Hz repetition rate for 40 seconds (240 pulses), 30-second pre-ablation blank, total run time 70 seconds, spot size 32–44 μm, He carrier gas mixed with Ar. LA-ICP-TOF-MS: 193 nm ArF excimer laser, spot diameter ~20 µm, repetition rate ~20 Hz, laser fluence ~7 J/cm², scan speed ~4000 µm/s, He carrier gas ~600 ml/min, washout time 50 ms. S isotope MC-ICP-MS: spot size ~44 μm, pulse frequency ~2 Hz, laser fluence ~5 J/cm², He carrier gas with Ar make-up gas. | MASS-1 (Fe-Cu-Zn-S pressed pellet) and GSE-1G (synthetic basaltic glass) from the United States Geological Survey; pyrite PPP-1; chalcopyrite GBW07268; pyrrhotite SP-Po-01 (δ34S = 1.4‰ ± 0.4‰); chalcopyrite SP-CP-01 (δ34S = 5.45‰ ± 0.3‰); natural and synthetic minerals from USA SPI Supplies |  |  |  |  | 115.113 | [21 empty] | 83.8049 | [5 empty] | 1560.5775 | [9 empty] | 1971.3584 | [59 empty] | 1149.8474 | [39 empty] | 155.3315 |  |  |  |  | 2025
| Xunmei vent field, Niaochao vent field |  | Seafloor hydrothermal | Volcanic-hosted massive sulfide (VMS) | seafloor massive sulfide (SMS) | Cu, Zn, Au, Ag | Co, Pb, Sb | Cu, Zn, Au, Ag, Co, Pb, Sb |  |  | Standard-1 | Standard-1 | seafloor vent field |  |  |  |  | ore material | grab | grab | mineral separate | [5 empty] | mineralisation | sulfide chimney | pyrite, marcasite, chalcopyrite |  | pyrite, marcasite, chalcopyrite | multiple stages: colloform marcasite-pyrite intergrowths (outermost wall), replacement assemblages (transition layers), dense recrystallized assemblages, marcasite pseudomorphs after pyrrhotite (middle layer) | sulfide chimney | colloform, subhedral, anhedral, euhedral, dense coarse-grained, columnar pseudomorphs |  |  |  | sphalerite, pyrrhotite, anhydrite, galena, tetrahedrite, tennantite | Transverse sections (polished sections) | EMPA, LA-ICPMS, MC-ICPMS | JEOL JXA-8100 EPMA; Teledyne Cetac Technologies Analyte Excite laser ablation system coupled with an Agilent Technologies 7700x quadrupole ICP-MS; ESI NWR Image GEO 193 coupled with TOFWERK icp TOF R; Neptune Plus multicollector ICP-MS (Thermo Fisher Scientific, Bremen, Germany) coupled with a Geolas HD excimer ArF laser ablation system (Coherent, Göttingen, Germany); Bruker M4 Tornado™ system | SIO, MNR; China University of Petroleum (East China), Qingdao, China; Nanjing Focu MS Technology Co. Ltd., Nanjing, China; Shanghai Chemlab Laboratory, Shanghai, China; Wuhan Sample Solution Analytical Technology Co. Ltd., Wuhan, China | EPMA: beam current of 10 nA, beam size of 1–5 μm, accelerating voltage of 20 kV. Micro-XRF: rhodium target X-ray tube operating at 50 kV and 800 nA, polycapillary lens providing a 40-μm spot size on a 20-μm raster, dwell time of 5 ms per pixel. LA-ICP-MS: 193-nm ArF excimer laser, fluence of 6 J/cm², 6 Hz repetition rate for 40 seconds (240 pulses), 30-second pre-ablation blank, total run time 70 seconds, spot size 32–44 μm, He carrier gas mixed with Ar. LA-ICP-TOF-MS: 193 nm ArF excimer laser, spot diameter ~20 µm, repetition rate ~20 Hz, laser fluence ~7 J/cm², scan speed ~4000 µm/s, He carrier gas ~600 ml/min, washout time 50 ms. S isotope MC-ICP-MS: spot size ~44 μm, pulse frequency ~2 Hz, laser fluence ~5 J/cm², He carrier gas with Ar make-up gas. | MASS-1 (Fe-Cu-Zn-S pressed pellet) and GSE-1G (synthetic basaltic glass) from the United States Geological Survey; pyrite PPP-1; chalcopyrite GBW07268; pyrrhotite SP-Po-01 (δ34S = 1.4‰ ± 0.4‰); chalcopyrite SP-CP-01 (δ34S = 5.45‰ ± 0.3‰); natural and synthetic minerals from USA SPI Supplies | [147 empty] | 2025
| Xunmei vent field, Niaochao vent field |  | Seafloor hydrothermal | Volcanic-hosted massive sulfide (VMS) | seafloor massive sulfide (SMS) | Cu, Zn, Au, Ag | Co, Pb, Sb | Cu, Zn, Au, Ag, Co, Pb, Sb |  |  | Ag-1 | Ag-1 | seafloor vent field |  |  |  |  | ore material | grab | grab | mineral separate | [5 empty] | mineralisation | sulfide chimney | pyrite, marcasite, chalcopyrite |  | pyrite, marcasite, chalcopyrite | multiple stages: colloform marcasite-pyrite intergrowths (outermost wall), replacement assemblages (transition layers), dense recrystallized assemblages, marcasite pseudomorphs after pyrrhotite (middle layer) | sulfide chimney | colloform, subhedral, anhedral, euhedral, dense coarse-grained, columnar pseudomorphs |  |  |  | sphalerite, pyrrhotite, anhydrite, galena, tetrahedrite, tennantite | Transverse sections (polished sections) | EMPA, LA-ICPMS, MC-ICPMS | JEOL JXA-8100 EPMA; Teledyne Cetac Technologies Analyte Excite laser ablation system coupled with an Agilent Technologies 7700x quadrupole ICP-MS; ESI NWR Image GEO 193 coupled with TOFWERK icp TOF R; Neptune Plus multicollector ICP-MS (Thermo Fisher Scientific, Bremen, Germany) coupled with a Geolas HD excimer ArF laser ablation system (Coherent, Göttingen, Germany); Bruker M4 Tornado™ system | SIO, MNR; China University of Petroleum (East China), Qingdao, China; Nanjing Focu MS Technology Co. Ltd., Nanjing, China; Shanghai Chemlab Laboratory, Shanghai, China; Wuhan Sample Solution Analytical Technology Co. Ltd., Wuhan, China | EPMA: beam current of 10 nA, beam size of 1–5 μm, accelerating voltage of 20 kV. Micro-XRF: rhodium target X-ray tube operating at 50 kV and 800 nA, polycapillary lens providing a 40-μm spot size on a 20-μm raster, dwell time of 5 ms per pixel. LA-ICP-MS: 193-nm ArF excimer laser, fluence of 6 J/cm², 6 Hz repetition rate for 40 seconds (240 pulses), 30-second pre-ablation blank, total run time 70 seconds, spot size 32–44 μm, He carrier gas mixed with Ar. LA-ICP-TOF-MS: 193 nm ArF excimer laser, spot diameter ~20 µm, repetition rate ~20 Hz, laser fluence ~7 J/cm², scan speed ~4000 µm/s, He carrier gas ~600 ml/min, washout time 50 ms. S isotope MC-ICP-MS: spot size ~44 μm, pulse frequency ~2 Hz, laser fluence ~5 J/cm², He carrier gas with Ar make-up gas. | MASS-1 (Fe-Cu-Zn-S pressed pellet) and GSE-1G (synthetic basaltic glass) from the United States Geological Survey; pyrite PPP-1; chalcopyrite GBW07268; pyrrhotite SP-Po-01 (δ34S = 1.4‰ ± 0.4‰); chalcopyrite SP-CP-01 (δ34S = 5.45‰ ± 0.3‰); natural and synthetic minerals from USA SPI Supplies | 990294 | [146 empty] | 2025
| Xunmei vent field, Niaochao vent field |  | Seafloor hydrothermal | Volcanic-hosted massive sulfide (VMS) | seafloor massive sulfide (SMS) | Cu, Zn, Au, Ag | Co, Pb, Sb | Cu, Zn, Au, Ag, Co, Pb, Sb |  |  | FeS2-1 | FeS2-1 | seafloor vent field |  |  |  |  | ore material | grab | grab | mineral separate | [5 empty] | mineralisation | sulfide chimney | pyrite, marcasite, chalcopyrite |  | pyrite, marcasite, chalcopyrite | multiple stages: colloform marcasite-pyrite intergrowths (outermost wall), replacement assemblages (transition layers), dense recrystallized assemblages, marcasite pseudomorphs after pyrrhotite (middle layer) | sulfide chimney | colloform, subhedral, anhedral, euhedral, dense coarse-grained, columnar pseudomorphs |  |  |  | sphalerite, pyrrhotite, anhydrite, galena, tetrahedrite, tennantite | Transverse sections (polished sections) | EMPA, LA-ICPMS, MC-ICPMS | JEOL JXA-8100 EPMA; Teledyne Cetac Technologies Analyte Excite laser ablation system coupled with an Agilent Technologies 7700x quadrupole ICP-MS; ESI NWR Image GEO 193 coupled with TOFWERK icp TOF R; Neptune Plus multicollector ICP-MS (Thermo Fisher Scientific, Bremen, Germany) coupled with a Geolas HD excimer ArF laser ablation system (Coherent, Göttingen, Germany); Bruker M4 Tornado™ system | SIO, MNR; China University of Petroleum (East China), Qingdao, China; Nanjing Focu MS Technology Co. Ltd., Nanjing, China; Shanghai Chemlab Laboratory, Shanghai, China; Wuhan Sample Solution Analytical Technology Co. Ltd., Wuhan, China | EPMA: beam current of 10 nA, beam size of 1–5 μm, accelerating voltage of 20 kV. Micro-XRF: rhodium target X-ray tube operating at 50 kV and 800 nA, polycapillary lens providing a 40-μm spot size on a 20-μm raster, dwell time of 5 ms per pixel. LA-ICP-MS: 193-nm ArF excimer laser, fluence of 6 J/cm², 6 Hz repetition rate for 40 seconds (240 pulses), 30-second pre-ablation blank, total run time 70 seconds, spot size 32–44 μm, He carrier gas mixed with Ar. LA-ICP-TOF-MS: 193 nm ArF excimer laser, spot diameter ~20 µm, repetition rate ~20 Hz, laser fluence ~7 J/cm², scan speed ~4000 µm/s, He carrier gas ~600 ml/min, washout time 50 ms. S isotope MC-ICP-MS: spot size ~44 μm, pulse frequency ~2 Hz, laser fluence ~5 J/cm², He carrier gas with Ar make-up gas. | MASS-1 (Fe-Cu-Zn-S pressed pellet) and GSE-1G (synthetic basaltic glass) from the United States Geological Survey; pyrite PPP-1; chalcopyrite GBW07268; pyrrhotite SP-Po-01 (δ34S = 1.4‰ ± 0.4‰); chalcopyrite SP-CP-01 (δ34S = 5.45‰ ± 0.3‰); natural and synthetic minerals from USA SPI Supplies | [42 empty] | 464304 | [59 empty] | 533343 | [44 empty] | 2025
| Xunmei vent field, Niaochao vent field |  | Seafloor hydrothermal | Volcanic-hosted massive sulfide (VMS) | seafloor massive sulfide (SMS) | Cu, Zn, Au, Ag | Co, Pb, Sb | Cu, Zn, Au, Ag, Co, Pb, Sb |  |  | ZnS-1 | ZnS-1 | seafloor vent field |  |  |  |  | ore material | grab | grab | mineral separate | [5 empty] | mineralisation | sulfide chimney | pyrite, marcasite, chalcopyrite |  | pyrite, marcasite, chalcopyrite | multiple stages: colloform marcasite-pyrite intergrowths (outermost wall), replacement assemblages (transition layers), dense recrystallized assemblages, marcasite pseudomorphs after pyrrhotite (middle layer) | sulfide chimney | colloform, subhedral, anhedral, euhedral, dense coarse-grained, columnar pseudomorphs |  |  |  | sphalerite, pyrrhotite, anhydrite, galena, tetrahedrite, tennantite | Transverse sections (polished sections) | EMPA, LA-ICPMS, MC-ICPMS | JEOL JXA-8100 EPMA; Teledyne Cetac Technologies Analyte Excite laser ablation system coupled with an Agilent Technologies 7700x quadrupole ICP-MS; ESI NWR Image GEO 193 coupled with TOFWERK icp TOF R; Neptune Plus multicollector ICP-MS (Thermo Fisher Scientific, Bremen, Germany) coupled with a Geolas HD excimer ArF laser ablation system (Coherent, Göttingen, Germany); Bruker M4 Tornado™ system | SIO, MNR; China University of Petroleum (East China), Qingdao, China; Nanjing Focu MS Technology Co. Ltd., Nanjing, China; Shanghai Chemlab Laboratory, Shanghai, China; Wuhan Sample Solution Analytical Technology Co. Ltd., Wuhan, China | EPMA: beam current of 10 nA, beam size of 1–5 μm, accelerating voltage of 20 kV. Micro-XRF: rhodium target X-ray tube operating at 50 kV and 800 nA, polycapillary lens providing a 40-μm spot size on a 20-μm raster, dwell time of 5 ms per pixel. LA-ICP-MS: 193-nm ArF excimer laser, fluence of 6 J/cm², 6 Hz repetition rate for 40 seconds (240 pulses), 30-second pre-ablation blank, total run time 70 seconds, spot size 32–44 μm, He carrier gas mixed with Ar. LA-ICP-TOF-MS: 193 nm ArF excimer laser, spot diameter ~20 µm, repetition rate ~20 Hz, laser fluence ~7 J/cm², scan speed ~4000 µm/s, He carrier gas ~600 ml/min, washout time 50 ms. S isotope MC-ICP-MS: spot size ~44 μm, pulse frequency ~2 Hz, laser fluence ~5 J/cm², He carrier gas with Ar make-up gas. | MASS-1 (Fe-Cu-Zn-S pressed pellet) and GSE-1G (synthetic basaltic glass) from the United States Geological Survey; pyrite PPP-1; chalcopyrite GBW07268; pyrrhotite SP-Po-01 (δ34S = 1.4‰ ± 0.4‰); chalcopyrite SP-CP-01 (δ34S = 5.45‰ ± 0.3‰); natural and synthetic minerals from USA SPI Supplies | [102 empty] | 329996 | [39 empty] | 672668 |  |  |  |  | 2025
| Xunmei vent field, Niaochao vent field |  | Seafloor hydrothermal | Volcanic-hosted massive sulfide (VMS) | seafloor massive sulfide (SMS) | Cu, Zn, Au, Ag | Co, Pb, Sb | Cu, Zn, Au, Ag, Co, Pb, Sb |  |  | CuFeS2-1 | CuFeS2-1 | seafloor vent field |  |  |  |  | ore material | grab | grab | mineral separate | [5 empty] | mineralisation | sulfide chimney | pyrite, marcasite, chalcopyrite |  | pyrite, marcasite, chalcopyrite | multiple stages: colloform marcasite-pyrite intergrowths (outermost wall), replacement assemblages (transition layers), dense recrystallized assemblages, marcasite pseudomorphs after pyrrhotite (middle layer) | sulfide chimney | colloform, subhedral, anhedral, euhedral, dense coarse-grained, columnar pseudomorphs |  |  |  | sphalerite, pyrrhotite, anhydrite, galena, tetrahedrite, tennantite | Transverse sections (polished sections) | EMPA, LA-ICPMS, MC-ICPMS | JEOL JXA-8100 EPMA; Teledyne Cetac Technologies Analyte Excite laser ablation system coupled with an Agilent Technologies 7700x quadrupole ICP-MS; ESI NWR Image GEO 193 coupled with TOFWERK icp TOF R; Neptune Plus multicollector ICP-MS (Thermo Fisher Scientific, Bremen, Germany) coupled with a Geolas HD excimer ArF laser ablation system (Coherent, Göttingen, Germany); Bruker M4 Tornado™ system | SIO, MNR; China University of Petroleum (East China), Qingdao, China; Nanjing Focu MS Technology Co. Ltd., Nanjing, China; Shanghai Chemlab Laboratory, Shanghai, China; Wuhan Sample Solution Analytical Technology Co. Ltd., Wuhan, China | EPMA: beam current of 10 nA, beam size of 1–5 μm, accelerating voltage of 20 kV. Micro-XRF: rhodium target X-ray tube operating at 50 kV and 800 nA, polycapillary lens providing a 40-μm spot size on a 20-μm raster, dwell time of 5 ms per pixel. LA-ICP-MS: 193-nm ArF excimer laser, fluence of 6 J/cm², 6 Hz repetition rate for 40 seconds (240 pulses), 30-second pre-ablation blank, total run time 70 seconds, spot size 32–44 μm, He carrier gas mixed with Ar. LA-ICP-TOF-MS: 193 nm ArF excimer laser, spot diameter ~20 µm, repetition rate ~20 Hz, laser fluence ~7 J/cm², scan speed ~4000 µm/s, He carrier gas ~600 ml/min, washout time 50 ms. S isotope MC-ICP-MS: spot size ~44 μm, pulse frequency ~2 Hz, laser fluence ~5 J/cm², He carrier gas with Ar make-up gas. | MASS-1 (Fe-Cu-Zn-S pressed pellet) and GSE-1G (synthetic basaltic glass) from the United States Geological Survey; pyrite PPP-1; chalcopyrite GBW07268; pyrrhotite SP-Po-01 (δ34S = 1.4‰ ± 0.4‰); chalcopyrite SP-CP-01 (δ34S = 5.45‰ ± 0.3‰); natural and synthetic minerals from USA SPI Supplies | [32 empty] | 341244 | [9 empty] | 304832 | [59 empty] | 353037 | [44 empty] | 2025
| Xunmei vent field, Niaochao vent field |  | Seafloor hydrothermal | Volcanic-hosted massive sulfide (VMS) | seafloor massive sulfide (SMS) | Cu, Zn, Au, Ag | Co, Pb, Sb | Cu, Zn, Au, Ag, Co, Pb, Sb |  |  | FeAsS-1 | FeAsS-1 | seafloor vent field |  |  |  |  | ore material | grab | grab | mineral separate | [5 empty] | mineralisation | sulfide chimney | pyrite, marcasite, chalcopyrite |  | pyrite, marcasite, chalcopyrite | multiple stages: colloform marcasite-pyrite intergrowths (outermost wall), replacement assemblages (transition layers), dense recrystallized assemblages, marcasite pseudomorphs after pyrrhotite (middle layer) | sulfide chimney | colloform, subhedral, anhedral, euhedral, dense coarse-grained, columnar pseudomorphs |  |  |  | sphalerite, pyrrhotite, anhydrite, galena, tetrahedrite, tennantite | Transverse sections (polished sections) | EMPA, LA-ICPMS, MC-ICPMS | JEOL JXA-8100 EPMA; Teledyne Cetac Technologies Analyte Excite laser ablation system coupled with an Agilent Technologies 7700x quadrupole ICP-MS; ESI NWR Image GEO 193 coupled with TOFWERK icp TOF R; Neptune Plus multicollector ICP-MS (Thermo Fisher Scientific, Bremen, Germany) coupled with a Geolas HD excimer ArF laser ablation system (Coherent, Göttingen, Germany); Bruker M4 Tornado™ system | SIO, MNR; China University of Petroleum (East China), Qingdao, China; Nanjing Focu MS Technology Co. Ltd., Nanjing, China; Shanghai Chemlab Laboratory, Shanghai, China; Wuhan Sample Solution Analytical Technology Co. Ltd., Wuhan, China | EPMA: beam current of 10 nA, beam size of 1–5 μm, accelerating voltage of 20 kV. Micro-XRF: rhodium target X-ray tube operating at 50 kV and 800 nA, polycapillary lens providing a 40-μm spot size on a 20-μm raster, dwell time of 5 ms per pixel. LA-ICP-MS: 193-nm ArF excimer laser, fluence of 6 J/cm², 6 Hz repetition rate for 40 seconds (240 pulses), 30-second pre-ablation blank, total run time 70 seconds, spot size 32–44 μm, He carrier gas mixed with Ar. LA-ICP-TOF-MS: 193 nm ArF excimer laser, spot diameter ~20 µm, repetition rate ~20 Hz, laser fluence ~7 J/cm², scan speed ~4000 µm/s, He carrier gas ~600 ml/min, washout time 50 ms. S isotope MC-ICP-MS: spot size ~44 μm, pulse frequency ~2 Hz, laser fluence ~5 J/cm², He carrier gas with Ar make-up gas. | MASS-1 (Fe-Cu-Zn-S pressed pellet) and GSE-1G (synthetic basaltic glass) from the United States Geological Survey; pyrite PPP-1; chalcopyrite GBW07268; pyrrhotite SP-Po-01 (δ34S = 1.4‰ ± 0.4‰); chalcopyrite SP-CP-01 (δ34S = 5.45‰ ± 0.3‰); natural and synthetic minerals from USA SPI Supplies |  |  |  |  | 461498 | [37 empty] | 342603 | [59 empty] | 193343 | [44 empty] | 2025
| Xunmei vent field, Niaochao vent field |  | Seafloor hydrothermal | Volcanic-hosted massive sulfide (VMS) | seafloor massive sulfide (SMS) | Cu, Zn, Au, Ag | Co, Pb, Sb | Cu, Zn, Au, Ag, Co, Pb, Sb |  |  | FeNiS-1 | FeNiS-1 | seafloor vent field |  |  |  |  | ore material | grab | grab | mineral separate | [5 empty] | mineralisation | sulfide chimney | pyrite, marcasite, chalcopyrite |  | pyrite, marcasite, chalcopyrite | multiple stages: colloform marcasite-pyrite intergrowths (outermost wall), replacement assemblages (transition layers), dense recrystallized assemblages, marcasite pseudomorphs after pyrrhotite (middle layer) | sulfide chimney | colloform, subhedral, anhedral, euhedral, dense coarse-grained, columnar pseudomorphs |  |  |  | sphalerite, pyrrhotite, anhydrite, galena, tetrahedrite, tennantite | Transverse sections (polished sections) | EMPA, LA-ICPMS, MC-ICPMS | JEOL JXA-8100 EPMA; Teledyne Cetac Technologies Analyte Excite laser ablation system coupled with an Agilent Technologies 7700x quadrupole ICP-MS; ESI NWR Image GEO 193 coupled with TOFWERK icp TOF R; Neptune Plus multicollector ICP-MS (Thermo Fisher Scientific, Bremen, Germany) coupled with a Geolas HD excimer ArF laser ablation system (Coherent, Göttingen, Germany); Bruker M4 Tornado™ system | SIO, MNR; China University of Petroleum (East China), Qingdao, China; Nanjing Focu MS Technology Co. Ltd., Nanjing, China; Shanghai Chemlab Laboratory, Shanghai, China; Wuhan Sample Solution Analytical Technology Co. Ltd., Wuhan, China | EPMA: beam current of 10 nA, beam size of 1–5 μm, accelerating voltage of 20 kV. Micro-XRF: rhodium target X-ray tube operating at 50 kV and 800 nA, polycapillary lens providing a 40-μm spot size on a 20-μm raster, dwell time of 5 ms per pixel. LA-ICP-MS: 193-nm ArF excimer laser, fluence of 6 J/cm², 6 Hz repetition rate for 40 seconds (240 pulses), 30-second pre-ablation blank, total run time 70 seconds, spot size 32–44 μm, He carrier gas mixed with Ar. LA-ICP-TOF-MS: 193 nm ArF excimer laser, spot diameter ~20 µm, repetition rate ~20 Hz, laser fluence ~7 J/cm², scan speed ~4000 µm/s, He carrier gas ~600 ml/min, washout time 50 ms. S isotope MC-ICP-MS: spot size ~44 μm, pulse frequency ~2 Hz, laser fluence ~5 J/cm², He carrier gas with Ar make-up gas. | MASS-1 (Fe-Cu-Zn-S pressed pellet) and GSE-1G (synthetic basaltic glass) from the United States Geological Survey; pyrite PPP-1; chalcopyrite GBW07268; pyrrhotite SP-Po-01 (δ34S = 1.4‰ ± 0.4‰); chalcopyrite SP-CP-01 (δ34S = 5.45‰ ± 0.3‰); natural and synthetic minerals from USA SPI Supplies | [42 empty] | 306896 | [37 empty] | 358937 | [21 empty] | 327987 | [44 empty] | 2025
| Xunmei vent field, Niaochao vent field |  | Seafloor hydrothermal | Volcanic-hosted massive sulfide (VMS) | seafloor massive sulfide (SMS) | Cu, Zn, Au, Ag | Co, Pb, Sb | Cu, Zn, Au, Ag, Co, Pb, Sb |  |  | Co-1 | Co-1 | seafloor vent field |  |  |  |  | ore material | grab | grab | mineral separate | [5 empty] | mineralisation | sulfide chimney | pyrite, marcasite, chalcopyrite |  | pyrite, marcasite, chalcopyrite | multiple stages: colloform marcasite-pyrite intergrowths (outermost wall), replacement assemblages (transition layers), dense recrystallized assemblages, marcasite pseudomorphs after pyrrhotite (middle layer) | sulfide chimney | colloform, subhedral, anhedral, euhedral, dense coarse-grained, columnar pseudomorphs |  |  |  | sphalerite, pyrrhotite, anhydrite, galena, tetrahedrite, tennantite | Transverse sections (polished sections) | EMPA, LA-ICPMS, MC-ICPMS | JEOL JXA-8100 EPMA; Teledyne Cetac Technologies Analyte Excite laser ablation system coupled with an Agilent Technologies 7700x quadrupole ICP-MS; ESI NWR Image GEO 193 coupled with TOFWERK icp TOF R; Neptune Plus multicollector ICP-MS (Thermo Fisher Scientific, Bremen, Germany) coupled with a Geolas HD excimer ArF laser ablation system (Coherent, Göttingen, Germany); Bruker M4 Tornado™ system | SIO, MNR; China University of Petroleum (East China), Qingdao, China; Nanjing Focu MS Technology Co. Ltd., Nanjing, China; Shanghai Chemlab Laboratory, Shanghai, China; Wuhan Sample Solution Analytical Technology Co. Ltd., Wuhan, China | EPMA: beam current of 10 nA, beam size of 1–5 μm, accelerating voltage of 20 kV. Micro-XRF: rhodium target X-ray tube operating at 50 kV and 800 nA, polycapillary lens providing a 40-μm spot size on a 20-μm raster, dwell time of 5 ms per pixel. LA-ICP-MS: 193-nm ArF excimer laser, fluence of 6 J/cm², 6 Hz repetition rate for 40 seconds (240 pulses), 30-second pre-ablation blank, total run time 70 seconds, spot size 32–44 μm, He carrier gas mixed with Ar. LA-ICP-TOF-MS: 193 nm ArF excimer laser, spot diameter ~20 µm, repetition rate ~20 Hz, laser fluence ~7 J/cm², scan speed ~4000 µm/s, He carrier gas ~600 ml/min, washout time 50 ms. S isotope MC-ICP-MS: spot size ~44 μm, pulse frequency ~2 Hz, laser fluence ~5 J/cm², He carrier gas with Ar make-up gas. | MASS-1 (Fe-Cu-Zn-S pressed pellet) and GSE-1G (synthetic basaltic glass) from the United States Geological Survey; pyrite PPP-1; chalcopyrite GBW07268; pyrrhotite SP-Po-01 (δ34S = 1.4‰ ± 0.4‰); chalcopyrite SP-CP-01 (δ34S = 5.45‰ ± 0.3‰); natural and synthetic minerals from USA SPI Supplies | [26 empty] | 998643 | [120 empty] | 2025
| Xunmei vent field, Niaochao vent field |  | Seafloor hydrothermal | Volcanic-hosted massive sulfide (VMS) | seafloor massive sulfide (SMS) | Cu, Zn, Au, Ag | Co, Pb, Sb | Cu, Zn, Au, Ag, Co, Pb, Sb |  |  | PbS-1 | PbS-1 | seafloor vent field |  |  |  |  | ore material | grab | grab | mineral separate | [5 empty] | mineralisation | sulfide chimney | pyrite, marcasite, chalcopyrite |  | pyrite, marcasite, chalcopyrite | multiple stages: colloform marcasite-pyrite intergrowths (outermost wall), replacement assemblages (transition layers), dense recrystallized assemblages, marcasite pseudomorphs after pyrrhotite (middle layer) | sulfide chimney | colloform, subhedral, anhedral, euhedral, dense coarse-grained, columnar pseudomorphs |  |  |  | sphalerite, pyrrhotite, anhydrite, galena, tetrahedrite, tennantite | Transverse sections (polished sections) | EMPA, LA-ICPMS, MC-ICPMS | JEOL JXA-8100 EPMA; Teledyne Cetac Technologies Analyte Excite laser ablation system coupled with an Agilent Technologies 7700x quadrupole ICP-MS; ESI NWR Image GEO 193 coupled with TOFWERK icp TOF R; Neptune Plus multicollector ICP-MS (Thermo Fisher Scientific, Bremen, Germany) coupled with a Geolas HD excimer ArF laser ablation system (Coherent, Göttingen, Germany); Bruker M4 Tornado™ system | SIO, MNR; China University of Petroleum (East China), Qingdao, China; Nanjing Focu MS Technology Co. Ltd., Nanjing, China; Shanghai Chemlab Laboratory, Shanghai, China; Wuhan Sample Solution Analytical Technology Co. Ltd., Wuhan, China | EPMA: beam current of 10 nA, beam size of 1–5 μm, accelerating voltage of 20 kV. Micro-XRF: rhodium target X-ray tube operating at 50 kV and 800 nA, polycapillary lens providing a 40-μm spot size on a 20-μm raster, dwell time of 5 ms per pixel. LA-ICP-MS: 193-nm ArF excimer laser, fluence of 6 J/cm², 6 Hz repetition rate for 40 seconds (240 pulses), 30-second pre-ablation blank, total run time 70 seconds, spot size 32–44 μm, He carrier gas mixed with Ar. LA-ICP-TOF-MS: 193 nm ArF excimer laser, spot diameter ~20 µm, repetition rate ~20 Hz, laser fluence ~7 J/cm², scan speed ~4000 µm/s, He carrier gas ~600 ml/min, washout time 50 ms. S isotope MC-ICP-MS: spot size ~44 μm, pulse frequency ~2 Hz, laser fluence ~5 J/cm², He carrier gas with Ar make-up gas. | MASS-1 (Fe-Cu-Zn-S pressed pellet) and GSE-1G (synthetic basaltic glass) from the United States Geological Survey; pyrite PPP-1; chalcopyrite GBW07268; pyrrhotite SP-Po-01 (δ34S = 1.4‰ ± 0.4‰); chalcopyrite SP-CP-01 (δ34S = 5.45‰ ± 0.3‰); natural and synthetic minerals from USA SPI Supplies | [86 empty] | 863787 | [15 empty] | 133963 | [44 empty] | 2025
| Xunmei vent field, Niaochao vent field |  | Seafloor hydrothermal | Volcanic-hosted massive sulfide (VMS) | seafloor massive sulfide (SMS) | Cu, Zn, Au, Ag | Co, Pb, Sb | Cu, Zn, Au, Ag, Co, Pb, Sb |  |  | I-Mrc1 (n=9)-1 | I-Mrc1 (n=9)-1 | seafloor vent field |  |  |  |  | ore material | grab | grab | mineral separate | [5 empty] | mineralisation | sulfide chimney | pyrite, marcasite, chalcopyrite |  | pyrite, marcasite, chalcopyrite | multiple stages: colloform marcasite-pyrite intergrowths (outermost wall), replacement assemblages (transition layers), dense recrystallized assemblages, marcasite pseudomorphs after pyrrhotite (middle layer) | sulfide chimney | colloform, subhedral, anhedral, euhedral, dense coarse-grained, columnar pseudomorphs |  |  |  | sphalerite, pyrrhotite, anhydrite, galena, tetrahedrite, tennantite | Transverse sections (polished sections) | EMPA, LA-ICPMS, MC-ICPMS | JEOL JXA-8100 EPMA; Teledyne Cetac Technologies Analyte Excite laser ablation system coupled with an Agilent Technologies 7700x quadrupole ICP-MS; ESI NWR Image GEO 193 coupled with TOFWERK icp TOF R; Neptune Plus multicollector ICP-MS (Thermo Fisher Scientific, Bremen, Germany) coupled with a Geolas HD excimer ArF laser ablation system (Coherent, Göttingen, Germany); Bruker M4 Tornado™ system | SIO, MNR; China University of Petroleum (East China), Qingdao, China; Nanjing Focu MS Technology Co. Ltd., Nanjing, China; Shanghai Chemlab Laboratory, Shanghai, China; Wuhan Sample Solution Analytical Technology Co. Ltd., Wuhan, China | EPMA: beam current of 10 nA, beam size of 1–5 μm, accelerating voltage of 20 kV. Micro-XRF: rhodium target X-ray tube operating at 50 kV and 800 nA, polycapillary lens providing a 40-μm spot size on a 20-μm raster, dwell time of 5 ms per pixel. LA-ICP-MS: 193-nm ArF excimer laser, fluence of 6 J/cm², 6 Hz repetition rate for 40 seconds (240 pulses), 30-second pre-ablation blank, total run time 70 seconds, spot size 32–44 μm, He carrier gas mixed with Ar. LA-ICP-TOF-MS: 193 nm ArF excimer laser, spot diameter ~20 µm, repetition rate ~20 Hz, laser fluence ~7 J/cm², scan speed ~4000 µm/s, He carrier gas ~600 ml/min, washout time 50 ms. S isotope MC-ICP-MS: spot size ~44 μm, pulse frequency ~2 Hz, laser fluence ~5 J/cm², He carrier gas with Ar make-up gas. | MASS-1 (Fe-Cu-Zn-S pressed pellet) and GSE-1G (synthetic basaltic glass) from the United States Geological Survey; pyrite PPP-1; chalcopyrite GBW07268; pyrrhotite SP-Po-01 (δ34S = 1.4‰ ± 0.4‰); chalcopyrite SP-CP-01 (δ34S = 5.45‰ ± 0.3‰); natural and synthetic minerals from USA SPI Supplies | 26.4218 |  |  |  | 195.4044 |  | 0.20854 |  |  |  | 0.22464 |  |  |  | 0.009702 | [5 empty] | 2.3574 | [5 empty] | 354.1806 | [5 empty] | 6761.196 | [9 empty] | 437666.3952 | [13 empty] | 0.79669 | [11 empty] | 14.8172 |  | 211.6246 |  | 113.0554 | [7 empty] | 2.8031 | [5 empty] | 217.8501 | [15 empty] | 551469.4338 |  | 1.4908 |  |  |  | 10.7959 | [5 empty] | 0.47677 | [13 empty] | 22.8246 |  |  |  | 3.3135 |  | 6.7852 | [7 empty] | 935.6184 |  |  |  |  | 2025
| Xunmei vent field, Niaochao vent field |  | Seafloor hydrothermal | Volcanic-hosted massive sulfide (VMS) | seafloor massive sulfide (SMS) | Cu, Zn, Au, Ag | Co, Pb, Sb | Cu, Zn, Au, Ag, Co, Pb, Sb |  |  | I-Mrc1 (n=9)-2 | I-Mrc1 (n=9)-2 | seafloor vent field |  |  |  |  | ore material | grab | grab | mineral separate | [5 empty] | mineralisation | sulfide chimney | pyrite, marcasite, chalcopyrite |  | pyrite, marcasite, chalcopyrite | multiple stages: colloform marcasite-pyrite intergrowths (outermost wall), replacement assemblages (transition layers), dense recrystallized assemblages, marcasite pseudomorphs after pyrrhotite (middle layer) | sulfide chimney | colloform, subhedral, anhedral, euhedral, dense coarse-grained, columnar pseudomorphs |  |  |  | sphalerite, pyrrhotite, anhydrite, galena, tetrahedrite, tennantite | Transverse sections (polished sections) | EMPA, LA-ICPMS, MC-ICPMS | JEOL JXA-8100 EPMA; Teledyne Cetac Technologies Analyte Excite laser ablation system coupled with an Agilent Technologies 7700x quadrupole ICP-MS; ESI NWR Image GEO 193 coupled with TOFWERK icp TOF R; Neptune Plus multicollector ICP-MS (Thermo Fisher Scientific, Bremen, Germany) coupled with a Geolas HD excimer ArF laser ablation system (Coherent, Göttingen, Germany); Bruker M4 Tornado™ system | SIO, MNR; China University of Petroleum (East China), Qingdao, China; Nanjing Focu MS Technology Co. Ltd., Nanjing, China; Shanghai Chemlab Laboratory, Shanghai, China; Wuhan Sample Solution Analytical Technology Co. Ltd., Wuhan, China | EPMA: beam current of 10 nA, beam size of 1–5 μm, accelerating voltage of 20 kV. Micro-XRF: rhodium target X-ray tube operating at 50 kV and 800 nA, polycapillary lens providing a 40-μm spot size on a 20-μm raster, dwell time of 5 ms per pixel. LA-ICP-MS: 193-nm ArF excimer laser, fluence of 6 J/cm², 6 Hz repetition rate for 40 seconds (240 pulses), 30-second pre-ablation blank, total run time 70 seconds, spot size 32–44 μm, He carrier gas mixed with Ar. LA-ICP-TOF-MS: 193 nm ArF excimer laser, spot diameter ~20 µm, repetition rate ~20 Hz, laser fluence ~7 J/cm², scan speed ~4000 µm/s, He carrier gas ~600 ml/min, washout time 50 ms. S isotope MC-ICP-MS: spot size ~44 μm, pulse frequency ~2 Hz, laser fluence ~5 J/cm², He carrier gas with Ar make-up gas. | MASS-1 (Fe-Cu-Zn-S pressed pellet) and GSE-1G (synthetic basaltic glass) from the United States Geological Survey; pyrite PPP-1; chalcopyrite GBW07268; pyrrhotite SP-Po-01 (δ34S = 1.4‰ ± 0.4‰); chalcopyrite SP-CP-01 (δ34S = 5.45‰ ± 0.3‰); natural and synthetic minerals from USA SPI Supplies | 32.908 |  |  |  | 185.8508 |  | 0.3746 |  |  |  | 0.071681 | [9 empty] | 1.779 | [5 empty] | 408.1041 | [5 empty] | 1677.751 | [9 empty] | 478623.5721 | [13 empty] | 0.20709 | [11 empty] | 7.1146 |  | 197.725 |  | 145.6558 | [7 empty] | 2.2098 | [5 empty] | 175.173 | [15 empty] | 516570.2247 |  | 1.3943 |  |  |  | 5.5963 | [5 empty] | 0.12562 | [13 empty] | 20.1655 |  |  |  | 0.22352 |  | 3.4418 | [7 empty] | 1384.0372 |  |  |  |  | 2025
| Xunmei vent field, Niaochao vent field |  | Seafloor hydrothermal | Volcanic-hosted massive sulfide (VMS) | seafloor massive sulfide (SMS) | Cu, Zn, Au, Ag | Co, Pb, Sb | Cu, Zn, Au, Ag, Co, Pb, Sb |  |  | I-Mrc1 (n=9)-3 | I-Mrc1 (n=9)-3 | seafloor vent field |  |  |  |  | ore material | grab | grab | mineral separate | [5 empty] | mineralisation | sulfide chimney | pyrite, marcasite, chalcopyrite |  | pyrite, marcasite, chalcopyrite | multiple stages: colloform marcasite-pyrite intergrowths (outermost wall), replacement assemblages (transition layers), dense recrystallized assemblages, marcasite pseudomorphs after pyrrhotite (middle layer) | sulfide chimney | colloform, subhedral, anhedral, euhedral, dense coarse-grained, columnar pseudomorphs |  |  |  | sphalerite, pyrrhotite, anhydrite, galena, tetrahedrite, tennantite | Transverse sections (polished sections) | EMPA, LA-ICPMS, MC-ICPMS | JEOL JXA-8100 EPMA; Teledyne Cetac Technologies Analyte Excite laser ablation system coupled with an Agilent Technologies 7700x quadrupole ICP-MS; ESI NWR Image GEO 193 coupled with TOFWERK icp TOF R; Neptune Plus multicollector ICP-MS (Thermo Fisher Scientific, Bremen, Germany) coupled with a Geolas HD excimer ArF laser ablation system (Coherent, Göttingen, Germany); Bruker M4 Tornado™ system | SIO, MNR; China University of Petroleum (East China), Qingdao, China; Nanjing Focu MS Technology Co. Ltd., Nanjing, China; Shanghai Chemlab Laboratory, Shanghai, China; Wuhan Sample Solution Analytical Technology Co. Ltd., Wuhan, China | EPMA: beam current of 10 nA, beam size of 1–5 μm, accelerating voltage of 20 kV. Micro-XRF: rhodium target X-ray tube operating at 50 kV and 800 nA, polycapillary lens providing a 40-μm spot size on a 20-μm raster, dwell time of 5 ms per pixel. LA-ICP-MS: 193-nm ArF excimer laser, fluence of 6 J/cm², 6 Hz repetition rate for 40 seconds (240 pulses), 30-second pre-ablation blank, total run time 70 seconds, spot size 32–44 μm, He carrier gas mixed with Ar. LA-ICP-TOF-MS: 193 nm ArF excimer laser, spot diameter ~20 µm, repetition rate ~20 Hz, laser fluence ~7 J/cm², scan speed ~4000 µm/s, He carrier gas ~600 ml/min, washout time 50 ms. S isotope MC-ICP-MS: spot size ~44 μm, pulse frequency ~2 Hz, laser fluence ~5 J/cm², He carrier gas with Ar make-up gas. | MASS-1 (Fe-Cu-Zn-S pressed pellet) and GSE-1G (synthetic basaltic glass) from the United States Geological Survey; pyrite PPP-1; chalcopyrite GBW07268; pyrrhotite SP-Po-01 (δ34S = 1.4‰ ± 0.4‰); chalcopyrite SP-CP-01 (δ34S = 5.45‰ ± 0.3‰); natural and synthetic minerals from USA SPI Supplies | 51.5877 |  |  |  | 137.4588 |  | 0.58622 |  |  |  | 0.19461 | [9 empty] | 0.96697 | [5 empty] | 992.978 | [5 empty] | 2336.234 | [9 empty] | 467192.783 | [13 empty] | 0.14247 | [11 empty] | 8.9135 |  | 247.6431 |  | 50.8404 | [7 empty] | 3.0285 | [5 empty] | 191.6165 | [15 empty] | 527461.5147 |  | 1.5408 |  |  |  | 6.8484 | [5 empty] | 0.19023 | [7 empty] | 0.095114 | [5 empty] | 23.3905 |  |  |  | 0.89694 |  | 2.9721 | [7 empty] | 491.6914 |  |  |  |  | 2025
| Xunmei vent field, Niaochao vent field |  | Seafloor hydrothermal | Volcanic-hosted massive sulfide (VMS) | seafloor massive sulfide (SMS) | Cu, Zn, Au, Ag | Co, Pb, Sb | Cu, Zn, Au, Ag, Co, Pb, Sb |  |  | I-Mrc1 (n=9)-4 | I-Mrc1 (n=9)-4 | seafloor vent field |  |  |  |  | ore material | grab | grab | mineral separate | [5 empty] | mineralisation | sulfide chimney | pyrite, marcasite, chalcopyrite |  | pyrite, marcasite, chalcopyrite | multiple stages: colloform marcasite-pyrite intergrowths (outermost wall), replacement assemblages (transition layers), dense recrystallized assemblages, marcasite pseudomorphs after pyrrhotite (middle layer) | sulfide chimney | colloform, subhedral, anhedral, euhedral, dense coarse-grained, columnar pseudomorphs |  |  |  | sphalerite, pyrrhotite, anhydrite, galena, tetrahedrite, tennantite | Transverse sections (polished sections) | EMPA, LA-ICPMS, MC-ICPMS | JEOL JXA-8100 EPMA; Teledyne Cetac Technologies Analyte Excite laser ablation system coupled with an Agilent Technologies 7700x quadrupole ICP-MS; ESI NWR Image GEO 193 coupled with TOFWERK icp TOF R; Neptune Plus multicollector ICP-MS (Thermo Fisher Scientific, Bremen, Germany) coupled with a Geolas HD excimer ArF laser ablation system (Coherent, Göttingen, Germany); Bruker M4 Tornado™ system | SIO, MNR; China University of Petroleum (East China), Qingdao, China; Nanjing Focu MS Technology Co. Ltd., Nanjing, China; Shanghai Chemlab Laboratory, Shanghai, China; Wuhan Sample Solution Analytical Technology Co. Ltd., Wuhan, China | EPMA: beam current of 10 nA, beam size of 1–5 μm, accelerating voltage of 20 kV. Micro-XRF: rhodium target X-ray tube operating at 50 kV and 800 nA, polycapillary lens providing a 40-μm spot size on a 20-μm raster, dwell time of 5 ms per pixel. LA-ICP-MS: 193-nm ArF excimer laser, fluence of 6 J/cm², 6 Hz repetition rate for 40 seconds (240 pulses), 30-second pre-ablation blank, total run time 70 seconds, spot size 32–44 μm, He carrier gas mixed with Ar. LA-ICP-TOF-MS: 193 nm ArF excimer laser, spot diameter ~20 µm, repetition rate ~20 Hz, laser fluence ~7 J/cm², scan speed ~4000 µm/s, He carrier gas ~600 ml/min, washout time 50 ms. S isotope MC-ICP-MS: spot size ~44 μm, pulse frequency ~2 Hz, laser fluence ~5 J/cm², He carrier gas with Ar make-up gas. | MASS-1 (Fe-Cu-Zn-S pressed pellet) and GSE-1G (synthetic basaltic glass) from the United States Geological Survey; pyrite PPP-1; chalcopyrite GBW07268; pyrrhotite SP-Po-01 (δ34S = 1.4‰ ± 0.4‰); chalcopyrite SP-CP-01 (δ34S = 5.45‰ ± 0.3‰); natural and synthetic minerals from USA SPI Supplies | 41.8388 |  |  |  | 353.732 |  | 0.421 |  |  |  | 0.09193 | [9 empty] | 1.6745 | [5 empty] | 289.5848 | [5 empty] | 2640.524 | [9 empty] | 476794.0748 | [13 empty] | 0.10362 | [11 empty] | 5.1745 |  | 221.7043 |  | 115.806 | [7 empty] | 2.7382 | [5 empty] | 111.3436 | [15 empty] | 517070.5551 |  | 1.5615 |  |  |  | 1.2626 | [5 empty] | 0.10397 | [13 empty] | 54.8095 |  |  |  | 0.1192 |  | 3.1905 | [7 empty] | 2036.9403 |  |  |  |  | 2025
| Xunmei vent field, Niaochao vent field |  | Seafloor hydrothermal | Volcanic-hosted massive sulfide (VMS) | seafloor massive sulfide (SMS) | Cu, Zn, Au, Ag | Co, Pb, Sb | Cu, Zn, Au, Ag, Co, Pb, Sb |  |  | I-Mrc1 (n=9)-5 | I-Mrc1 (n=9)-5 | seafloor vent field |  |  |  |  | ore material | grab | grab | mineral separate | [5 empty] | mineralisation | sulfide chimney | pyrite, marcasite, chalcopyrite |  | pyrite, marcasite, chalcopyrite | multiple stages: colloform marcasite-pyrite intergrowths (outermost wall), replacement assemblages (transition layers), dense recrystallized assemblages, marcasite pseudomorphs after pyrrhotite (middle layer) | sulfide chimney | colloform, subhedral, anhedral, euhedral, dense coarse-grained, columnar pseudomorphs |  |  |  | sphalerite, pyrrhotite, anhydrite, galena, tetrahedrite, tennantite | Transverse sections (polished sections) | EMPA, LA-ICPMS, MC-ICPMS | JEOL JXA-8100 EPMA; Teledyne Cetac Technologies Analyte Excite laser ablation system coupled with an Agilent Technologies 7700x quadrupole ICP-MS; ESI NWR Image GEO 193 coupled with TOFWERK icp TOF R; Neptune Plus multicollector ICP-MS (Thermo Fisher Scientific, Bremen, Germany) coupled with a Geolas HD excimer ArF laser ablation system (Coherent, Göttingen, Germany); Bruker M4 Tornado™ system | SIO, MNR; China University of Petroleum (East China), Qingdao, China; Nanjing Focu MS Technology Co. Ltd., Nanjing, China; Shanghai Chemlab Laboratory, Shanghai, China; Wuhan Sample Solution Analytical Technology Co. Ltd., Wuhan, China | EPMA: beam current of 10 nA, beam size of 1–5 μm, accelerating voltage of 20 kV. Micro-XRF: rhodium target X-ray tube operating at 50 kV and 800 nA, polycapillary lens providing a 40-μm spot size on a 20-μm raster, dwell time of 5 ms per pixel. LA-ICP-MS: 193-nm ArF excimer laser, fluence of 6 J/cm², 6 Hz repetition rate for 40 seconds (240 pulses), 30-second pre-ablation blank, total run time 70 seconds, spot size 32–44 μm, He carrier gas mixed with Ar. LA-ICP-TOF-MS: 193 nm ArF excimer laser, spot diameter ~20 µm, repetition rate ~20 Hz, laser fluence ~7 J/cm², scan speed ~4000 µm/s, He carrier gas ~600 ml/min, washout time 50 ms. S isotope MC-ICP-MS: spot size ~44 μm, pulse frequency ~2 Hz, laser fluence ~5 J/cm², He carrier gas with Ar make-up gas. | MASS-1 (Fe-Cu-Zn-S pressed pellet) and GSE-1G (synthetic basaltic glass) from the United States Geological Survey; pyrite PPP-1; chalcopyrite GBW07268; pyrrhotite SP-Po-01 (δ34S = 1.4‰ ± 0.4‰); chalcopyrite SP-CP-01 (δ34S = 5.45‰ ± 0.3‰); natural and synthetic minerals from USA SPI Supplies | 62.2376 |  |  |  | 74.5132 |  | 0.63067 |  |  |  | 0.11141 | [9 empty] | 0.82688 | [5 empty] | 802.7264 | [5 empty] | 2488.4892 | [9 empty] | 489451.1865 | [13 empty] | 0.064608 | [11 empty] | 14.5466 |  | 221.0805 |  | 38.484 | [7 empty] | 7.2841 | [5 empty] | 185.0093 | [15 empty] | 506181.1333 |  | 1.2934 |  |  |  | 2.1964 | [13 empty] | 0.086833 | [5 empty] | 24.6707 |  |  |  | 0.21371 |  | 0.81421 | [7 empty] | 116.5687 |  |  |  |  | 2025
| Xunmei vent field, Niaochao vent field |  | Seafloor hydrothermal | Volcanic-hosted massive sulfide (VMS) | seafloor massive sulfide (SMS) | Cu, Zn, Au, Ag | Co, Pb, Sb | Cu, Zn, Au, Ag, Co, Pb, Sb |  |  | I-Mrc1 (n=9)-6 | I-Mrc1 (n=9)-6 | seafloor vent field |  |  |  |  | ore material | grab | grab | mineral separate | [5 empty] | mineralisation | sulfide chimney | pyrite, marcasite, chalcopyrite |  | pyrite, marcasite, chalcopyrite | multiple stages: colloform marcasite-pyrite intergrowths (outermost wall), replacement assemblages (transition layers), dense recrystallized assemblages, marcasite pseudomorphs after pyrrhotite (middle layer) | sulfide chimney | colloform, subhedral, anhedral, euhedral, dense coarse-grained, columnar pseudomorphs |  |  |  | sphalerite, pyrrhotite, anhydrite, galena, tetrahedrite, tennantite | Transverse sections (polished sections) | EMPA, LA-ICPMS, MC-ICPMS | JEOL JXA-8100 EPMA; Teledyne Cetac Technologies Analyte Excite laser ablation system coupled with an Agilent Technologies 7700x quadrupole ICP-MS; ESI NWR Image GEO 193 coupled with TOFWERK icp TOF R; Neptune Plus multicollector ICP-MS (Thermo Fisher Scientific, Bremen, Germany) coupled with a Geolas HD excimer ArF laser ablation system (Coherent, Göttingen, Germany); Bruker M4 Tornado™ system | SIO, MNR; China University of Petroleum (East China), Qingdao, China; Nanjing Focu MS Technology Co. Ltd., Nanjing, China; Shanghai Chemlab Laboratory, Shanghai, China; Wuhan Sample Solution Analytical Technology Co. Ltd., Wuhan, China | EPMA: beam current of 10 nA, beam size of 1–5 μm, accelerating voltage of 20 kV. Micro-XRF: rhodium target X-ray tube operating at 50 kV and 800 nA, polycapillary lens providing a 40-μm spot size on a 20-μm raster, dwell time of 5 ms per pixel. LA-ICP-MS: 193-nm ArF excimer laser, fluence of 6 J/cm², 6 Hz repetition rate for 40 seconds (240 pulses), 30-second pre-ablation blank, total run time 70 seconds, spot size 32–44 μm, He carrier gas mixed with Ar. LA-ICP-TOF-MS: 193 nm ArF excimer laser, spot diameter ~20 µm, repetition rate ~20 Hz, laser fluence ~7 J/cm², scan speed ~4000 µm/s, He carrier gas ~600 ml/min, washout time 50 ms. S isotope MC-ICP-MS: spot size ~44 μm, pulse frequency ~2 Hz, laser fluence ~5 J/cm², He carrier gas with Ar make-up gas. | MASS-1 (Fe-Cu-Zn-S pressed pellet) and GSE-1G (synthetic basaltic glass) from the United States Geological Survey; pyrite PPP-1; chalcopyrite GBW07268; pyrrhotite SP-Po-01 (δ34S = 1.4‰ ± 0.4‰); chalcopyrite SP-CP-01 (δ34S = 5.45‰ ± 0.3‰); natural and synthetic minerals from USA SPI Supplies | 45.874 |  |  |  | 135.5178 |  | 0.44404 |  |  |  | 0.14374 | [9 empty] | 0.84277 | [5 empty] | 504.549 | [5 empty] | 2832.6667 | [9 empty] | 470662.165 | [13 empty] | 0.076896 | [11 empty] | 34.3104 |  | 327.6038 |  | 96.0176 | [7 empty] | 10.9687 | [5 empty] | 268.8019 | [15 empty] | 524147.6759 |  | 2.4532 |  |  |  | 6.0595 | [5 empty] | 0.28972 | [13 empty] | 20.1057 |  |  |  | 0.98 |  | 1.7102 | [7 empty] | 313.0911 |  |  |  |  | 2025
| Xunmei vent field, Niaochao vent field |  | Seafloor hydrothermal | Volcanic-hosted massive sulfide (VMS) | seafloor massive sulfide (SMS) | Cu, Zn, Au, Ag | Co, Pb, Sb | Cu, Zn, Au, Ag, Co, Pb, Sb |  |  | I-Mrc1 (n=9)-7 | I-Mrc1 (n=9)-7 | seafloor vent field |  |  |  |  | ore material | grab | grab | mineral separate | [5 empty] | mineralisation | sulfide chimney | pyrite, marcasite, chalcopyrite |  | pyrite, marcasite, chalcopyrite | multiple stages: colloform marcasite-pyrite intergrowths (outermost wall), replacement assemblages (transition layers), dense recrystallized assemblages, marcasite pseudomorphs after pyrrhotite (middle layer) | sulfide chimney | colloform, subhedral, anhedral, euhedral, dense coarse-grained, columnar pseudomorphs |  |  |  | sphalerite, pyrrhotite, anhydrite, galena, tetrahedrite, tennantite | Transverse sections (polished sections) | EMPA, LA-ICPMS, MC-ICPMS | JEOL JXA-8100 EPMA; Teledyne Cetac Technologies Analyte Excite laser ablation system coupled with an Agilent Technologies 7700x quadrupole ICP-MS; ESI NWR Image GEO 193 coupled with TOFWERK icp TOF R; Neptune Plus multicollector ICP-MS (Thermo Fisher Scientific, Bremen, Germany) coupled with a Geolas HD excimer ArF laser ablation system (Coherent, Göttingen, Germany); Bruker M4 Tornado™ system | SIO, MNR; China University of Petroleum (East China), Qingdao, China; Nanjing Focu MS Technology Co. Ltd., Nanjing, China; Shanghai Chemlab Laboratory, Shanghai, China; Wuhan Sample Solution Analytical Technology Co. Ltd., Wuhan, China | EPMA: beam current of 10 nA, beam size of 1–5 μm, accelerating voltage of 20 kV. Micro-XRF: rhodium target X-ray tube operating at 50 kV and 800 nA, polycapillary lens providing a 40-μm spot size on a 20-μm raster, dwell time of 5 ms per pixel. LA-ICP-MS: 193-nm ArF excimer laser, fluence of 6 J/cm², 6 Hz repetition rate for 40 seconds (240 pulses), 30-second pre-ablation blank, total run time 70 seconds, spot size 32–44 μm, He carrier gas mixed with Ar. LA-ICP-TOF-MS: 193 nm ArF excimer laser, spot diameter ~20 µm, repetition rate ~20 Hz, laser fluence ~7 J/cm², scan speed ~4000 µm/s, He carrier gas ~600 ml/min, washout time 50 ms. S isotope MC-ICP-MS: spot size ~44 μm, pulse frequency ~2 Hz, laser fluence ~5 J/cm², He carrier gas with Ar make-up gas. | MASS-1 (Fe-Cu-Zn-S pressed pellet) and GSE-1G (synthetic basaltic glass) from the United States Geological Survey; pyrite PPP-1; chalcopyrite GBW07268; pyrrhotite SP-Po-01 (δ34S = 1.4‰ ± 0.4‰); chalcopyrite SP-CP-01 (δ34S = 5.45‰ ± 0.3‰); natural and synthetic minerals from USA SPI Supplies | 38.927 |  |  |  | 216.3179 |  | 0.48759 |  |  |  | 0.18257 | [9 empty] | 1.0493 | [5 empty] | 760.8606 | [5 empty] | 4732.406 | [9 empty] | 442966.8429 | [13 empty] | 0.33087 | [11 empty] | 61.3068 |  | 351.7199 |  | 1162.838 | [7 empty] | 2.8945 | [5 empty] | 224.9273 | [15 empty] | 547868.8087 |  | 2.0356 |  |  |  | 9.9455 | [5 empty] | 0.26187 | [13 empty] | 14.0717 |  |  |  | 1.2452 |  | 8.3042 | [7 empty] | 256.0402 |  |  |  |  | 2025
| Xunmei vent field, Niaochao vent field |  | Seafloor hydrothermal | Volcanic-hosted massive sulfide (VMS) | seafloor massive sulfide (SMS) | Cu, Zn, Au, Ag | Co, Pb, Sb | Cu, Zn, Au, Ag, Co, Pb, Sb |  |  | I-Mrc1 (n=9)-8 | I-Mrc1 (n=9)-8 | seafloor vent field |  |  |  |  | ore material | grab | grab | mineral separate | [5 empty] | mineralisation | sulfide chimney | pyrite, marcasite, chalcopyrite |  | pyrite, marcasite, chalcopyrite | multiple stages: colloform marcasite-pyrite intergrowths (outermost wall), replacement assemblages (transition layers), dense recrystallized assemblages, marcasite pseudomorphs after pyrrhotite (middle layer) | sulfide chimney | colloform, subhedral, anhedral, euhedral, dense coarse-grained, columnar pseudomorphs |  |  |  | sphalerite, pyrrhotite, anhydrite, galena, tetrahedrite, tennantite | Transverse sections (polished sections) | EMPA, LA-ICPMS, MC-ICPMS | JEOL JXA-8100 EPMA; Teledyne Cetac Technologies Analyte Excite laser ablation system coupled with an Agilent Technologies 7700x quadrupole ICP-MS; ESI NWR Image GEO 193 coupled with TOFWERK icp TOF R; Neptune Plus multicollector ICP-MS (Thermo Fisher Scientific, Bremen, Germany) coupled with a Geolas HD excimer ArF laser ablation system (Coherent, Göttingen, Germany); Bruker M4 Tornado™ system | SIO, MNR; China University of Petroleum (East China), Qingdao, China; Nanjing Focu MS Technology Co. Ltd., Nanjing, China; Shanghai Chemlab Laboratory, Shanghai, China; Wuhan Sample Solution Analytical Technology Co. Ltd., Wuhan, China | EPMA: beam current of 10 nA, beam size of 1–5 μm, accelerating voltage of 20 kV. Micro-XRF: rhodium target X-ray tube operating at 50 kV and 800 nA, polycapillary lens providing a 40-μm spot size on a 20-μm raster, dwell time of 5 ms per pixel. LA-ICP-MS: 193-nm ArF excimer laser, fluence of 6 J/cm², 6 Hz repetition rate for 40 seconds (240 pulses), 30-second pre-ablation blank, total run time 70 seconds, spot size 32–44 μm, He carrier gas mixed with Ar. LA-ICP-TOF-MS: 193 nm ArF excimer laser, spot diameter ~20 µm, repetition rate ~20 Hz, laser fluence ~7 J/cm², scan speed ~4000 µm/s, He carrier gas ~600 ml/min, washout time 50 ms. S isotope MC-ICP-MS: spot size ~44 μm, pulse frequency ~2 Hz, laser fluence ~5 J/cm², He carrier gas with Ar make-up gas. | MASS-1 (Fe-Cu-Zn-S pressed pellet) and GSE-1G (synthetic basaltic glass) from the United States Geological Survey; pyrite PPP-1; chalcopyrite GBW07268; pyrrhotite SP-Po-01 (δ34S = 1.4‰ ± 0.4‰); chalcopyrite SP-CP-01 (δ34S = 5.45‰ ± 0.3‰); natural and synthetic minerals from USA SPI Supplies | 36.1838 |  |  |  | 128.1936 |  | 0.39417 |  |  |  | 0.053853 | [9 empty] | 0.61722 | [5 empty] | 477.9713 | [5 empty] | 2015.7518 | [9 empty] | 492531.0426 | [13 empty] | 0.085239 | [11 empty] | 10.1867 |  | 317.2253 |  | 95.7622 | [7 empty] | 3.4315 | [5 empty] | 183.4349 | [15 empty] | 503535.6926 |  | 1.2261 |  |  |  | 2.7176 | [5 empty] | 0.18892 | [7 empty] | 0.12802 | [5 empty] | 18.2301 |  |  |  | 0.26695 |  | 1.984 | [7 empty] | 398.8368 |  |  |  |  | 2025
| Xunmei vent field, Niaochao vent field |  | Seafloor hydrothermal | Volcanic-hosted massive sulfide (VMS) | seafloor massive sulfide (SMS) | Cu, Zn, Au, Ag | Co, Pb, Sb | Cu, Zn, Au, Ag, Co, Pb, Sb |  |  | I-Mrc1 (n=9)-9 | I-Mrc1 (n=9)-9 | seafloor vent field |  |  |  |  | ore material | grab | grab | mineral separate | [5 empty] | mineralisation | sulfide chimney | pyrite, marcasite, chalcopyrite |  | pyrite, marcasite, chalcopyrite | multiple stages: colloform marcasite-pyrite intergrowths (outermost wall), replacement assemblages (transition layers), dense recrystallized assemblages, marcasite pseudomorphs after pyrrhotite (middle layer) | sulfide chimney | colloform, subhedral, anhedral, euhedral, dense coarse-grained, columnar pseudomorphs |  |  |  | sphalerite, pyrrhotite, anhydrite, galena, tetrahedrite, tennantite | Transverse sections (polished sections) | EMPA, LA-ICPMS, MC-ICPMS | JEOL JXA-8100 EPMA; Teledyne Cetac Technologies Analyte Excite laser ablation system coupled with an Agilent Technologies 7700x quadrupole ICP-MS; ESI NWR Image GEO 193 coupled with TOFWERK icp TOF R; Neptune Plus multicollector ICP-MS (Thermo Fisher Scientific, Bremen, Germany) coupled with a Geolas HD excimer ArF laser ablation system (Coherent, Göttingen, Germany); Bruker M4 Tornado™ system | SIO, MNR; China University of Petroleum (East China), Qingdao, China; Nanjing Focu MS Technology Co. Ltd., Nanjing, China; Shanghai Chemlab Laboratory, Shanghai, China; Wuhan Sample Solution Analytical Technology Co. Ltd., Wuhan, China | EPMA: beam current of 10 nA, beam size of 1–5 μm, accelerating voltage of 20 kV. Micro-XRF: rhodium target X-ray tube operating at 50 kV and 800 nA, polycapillary lens providing a 40-μm spot size on a 20-μm raster, dwell time of 5 ms per pixel. LA-ICP-MS: 193-nm ArF excimer laser, fluence of 6 J/cm², 6 Hz repetition rate for 40 seconds (240 pulses), 30-second pre-ablation blank, total run time 70 seconds, spot size 32–44 μm, He carrier gas mixed with Ar. LA-ICP-TOF-MS: 193 nm ArF excimer laser, spot diameter ~20 µm, repetition rate ~20 Hz, laser fluence ~7 J/cm², scan speed ~4000 µm/s, He carrier gas ~600 ml/min, washout time 50 ms. S isotope MC-ICP-MS: spot size ~44 μm, pulse frequency ~2 Hz, laser fluence ~5 J/cm², He carrier gas with Ar make-up gas. | MASS-1 (Fe-Cu-Zn-S pressed pellet) and GSE-1G (synthetic basaltic glass) from the United States Geological Survey; pyrite PPP-1; chalcopyrite GBW07268; pyrrhotite SP-Po-01 (δ34S = 1.4‰ ± 0.4‰); chalcopyrite SP-CP-01 (δ34S = 5.45‰ ± 0.3‰); natural and synthetic minerals from USA SPI Supplies | 46.9167 |  |  |  | 52.8512 |  | 0.3679 |  |  |  | 0.67379 |  |  |  | 0.005561 | [5 empty] | 1.0984 | [5 empty] | 611.23 | [5 empty] | 3202.2249 | [9 empty] | 473418.6804 | [13 empty] | 0.035872 | [11 empty] | 95.2646 |  | 225.8579 |  | 17.5818 | [7 empty] | 38.3599 | [5 empty] | 359.1267 | [15 empty] | 521350.5717 |  | 6.8705 |  |  |  | 34.8835 | [5 empty] | 0.53524 | [13 empty] | 8.7657 |  |  |  | 0.51059 |  | 1.016 | [7 empty] | 140.7755 |  |  |  |  | 2025
| Xunmei vent field, Niaochao vent field |  | Seafloor hydrothermal | Volcanic-hosted massive sulfide (VMS) | seafloor massive sulfide (SMS) | Cu, Zn, Au, Ag | Co, Pb, Sb | Cu, Zn, Au, Ag, Co, Pb, Sb |  |  | I-Mrc1 (n=9)-10 | I-Mrc1 (n=9)-10 | seafloor vent field |  |  |  |  | ore material | grab | grab | mineral separate | [5 empty] | mineralisation | sulfide chimney | pyrite, marcasite, chalcopyrite |  | pyrite, marcasite, chalcopyrite | multiple stages: colloform marcasite-pyrite intergrowths (outermost wall), replacement assemblages (transition layers), dense recrystallized assemblages, marcasite pseudomorphs after pyrrhotite (middle layer) | sulfide chimney | colloform, subhedral, anhedral, euhedral, dense coarse-grained, columnar pseudomorphs |  |  |  | sphalerite, pyrrhotite, anhydrite, galena, tetrahedrite, tennantite | Transverse sections (polished sections) | EMPA, LA-ICPMS, MC-ICPMS | JEOL JXA-8100 EPMA; Teledyne Cetac Technologies Analyte Excite laser ablation system coupled with an Agilent Technologies 7700x quadrupole ICP-MS; ESI NWR Image GEO 193 coupled with TOFWERK icp TOF R; Neptune Plus multicollector ICP-MS (Thermo Fisher Scientific, Bremen, Germany) coupled with a Geolas HD excimer ArF laser ablation system (Coherent, Göttingen, Germany); Bruker M4 Tornado™ system | SIO, MNR; China University of Petroleum (East China), Qingdao, China; Nanjing Focu MS Technology Co. Ltd., Nanjing, China; Shanghai Chemlab Laboratory, Shanghai, China; Wuhan Sample Solution Analytical Technology Co. Ltd., Wuhan, China | EPMA: beam current of 10 nA, beam size of 1–5 μm, accelerating voltage of 20 kV. Micro-XRF: rhodium target X-ray tube operating at 50 kV and 800 nA, polycapillary lens providing a 40-μm spot size on a 20-μm raster, dwell time of 5 ms per pixel. LA-ICP-MS: 193-nm ArF excimer laser, fluence of 6 J/cm², 6 Hz repetition rate for 40 seconds (240 pulses), 30-second pre-ablation blank, total run time 70 seconds, spot size 32–44 μm, He carrier gas mixed with Ar. LA-ICP-TOF-MS: 193 nm ArF excimer laser, spot diameter ~20 µm, repetition rate ~20 Hz, laser fluence ~7 J/cm², scan speed ~4000 µm/s, He carrier gas ~600 ml/min, washout time 50 ms. S isotope MC-ICP-MS: spot size ~44 μm, pulse frequency ~2 Hz, laser fluence ~5 J/cm², He carrier gas with Ar make-up gas. | MASS-1 (Fe-Cu-Zn-S pressed pellet) and GSE-1G (synthetic basaltic glass) from the United States Geological Survey; pyrite PPP-1; chalcopyrite GBW07268; pyrrhotite SP-Po-01 (δ34S = 1.4‰ ± 0.4‰); chalcopyrite SP-CP-01 (δ34S = 5.45‰ ± 0.3‰); natural and synthetic minerals from USA SPI Supplies | 41.8388 |  |  |  | 137.4588 |  | 0.421 |  |  |  | 0.14374 |  |  |  | 0.007632 | [5 empty] | 1.0493 | [5 empty] | 504.549 | [5 empty] | 2640.524 | [9 empty] | 473418.6804 | [13 empty] | 0.10362 | [11 empty] | 14.5466 |  | 225.8579 |  | 96.0176 | [7 empty] | 3.0285 | [5 empty] | 191.6165 | [15 empty] | 521350.5717 |  | 1.5408 |  |  |  | 6.0595 | [5 empty] | 0.22605 | [7 empty] | 0.095114 | [5 empty] | 20.1655 |  |  |  | 0.51059 |  | 2.9721 | [7 empty] | 398.8368 |  |  |  |  | 2025
| Xunmei vent field, Niaochao vent field |  | Seafloor hydrothermal | Volcanic-hosted massive sulfide (VMS) | seafloor massive sulfide (SMS) | Cu, Zn, Au, Ag | Co, Pb, Sb | Cu, Zn, Au, Ag, Co, Pb, Sb |  |  | I-Mrc1 (n=9)-11 | I-Mrc1 (n=9)-11 | seafloor vent field |  |  |  |  | ore material | grab | grab | mineral separate | [5 empty] | mineralisation | sulfide chimney | pyrite, marcasite, chalcopyrite |  | pyrite, marcasite, chalcopyrite | multiple stages: colloform marcasite-pyrite intergrowths (outermost wall), replacement assemblages (transition layers), dense recrystallized assemblages, marcasite pseudomorphs after pyrrhotite (middle layer) | sulfide chimney | colloform, subhedral, anhedral, euhedral, dense coarse-grained, columnar pseudomorphs |  |  |  | sphalerite, pyrrhotite, anhydrite, galena, tetrahedrite, tennantite | Transverse sections (polished sections) | EMPA, LA-ICPMS, MC-ICPMS | JEOL JXA-8100 EPMA; Teledyne Cetac Technologies Analyte Excite laser ablation system coupled with an Agilent Technologies 7700x quadrupole ICP-MS; ESI NWR Image GEO 193 coupled with TOFWERK icp TOF R; Neptune Plus multicollector ICP-MS (Thermo Fisher Scientific, Bremen, Germany) coupled with a Geolas HD excimer ArF laser ablation system (Coherent, Göttingen, Germany); Bruker M4 Tornado™ system | SIO, MNR; China University of Petroleum (East China), Qingdao, China; Nanjing Focu MS Technology Co. Ltd., Nanjing, China; Shanghai Chemlab Laboratory, Shanghai, China; Wuhan Sample Solution Analytical Technology Co. Ltd., Wuhan, China | EPMA: beam current of 10 nA, beam size of 1–5 μm, accelerating voltage of 20 kV. Micro-XRF: rhodium target X-ray tube operating at 50 kV and 800 nA, polycapillary lens providing a 40-μm spot size on a 20-μm raster, dwell time of 5 ms per pixel. LA-ICP-MS: 193-nm ArF excimer laser, fluence of 6 J/cm², 6 Hz repetition rate for 40 seconds (240 pulses), 30-second pre-ablation blank, total run time 70 seconds, spot size 32–44 μm, He carrier gas mixed with Ar. LA-ICP-TOF-MS: 193 nm ArF excimer laser, spot diameter ~20 µm, repetition rate ~20 Hz, laser fluence ~7 J/cm², scan speed ~4000 µm/s, He carrier gas ~600 ml/min, washout time 50 ms. S isotope MC-ICP-MS: spot size ~44 μm, pulse frequency ~2 Hz, laser fluence ~5 J/cm², He carrier gas with Ar make-up gas. | MASS-1 (Fe-Cu-Zn-S pressed pellet) and GSE-1G (synthetic basaltic glass) from the United States Geological Survey; pyrite PPP-1; chalcopyrite GBW07268; pyrrhotite SP-Po-01 (δ34S = 1.4‰ ± 0.4‰); chalcopyrite SP-CP-01 (δ34S = 5.45‰ ± 0.3‰); natural and synthetic minerals from USA SPI Supplies | 42.5439 |  |  |  | 164.4266 |  | 0.43497 |  |  |  | 0.19425 |  |  |  | 0.007632 | [5 empty] | 1.2458 | [5 empty] | 578.0205 | [5 empty] | 3187.4715 | [9 empty] | 469922.9714 | [13 empty] | 0.20482 | [11 empty] | 27.9594 |  | 258.0205 |  | 204.0046 | [7 empty] | 8.1909 | [5 empty] | 213.0315 | [15 empty] | 523961.7345 |  | 2.2074 |  |  |  | 8.9229 | [5 empty] | 0.27154 | [7 empty] | 0.10332 | [5 empty] | 23.0038 |  |  |  | 0.8633 |  | 3.3576 | [7 empty] | 674.8444 |  |  |  |  | 2025
| Xunmei vent field, Niaochao vent field |  | Seafloor hydrothermal | Volcanic-hosted massive sulfide (VMS) | seafloor massive sulfide (SMS) | Cu, Zn, Au, Ag | Co, Pb, Sb | Cu, Zn, Au, Ag, Co, Pb, Sb |  |  | I-Mrc1 (n=9)-12 | I-Mrc1 (n=9)-12 | seafloor vent field |  |  |  |  | ore material | grab | grab | mineral separate | [5 empty] | mineralisation | sulfide chimney | pyrite, marcasite, chalcopyrite |  | pyrite, marcasite, chalcopyrite | multiple stages: colloform marcasite-pyrite intergrowths (outermost wall), replacement assemblages (transition layers), dense recrystallized assemblages, marcasite pseudomorphs after pyrrhotite (middle layer) | sulfide chimney | colloform, subhedral, anhedral, euhedral, dense coarse-grained, columnar pseudomorphs |  |  |  | sphalerite, pyrrhotite, anhydrite, galena, tetrahedrite, tennantite | Transverse sections (polished sections) | EMPA, LA-ICPMS, MC-ICPMS | JEOL JXA-8100 EPMA; Teledyne Cetac Technologies Analyte Excite laser ablation system coupled with an Agilent Technologies 7700x quadrupole ICP-MS; ESI NWR Image GEO 193 coupled with TOFWERK icp TOF R; Neptune Plus multicollector ICP-MS (Thermo Fisher Scientific, Bremen, Germany) coupled with a Geolas HD excimer ArF laser ablation system (Coherent, Göttingen, Germany); Bruker M4 Tornado™ system | SIO, MNR; China University of Petroleum (East China), Qingdao, China; Nanjing Focu MS Technology Co. Ltd., Nanjing, China; Shanghai Chemlab Laboratory, Shanghai, China; Wuhan Sample Solution Analytical Technology Co. Ltd., Wuhan, China | EPMA: beam current of 10 nA, beam size of 1–5 μm, accelerating voltage of 20 kV. Micro-XRF: rhodium target X-ray tube operating at 50 kV and 800 nA, polycapillary lens providing a 40-μm spot size on a 20-μm raster, dwell time of 5 ms per pixel. LA-ICP-MS: 193-nm ArF excimer laser, fluence of 6 J/cm², 6 Hz repetition rate for 40 seconds (240 pulses), 30-second pre-ablation blank, total run time 70 seconds, spot size 32–44 μm, He carrier gas mixed with Ar. LA-ICP-TOF-MS: 193 nm ArF excimer laser, spot diameter ~20 µm, repetition rate ~20 Hz, laser fluence ~7 J/cm², scan speed ~4000 µm/s, He carrier gas ~600 ml/min, washout time 50 ms. S isotope MC-ICP-MS: spot size ~44 μm, pulse frequency ~2 Hz, laser fluence ~5 J/cm², He carrier gas with Ar make-up gas. | MASS-1 (Fe-Cu-Zn-S pressed pellet) and GSE-1G (synthetic basaltic glass) from the United States Geological Survey; pyrite PPP-1; chalcopyrite GBW07268; pyrrhotite SP-Po-01 (δ34S = 1.4‰ ± 0.4‰); chalcopyrite SP-CP-01 (δ34S = 5.45‰ ± 0.3‰); natural and synthetic minerals from USA SPI Supplies | 10.6457 |  |  |  | 88.9924 |  | 0.12515 |  |  |  | 0.18896 |  |  |  | 0.002928 | [5 empty] | 0.56734 | [5 empty] | 233.1295 | [5 empty] | 1598.7867 | [9 empty] | 18717.3999 | [13 empty] | 0.23958 | [11 empty] | 30.9582 |  | 57.8147 |  | 361.9054 | [7 empty] | 11.6758 | [5 empty] | 69.3833 | [15 empty] | 16518.2424 |  | 1.7913 |  |  |  | 10.2744 | [5 empty] | 0.15806 | [7 empty] | 0.021787 | [5 empty] | 12.9244 |  |  |  | 1.0018 |  | 2.5728 | [7 empty] | 655.663 |  |  |  |  | 2025
| Xunmei vent field, Niaochao vent field |  | Seafloor hydrothermal | Volcanic-hosted massive sulfide (VMS) | seafloor massive sulfide (SMS) | Cu, Zn, Au, Ag | Co, Pb, Sb | Cu, Zn, Au, Ag, Co, Pb, Sb |  |  | I-Py1 (n=9)-1 | I-Py1 (n=9)-1 | seafloor vent field |  |  |  |  | ore material | grab | grab | mineral separate | [5 empty] | mineralisation | sulfide chimney | pyrite, marcasite, chalcopyrite |  | pyrite, marcasite, chalcopyrite | multiple stages: colloform marcasite-pyrite intergrowths (outermost wall), replacement assemblages (transition layers), dense recrystallized assemblages, marcasite pseudomorphs after pyrrhotite (middle layer) | sulfide chimney | colloform, subhedral, anhedral, euhedral, dense coarse-grained, columnar pseudomorphs |  |  |  | sphalerite, pyrrhotite, anhydrite, galena, tetrahedrite, tennantite | Transverse sections (polished sections) | EMPA, LA-ICPMS, MC-ICPMS | JEOL JXA-8100 EPMA; Teledyne Cetac Technologies Analyte Excite laser ablation system coupled with an Agilent Technologies 7700x quadrupole ICP-MS; ESI NWR Image GEO 193 coupled with TOFWERK icp TOF R; Neptune Plus multicollector ICP-MS (Thermo Fisher Scientific, Bremen, Germany) coupled with a Geolas HD excimer ArF laser ablation system (Coherent, Göttingen, Germany); Bruker M4 Tornado™ system | SIO, MNR; China University of Petroleum (East China), Qingdao, China; Nanjing Focu MS Technology Co. Ltd., Nanjing, China; Shanghai Chemlab Laboratory, Shanghai, China; Wuhan Sample Solution Analytical Technology Co. Ltd., Wuhan, China | EPMA: beam current of 10 nA, beam size of 1–5 μm, accelerating voltage of 20 kV. Micro-XRF: rhodium target X-ray tube operating at 50 kV and 800 nA, polycapillary lens providing a 40-μm spot size on a 20-μm raster, dwell time of 5 ms per pixel. LA-ICP-MS: 193-nm ArF excimer laser, fluence of 6 J/cm², 6 Hz repetition rate for 40 seconds (240 pulses), 30-second pre-ablation blank, total run time 70 seconds, spot size 32–44 μm, He carrier gas mixed with Ar. LA-ICP-TOF-MS: 193 nm ArF excimer laser, spot diameter ~20 µm, repetition rate ~20 Hz, laser fluence ~7 J/cm², scan speed ~4000 µm/s, He carrier gas ~600 ml/min, washout time 50 ms. S isotope MC-ICP-MS: spot size ~44 μm, pulse frequency ~2 Hz, laser fluence ~5 J/cm², He carrier gas with Ar make-up gas. | MASS-1 (Fe-Cu-Zn-S pressed pellet) and GSE-1G (synthetic basaltic glass) from the United States Geological Survey; pyrite PPP-1; chalcopyrite GBW07268; pyrrhotite SP-Po-01 (δ34S = 1.4‰ ± 0.4‰); chalcopyrite SP-CP-01 (δ34S = 5.45‰ ± 0.3‰); natural and synthetic minerals from USA SPI Supplies | 58.544 |  |  |  | 43.4186 |  | 0.4093 |  |  |  | 0.52664 | [9 empty] | 2.5634 | [5 empty] | 83.9248 | [5 empty] | 4876.7822 | [9 empty] | 481545.3763 | [13 empty] | 0.055875 | [11 empty] | 146.9423 |  | 195.9573 |  | 17.8023 | [7 empty] | 11.777 | [5 empty] | 353.1655 | [15 empty] | 510697.6989 |  | 4.4259 |  |  |  | 11.5229 | [5 empty] | 0.40097 | [7 empty] | 0.21493 | [5 empty] | 9.0186 |  |  |  | 3.6396 |  | 0.85384 | [7 empty] | 436.4855 |  |  |  |  | 2025
| Xunmei vent field, Niaochao vent field |  | Seafloor hydrothermal | Volcanic-hosted massive sulfide (VMS) | seafloor massive sulfide (SMS) | Cu, Zn, Au, Ag | Co, Pb, Sb | Cu, Zn, Au, Ag, Co, Pb, Sb |  |  | I-Py1 (n=9)-2 | I-Py1 (n=9)-2 | seafloor vent field |  |  |  |  | ore material | grab | grab | mineral separate | [5 empty] | mineralisation | sulfide chimney | pyrite, marcasite, chalcopyrite |  | pyrite, marcasite, chalcopyrite | multiple stages: colloform marcasite-pyrite intergrowths (outermost wall), replacement assemblages (transition layers), dense recrystallized assemblages, marcasite pseudomorphs after pyrrhotite (middle layer) | sulfide chimney | colloform, subhedral, anhedral, euhedral, dense coarse-grained, columnar pseudomorphs |  |  |  | sphalerite, pyrrhotite, anhydrite, galena, tetrahedrite, tennantite | Transverse sections (polished sections) | EMPA, LA-ICPMS, MC-ICPMS | JEOL JXA-8100 EPMA; Teledyne Cetac Technologies Analyte Excite laser ablation system coupled with an Agilent Technologies 7700x quadrupole ICP-MS; ESI NWR Image GEO 193 coupled with TOFWERK icp TOF R; Neptune Plus multicollector ICP-MS (Thermo Fisher Scientific, Bremen, Germany) coupled with a Geolas HD excimer ArF laser ablation system (Coherent, Göttingen, Germany); Bruker M4 Tornado™ system | SIO, MNR; China University of Petroleum (East China), Qingdao, China; Nanjing Focu MS Technology Co. Ltd., Nanjing, China; Shanghai Chemlab Laboratory, Shanghai, China; Wuhan Sample Solution Analytical Technology Co. Ltd., Wuhan, China | EPMA: beam current of 10 nA, beam size of 1–5 μm, accelerating voltage of 20 kV. Micro-XRF: rhodium target X-ray tube operating at 50 kV and 800 nA, polycapillary lens providing a 40-μm spot size on a 20-μm raster, dwell time of 5 ms per pixel. LA-ICP-MS: 193-nm ArF excimer laser, fluence of 6 J/cm², 6 Hz repetition rate for 40 seconds (240 pulses), 30-second pre-ablation blank, total run time 70 seconds, spot size 32–44 μm, He carrier gas mixed with Ar. LA-ICP-TOF-MS: 193 nm ArF excimer laser, spot diameter ~20 µm, repetition rate ~20 Hz, laser fluence ~7 J/cm², scan speed ~4000 µm/s, He carrier gas ~600 ml/min, washout time 50 ms. S isotope MC-ICP-MS: spot size ~44 μm, pulse frequency ~2 Hz, laser fluence ~5 J/cm², He carrier gas with Ar make-up gas. | MASS-1 (Fe-Cu-Zn-S pressed pellet) and GSE-1G (synthetic basaltic glass) from the United States Geological Survey; pyrite PPP-1; chalcopyrite GBW07268; pyrrhotite SP-Po-01 (δ34S = 1.4‰ ± 0.4‰); chalcopyrite SP-CP-01 (δ34S = 5.45‰ ± 0.3‰); natural and synthetic minerals from USA SPI Supplies | 43.5895 |  |  |  | 46.2101 |  | 0.36762 |  |  |  | 0.39669 |  |  |  | 0.006342 | [5 empty] | 1.045 | [5 empty] | 28.2866 | [5 empty] | 3696.0917 | [9 empty] | 486767.7942 | [13 empty] | 0.029772 | [11 empty] | 28.9586 |  | 195.8257 |  | 37.0434 | [7 empty] | 7.3298 | [5 empty] | 315.1201 | [15 empty] | 507988.4604 |  | 3.4292 |  |  |  | 7.2504 | [5 empty] | 0.18495 | [13 empty] | 9.6134 |  |  |  | 4.7194 |  | 0.82486 | [7 empty] | 129.1425 |  |  |  |  | 2025
| Xunmei vent field, Niaochao vent field |  | Seafloor hydrothermal | Volcanic-hosted massive sulfide (VMS) | seafloor massive sulfide (SMS) | Cu, Zn, Au, Ag | Co, Pb, Sb | Cu, Zn, Au, Ag, Co, Pb, Sb |  |  | I-Py1 (n=9)-3 | I-Py1 (n=9)-3 | seafloor vent field |  |  |  |  | ore material | grab | grab | mineral separate | [5 empty] | mineralisation | sulfide chimney | pyrite, marcasite, chalcopyrite |  | pyrite, marcasite, chalcopyrite | multiple stages: colloform marcasite-pyrite intergrowths (outermost wall), replacement assemblages (transition layers), dense recrystallized assemblages, marcasite pseudomorphs after pyrrhotite (middle layer) | sulfide chimney | colloform, subhedral, anhedral, euhedral, dense coarse-grained, columnar pseudomorphs |  |  |  | sphalerite, pyrrhotite, anhydrite, galena, tetrahedrite, tennantite | Transverse sections (polished sections) | EMPA, LA-ICPMS, MC-ICPMS | JEOL JXA-8100 EPMA; Teledyne Cetac Technologies Analyte Excite laser ablation system coupled with an Agilent Technologies 7700x quadrupole ICP-MS; ESI NWR Image GEO 193 coupled with TOFWERK icp TOF R; Neptune Plus multicollector ICP-MS (Thermo Fisher Scientific, Bremen, Germany) coupled with a Geolas HD excimer ArF laser ablation system (Coherent, Göttingen, Germany); Bruker M4 Tornado™ system | SIO, MNR; China University of Petroleum (East China), Qingdao, China; Nanjing Focu MS Technology Co. Ltd., Nanjing, China; Shanghai Chemlab Laboratory, Shanghai, China; Wuhan Sample Solution Analytical Technology Co. Ltd., Wuhan, China | EPMA: beam current of 10 nA, beam size of 1–5 μm, accelerating voltage of 20 kV. Micro-XRF: rhodium target X-ray tube operating at 50 kV and 800 nA, polycapillary lens providing a 40-μm spot size on a 20-μm raster, dwell time of 5 ms per pixel. LA-ICP-MS: 193-nm ArF excimer laser, fluence of 6 J/cm², 6 Hz repetition rate for 40 seconds (240 pulses), 30-second pre-ablation blank, total run time 70 seconds, spot size 32–44 μm, He carrier gas mixed with Ar. LA-ICP-TOF-MS: 193 nm ArF excimer laser, spot diameter ~20 µm, repetition rate ~20 Hz, laser fluence ~7 J/cm², scan speed ~4000 µm/s, He carrier gas ~600 ml/min, washout time 50 ms. S isotope MC-ICP-MS: spot size ~44 μm, pulse frequency ~2 Hz, laser fluence ~5 J/cm², He carrier gas with Ar make-up gas. | MASS-1 (Fe-Cu-Zn-S pressed pellet) and GSE-1G (synthetic basaltic glass) from the United States Geological Survey; pyrite PPP-1; chalcopyrite GBW07268; pyrrhotite SP-Po-01 (δ34S = 1.4‰ ± 0.4‰); chalcopyrite SP-CP-01 (δ34S = 5.45‰ ± 0.3‰); natural and synthetic minerals from USA SPI Supplies | 54.0692 |  |  |  | 44.9341 |  | 0.37547 |  |  |  | 0.70477 |  |  |  | 0.77984 | [5 empty] | 1.3964 | [5 empty] | 43.6033 | [5 empty] | 4256.1913 | [9 empty] | 479407.2728 | [13 empty] | 0.036321 | [11 empty] | 67.5643 |  | 217.6772 |  | 33.2731 | [7 empty] | 7.2119 | [5 empty] | 292.2335 | [15 empty] | 514718.0865 |  | 3.0087 |  |  |  | 3.1497 | [5 empty] | 0.17983 | [7 empty] | 0.05935 | [5 empty] | 9.0748 |  |  |  | 7.5672 |  | 0.71602 | [7 empty] | 169.2683 |  |  |  |  | 2025
| Xunmei vent field, Niaochao vent field |  | Seafloor hydrothermal | Volcanic-hosted massive sulfide (VMS) | seafloor massive sulfide (SMS) | Cu, Zn, Au, Ag | Co, Pb, Sb | Cu, Zn, Au, Ag, Co, Pb, Sb |  |  | I-Py1 (n=9)-4 | I-Py1 (n=9)-4 | seafloor vent field |  |  |  |  | ore material | grab | grab | mineral separate | [5 empty] | mineralisation | sulfide chimney | pyrite, marcasite, chalcopyrite |  | pyrite, marcasite, chalcopyrite | multiple stages: colloform marcasite-pyrite intergrowths (outermost wall), replacement assemblages (transition layers), dense recrystallized assemblages, marcasite pseudomorphs after pyrrhotite (middle layer) | sulfide chimney | colloform, subhedral, anhedral, euhedral, dense coarse-grained, columnar pseudomorphs |  |  |  | sphalerite, pyrrhotite, anhydrite, galena, tetrahedrite, tennantite | Transverse sections (polished sections) | EMPA, LA-ICPMS, MC-ICPMS | JEOL JXA-8100 EPMA; Teledyne Cetac Technologies Analyte Excite laser ablation system coupled with an Agilent Technologies 7700x quadrupole ICP-MS; ESI NWR Image GEO 193 coupled with TOFWERK icp TOF R; Neptune Plus multicollector ICP-MS (Thermo Fisher Scientific, Bremen, Germany) coupled with a Geolas HD excimer ArF laser ablation system (Coherent, Göttingen, Germany); Bruker M4 Tornado™ system | SIO, MNR; China University of Petroleum (East China), Qingdao, China; Nanjing Focu MS Technology Co. Ltd., Nanjing, China; Shanghai Chemlab Laboratory, Shanghai, China; Wuhan Sample Solution Analytical Technology Co. Ltd., Wuhan, China | EPMA: beam current of 10 nA, beam size of 1–5 μm, accelerating voltage of 20 kV. Micro-XRF: rhodium target X-ray tube operating at 50 kV and 800 nA, polycapillary lens providing a 40-μm spot size on a 20-μm raster, dwell time of 5 ms per pixel. LA-ICP-MS: 193-nm ArF excimer laser, fluence of 6 J/cm², 6 Hz repetition rate for 40 seconds (240 pulses), 30-second pre-ablation blank, total run time 70 seconds, spot size 32–44 μm, He carrier gas mixed with Ar. LA-ICP-TOF-MS: 193 nm ArF excimer laser, spot diameter ~20 µm, repetition rate ~20 Hz, laser fluence ~7 J/cm², scan speed ~4000 µm/s, He carrier gas ~600 ml/min, washout time 50 ms. S isotope MC-ICP-MS: spot size ~44 μm, pulse frequency ~2 Hz, laser fluence ~5 J/cm², He carrier gas with Ar make-up gas. | MASS-1 (Fe-Cu-Zn-S pressed pellet) and GSE-1G (synthetic basaltic glass) from the United States Geological Survey; pyrite PPP-1; chalcopyrite GBW07268; pyrrhotite SP-Po-01 (δ34S = 1.4‰ ± 0.4‰); chalcopyrite SP-CP-01 (δ34S = 5.45‰ ± 0.3‰); natural and synthetic minerals from USA SPI Supplies | 27.8111 |  |  |  | 172.3228 |  | 0.23732 |  |  |  | 0.27161 | [9 empty] | 0.75498 | [5 empty] | 71.9268 | [5 empty] | 2798.8674 | [9 empty] | 487890.3677 | [13 empty] | 0.056018 | [11 empty] | 24.5033 |  | 110.9827 |  | 83.5733 | [7 empty] | 3.7034 | [5 empty] | 144.5012 | [15 empty] | 507946.1679 |  | 1.5559 |  |  |  | 6.0518 | [5 empty] | 0.1621 | [7 empty] | 0.077824 | [5 empty] | 21.0191 |  |  |  | 1.3504 |  | 0.75747 | [7 empty] | 222.433 |  |  |  |  | 2025
| Xunmei vent field, Niaochao vent field |  | Seafloor hydrothermal | Volcanic-hosted massive sulfide (VMS) | seafloor massive sulfide (SMS) | Cu, Zn, Au, Ag | Co, Pb, Sb | Cu, Zn, Au, Ag, Co, Pb, Sb |  |  | I-Py1 (n=9)-5 | I-Py1 (n=9)-5 | seafloor vent field |  |  |  |  | ore material | grab | grab | mineral separate | [5 empty] | mineralisation | sulfide chimney | pyrite, marcasite, chalcopyrite |  | pyrite, marcasite, chalcopyrite | multiple stages: colloform marcasite-pyrite intergrowths (outermost wall), replacement assemblages (transition layers), dense recrystallized assemblages, marcasite pseudomorphs after pyrrhotite (middle layer) | sulfide chimney | colloform, subhedral, anhedral, euhedral, dense coarse-grained, columnar pseudomorphs |  |  |  | sphalerite, pyrrhotite, anhydrite, galena, tetrahedrite, tennantite | Transverse sections (polished sections) | EMPA, LA-ICPMS, MC-ICPMS | JEOL JXA-8100 EPMA; Teledyne Cetac Technologies Analyte Excite laser ablation system coupled with an Agilent Technologies 7700x quadrupole ICP-MS; ESI NWR Image GEO 193 coupled with TOFWERK icp TOF R; Neptune Plus multicollector ICP-MS (Thermo Fisher Scientific, Bremen, Germany) coupled with a Geolas HD excimer ArF laser ablation system (Coherent, Göttingen, Germany); Bruker M4 Tornado™ system | SIO, MNR; China University of Petroleum (East China), Qingdao, China; Nanjing Focu MS Technology Co. Ltd., Nanjing, China; Shanghai Chemlab Laboratory, Shanghai, China; Wuhan Sample Solution Analytical Technology Co. Ltd., Wuhan, China | EPMA: beam current of 10 nA, beam size of 1–5 μm, accelerating voltage of 20 kV. Micro-XRF: rhodium target X-ray tube operating at 50 kV and 800 nA, polycapillary lens providing a 40-μm spot size on a 20-μm raster, dwell time of 5 ms per pixel. LA-ICP-MS: 193-nm ArF excimer laser, fluence of 6 J/cm², 6 Hz repetition rate for 40 seconds (240 pulses), 30-second pre-ablation blank, total run time 70 seconds, spot size 32–44 μm, He carrier gas mixed with Ar. LA-ICP-TOF-MS: 193 nm ArF excimer laser, spot diameter ~20 µm, repetition rate ~20 Hz, laser fluence ~7 J/cm², scan speed ~4000 µm/s, He carrier gas ~600 ml/min, washout time 50 ms. S isotope MC-ICP-MS: spot size ~44 μm, pulse frequency ~2 Hz, laser fluence ~5 J/cm², He carrier gas with Ar make-up gas. | MASS-1 (Fe-Cu-Zn-S pressed pellet) and GSE-1G (synthetic basaltic glass) from the United States Geological Survey; pyrite PPP-1; chalcopyrite GBW07268; pyrrhotite SP-Po-01 (δ34S = 1.4‰ ± 0.4‰); chalcopyrite SP-CP-01 (δ34S = 5.45‰ ± 0.3‰); natural and synthetic minerals from USA SPI Supplies | 16.1117 |  |  |  | 101.8202 |  | 0.16106 |  |  |  | 0.071264 | [9 empty] | 0.42297 | [5 empty] | 275.057 | [5 empty] | 2188.6868 | [9 empty] | 501254.6915 | [13 empty] | 0.02909 | [11 empty] | 8.2537 |  | 35.0194 |  | 49.3813 | [7 empty] | 2.4522 | [5 empty] | 55.1451 | [15 empty] | 495459.5226 |  | 0.57862 |  |  |  | 7.0295 | [5 empty] | 0.096917 | [13 empty] | 14.871 |  |  |  | 0.54927 |  | 0.63575 | [7 empty] | 202.7366 |  |  |  |  | 2025
| Xunmei vent field, Niaochao vent field |  | Seafloor hydrothermal | Volcanic-hosted massive sulfide (VMS) | seafloor massive sulfide (SMS) | Cu, Zn, Au, Ag | Co, Pb, Sb | Cu, Zn, Au, Ag, Co, Pb, Sb |  |  | I-Py1 (n=9)-6 | I-Py1 (n=9)-6 | seafloor vent field |  |  |  |  | ore material | grab | grab | mineral separate | [5 empty] | mineralisation | sulfide chimney | pyrite, marcasite, chalcopyrite |  | pyrite, marcasite, chalcopyrite | multiple stages: colloform marcasite-pyrite intergrowths (outermost wall), replacement assemblages (transition layers), dense recrystallized assemblages, marcasite pseudomorphs after pyrrhotite (middle layer) | sulfide chimney | colloform, subhedral, anhedral, euhedral, dense coarse-grained, columnar pseudomorphs |  |  |  | sphalerite, pyrrhotite, anhydrite, galena, tetrahedrite, tennantite | Transverse sections (polished sections) | EMPA, LA-ICPMS, MC-ICPMS | JEOL JXA-8100 EPMA; Teledyne Cetac Technologies Analyte Excite laser ablation system coupled with an Agilent Technologies 7700x quadrupole ICP-MS; ESI NWR Image GEO 193 coupled with TOFWERK icp TOF R; Neptune Plus multicollector ICP-MS (Thermo Fisher Scientific, Bremen, Germany) coupled with a Geolas HD excimer ArF laser ablation system (Coherent, Göttingen, Germany); Bruker M4 Tornado™ system | SIO, MNR; China University of Petroleum (East China), Qingdao, China; Nanjing Focu MS Technology Co. Ltd., Nanjing, China; Shanghai Chemlab Laboratory, Shanghai, China; Wuhan Sample Solution Analytical Technology Co. Ltd., Wuhan, China | EPMA: beam current of 10 nA, beam size of 1–5 μm, accelerating voltage of 20 kV. Micro-XRF: rhodium target X-ray tube operating at 50 kV and 800 nA, polycapillary lens providing a 40-μm spot size on a 20-μm raster, dwell time of 5 ms per pixel. LA-ICP-MS: 193-nm ArF excimer laser, fluence of 6 J/cm², 6 Hz repetition rate for 40 seconds (240 pulses), 30-second pre-ablation blank, total run time 70 seconds, spot size 32–44 μm, He carrier gas mixed with Ar. LA-ICP-TOF-MS: 193 nm ArF excimer laser, spot diameter ~20 µm, repetition rate ~20 Hz, laser fluence ~7 J/cm², scan speed ~4000 µm/s, He carrier gas ~600 ml/min, washout time 50 ms. S isotope MC-ICP-MS: spot size ~44 μm, pulse frequency ~2 Hz, laser fluence ~5 J/cm², He carrier gas with Ar make-up gas. | MASS-1 (Fe-Cu-Zn-S pressed pellet) and GSE-1G (synthetic basaltic glass) from the United States Geological Survey; pyrite PPP-1; chalcopyrite GBW07268; pyrrhotite SP-Po-01 (δ34S = 1.4‰ ± 0.4‰); chalcopyrite SP-CP-01 (δ34S = 5.45‰ ± 0.3‰); natural and synthetic minerals from USA SPI Supplies | 19.7978 |  |  |  | 79.553 |  | 0.26248 |  |  |  | 0.17541 | [9 empty] | 0.36852 | [5 empty] | 119.4312 | [5 empty] | 2385.8365 | [9 empty] | 473423.6923 | [13 empty] | 0.022066 | [11 empty] | 7.4431 |  | 46.6484 |  | 53.4571 | [7 empty] | 2.0837 | [5 empty] | 154.5568 | [15 empty] | 523245.9679 |  | 1.829 |  |  |  | 12.4565 | [5 empty] | 0.20679 | [13 empty] | 11.6689 |  |  |  | 1.8937 |  | 0.4434 | [7 empty] | 56.4132 |  |  |  |  | 2025
| Xunmei vent field, Niaochao vent field |  | Seafloor hydrothermal | Volcanic-hosted massive sulfide (VMS) | seafloor massive sulfide (SMS) | Cu, Zn, Au, Ag | Co, Pb, Sb | Cu, Zn, Au, Ag, Co, Pb, Sb |  |  | I-Py1 (n=9)-7 | I-Py1 (n=9)-7 | seafloor vent field |  |  |  |  | ore material | grab | grab | mineral separate | [5 empty] | mineralisation | sulfide chimney | pyrite, marcasite, chalcopyrite |  | pyrite, marcasite, chalcopyrite | multiple stages: colloform marcasite-pyrite intergrowths (outermost wall), replacement assemblages (transition layers), dense recrystallized assemblages, marcasite pseudomorphs after pyrrhotite (middle layer) | sulfide chimney | colloform, subhedral, anhedral, euhedral, dense coarse-grained, columnar pseudomorphs |  |  |  | sphalerite, pyrrhotite, anhydrite, galena, tetrahedrite, tennantite | Transverse sections (polished sections) | EMPA, LA-ICPMS, MC-ICPMS | JEOL JXA-8100 EPMA; Teledyne Cetac Technologies Analyte Excite laser ablation system coupled with an Agilent Technologies 7700x quadrupole ICP-MS; ESI NWR Image GEO 193 coupled with TOFWERK icp TOF R; Neptune Plus multicollector ICP-MS (Thermo Fisher Scientific, Bremen, Germany) coupled with a Geolas HD excimer ArF laser ablation system (Coherent, Göttingen, Germany); Bruker M4 Tornado™ system | SIO, MNR; China University of Petroleum (East China), Qingdao, China; Nanjing Focu MS Technology Co. Ltd., Nanjing, China; Shanghai Chemlab Laboratory, Shanghai, China; Wuhan Sample Solution Analytical Technology Co. Ltd., Wuhan, China | EPMA: beam current of 10 nA, beam size of 1–5 μm, accelerating voltage of 20 kV. Micro-XRF: rhodium target X-ray tube operating at 50 kV and 800 nA, polycapillary lens providing a 40-μm spot size on a 20-μm raster, dwell time of 5 ms per pixel. LA-ICP-MS: 193-nm ArF excimer laser, fluence of 6 J/cm², 6 Hz repetition rate for 40 seconds (240 pulses), 30-second pre-ablation blank, total run time 70 seconds, spot size 32–44 μm, He carrier gas mixed with Ar. LA-ICP-TOF-MS: 193 nm ArF excimer laser, spot diameter ~20 µm, repetition rate ~20 Hz, laser fluence ~7 J/cm², scan speed ~4000 µm/s, He carrier gas ~600 ml/min, washout time 50 ms. S isotope MC-ICP-MS: spot size ~44 μm, pulse frequency ~2 Hz, laser fluence ~5 J/cm², He carrier gas with Ar make-up gas. | MASS-1 (Fe-Cu-Zn-S pressed pellet) and GSE-1G (synthetic basaltic glass) from the United States Geological Survey; pyrite PPP-1; chalcopyrite GBW07268; pyrrhotite SP-Po-01 (δ34S = 1.4‰ ± 0.4‰); chalcopyrite SP-CP-01 (δ34S = 5.45‰ ± 0.3‰); natural and synthetic minerals from USA SPI Supplies | 11.1231 |  |  |  | 106.5758 |  | 0.108 |  |  |  | 0.055723 | [9 empty] | 2.0083 | [5 empty] | 15.4493 | [5 empty] | 3001.3951 | [9 empty] | 499922.3186 | [13 empty] | 0.049557 | [11 empty] | 2.6101 |  | 47.0965 |  | 38.0882 | [7 empty] | 1.4205 | [5 empty] | 55.5239 | [15 empty] | 495538.2621 |  | 0.50347 |  |  |  | 0.91531 | [5 empty] | 0.025793 | [13 empty] | 23.0398 |  |  |  | 0.13446 |  | 0.73515 | [7 empty] | 1050.735 |  |  |  |  | 2025
| Xunmei vent field, Niaochao vent field |  | Seafloor hydrothermal | Volcanic-hosted massive sulfide (VMS) | seafloor massive sulfide (SMS) | Cu, Zn, Au, Ag | Co, Pb, Sb | Cu, Zn, Au, Ag, Co, Pb, Sb |  |  | I-Py1 (n=9)-8 | I-Py1 (n=9)-8 | seafloor vent field |  |  |  |  | ore material | grab | grab | mineral separate | [5 empty] | mineralisation | sulfide chimney | pyrite, marcasite, chalcopyrite |  | pyrite, marcasite, chalcopyrite | multiple stages: colloform marcasite-pyrite intergrowths (outermost wall), replacement assemblages (transition layers), dense recrystallized assemblages, marcasite pseudomorphs after pyrrhotite (middle layer) | sulfide chimney | colloform, subhedral, anhedral, euhedral, dense coarse-grained, columnar pseudomorphs |  |  |  | sphalerite, pyrrhotite, anhydrite, galena, tetrahedrite, tennantite | Transverse sections (polished sections) | EMPA, LA-ICPMS, MC-ICPMS | JEOL JXA-8100 EPMA; Teledyne Cetac Technologies Analyte Excite laser ablation system coupled with an Agilent Technologies 7700x quadrupole ICP-MS; ESI NWR Image GEO 193 coupled with TOFWERK icp TOF R; Neptune Plus multicollector ICP-MS (Thermo Fisher Scientific, Bremen, Germany) coupled with a Geolas HD excimer ArF laser ablation system (Coherent, Göttingen, Germany); Bruker M4 Tornado™ system | SIO, MNR; China University of Petroleum (East China), Qingdao, China; Nanjing Focu MS Technology Co. Ltd., Nanjing, China; Shanghai Chemlab Laboratory, Shanghai, China; Wuhan Sample Solution Analytical Technology Co. Ltd., Wuhan, China | EPMA: beam current of 10 nA, beam size of 1–5 μm, accelerating voltage of 20 kV. Micro-XRF: rhodium target X-ray tube operating at 50 kV and 800 nA, polycapillary lens providing a 40-μm spot size on a 20-μm raster, dwell time of 5 ms per pixel. LA-ICP-MS: 193-nm ArF excimer laser, fluence of 6 J/cm², 6 Hz repetition rate for 40 seconds (240 pulses), 30-second pre-ablation blank, total run time 70 seconds, spot size 32–44 μm, He carrier gas mixed with Ar. LA-ICP-TOF-MS: 193 nm ArF excimer laser, spot diameter ~20 µm, repetition rate ~20 Hz, laser fluence ~7 J/cm², scan speed ~4000 µm/s, He carrier gas ~600 ml/min, washout time 50 ms. S isotope MC-ICP-MS: spot size ~44 μm, pulse frequency ~2 Hz, laser fluence ~5 J/cm², He carrier gas with Ar make-up gas. | MASS-1 (Fe-Cu-Zn-S pressed pellet) and GSE-1G (synthetic basaltic glass) from the United States Geological Survey; pyrite PPP-1; chalcopyrite GBW07268; pyrrhotite SP-Po-01 (δ34S = 1.4‰ ± 0.4‰); chalcopyrite SP-CP-01 (δ34S = 5.45‰ ± 0.3‰); natural and synthetic minerals from USA SPI Supplies | 43.1117 |  |  |  | 49.2124 |  | 0.26913 |  |  |  | 0.13253 | [9 empty] | 0.87683 | [5 empty] | 28.979 | [5 empty] | 2980.8806 | [9 empty] | 469938.0939 | [13 empty] | 0.038403 | [11 empty] | 25.2433 |  | 117.0551 |  | 58.3 | [7 empty] | 4.8505 | [5 empty] | 206.864 | [15 empty] | 526102.2121 |  | 2.3595 |  |  |  | 2.67 | [5 empty] | 0.090973 | [13 empty] | 10.8611 |  |  |  | 0.40211 |  | 0.73605 | [7 empty] | 58.4547 |  |  |  |  | 2025
| Xunmei vent field, Niaochao vent field |  | Seafloor hydrothermal | Volcanic-hosted massive sulfide (VMS) | seafloor massive sulfide (SMS) | Cu, Zn, Au, Ag | Co, Pb, Sb | Cu, Zn, Au, Ag, Co, Pb, Sb |  |  | I-Py1 (n=9)-9 | I-Py1 (n=9)-9 | seafloor vent field |  |  |  |  | ore material | grab | grab | mineral separate | [5 empty] | mineralisation | sulfide chimney | pyrite, marcasite, chalcopyrite |  | pyrite, marcasite, chalcopyrite | multiple stages: colloform marcasite-pyrite intergrowths (outermost wall), replacement assemblages (transition layers), dense recrystallized assemblages, marcasite pseudomorphs after pyrrhotite (middle layer) | sulfide chimney | colloform, subhedral, anhedral, euhedral, dense coarse-grained, columnar pseudomorphs |  |  |  | sphalerite, pyrrhotite, anhydrite, galena, tetrahedrite, tennantite | Transverse sections (polished sections) | EMPA, LA-ICPMS, MC-ICPMS | JEOL JXA-8100 EPMA; Teledyne Cetac Technologies Analyte Excite laser ablation system coupled with an Agilent Technologies 7700x quadrupole ICP-MS; ESI NWR Image GEO 193 coupled with TOFWERK icp TOF R; Neptune Plus multicollector ICP-MS (Thermo Fisher Scientific, Bremen, Germany) coupled with a Geolas HD excimer ArF laser ablation system (Coherent, Göttingen, Germany); Bruker M4 Tornado™ system | SIO, MNR; China University of Petroleum (East China), Qingdao, China; Nanjing Focu MS Technology Co. Ltd., Nanjing, China; Shanghai Chemlab Laboratory, Shanghai, China; Wuhan Sample Solution Analytical Technology Co. Ltd., Wuhan, China | EPMA: beam current of 10 nA, beam size of 1–5 μm, accelerating voltage of 20 kV. Micro-XRF: rhodium target X-ray tube operating at 50 kV and 800 nA, polycapillary lens providing a 40-μm spot size on a 20-μm raster, dwell time of 5 ms per pixel. LA-ICP-MS: 193-nm ArF excimer laser, fluence of 6 J/cm², 6 Hz repetition rate for 40 seconds (240 pulses), 30-second pre-ablation blank, total run time 70 seconds, spot size 32–44 μm, He carrier gas mixed with Ar. LA-ICP-TOF-MS: 193 nm ArF excimer laser, spot diameter ~20 µm, repetition rate ~20 Hz, laser fluence ~7 J/cm², scan speed ~4000 µm/s, He carrier gas ~600 ml/min, washout time 50 ms. S isotope MC-ICP-MS: spot size ~44 μm, pulse frequency ~2 Hz, laser fluence ~5 J/cm², He carrier gas with Ar make-up gas. | MASS-1 (Fe-Cu-Zn-S pressed pellet) and GSE-1G (synthetic basaltic glass) from the United States Geological Survey; pyrite PPP-1; chalcopyrite GBW07268; pyrrhotite SP-Po-01 (δ34S = 1.4‰ ± 0.4‰); chalcopyrite SP-CP-01 (δ34S = 5.45‰ ± 0.3‰); natural and synthetic minerals from USA SPI Supplies | 45.628 |  |  |  | 125.6902 |  | 0.5478 |  |  |  | 0.1587 | [9 empty] | 0.47494 | [5 empty] | 521.854 | [5 empty] | 1965.197 | [9 empty] | 470254.0336 | [13 empty] | 0.083919 | [11 empty] | 9.8866 |  | 649.6941 |  | 45.9392 | [7 empty] | 4.3928 | [5 empty] | 124.7137 | [15 empty] | 525699.6557 |  | 0.94936 |  |  |  | 4.4868 | [5 empty] | 0.083564 | [7 empty] | 0.06829 | [5 empty] | 41.0924 |  |  |  | 0.34982 |  | 1.911 | [7 empty] | 61.6929 |  |  |  |  | 2025
| Xunmei vent field, Niaochao vent field |  | Seafloor hydrothermal | Volcanic-hosted massive sulfide (VMS) | seafloor massive sulfide (SMS) | Cu, Zn, Au, Ag | Co, Pb, Sb | Cu, Zn, Au, Ag, Co, Pb, Sb |  |  | I-Py1 (n=9)-10 | I-Py1 (n=9)-10 | seafloor vent field |  |  |  |  | ore material | grab | grab | mineral separate | [5 empty] | mineralisation | sulfide chimney | pyrite, marcasite, chalcopyrite |  | pyrite, marcasite, chalcopyrite | multiple stages: colloform marcasite-pyrite intergrowths (outermost wall), replacement assemblages (transition layers), dense recrystallized assemblages, marcasite pseudomorphs after pyrrhotite (middle layer) | sulfide chimney | colloform, subhedral, anhedral, euhedral, dense coarse-grained, columnar pseudomorphs |  |  |  | sphalerite, pyrrhotite, anhydrite, galena, tetrahedrite, tennantite | Transverse sections (polished sections) | EMPA, LA-ICPMS, MC-ICPMS | JEOL JXA-8100 EPMA; Teledyne Cetac Technologies Analyte Excite laser ablation system coupled with an Agilent Technologies 7700x quadrupole ICP-MS; ESI NWR Image GEO 193 coupled with TOFWERK icp TOF R; Neptune Plus multicollector ICP-MS (Thermo Fisher Scientific, Bremen, Germany) coupled with a Geolas HD excimer ArF laser ablation system (Coherent, Göttingen, Germany); Bruker M4 Tornado™ system | SIO, MNR; China University of Petroleum (East China), Qingdao, China; Nanjing Focu MS Technology Co. Ltd., Nanjing, China; Shanghai Chemlab Laboratory, Shanghai, China; Wuhan Sample Solution Analytical Technology Co. Ltd., Wuhan, China | EPMA: beam current of 10 nA, beam size of 1–5 μm, accelerating voltage of 20 kV. Micro-XRF: rhodium target X-ray tube operating at 50 kV and 800 nA, polycapillary lens providing a 40-μm spot size on a 20-μm raster, dwell time of 5 ms per pixel. LA-ICP-MS: 193-nm ArF excimer laser, fluence of 6 J/cm², 6 Hz repetition rate for 40 seconds (240 pulses), 30-second pre-ablation blank, total run time 70 seconds, spot size 32–44 μm, He carrier gas mixed with Ar. LA-ICP-TOF-MS: 193 nm ArF excimer laser, spot diameter ~20 µm, repetition rate ~20 Hz, laser fluence ~7 J/cm², scan speed ~4000 µm/s, He carrier gas ~600 ml/min, washout time 50 ms. S isotope MC-ICP-MS: spot size ~44 μm, pulse frequency ~2 Hz, laser fluence ~5 J/cm², He carrier gas with Ar make-up gas. | MASS-1 (Fe-Cu-Zn-S pressed pellet) and GSE-1G (synthetic basaltic glass) from the United States Geological Survey; pyrite PPP-1; chalcopyrite GBW07268; pyrrhotite SP-Po-01 (δ34S = 1.4‰ ± 0.4‰); chalcopyrite SP-CP-01 (δ34S = 5.45‰ ± 0.3‰); natural and synthetic minerals from USA SPI Supplies | 43.1117 |  |  |  | 79.553 |  | 0.26913 |  |  |  | 0.17541 |  |  |  | 0.39309 | [5 empty] | 0.87683 | [5 empty] | 71.9268 | [5 empty] | 2980.8806 | [9 empty] | 481545.3763 | [13 empty] | 0.038403 | [11 empty] | 24.5033 |  | 117.0551 |  | 45.9392 | [7 empty] | 4.3928 | [5 empty] | 154.5568 | [15 empty] | 510697.6989 |  | 1.829 |  |  |  | 6.0518 | [5 empty] | 0.1621 | [7 empty] | 0.073057 | [5 empty] | 11.6689 |  |  |  | 1.3504 |  | 0.73605 | [7 empty] | 169.2683 |  |  |  |  | 2025
| Xunmei vent field, Niaochao vent field |  | Seafloor hydrothermal | Volcanic-hosted massive sulfide (VMS) | seafloor massive sulfide (SMS) | Cu, Zn, Au, Ag | Co, Pb, Sb | Cu, Zn, Au, Ag, Co, Pb, Sb |  |  | I-Py1 (n=9)-11 | I-Py1 (n=9)-11 | seafloor vent field |  |  |  |  | ore material | grab | grab | mineral separate | [5 empty] | mineralisation | sulfide chimney | pyrite, marcasite, chalcopyrite |  | pyrite, marcasite, chalcopyrite | multiple stages: colloform marcasite-pyrite intergrowths (outermost wall), replacement assemblages (transition layers), dense recrystallized assemblages, marcasite pseudomorphs after pyrrhotite (middle layer) | sulfide chimney | colloform, subhedral, anhedral, euhedral, dense coarse-grained, columnar pseudomorphs |  |  |  | sphalerite, pyrrhotite, anhydrite, galena, tetrahedrite, tennantite | Transverse sections (polished sections) | EMPA, LA-ICPMS, MC-ICPMS | JEOL JXA-8100 EPMA; Teledyne Cetac Technologies Analyte Excite laser ablation system coupled with an Agilent Technologies 7700x quadrupole ICP-MS; ESI NWR Image GEO 193 coupled with TOFWERK icp TOF R; Neptune Plus multicollector ICP-MS (Thermo Fisher Scientific, Bremen, Germany) coupled with a Geolas HD excimer ArF laser ablation system (Coherent, Göttingen, Germany); Bruker M4 Tornado™ system | SIO, MNR; China University of Petroleum (East China), Qingdao, China; Nanjing Focu MS Technology Co. Ltd., Nanjing, China; Shanghai Chemlab Laboratory, Shanghai, China; Wuhan Sample Solution Analytical Technology Co. Ltd., Wuhan, China | EPMA: beam current of 10 nA, beam size of 1–5 μm, accelerating voltage of 20 kV. Micro-XRF: rhodium target X-ray tube operating at 50 kV and 800 nA, polycapillary lens providing a 40-μm spot size on a 20-μm raster, dwell time of 5 ms per pixel. LA-ICP-MS: 193-nm ArF excimer laser, fluence of 6 J/cm², 6 Hz repetition rate for 40 seconds (240 pulses), 30-second pre-ablation blank, total run time 70 seconds, spot size 32–44 μm, He carrier gas mixed with Ar. LA-ICP-TOF-MS: 193 nm ArF excimer laser, spot diameter ~20 µm, repetition rate ~20 Hz, laser fluence ~7 J/cm², scan speed ~4000 µm/s, He carrier gas ~600 ml/min, washout time 50 ms. S isotope MC-ICP-MS: spot size ~44 μm, pulse frequency ~2 Hz, laser fluence ~5 J/cm², He carrier gas with Ar make-up gas. | MASS-1 (Fe-Cu-Zn-S pressed pellet) and GSE-1G (synthetic basaltic glass) from the United States Geological Survey; pyrite PPP-1; chalcopyrite GBW07268; pyrrhotite SP-Po-01 (δ34S = 1.4‰ ± 0.4‰); chalcopyrite SP-CP-01 (δ34S = 5.45‰ ± 0.3‰); natural and synthetic minerals from USA SPI Supplies | 35.5318 |  |  |  | 85.5264 |  | 0.30424 |  |  |  | 0.27704 |  |  |  | 0.39309 | [5 empty] | 1.1012 | [5 empty] | 132.0569 | [5 empty] | 3127.7699 | [9 empty] | 483378.1823 | [13 empty] | 0.044558 | [11 empty] | 35.7117 |  | 179.5507 |  | 46.3175 | [7 empty] | 5.0246 | [5 empty] | 189.0915 | [15 empty] | 511932.8927 |  | 2.0711 |  |  |  | 6.1703 | [5 empty] | 0.1591 | [7 empty] | 0.1051 | [5 empty] | 16.6955 |  |  |  | 2.2896 |  | 0.84595 | [7 empty] | 265.2624 |  |  |  |  | 2025
| Xunmei vent field, Niaochao vent field |  | Seafloor hydrothermal | Volcanic-hosted massive sulfide (VMS) | seafloor massive sulfide (SMS) | Cu, Zn, Au, Ag | Co, Pb, Sb | Cu, Zn, Au, Ag, Co, Pb, Sb |  |  | I-Py1 (n=9)-12 | I-Py1 (n=9)-12 | seafloor vent field |  |  |  |  | ore material | grab | grab | mineral separate | [5 empty] | mineralisation | sulfide chimney | pyrite, marcasite, chalcopyrite |  | pyrite, marcasite, chalcopyrite | multiple stages: colloform marcasite-pyrite intergrowths (outermost wall), replacement assemblages (transition layers), dense recrystallized assemblages, marcasite pseudomorphs after pyrrhotite (middle layer) | sulfide chimney | colloform, subhedral, anhedral, euhedral, dense coarse-grained, columnar pseudomorphs |  |  |  | sphalerite, pyrrhotite, anhydrite, galena, tetrahedrite, tennantite | Transverse sections (polished sections) | EMPA, LA-ICPMS, MC-ICPMS | JEOL JXA-8100 EPMA; Teledyne Cetac Technologies Analyte Excite laser ablation system coupled with an Agilent Technologies 7700x quadrupole ICP-MS; ESI NWR Image GEO 193 coupled with TOFWERK icp TOF R; Neptune Plus multicollector ICP-MS (Thermo Fisher Scientific, Bremen, Germany) coupled with a Geolas HD excimer ArF laser ablation system (Coherent, Göttingen, Germany); Bruker M4 Tornado™ system | SIO, MNR; China University of Petroleum (East China), Qingdao, China; Nanjing Focu MS Technology Co. Ltd., Nanjing, China; Shanghai Chemlab Laboratory, Shanghai, China; Wuhan Sample Solution Analytical Technology Co. Ltd., Wuhan, China | EPMA: beam current of 10 nA, beam size of 1–5 μm, accelerating voltage of 20 kV. Micro-XRF: rhodium target X-ray tube operating at 50 kV and 800 nA, polycapillary lens providing a 40-μm spot size on a 20-μm raster, dwell time of 5 ms per pixel. LA-ICP-MS: 193-nm ArF excimer laser, fluence of 6 J/cm², 6 Hz repetition rate for 40 seconds (240 pulses), 30-second pre-ablation blank, total run time 70 seconds, spot size 32–44 μm, He carrier gas mixed with Ar. LA-ICP-TOF-MS: 193 nm ArF excimer laser, spot diameter ~20 µm, repetition rate ~20 Hz, laser fluence ~7 J/cm², scan speed ~4000 µm/s, He carrier gas ~600 ml/min, washout time 50 ms. S isotope MC-ICP-MS: spot size ~44 μm, pulse frequency ~2 Hz, laser fluence ~5 J/cm², He carrier gas with Ar make-up gas. | MASS-1 (Fe-Cu-Zn-S pressed pellet) and GSE-1G (synthetic basaltic glass) from the United States Geological Survey; pyrite PPP-1; chalcopyrite GBW07268; pyrrhotite SP-Po-01 (δ34S = 1.4‰ ± 0.4‰); chalcopyrite SP-CP-01 (δ34S = 5.45‰ ± 0.3‰); natural and synthetic minerals from USA SPI Supplies | 17.2395 |  |  |  | 44.967 |  | 0.13505 |  |  |  | 0.22253 |  |  |  | 0.54695 | [5 empty] | 0.75912 | [5 empty] | 166.3194 | [5 empty] | 973.7178 | [9 empty] | 11705.9052 | [13 empty] | 0.01905 | [11 empty] | 46.0752 |  | 189.6465 |  | 18.4699 | [7 empty] | 3.2811 | [5 empty] | 110.0369 | [15 empty] | 11721.6168 |  | 1.3518 |  |  |  | 3.9037 | [5 empty] | 0.10832 | [7 empty] | 0.073608 | [5 empty] | 10.5116 |  |  |  | 2.5401 |  | 0.41686 | [7 empty] | 317.7263 |  |  |  |  | 2025
| Xunmei vent field, Niaochao vent field |  | Seafloor hydrothermal | Volcanic-hosted massive sulfide (VMS) | seafloor massive sulfide (SMS) | Cu, Zn, Au, Ag | Co, Pb, Sb | Cu, Zn, Au, Ag, Co, Pb, Sb |  |  | I-Py2 (n=11)-1 | I-Py2 (n=11)-1 | seafloor vent field |  |  |  |  | ore material | grab | grab | mineral separate | [5 empty] | mineralisation | sulfide chimney | pyrite, marcasite, chalcopyrite |  | pyrite, marcasite, chalcopyrite | multiple stages: colloform marcasite-pyrite intergrowths (outermost wall), replacement assemblages (transition layers), dense recrystallized assemblages, marcasite pseudomorphs after pyrrhotite (middle layer) | sulfide chimney | colloform, subhedral, anhedral, euhedral, dense coarse-grained, columnar pseudomorphs |  |  |  | sphalerite, pyrrhotite, anhydrite, galena, tetrahedrite, tennantite | Transverse sections (polished sections) | EMPA, LA-ICPMS, MC-ICPMS | JEOL JXA-8100 EPMA; Teledyne Cetac Technologies Analyte Excite laser ablation system coupled with an Agilent Technologies 7700x quadrupole ICP-MS; ESI NWR Image GEO 193 coupled with TOFWERK icp TOF R; Neptune Plus multicollector ICP-MS (Thermo Fisher Scientific, Bremen, Germany) coupled with a Geolas HD excimer ArF laser ablation system (Coherent, Göttingen, Germany); Bruker M4 Tornado™ system | SIO, MNR; China University of Petroleum (East China), Qingdao, China; Nanjing Focu MS Technology Co. Ltd., Nanjing, China; Shanghai Chemlab Laboratory, Shanghai, China; Wuhan Sample Solution Analytical Technology Co. Ltd., Wuhan, China | EPMA: beam current of 10 nA, beam size of 1–5 μm, accelerating voltage of 20 kV. Micro-XRF: rhodium target X-ray tube operating at 50 kV and 800 nA, polycapillary lens providing a 40-μm spot size on a 20-μm raster, dwell time of 5 ms per pixel. LA-ICP-MS: 193-nm ArF excimer laser, fluence of 6 J/cm², 6 Hz repetition rate for 40 seconds (240 pulses), 30-second pre-ablation blank, total run time 70 seconds, spot size 32–44 μm, He carrier gas mixed with Ar. LA-ICP-TOF-MS: 193 nm ArF excimer laser, spot diameter ~20 µm, repetition rate ~20 Hz, laser fluence ~7 J/cm², scan speed ~4000 µm/s, He carrier gas ~600 ml/min, washout time 50 ms. S isotope MC-ICP-MS: spot size ~44 μm, pulse frequency ~2 Hz, laser fluence ~5 J/cm², He carrier gas with Ar make-up gas. | MASS-1 (Fe-Cu-Zn-S pressed pellet) and GSE-1G (synthetic basaltic glass) from the United States Geological Survey; pyrite PPP-1; chalcopyrite GBW07268; pyrrhotite SP-Po-01 (δ34S = 1.4‰ ± 0.4‰); chalcopyrite SP-CP-01 (δ34S = 5.45‰ ± 0.3‰); natural and synthetic minerals from USA SPI Supplies | 28.3696 |  |  |  | 275.9594 |  | 0.51787 |  |  |  | 0.009966 |  |  |  | 0.007069 | [5 empty] | 2.5236 | [5 empty] | 296.554 | [5 empty] | 492.5823 | [9 empty] | 482973.9914 | [13 empty] | 0.10185 | [11 empty] | 12.3005 |  | 22.8012 |  | 18.17 | [7 empty] | 0.43164 | [5 empty] | 916.3585 | [15 empty] | 512803.0241 |  | 2.2427 |  |  |  | 11.3002 | [19 empty] | 18.7112 |  |  |  | 0.085652 |  | 0.85625 | [7 empty] | 1806.5998 |  |  |  |  | 2025
| Xunmei vent field, Niaochao vent field |  | Seafloor hydrothermal | Volcanic-hosted massive sulfide (VMS) | seafloor massive sulfide (SMS) | Cu, Zn, Au, Ag | Co, Pb, Sb | Cu, Zn, Au, Ag, Co, Pb, Sb |  |  | I-Py2 (n=11)-2 | I-Py2 (n=11)-2 | seafloor vent field |  |  |  |  | ore material | grab | grab | mineral separate | [5 empty] | mineralisation | sulfide chimney | pyrite, marcasite, chalcopyrite |  | pyrite, marcasite, chalcopyrite | multiple stages: colloform marcasite-pyrite intergrowths (outermost wall), replacement assemblages (transition layers), dense recrystallized assemblages, marcasite pseudomorphs after pyrrhotite (middle layer) | sulfide chimney | colloform, subhedral, anhedral, euhedral, dense coarse-grained, columnar pseudomorphs |  |  |  | sphalerite, pyrrhotite, anhydrite, galena, tetrahedrite, tennantite | Transverse sections (polished sections) | EMPA, LA-ICPMS, MC-ICPMS | JEOL JXA-8100 EPMA; Teledyne Cetac Technologies Analyte Excite laser ablation system coupled with an Agilent Technologies 7700x quadrupole ICP-MS; ESI NWR Image GEO 193 coupled with TOFWERK icp TOF R; Neptune Plus multicollector ICP-MS (Thermo Fisher Scientific, Bremen, Germany) coupled with a Geolas HD excimer ArF laser ablation system (Coherent, Göttingen, Germany); Bruker M4 Tornado™ system | SIO, MNR; China University of Petroleum (East China), Qingdao, China; Nanjing Focu MS Technology Co. Ltd., Nanjing, China; Shanghai Chemlab Laboratory, Shanghai, China; Wuhan Sample Solution Analytical Technology Co. Ltd., Wuhan, China | EPMA: beam current of 10 nA, beam size of 1–5 μm, accelerating voltage of 20 kV. Micro-XRF: rhodium target X-ray tube operating at 50 kV and 800 nA, polycapillary lens providing a 40-μm spot size on a 20-μm raster, dwell time of 5 ms per pixel. LA-ICP-MS: 193-nm ArF excimer laser, fluence of 6 J/cm², 6 Hz repetition rate for 40 seconds (240 pulses), 30-second pre-ablation blank, total run time 70 seconds, spot size 32–44 μm, He carrier gas mixed with Ar. LA-ICP-TOF-MS: 193 nm ArF excimer laser, spot diameter ~20 µm, repetition rate ~20 Hz, laser fluence ~7 J/cm², scan speed ~4000 µm/s, He carrier gas ~600 ml/min, washout time 50 ms. S isotope MC-ICP-MS: spot size ~44 μm, pulse frequency ~2 Hz, laser fluence ~5 J/cm², He carrier gas with Ar make-up gas. | MASS-1 (Fe-Cu-Zn-S pressed pellet) and GSE-1G (synthetic basaltic glass) from the United States Geological Survey; pyrite PPP-1; chalcopyrite GBW07268; pyrrhotite SP-Po-01 (δ34S = 1.4‰ ± 0.4‰); chalcopyrite SP-CP-01 (δ34S = 5.45‰ ± 0.3‰); natural and synthetic minerals from USA SPI Supplies | 29.5001 |  |  |  | 691.0557 |  | 2.0708 |  |  |  | 0.018793 | [9 empty] | 1.723 | [5 empty] | 1.104 | [5 empty] | 54.9922 | [9 empty] | 499950.4012 | [13 empty] | 0.028399 | [11 empty] | 0.43284 |  | 371.0792 |  | 32.2344 | [7 empty] | 0.79215 | [5 empty] | 598.2007 | [15 empty] | 494523.2806 |  | 1.8187 |  |  |  | 1.3051 | [5 empty] | 0.11333 | [13 empty] | 4.3834 |  |  |  | 0.006825 |  | 3.6567 | [7 empty] | 3559.4145 |  |  |  |  | 2025
| Xunmei vent field, Niaochao vent field |  | Seafloor hydrothermal | Volcanic-hosted massive sulfide (VMS) | seafloor massive sulfide (SMS) | Cu, Zn, Au, Ag | Co, Pb, Sb | Cu, Zn, Au, Ag, Co, Pb, Sb |  |  | I-Py2 (n=11)-3 | I-Py2 (n=11)-3 | seafloor vent field |  |  |  |  | ore material | grab | grab | mineral separate | [5 empty] | mineralisation | sulfide chimney | pyrite, marcasite, chalcopyrite |  | pyrite, marcasite, chalcopyrite | multiple stages: colloform marcasite-pyrite intergrowths (outermost wall), replacement assemblages (transition layers), dense recrystallized assemblages, marcasite pseudomorphs after pyrrhotite (middle layer) | sulfide chimney | colloform, subhedral, anhedral, euhedral, dense coarse-grained, columnar pseudomorphs |  |  |  | sphalerite, pyrrhotite, anhydrite, galena, tetrahedrite, tennantite | Transverse sections (polished sections) | EMPA, LA-ICPMS, MC-ICPMS | JEOL JXA-8100 EPMA; Teledyne Cetac Technologies Analyte Excite laser ablation system coupled with an Agilent Technologies 7700x quadrupole ICP-MS; ESI NWR Image GEO 193 coupled with TOFWERK icp TOF R; Neptune Plus multicollector ICP-MS (Thermo Fisher Scientific, Bremen, Germany) coupled with a Geolas HD excimer ArF laser ablation system (Coherent, Göttingen, Germany); Bruker M4 Tornado™ system | SIO, MNR; China University of Petroleum (East China), Qingdao, China; Nanjing Focu MS Technology Co. Ltd., Nanjing, China; Shanghai Chemlab Laboratory, Shanghai, China; Wuhan Sample Solution Analytical Technology Co. Ltd., Wuhan, China | EPMA: beam current of 10 nA, beam size of 1–5 μm, accelerating voltage of 20 kV. Micro-XRF: rhodium target X-ray tube operating at 50 kV and 800 nA, polycapillary lens providing a 40-μm spot size on a 20-μm raster, dwell time of 5 ms per pixel. LA-ICP-MS: 193-nm ArF excimer laser, fluence of 6 J/cm², 6 Hz repetition rate for 40 seconds (240 pulses), 30-second pre-ablation blank, total run time 70 seconds, spot size 32–44 μm, He carrier gas mixed with Ar. LA-ICP-TOF-MS: 193 nm ArF excimer laser, spot diameter ~20 µm, repetition rate ~20 Hz, laser fluence ~7 J/cm², scan speed ~4000 µm/s, He carrier gas ~600 ml/min, washout time 50 ms. S isotope MC-ICP-MS: spot size ~44 μm, pulse frequency ~2 Hz, laser fluence ~5 J/cm², He carrier gas with Ar make-up gas. | MASS-1 (Fe-Cu-Zn-S pressed pellet) and GSE-1G (synthetic basaltic glass) from the United States Geological Survey; pyrite PPP-1; chalcopyrite GBW07268; pyrrhotite SP-Po-01 (δ34S = 1.4‰ ± 0.4‰); chalcopyrite SP-CP-01 (δ34S = 5.45‰ ± 0.3‰); natural and synthetic minerals from USA SPI Supplies | 8.3248 |  |  |  | 372.7834 |  | 0.69699 | [13 empty] | 0.51011 | [5 empty] | 7.3568 | [5 empty] | 107.3773 | [9 empty] | 500238.6581 | [13 empty] | 0.013101 | [13 empty] | 58.7866 |  | 15.3275 | [7 empty] | 0.47364 | [5 empty] | 1276.3629 | [15 empty] | 497267.9502 |  | 1.3511 |  |  |  | 1.1167 | [5 empty] | 0.10445 | [13 empty] | 21.1579 |  |  |  | 0.022036 |  | 1.2214 | [7 empty] | 411.2374 |  |  |  |  | 2025
| Xunmei vent field, Niaochao vent field |  | Seafloor hydrothermal | Volcanic-hosted massive sulfide (VMS) | seafloor massive sulfide (SMS) | Cu, Zn, Au, Ag | Co, Pb, Sb | Cu, Zn, Au, Ag, Co, Pb, Sb |  |  | I-Py2 (n=11)-4 | I-Py2 (n=11)-4 | seafloor vent field |  |  |  |  | ore material | grab | grab | mineral separate | [5 empty] | mineralisation | sulfide chimney | pyrite, marcasite, chalcopyrite |  | pyrite, marcasite, chalcopyrite | multiple stages: colloform marcasite-pyrite intergrowths (outermost wall), replacement assemblages (transition layers), dense recrystallized assemblages, marcasite pseudomorphs after pyrrhotite (middle layer) | sulfide chimney | colloform, subhedral, anhedral, euhedral, dense coarse-grained, columnar pseudomorphs |  |  |  | sphalerite, pyrrhotite, anhydrite, galena, tetrahedrite, tennantite | Transverse sections (polished sections) | EMPA, LA-ICPMS, MC-ICPMS | JEOL JXA-8100 EPMA; Teledyne Cetac Technologies Analyte Excite laser ablation system coupled with an Agilent Technologies 7700x quadrupole ICP-MS; ESI NWR Image GEO 193 coupled with TOFWERK icp TOF R; Neptune Plus multicollector ICP-MS (Thermo Fisher Scientific, Bremen, Germany) coupled with a Geolas HD excimer ArF laser ablation system (Coherent, Göttingen, Germany); Bruker M4 Tornado™ system | SIO, MNR; China University of Petroleum (East China), Qingdao, China; Nanjing Focu MS Technology Co. Ltd., Nanjing, China; Shanghai Chemlab Laboratory, Shanghai, China; Wuhan Sample Solution Analytical Technology Co. Ltd., Wuhan, China | EPMA: beam current of 10 nA, beam size of 1–5 μm, accelerating voltage of 20 kV. Micro-XRF: rhodium target X-ray tube operating at 50 kV and 800 nA, polycapillary lens providing a 40-μm spot size on a 20-μm raster, dwell time of 5 ms per pixel. LA-ICP-MS: 193-nm ArF excimer laser, fluence of 6 J/cm², 6 Hz repetition rate for 40 seconds (240 pulses), 30-second pre-ablation blank, total run time 70 seconds, spot size 32–44 μm, He carrier gas mixed with Ar. LA-ICP-TOF-MS: 193 nm ArF excimer laser, spot diameter ~20 µm, repetition rate ~20 Hz, laser fluence ~7 J/cm², scan speed ~4000 µm/s, He carrier gas ~600 ml/min, washout time 50 ms. S isotope MC-ICP-MS: spot size ~44 μm, pulse frequency ~2 Hz, laser fluence ~5 J/cm², He carrier gas with Ar make-up gas. | MASS-1 (Fe-Cu-Zn-S pressed pellet) and GSE-1G (synthetic basaltic glass) from the United States Geological Survey; pyrite PPP-1; chalcopyrite GBW07268; pyrrhotite SP-Po-01 (δ34S = 1.4‰ ± 0.4‰); chalcopyrite SP-CP-01 (δ34S = 5.45‰ ± 0.3‰); natural and synthetic minerals from USA SPI Supplies | 10.6162 |  |  |  | 428.0337 |  | 0.78469 |  |  |  | 0.014196 | [9 empty] | 0.19672 | [5 empty] | 17.1048 | [5 empty] | 197.7669 | [9 empty] | 504357.8241 | [13 empty] | 0.007643 | [13 empty] | 28.3461 |  | 5.2227 | [7 empty] | 0.26814 | [5 empty] | 1034.0035 | [15 empty] | 492227.4635 |  | 4.9917 |  |  |  | 1.093 | [5 empty] | 0.16444 | [13 empty] | 131.2618 |  |  |  | 0.056719 |  | 0.37318 | [7 empty] | 1312.1802 |  |  |  |  | 2025
| Xunmei vent field, Niaochao vent field |  | Seafloor hydrothermal | Volcanic-hosted massive sulfide (VMS) | seafloor massive sulfide (SMS) | Cu, Zn, Au, Ag | Co, Pb, Sb | Cu, Zn, Au, Ag, Co, Pb, Sb |  |  | I-Py2 (n=11)-5 | I-Py2 (n=11)-5 | seafloor vent field |  |  |  |  | ore material | grab | grab | mineral separate | [5 empty] | mineralisation | sulfide chimney | pyrite, marcasite, chalcopyrite |  | pyrite, marcasite, chalcopyrite | multiple stages: colloform marcasite-pyrite intergrowths (outermost wall), replacement assemblages (transition layers), dense recrystallized assemblages, marcasite pseudomorphs after pyrrhotite (middle layer) | sulfide chimney | colloform, subhedral, anhedral, euhedral, dense coarse-grained, columnar pseudomorphs |  |  |  | sphalerite, pyrrhotite, anhydrite, galena, tetrahedrite, tennantite | Transverse sections (polished sections) | EMPA, LA-ICPMS, MC-ICPMS | JEOL JXA-8100 EPMA; Teledyne Cetac Technologies Analyte Excite laser ablation system coupled with an Agilent Technologies 7700x quadrupole ICP-MS; ESI NWR Image GEO 193 coupled with TOFWERK icp TOF R; Neptune Plus multicollector ICP-MS (Thermo Fisher Scientific, Bremen, Germany) coupled with a Geolas HD excimer ArF laser ablation system (Coherent, Göttingen, Germany); Bruker M4 Tornado™ system | SIO, MNR; China University of Petroleum (East China), Qingdao, China; Nanjing Focu MS Technology Co. Ltd., Nanjing, China; Shanghai Chemlab Laboratory, Shanghai, China; Wuhan Sample Solution Analytical Technology Co. Ltd., Wuhan, China | EPMA: beam current of 10 nA, beam size of 1–5 μm, accelerating voltage of 20 kV. Micro-XRF: rhodium target X-ray tube operating at 50 kV and 800 nA, polycapillary lens providing a 40-μm spot size on a 20-μm raster, dwell time of 5 ms per pixel. LA-ICP-MS: 193-nm ArF excimer laser, fluence of 6 J/cm², 6 Hz repetition rate for 40 seconds (240 pulses), 30-second pre-ablation blank, total run time 70 seconds, spot size 32–44 μm, He carrier gas mixed with Ar. LA-ICP-TOF-MS: 193 nm ArF excimer laser, spot diameter ~20 µm, repetition rate ~20 Hz, laser fluence ~7 J/cm², scan speed ~4000 µm/s, He carrier gas ~600 ml/min, washout time 50 ms. S isotope MC-ICP-MS: spot size ~44 μm, pulse frequency ~2 Hz, laser fluence ~5 J/cm², He carrier gas with Ar make-up gas. | MASS-1 (Fe-Cu-Zn-S pressed pellet) and GSE-1G (synthetic basaltic glass) from the United States Geological Survey; pyrite PPP-1; chalcopyrite GBW07268; pyrrhotite SP-Po-01 (δ34S = 1.4‰ ± 0.4‰); chalcopyrite SP-CP-01 (δ34S = 5.45‰ ± 0.3‰); natural and synthetic minerals from USA SPI Supplies | 2.9374 |  |  |  | 644.3474 |  | 0.67536 |  |  |  | 0.00663 | [9 empty] | 0.45149 | [5 empty] | 16.6398 | [5 empty] | 74.7084 | [9 empty] | 488575.412 | [13 empty] | 0.052652 | [11 empty] | 1.2205 |  | 151.2123 |  | 58.9662 | [7 empty] | 1.756 | [5 empty] | 1858.9802 | [15 empty] | 507976.2168 |  | 1.7232 | [9 empty] | 0.099092 | [13 empty] | 29.2641 | [5 empty] | 1.3331 | [7 empty] | 420.6714 |  |  |  |  | 2025
| Xunmei vent field, Niaochao vent field |  | Seafloor hydrothermal | Volcanic-hosted massive sulfide (VMS) | seafloor massive sulfide (SMS) | Cu, Zn, Au, Ag | Co, Pb, Sb | Cu, Zn, Au, Ag, Co, Pb, Sb |  |  | I-Py2 (n=11)-6 | I-Py2 (n=11)-6 | seafloor vent field |  |  |  |  | ore material | grab | grab | mineral separate | [5 empty] | mineralisation | sulfide chimney | pyrite, marcasite, chalcopyrite |  | pyrite, marcasite, chalcopyrite | multiple stages: colloform marcasite-pyrite intergrowths (outermost wall), replacement assemblages (transition layers), dense recrystallized assemblages, marcasite pseudomorphs after pyrrhotite (middle layer) | sulfide chimney | colloform, subhedral, anhedral, euhedral, dense coarse-grained, columnar pseudomorphs |  |  |  | sphalerite, pyrrhotite, anhydrite, galena, tetrahedrite, tennantite | Transverse sections (polished sections) | EMPA, LA-ICPMS, MC-ICPMS | JEOL JXA-8100 EPMA; Teledyne Cetac Technologies Analyte Excite laser ablation system coupled with an Agilent Technologies 7700x quadrupole ICP-MS; ESI NWR Image GEO 193 coupled with TOFWERK icp TOF R; Neptune Plus multicollector ICP-MS (Thermo Fisher Scientific, Bremen, Germany) coupled with a Geolas HD excimer ArF laser ablation system (Coherent, Göttingen, Germany); Bruker M4 Tornado™ system | SIO, MNR; China University of Petroleum (East China), Qingdao, China; Nanjing Focu MS Technology Co. Ltd., Nanjing, China; Shanghai Chemlab Laboratory, Shanghai, China; Wuhan Sample Solution Analytical Technology Co. Ltd., Wuhan, China | EPMA: beam current of 10 nA, beam size of 1–5 μm, accelerating voltage of 20 kV. Micro-XRF: rhodium target X-ray tube operating at 50 kV and 800 nA, polycapillary lens providing a 40-μm spot size on a 20-μm raster, dwell time of 5 ms per pixel. LA-ICP-MS: 193-nm ArF excimer laser, fluence of 6 J/cm², 6 Hz repetition rate for 40 seconds (240 pulses), 30-second pre-ablation blank, total run time 70 seconds, spot size 32–44 μm, He carrier gas mixed with Ar. LA-ICP-TOF-MS: 193 nm ArF excimer laser, spot diameter ~20 µm, repetition rate ~20 Hz, laser fluence ~7 J/cm², scan speed ~4000 µm/s, He carrier gas ~600 ml/min, washout time 50 ms. S isotope MC-ICP-MS: spot size ~44 μm, pulse frequency ~2 Hz, laser fluence ~5 J/cm², He carrier gas with Ar make-up gas. | MASS-1 (Fe-Cu-Zn-S pressed pellet) and GSE-1G (synthetic basaltic glass) from the United States Geological Survey; pyrite PPP-1; chalcopyrite GBW07268; pyrrhotite SP-Po-01 (δ34S = 1.4‰ ± 0.4‰); chalcopyrite SP-CP-01 (δ34S = 5.45‰ ± 0.3‰); natural and synthetic minerals from USA SPI Supplies | 1.3022 |  |  |  | 607.6564 |  | 0.32431 | [7 empty] | 0.00619 | [5 empty] | 0.81029 | [5 empty] | 5.6465 | [5 empty] | 39.2571 | [9 empty] | 490755.1727 | [13 empty] | 0.013663 | [11 empty] | 0.48451 |  | 151.1406 |  | 52.3513 | [7 empty] | 1.3867 | [5 empty] | 693.3692 | [15 empty] | 506233.1924 |  | 1.1354 | [23 empty] | 32.3604 |  |  |  | 0.26571 |  | 1.6716 | [7 empty] | 1209.9056 |  |  |  |  | 2025
| Xunmei vent field, Niaochao vent field |  | Seafloor hydrothermal | Volcanic-hosted massive sulfide (VMS) | seafloor massive sulfide (SMS) | Cu, Zn, Au, Ag | Co, Pb, Sb | Cu, Zn, Au, Ag, Co, Pb, Sb |  |  | I-Py2 (n=11)-7 | I-Py2 (n=11)-7 | seafloor vent field |  |  |  |  | ore material | grab | grab | mineral separate | [5 empty] | mineralisation | sulfide chimney | pyrite, marcasite, chalcopyrite |  | pyrite, marcasite, chalcopyrite | multiple stages: colloform marcasite-pyrite intergrowths (outermost wall), replacement assemblages (transition layers), dense recrystallized assemblages, marcasite pseudomorphs after pyrrhotite (middle layer) | sulfide chimney | colloform, subhedral, anhedral, euhedral, dense coarse-grained, columnar pseudomorphs |  |  |  | sphalerite, pyrrhotite, anhydrite, galena, tetrahedrite, tennantite | Transverse sections (polished sections) | EMPA, LA-ICPMS, MC-ICPMS | JEOL JXA-8100 EPMA; Teledyne Cetac Technologies Analyte Excite laser ablation system coupled with an Agilent Technologies 7700x quadrupole ICP-MS; ESI NWR Image GEO 193 coupled with TOFWERK icp TOF R; Neptune Plus multicollector ICP-MS (Thermo Fisher Scientific, Bremen, Germany) coupled with a Geolas HD excimer ArF laser ablation system (Coherent, Göttingen, Germany); Bruker M4 Tornado™ system | SIO, MNR; China University of Petroleum (East China), Qingdao, China; Nanjing Focu MS Technology Co. Ltd., Nanjing, China; Shanghai Chemlab Laboratory, Shanghai, China; Wuhan Sample Solution Analytical Technology Co. Ltd., Wuhan, China | EPMA: beam current of 10 nA, beam size of 1–5 μm, accelerating voltage of 20 kV. Micro-XRF: rhodium target X-ray tube operating at 50 kV and 800 nA, polycapillary lens providing a 40-μm spot size on a 20-μm raster, dwell time of 5 ms per pixel. LA-ICP-MS: 193-nm ArF excimer laser, fluence of 6 J/cm², 6 Hz repetition rate for 40 seconds (240 pulses), 30-second pre-ablation blank, total run time 70 seconds, spot size 32–44 μm, He carrier gas mixed with Ar. LA-ICP-TOF-MS: 193 nm ArF excimer laser, spot diameter ~20 µm, repetition rate ~20 Hz, laser fluence ~7 J/cm², scan speed ~4000 µm/s, He carrier gas ~600 ml/min, washout time 50 ms. S isotope MC-ICP-MS: spot size ~44 μm, pulse frequency ~2 Hz, laser fluence ~5 J/cm², He carrier gas with Ar make-up gas. | MASS-1 (Fe-Cu-Zn-S pressed pellet) and GSE-1G (synthetic basaltic glass) from the United States Geological Survey; pyrite PPP-1; chalcopyrite GBW07268; pyrrhotite SP-Po-01 (δ34S = 1.4‰ ± 0.4‰); chalcopyrite SP-CP-01 (δ34S = 5.45‰ ± 0.3‰); natural and synthetic minerals from USA SPI Supplies | 5.0751 |  |  |  | 583.9634 |  | 0.29467 |  |  |  | 0.047477 | [9 empty] | 2.2546 | [5 empty] | 2.801 | [5 empty] | 99.4297 | [9 empty] | 486771.4571 | [13 empty] | 0.01528 | [13 empty] | 94.696 |  | 48.4748 | [7 empty] | 1.677 | [5 empty] | 1889.7895 | [15 empty] | 508702.9492 |  | 2.0134 |  |  |  | 0.79605 | [19 empty] | 34.5987 |  |  |  | 0.013757 |  | 2.2602 | [7 empty] | 1619.9751 |  |  |  |  | 2025
| Xunmei vent field, Niaochao vent field |  | Seafloor hydrothermal | Volcanic-hosted massive sulfide (VMS) | seafloor massive sulfide (SMS) | Cu, Zn, Au, Ag | Co, Pb, Sb | Cu, Zn, Au, Ag, Co, Pb, Sb |  |  | I-Py2 (n=11)-8 | I-Py2 (n=11)-8 | seafloor vent field |  |  |  |  | ore material | grab | grab | mineral separate | [5 empty] | mineralisation | sulfide chimney | pyrite, marcasite, chalcopyrite |  | pyrite, marcasite, chalcopyrite | multiple stages: colloform marcasite-pyrite intergrowths (outermost wall), replacement assemblages (transition layers), dense recrystallized assemblages, marcasite pseudomorphs after pyrrhotite (middle layer) | sulfide chimney | colloform, subhedral, anhedral, euhedral, dense coarse-grained, columnar pseudomorphs |  |  |  | sphalerite, pyrrhotite, anhydrite, galena, tetrahedrite, tennantite | Transverse sections (polished sections) | EMPA, LA-ICPMS, MC-ICPMS | JEOL JXA-8100 EPMA; Teledyne Cetac Technologies Analyte Excite laser ablation system coupled with an Agilent Technologies 7700x quadrupole ICP-MS; ESI NWR Image GEO 193 coupled with TOFWERK icp TOF R; Neptune Plus multicollector ICP-MS (Thermo Fisher Scientific, Bremen, Germany) coupled with a Geolas HD excimer ArF laser ablation system (Coherent, Göttingen, Germany); Bruker M4 Tornado™ system | SIO, MNR; China University of Petroleum (East China), Qingdao, China; Nanjing Focu MS Technology Co. Ltd., Nanjing, China; Shanghai Chemlab Laboratory, Shanghai, China; Wuhan Sample Solution Analytical Technology Co. Ltd., Wuhan, China | EPMA: beam current of 10 nA, beam size of 1–5 μm, accelerating voltage of 20 kV. Micro-XRF: rhodium target X-ray tube operating at 50 kV and 800 nA, polycapillary lens providing a 40-μm spot size on a 20-μm raster, dwell time of 5 ms per pixel. LA-ICP-MS: 193-nm ArF excimer laser, fluence of 6 J/cm², 6 Hz repetition rate for 40 seconds (240 pulses), 30-second pre-ablation blank, total run time 70 seconds, spot size 32–44 μm, He carrier gas mixed with Ar. LA-ICP-TOF-MS: 193 nm ArF excimer laser, spot diameter ~20 µm, repetition rate ~20 Hz, laser fluence ~7 J/cm², scan speed ~4000 µm/s, He carrier gas ~600 ml/min, washout time 50 ms. S isotope MC-ICP-MS: spot size ~44 μm, pulse frequency ~2 Hz, laser fluence ~5 J/cm², He carrier gas with Ar make-up gas. | MASS-1 (Fe-Cu-Zn-S pressed pellet) and GSE-1G (synthetic basaltic glass) from the United States Geological Survey; pyrite PPP-1; chalcopyrite GBW07268; pyrrhotite SP-Po-01 (δ34S = 1.4‰ ± 0.4‰); chalcopyrite SP-CP-01 (δ34S = 5.45‰ ± 0.3‰); natural and synthetic minerals from USA SPI Supplies | 11.3355 |  |  |  | 192.6193 |  | 0.3618 |  |  |  | 0.05095 | [9 empty] | 9.1467 | [5 empty] | 10.8865 | [5 empty] | 59.5257 | [9 empty] | 477728.2098 | [13 empty] | 0.030091 | [11 empty] | 0.7651 |  | 109.6434 |  | 68.9131 | [7 empty] | 2.3813 | [5 empty] | 890.124 | [15 empty] | 510460.2708 |  | 4.3333 |  |  |  | 1.5183 | [5 empty] | 0.030082 | [13 empty] | 20.0737 |  |  |  | 0.072688 |  | 3.5839 | [7 empty] | 10304.4043 |  |  |  |  | 2025
| Xunmei vent field, Niaochao vent field |  | Seafloor hydrothermal | Volcanic-hosted massive sulfide (VMS) | seafloor massive sulfide (SMS) | Cu, Zn, Au, Ag | Co, Pb, Sb | Cu, Zn, Au, Ag, Co, Pb, Sb |  |  | I-Py2 (n=11)-9 | I-Py2 (n=11)-9 | seafloor vent field |  |  |  |  | ore material | grab | grab | mineral separate | [5 empty] | mineralisation | sulfide chimney | pyrite, marcasite, chalcopyrite |  | pyrite, marcasite, chalcopyrite | multiple stages: colloform marcasite-pyrite intergrowths (outermost wall), replacement assemblages (transition layers), dense recrystallized assemblages, marcasite pseudomorphs after pyrrhotite (middle layer) | sulfide chimney | colloform, subhedral, anhedral, euhedral, dense coarse-grained, columnar pseudomorphs |  |  |  | sphalerite, pyrrhotite, anhydrite, galena, tetrahedrite, tennantite | Transverse sections (polished sections) | EMPA, LA-ICPMS, MC-ICPMS | JEOL JXA-8100 EPMA; Teledyne Cetac Technologies Analyte Excite laser ablation system coupled with an Agilent Technologies 7700x quadrupole ICP-MS; ESI NWR Image GEO 193 coupled with TOFWERK icp TOF R; Neptune Plus multicollector ICP-MS (Thermo Fisher Scientific, Bremen, Germany) coupled with a Geolas HD excimer ArF laser ablation system (Coherent, Göttingen, Germany); Bruker M4 Tornado™ system | SIO, MNR; China University of Petroleum (East China), Qingdao, China; Nanjing Focu MS Technology Co. Ltd., Nanjing, China; Shanghai Chemlab Laboratory, Shanghai, China; Wuhan Sample Solution Analytical Technology Co. Ltd., Wuhan, China | EPMA: beam current of 10 nA, beam size of 1–5 μm, accelerating voltage of 20 kV. Micro-XRF: rhodium target X-ray tube operating at 50 kV and 800 nA, polycapillary lens providing a 40-μm spot size on a 20-μm raster, dwell time of 5 ms per pixel. LA-ICP-MS: 193-nm ArF excimer laser, fluence of 6 J/cm², 6 Hz repetition rate for 40 seconds (240 pulses), 30-second pre-ablation blank, total run time 70 seconds, spot size 32–44 μm, He carrier gas mixed with Ar. LA-ICP-TOF-MS: 193 nm ArF excimer laser, spot diameter ~20 µm, repetition rate ~20 Hz, laser fluence ~7 J/cm², scan speed ~4000 µm/s, He carrier gas ~600 ml/min, washout time 50 ms. S isotope MC-ICP-MS: spot size ~44 μm, pulse frequency ~2 Hz, laser fluence ~5 J/cm², He carrier gas with Ar make-up gas. | MASS-1 (Fe-Cu-Zn-S pressed pellet) and GSE-1G (synthetic basaltic glass) from the United States Geological Survey; pyrite PPP-1; chalcopyrite GBW07268; pyrrhotite SP-Po-01 (δ34S = 1.4‰ ± 0.4‰); chalcopyrite SP-CP-01 (δ34S = 5.45‰ ± 0.3‰); natural and synthetic minerals from USA SPI Supplies | 10.257 |  |  |  | 1585.368 |  | 0.99685 | [13 empty] | 0.68324 | [5 empty] | 6.1426 | [5 empty] | 1362.4854 | [9 empty] | 481377.6825 | [13 empty] | 0.021267 | [11 empty] | 0.53177 |  | 203.6068 |  | 24.2608 | [7 empty] | 1.0044 | [5 empty] | 4603.283 | [15 empty] | 503604.2488 |  | 14.7326 |  |  |  | 0.87367 | [13 empty] | 0.065145 | [5 empty] | 11.3409 |  |  |  | 0.026108 |  | 2.8307 | [7 empty] | 6989.1937 |  |  |  |  | 2025
| Xunmei vent field, Niaochao vent field |  | Seafloor hydrothermal | Volcanic-hosted massive sulfide (VMS) | seafloor massive sulfide (SMS) | Cu, Zn, Au, Ag | Co, Pb, Sb | Cu, Zn, Au, Ag, Co, Pb, Sb |  |  | I-Py2 (n=11)-10 | I-Py2 (n=11)-10 | seafloor vent field |  |  |  |  | ore material | grab | grab | mineral separate | [5 empty] | mineralisation | sulfide chimney | pyrite, marcasite, chalcopyrite |  | pyrite, marcasite, chalcopyrite | multiple stages: colloform marcasite-pyrite intergrowths (outermost wall), replacement assemblages (transition layers), dense recrystallized assemblages, marcasite pseudomorphs after pyrrhotite (middle layer) | sulfide chimney | colloform, subhedral, anhedral, euhedral, dense coarse-grained, columnar pseudomorphs |  |  |  | sphalerite, pyrrhotite, anhydrite, galena, tetrahedrite, tennantite | Transverse sections (polished sections) | EMPA, LA-ICPMS, MC-ICPMS | JEOL JXA-8100 EPMA; Teledyne Cetac Technologies Analyte Excite laser ablation system coupled with an Agilent Technologies 7700x quadrupole ICP-MS; ESI NWR Image GEO 193 coupled with TOFWERK icp TOF R; Neptune Plus multicollector ICP-MS (Thermo Fisher Scientific, Bremen, Germany) coupled with a Geolas HD excimer ArF laser ablation system (Coherent, Göttingen, Germany); Bruker M4 Tornado™ system | SIO, MNR; China University of Petroleum (East China), Qingdao, China; Nanjing Focu MS Technology Co. Ltd., Nanjing, China; Shanghai Chemlab Laboratory, Shanghai, China; Wuhan Sample Solution Analytical Technology Co. Ltd., Wuhan, China | EPMA: beam current of 10 nA, beam size of 1–5 μm, accelerating voltage of 20 kV. Micro-XRF: rhodium target X-ray tube operating at 50 kV and 800 nA, polycapillary lens providing a 40-μm spot size on a 20-μm raster, dwell time of 5 ms per pixel. LA-ICP-MS: 193-nm ArF excimer laser, fluence of 6 J/cm², 6 Hz repetition rate for 40 seconds (240 pulses), 30-second pre-ablation blank, total run time 70 seconds, spot size 32–44 μm, He carrier gas mixed with Ar. LA-ICP-TOF-MS: 193 nm ArF excimer laser, spot diameter ~20 µm, repetition rate ~20 Hz, laser fluence ~7 J/cm², scan speed ~4000 µm/s, He carrier gas ~600 ml/min, washout time 50 ms. S isotope MC-ICP-MS: spot size ~44 μm, pulse frequency ~2 Hz, laser fluence ~5 J/cm², He carrier gas with Ar make-up gas. | MASS-1 (Fe-Cu-Zn-S pressed pellet) and GSE-1G (synthetic basaltic glass) from the United States Geological Survey; pyrite PPP-1; chalcopyrite GBW07268; pyrrhotite SP-Po-01 (δ34S = 1.4‰ ± 0.4‰); chalcopyrite SP-CP-01 (δ34S = 5.45‰ ± 0.3‰); natural and synthetic minerals from USA SPI Supplies | 1.0718 |  |  |  | 180.3782 |  | 0.17394 | [7 empty] | 0.005279 | [5 empty] | 0.19249 | [5 empty] | 19.9694 | [5 empty] | 379.6313 | [9 empty] | 496727.7743 | [13 empty] | 0.051466 | [11 empty] | 5.3079 |  | 60.5012 |  | 24.7014 | [7 empty] | 0.43931 | [5 empty] | 409.5879 | [15 empty] | 501858.9691 |  | 0.32782 | [23 empty] | 10.6677 |  |  |  | 0.16509 |  | 0.50842 | [7 empty] | 67.2656 |  |  |  |  | 2025
| Xunmei vent field, Niaochao vent field |  | Seafloor hydrothermal | Volcanic-hosted massive sulfide (VMS) | seafloor massive sulfide (SMS) | Cu, Zn, Au, Ag | Co, Pb, Sb | Cu, Zn, Au, Ag, Co, Pb, Sb |  |  | I-Py2 (n=11)-11 | I-Py2 (n=11)-11 | seafloor vent field |  |  |  |  | ore material | grab | grab | mineral separate | [5 empty] | mineralisation | sulfide chimney | pyrite, marcasite, chalcopyrite |  | pyrite, marcasite, chalcopyrite | multiple stages: colloform marcasite-pyrite intergrowths (outermost wall), replacement assemblages (transition layers), dense recrystallized assemblages, marcasite pseudomorphs after pyrrhotite (middle layer) | sulfide chimney | colloform, subhedral, anhedral, euhedral, dense coarse-grained, columnar pseudomorphs |  |  |  | sphalerite, pyrrhotite, anhydrite, galena, tetrahedrite, tennantite | Transverse sections (polished sections) | EMPA, LA-ICPMS, MC-ICPMS | JEOL JXA-8100 EPMA; Teledyne Cetac Technologies Analyte Excite laser ablation system coupled with an Agilent Technologies 7700x quadrupole ICP-MS; ESI NWR Image GEO 193 coupled with TOFWERK icp TOF R; Neptune Plus multicollector ICP-MS (Thermo Fisher Scientific, Bremen, Germany) coupled with a Geolas HD excimer ArF laser ablation system (Coherent, Göttingen, Germany); Bruker M4 Tornado™ system | SIO, MNR; China University of Petroleum (East China), Qingdao, China; Nanjing Focu MS Technology Co. Ltd., Nanjing, China; Shanghai Chemlab Laboratory, Shanghai, China; Wuhan Sample Solution Analytical Technology Co. Ltd., Wuhan, China | EPMA: beam current of 10 nA, beam size of 1–5 μm, accelerating voltage of 20 kV. Micro-XRF: rhodium target X-ray tube operating at 50 kV and 800 nA, polycapillary lens providing a 40-μm spot size on a 20-μm raster, dwell time of 5 ms per pixel. LA-ICP-MS: 193-nm ArF excimer laser, fluence of 6 J/cm², 6 Hz repetition rate for 40 seconds (240 pulses), 30-second pre-ablation blank, total run time 70 seconds, spot size 32–44 μm, He carrier gas mixed with Ar. LA-ICP-TOF-MS: 193 nm ArF excimer laser, spot diameter ~20 µm, repetition rate ~20 Hz, laser fluence ~7 J/cm², scan speed ~4000 µm/s, He carrier gas ~600 ml/min, washout time 50 ms. S isotope MC-ICP-MS: spot size ~44 μm, pulse frequency ~2 Hz, laser fluence ~5 J/cm², He carrier gas with Ar make-up gas. | MASS-1 (Fe-Cu-Zn-S pressed pellet) and GSE-1G (synthetic basaltic glass) from the United States Geological Survey; pyrite PPP-1; chalcopyrite GBW07268; pyrrhotite SP-Po-01 (δ34S = 1.4‰ ± 0.4‰); chalcopyrite SP-CP-01 (δ34S = 5.45‰ ± 0.3‰); natural and synthetic minerals from USA SPI Supplies | 6.6218 |  |  |  | 372.1117 |  | 0.4564 |  |  |  | 0.007144 | [9 empty] | 1.6125 | [5 empty] | 3.8844 | [5 empty] | 86.1377 | [9 empty] | 507000.4303 | [13 empty] | 0.022294 | [13 empty] | 79.3201 |  | 52.849 | [7 empty] | 1.4938 | [5 empty] | 1920.6459 | [15 empty] | 488399.0677 |  | 2.6616 |  |  |  | 1.3864 | [19 empty] | 33.6194 | [5 empty] | 2.3862 | [7 empty] | 1880.5208 |  |  |  |  | 2025
| Xunmei vent field, Niaochao vent field |  | Seafloor hydrothermal | Volcanic-hosted massive sulfide (VMS) | seafloor massive sulfide (SMS) | Cu, Zn, Au, Ag | Co, Pb, Sb | Cu, Zn, Au, Ag, Co, Pb, Sb |  |  | I-Py2 (n=11)-12 | I-Py2 (n=11)-12 | seafloor vent field |  |  |  |  | ore material | grab | grab | mineral separate | [5 empty] | mineralisation | sulfide chimney | pyrite, marcasite, chalcopyrite |  | pyrite, marcasite, chalcopyrite | multiple stages: colloform marcasite-pyrite intergrowths (outermost wall), replacement assemblages (transition layers), dense recrystallized assemblages, marcasite pseudomorphs after pyrrhotite (middle layer) | sulfide chimney | colloform, subhedral, anhedral, euhedral, dense coarse-grained, columnar pseudomorphs |  |  |  | sphalerite, pyrrhotite, anhydrite, galena, tetrahedrite, tennantite | Transverse sections (polished sections) | EMPA, LA-ICPMS, MC-ICPMS | JEOL JXA-8100 EPMA; Teledyne Cetac Technologies Analyte Excite laser ablation system coupled with an Agilent Technologies 7700x quadrupole ICP-MS; ESI NWR Image GEO 193 coupled with TOFWERK icp TOF R; Neptune Plus multicollector ICP-MS (Thermo Fisher Scientific, Bremen, Germany) coupled with a Geolas HD excimer ArF laser ablation system (Coherent, Göttingen, Germany); Bruker M4 Tornado™ system | SIO, MNR; China University of Petroleum (East China), Qingdao, China; Nanjing Focu MS Technology Co. Ltd., Nanjing, China; Shanghai Chemlab Laboratory, Shanghai, China; Wuhan Sample Solution Analytical Technology Co. Ltd., Wuhan, China | EPMA: beam current of 10 nA, beam size of 1–5 μm, accelerating voltage of 20 kV. Micro-XRF: rhodium target X-ray tube operating at 50 kV and 800 nA, polycapillary lens providing a 40-μm spot size on a 20-μm raster, dwell time of 5 ms per pixel. LA-ICP-MS: 193-nm ArF excimer laser, fluence of 6 J/cm², 6 Hz repetition rate for 40 seconds (240 pulses), 30-second pre-ablation blank, total run time 70 seconds, spot size 32–44 μm, He carrier gas mixed with Ar. LA-ICP-TOF-MS: 193 nm ArF excimer laser, spot diameter ~20 µm, repetition rate ~20 Hz, laser fluence ~7 J/cm², scan speed ~4000 µm/s, He carrier gas ~600 ml/min, washout time 50 ms. S isotope MC-ICP-MS: spot size ~44 μm, pulse frequency ~2 Hz, laser fluence ~5 J/cm², He carrier gas with Ar make-up gas. | MASS-1 (Fe-Cu-Zn-S pressed pellet) and GSE-1G (synthetic basaltic glass) from the United States Geological Survey; pyrite PPP-1; chalcopyrite GBW07268; pyrrhotite SP-Po-01 (δ34S = 1.4‰ ± 0.4‰); chalcopyrite SP-CP-01 (δ34S = 5.45‰ ± 0.3‰); natural and synthetic minerals from USA SPI Supplies | 8.3248 |  |  |  | 428.0337 |  | 0.51787 |  |  |  | 0.014196 |  |  |  | 0.00619 | [5 empty] | 0.81029 | [5 empty] | 7.3568 | [5 empty] | 99.4297 | [9 empty] | 490755.1727 | [13 empty] | 0.022294 | [11 empty] | 0.7651 |  | 94.696 |  | 32.2344 | [7 empty] | 1.0044 | [5 empty] | 1034.0035 | [15 empty] | 503604.2488 |  | 2.0134 |  |  |  | 1.2109 | [5 empty] | 0.10445 | [13 empty] | 21.1579 |  |  |  | 0.056719 |  | 1.6716 | [7 empty] | 1619.9751 |  |  |  |  | 2025
| Xunmei vent field, Niaochao vent field |  | Seafloor hydrothermal | Volcanic-hosted massive sulfide (VMS) | seafloor massive sulfide (SMS) | Cu, Zn, Au, Ag | Co, Pb, Sb | Cu, Zn, Au, Ag, Co, Pb, Sb |  |  | I-Py2 (n=11)-13 | I-Py2 (n=11)-13 | seafloor vent field |  |  |  |  | ore material | grab | grab | mineral separate | [5 empty] | mineralisation | sulfide chimney | pyrite, marcasite, chalcopyrite |  | pyrite, marcasite, chalcopyrite | multiple stages: colloform marcasite-pyrite intergrowths (outermost wall), replacement assemblages (transition layers), dense recrystallized assemblages, marcasite pseudomorphs after pyrrhotite (middle layer) | sulfide chimney | colloform, subhedral, anhedral, euhedral, dense coarse-grained, columnar pseudomorphs |  |  |  | sphalerite, pyrrhotite, anhydrite, galena, tetrahedrite, tennantite | Transverse sections (polished sections) | EMPA, LA-ICPMS, MC-ICPMS | JEOL JXA-8100 EPMA; Teledyne Cetac Technologies Analyte Excite laser ablation system coupled with an Agilent Technologies 7700x quadrupole ICP-MS; ESI NWR Image GEO 193 coupled with TOFWERK icp TOF R; Neptune Plus multicollector ICP-MS (Thermo Fisher Scientific, Bremen, Germany) coupled with a Geolas HD excimer ArF laser ablation system (Coherent, Göttingen, Germany); Bruker M4 Tornado™ system | SIO, MNR; China University of Petroleum (East China), Qingdao, China; Nanjing Focu MS Technology Co. Ltd., Nanjing, China; Shanghai Chemlab Laboratory, Shanghai, China; Wuhan Sample Solution Analytical Technology Co. Ltd., Wuhan, China | EPMA: beam current of 10 nA, beam size of 1–5 μm, accelerating voltage of 20 kV. Micro-XRF: rhodium target X-ray tube operating at 50 kV and 800 nA, polycapillary lens providing a 40-μm spot size on a 20-μm raster, dwell time of 5 ms per pixel. LA-ICP-MS: 193-nm ArF excimer laser, fluence of 6 J/cm², 6 Hz repetition rate for 40 seconds (240 pulses), 30-second pre-ablation blank, total run time 70 seconds, spot size 32–44 μm, He carrier gas mixed with Ar. LA-ICP-TOF-MS: 193 nm ArF excimer laser, spot diameter ~20 µm, repetition rate ~20 Hz, laser fluence ~7 J/cm², scan speed ~4000 µm/s, He carrier gas ~600 ml/min, washout time 50 ms. S isotope MC-ICP-MS: spot size ~44 μm, pulse frequency ~2 Hz, laser fluence ~5 J/cm², He carrier gas with Ar make-up gas. | MASS-1 (Fe-Cu-Zn-S pressed pellet) and GSE-1G (synthetic basaltic glass) from the United States Geological Survey; pyrite PPP-1; chalcopyrite GBW07268; pyrrhotite SP-Po-01 (δ34S = 1.4‰ ± 0.4‰); chalcopyrite SP-CP-01 (δ34S = 5.45‰ ± 0.3‰); natural and synthetic minerals from USA SPI Supplies | 10.492 |  |  |  | 539.4797 |  | 0.66852 |  |  |  | 0.022165 |  |  |  | 0.006179 | [5 empty] | 1.8277 | [5 empty] | 35.2809 | [5 empty] | 268.5358 | [9 empty] | 492405.1831 | [13 empty] | 0.032518 | [11 empty] | 3.0062 |  | 121.0122 |  | 36.4974 | [7 empty] | 1.1004 | [5 empty] | 1462.7914 | [15 empty] | 502186.9667 |  | 3.3938 |  |  |  | 2.4237 | [5 empty] | 0.10228 | [13 empty] | 31.5854 |  |  |  | 0.079398 |  | 1.8801 | [7 empty] | 2689.2153 |  |  |  |  | 2025
| Xunmei vent field, Niaochao vent field |  | Seafloor hydrothermal | Volcanic-hosted massive sulfide (VMS) | seafloor massive sulfide (SMS) | Cu, Zn, Au, Ag | Co, Pb, Sb | Cu, Zn, Au, Ag, Co, Pb, Sb |  |  | I-Py2 (n=11)-14 | I-Py2 (n=11)-14 | seafloor vent field |  |  |  |  | ore material | grab | grab | mineral separate | [5 empty] | mineralisation | sulfide chimney | pyrite, marcasite, chalcopyrite |  | pyrite, marcasite, chalcopyrite | multiple stages: colloform marcasite-pyrite intergrowths (outermost wall), replacement assemblages (transition layers), dense recrystallized assemblages, marcasite pseudomorphs after pyrrhotite (middle layer) | sulfide chimney | colloform, subhedral, anhedral, euhedral, dense coarse-grained, columnar pseudomorphs |  |  |  | sphalerite, pyrrhotite, anhydrite, galena, tetrahedrite, tennantite | Transverse sections (polished sections) | EMPA, LA-ICPMS, MC-ICPMS | JEOL JXA-8100 EPMA; Teledyne Cetac Technologies Analyte Excite laser ablation system coupled with an Agilent Technologies 7700x quadrupole ICP-MS; ESI NWR Image GEO 193 coupled with TOFWERK icp TOF R; Neptune Plus multicollector ICP-MS (Thermo Fisher Scientific, Bremen, Germany) coupled with a Geolas HD excimer ArF laser ablation system (Coherent, Göttingen, Germany); Bruker M4 Tornado™ system | SIO, MNR; China University of Petroleum (East China), Qingdao, China; Nanjing Focu MS Technology Co. Ltd., Nanjing, China; Shanghai Chemlab Laboratory, Shanghai, China; Wuhan Sample Solution Analytical Technology Co. Ltd., Wuhan, China | EPMA: beam current of 10 nA, beam size of 1–5 μm, accelerating voltage of 20 kV. Micro-XRF: rhodium target X-ray tube operating at 50 kV and 800 nA, polycapillary lens providing a 40-μm spot size on a 20-μm raster, dwell time of 5 ms per pixel. LA-ICP-MS: 193-nm ArF excimer laser, fluence of 6 J/cm², 6 Hz repetition rate for 40 seconds (240 pulses), 30-second pre-ablation blank, total run time 70 seconds, spot size 32–44 μm, He carrier gas mixed with Ar. LA-ICP-TOF-MS: 193 nm ArF excimer laser, spot diameter ~20 µm, repetition rate ~20 Hz, laser fluence ~7 J/cm², scan speed ~4000 µm/s, He carrier gas ~600 ml/min, washout time 50 ms. S isotope MC-ICP-MS: spot size ~44 μm, pulse frequency ~2 Hz, laser fluence ~5 J/cm², He carrier gas with Ar make-up gas. | MASS-1 (Fe-Cu-Zn-S pressed pellet) and GSE-1G (synthetic basaltic glass) from the United States Geological Survey; pyrite PPP-1; chalcopyrite GBW07268; pyrrhotite SP-Po-01 (δ34S = 1.4‰ ± 0.4‰); chalcopyrite SP-CP-01 (δ34S = 5.45‰ ± 0.3‰); natural and synthetic minerals from USA SPI Supplies | 9.803 |  |  |  | 390.0526 |  | 0.52472 |  |  |  | 0.018973 |  |  |  | 0.000895 | [5 empty] | 2.5613 | [5 empty] | 86.8831 | [5 empty] | 391.3483 | [9 empty] | 9838.4986 | [13 empty] | 0.027337 | [11 empty] | 4.4534 |  | 99.7503 |  | 20.7051 | [7 empty] | 0.68656 | [5 empty] | 1170.7061 | [15 empty] | 8048.8295 |  | 3.9964 |  |  |  | 3.595 | [5 empty] | 0.047995 | [13 empty] | 34.5672 |  |  |  | 0.085409 |  | 1.155 | [7 empty] | 3179.7659 |  |  |  |  | 2025
| Xunmei vent field, Niaochao vent field |  | Seafloor hydrothermal | Volcanic-hosted massive sulfide (VMS) | seafloor massive sulfide (SMS) | Cu, Zn, Au, Ag | Co, Pb, Sb | Cu, Zn, Au, Ag, Co, Pb, Sb |  |  | I-Py3 (n=24)-1 | I-Py3 (n=24)-1 | seafloor vent field |  |  |  |  | ore material | grab | grab | mineral separate | [5 empty] | mineralisation | sulfide chimney | pyrite, marcasite, chalcopyrite |  | pyrite, marcasite, chalcopyrite | multiple stages: colloform marcasite-pyrite intergrowths (outermost wall), replacement assemblages (transition layers), dense recrystallized assemblages, marcasite pseudomorphs after pyrrhotite (middle layer) | sulfide chimney | colloform, subhedral, anhedral, euhedral, dense coarse-grained, columnar pseudomorphs |  |  |  | sphalerite, pyrrhotite, anhydrite, galena, tetrahedrite, tennantite | Transverse sections (polished sections) | EMPA, LA-ICPMS, MC-ICPMS | JEOL JXA-8100 EPMA; Teledyne Cetac Technologies Analyte Excite laser ablation system coupled with an Agilent Technologies 7700x quadrupole ICP-MS; ESI NWR Image GEO 193 coupled with TOFWERK icp TOF R; Neptune Plus multicollector ICP-MS (Thermo Fisher Scientific, Bremen, Germany) coupled with a Geolas HD excimer ArF laser ablation system (Coherent, Göttingen, Germany); Bruker M4 Tornado™ system | SIO, MNR; China University of Petroleum (East China), Qingdao, China; Nanjing Focu MS Technology Co. Ltd., Nanjing, China; Shanghai Chemlab Laboratory, Shanghai, China; Wuhan Sample Solution Analytical Technology Co. Ltd., Wuhan, China | EPMA: beam current of 10 nA, beam size of 1–5 μm, accelerating voltage of 20 kV. Micro-XRF: rhodium target X-ray tube operating at 50 kV and 800 nA, polycapillary lens providing a 40-μm spot size on a 20-μm raster, dwell time of 5 ms per pixel. LA-ICP-MS: 193-nm ArF excimer laser, fluence of 6 J/cm², 6 Hz repetition rate for 40 seconds (240 pulses), 30-second pre-ablation blank, total run time 70 seconds, spot size 32–44 μm, He carrier gas mixed with Ar. LA-ICP-TOF-MS: 193 nm ArF excimer laser, spot diameter ~20 µm, repetition rate ~20 Hz, laser fluence ~7 J/cm², scan speed ~4000 µm/s, He carrier gas ~600 ml/min, washout time 50 ms. S isotope MC-ICP-MS: spot size ~44 μm, pulse frequency ~2 Hz, laser fluence ~5 J/cm², He carrier gas with Ar make-up gas. | MASS-1 (Fe-Cu-Zn-S pressed pellet) and GSE-1G (synthetic basaltic glass) from the United States Geological Survey; pyrite PPP-1; chalcopyrite GBW07268; pyrrhotite SP-Po-01 (δ34S = 1.4‰ ± 0.4‰); chalcopyrite SP-CP-01 (δ34S = 5.45‰ ± 0.3‰); natural and synthetic minerals from USA SPI Supplies | 8.033 |  |  |  | 714.3435 |  | 0.35392 |  |  |  | 0.33002 | [9 empty] | 15.2779 | [5 empty] | 388.7349 | [5 empty] | 349.5615 | [9 empty] | 477327.7373 | [13 empty] | 0.43392 | [11 empty] | 21.5408 |  | 44.1001 |  | 59.5567 | [7 empty] | 1.0773 | [5 empty] | 430.8345 | [15 empty] | 512053.0847 |  | 4.1391 |  |  |  | 10.8172 | [5 empty] | 0.024659 | [13 empty] | 12.8917 |  |  |  | 0.023096 |  | 9.8112 | [7 empty] | 7597.4186 |  |  |  |  | 2025
| Xunmei vent field, Niaochao vent field |  | Seafloor hydrothermal | Volcanic-hosted massive sulfide (VMS) | seafloor massive sulfide (SMS) | Cu, Zn, Au, Ag | Co, Pb, Sb | Cu, Zn, Au, Ag, Co, Pb, Sb |  |  | I-Py3 (n=24)-2 | I-Py3 (n=24)-2 | seafloor vent field |  |  |  |  | ore material | grab | grab | mineral separate | [5 empty] | mineralisation | sulfide chimney | pyrite, marcasite, chalcopyrite |  | pyrite, marcasite, chalcopyrite | multiple stages: colloform marcasite-pyrite intergrowths (outermost wall), replacement assemblages (transition layers), dense recrystallized assemblages, marcasite pseudomorphs after pyrrhotite (middle layer) | sulfide chimney | colloform, subhedral, anhedral, euhedral, dense coarse-grained, columnar pseudomorphs |  |  |  | sphalerite, pyrrhotite, anhydrite, galena, tetrahedrite, tennantite | Transverse sections (polished sections) | EMPA, LA-ICPMS, MC-ICPMS | JEOL JXA-8100 EPMA; Teledyne Cetac Technologies Analyte Excite laser ablation system coupled with an Agilent Technologies 7700x quadrupole ICP-MS; ESI NWR Image GEO 193 coupled with TOFWERK icp TOF R; Neptune Plus multicollector ICP-MS (Thermo Fisher Scientific, Bremen, Germany) coupled with a Geolas HD excimer ArF laser ablation system (Coherent, Göttingen, Germany); Bruker M4 Tornado™ system | SIO, MNR; China University of Petroleum (East China), Qingdao, China; Nanjing Focu MS Technology Co. Ltd., Nanjing, China; Shanghai Chemlab Laboratory, Shanghai, China; Wuhan Sample Solution Analytical Technology Co. Ltd., Wuhan, China | EPMA: beam current of 10 nA, beam size of 1–5 μm, accelerating voltage of 20 kV. Micro-XRF: rhodium target X-ray tube operating at 50 kV and 800 nA, polycapillary lens providing a 40-μm spot size on a 20-μm raster, dwell time of 5 ms per pixel. LA-ICP-MS: 193-nm ArF excimer laser, fluence of 6 J/cm², 6 Hz repetition rate for 40 seconds (240 pulses), 30-second pre-ablation blank, total run time 70 seconds, spot size 32–44 μm, He carrier gas mixed with Ar. LA-ICP-TOF-MS: 193 nm ArF excimer laser, spot diameter ~20 µm, repetition rate ~20 Hz, laser fluence ~7 J/cm², scan speed ~4000 µm/s, He carrier gas ~600 ml/min, washout time 50 ms. S isotope MC-ICP-MS: spot size ~44 μm, pulse frequency ~2 Hz, laser fluence ~5 J/cm², He carrier gas with Ar make-up gas. | MASS-1 (Fe-Cu-Zn-S pressed pellet) and GSE-1G (synthetic basaltic glass) from the United States Geological Survey; pyrite PPP-1; chalcopyrite GBW07268; pyrrhotite SP-Po-01 (δ34S = 1.4‰ ± 0.4‰); chalcopyrite SP-CP-01 (δ34S = 5.45‰ ± 0.3‰); natural and synthetic minerals from USA SPI Supplies | 4.5224 |  |  |  | 488.3638 |  | 0.062352 |  |  |  | 0.049866 |  |  |  | 0.006481 | [5 empty] | 0.088719 | [5 empty] | 1153.288 | [5 empty] | 562.9539 | [9 empty] | 486245.6511 | [13 empty] | 0.18952 | [11 empty] | 15.589 |  | 15.1314 |  | 47.2891 | [7 empty] | 0.9048 | [5 empty] | 104.8846 | [15 empty] | 510980.9202 |  | 1.6967 |  |  |  | 40.0617 | [5 empty] | 0.13171 | [13 empty] | 1.5948 |  |  |  | 0.096637 |  | 3.8448 | [7 empty] | 16.2477 |  |  |  |  | 2025
| Xunmei vent field, Niaochao vent field |  | Seafloor hydrothermal | Volcanic-hosted massive sulfide (VMS) | seafloor massive sulfide (SMS) | Cu, Zn, Au, Ag | Co, Pb, Sb | Cu, Zn, Au, Ag, Co, Pb, Sb |  |  | I-Py3 (n=24)-3 | I-Py3 (n=24)-3 | seafloor vent field |  |  |  |  | ore material | grab | grab | mineral separate | [5 empty] | mineralisation | sulfide chimney | pyrite, marcasite, chalcopyrite |  | pyrite, marcasite, chalcopyrite | multiple stages: colloform marcasite-pyrite intergrowths (outermost wall), replacement assemblages (transition layers), dense recrystallized assemblages, marcasite pseudomorphs after pyrrhotite (middle layer) | sulfide chimney | colloform, subhedral, anhedral, euhedral, dense coarse-grained, columnar pseudomorphs |  |  |  | sphalerite, pyrrhotite, anhydrite, galena, tetrahedrite, tennantite | Transverse sections (polished sections) | EMPA, LA-ICPMS, MC-ICPMS | JEOL JXA-8100 EPMA; Teledyne Cetac Technologies Analyte Excite laser ablation system coupled with an Agilent Technologies 7700x quadrupole ICP-MS; ESI NWR Image GEO 193 coupled with TOFWERK icp TOF R; Neptune Plus multicollector ICP-MS (Thermo Fisher Scientific, Bremen, Germany) coupled with a Geolas HD excimer ArF laser ablation system (Coherent, Göttingen, Germany); Bruker M4 Tornado™ system | SIO, MNR; China University of Petroleum (East China), Qingdao, China; Nanjing Focu MS Technology Co. Ltd., Nanjing, China; Shanghai Chemlab Laboratory, Shanghai, China; Wuhan Sample Solution Analytical Technology Co. Ltd., Wuhan, China | EPMA: beam current of 10 nA, beam size of 1–5 μm, accelerating voltage of 20 kV. Micro-XRF: rhodium target X-ray tube operating at 50 kV and 800 nA, polycapillary lens providing a 40-μm spot size on a 20-μm raster, dwell time of 5 ms per pixel. LA-ICP-MS: 193-nm ArF excimer laser, fluence of 6 J/cm², 6 Hz repetition rate for 40 seconds (240 pulses), 30-second pre-ablation blank, total run time 70 seconds, spot size 32–44 μm, He carrier gas mixed with Ar. LA-ICP-TOF-MS: 193 nm ArF excimer laser, spot diameter ~20 µm, repetition rate ~20 Hz, laser fluence ~7 J/cm², scan speed ~4000 µm/s, He carrier gas ~600 ml/min, washout time 50 ms. S isotope MC-ICP-MS: spot size ~44 μm, pulse frequency ~2 Hz, laser fluence ~5 J/cm², He carrier gas with Ar make-up gas. | MASS-1 (Fe-Cu-Zn-S pressed pellet) and GSE-1G (synthetic basaltic glass) from the United States Geological Survey; pyrite PPP-1; chalcopyrite GBW07268; pyrrhotite SP-Po-01 (δ34S = 1.4‰ ± 0.4‰); chalcopyrite SP-CP-01 (δ34S = 5.45‰ ± 0.3‰); natural and synthetic minerals from USA SPI Supplies | 5.297 |  |  |  | 490.3372 |  | 0.17603 |  |  |  | 0.59752 | [9 empty] | 0.91961 | [5 empty] | 112.4151 | [5 empty] | 426.3491 | [9 empty] | 474205.1878 | [13 empty] | 0.052166 | [11 empty] | 4.1434 |  | 66.2675 |  | 49.3336 | [7 empty] | 1.4132 | [5 empty] | 191.7457 | [15 empty] | 523463.818 |  | 5.8784 |  |  |  | 6.6351 | [13 empty] | 0.10435 | [5 empty] | 7.3889 |  |  |  | 3.8673 |  | 5.6253 | [7 empty] | 300.0117 |  |  |  |  | 2025
| Xunmei vent field, Niaochao vent field |  | Seafloor hydrothermal | Volcanic-hosted massive sulfide (VMS) | seafloor massive sulfide (SMS) | Cu, Zn, Au, Ag | Co, Pb, Sb | Cu, Zn, Au, Ag, Co, Pb, Sb |  |  | I-Py3 (n=24)-4 | I-Py3 (n=24)-4 | seafloor vent field |  |  |  |  | ore material | grab | grab | mineral separate | [5 empty] | mineralisation | sulfide chimney | pyrite, marcasite, chalcopyrite |  | pyrite, marcasite, chalcopyrite | multiple stages: colloform marcasite-pyrite intergrowths (outermost wall), replacement assemblages (transition layers), dense recrystallized assemblages, marcasite pseudomorphs after pyrrhotite (middle layer) | sulfide chimney | colloform, subhedral, anhedral, euhedral, dense coarse-grained, columnar pseudomorphs |  |  |  | sphalerite, pyrrhotite, anhydrite, galena, tetrahedrite, tennantite | Transverse sections (polished sections) | EMPA, LA-ICPMS, MC-ICPMS | JEOL JXA-8100 EPMA; Teledyne Cetac Technologies Analyte Excite laser ablation system coupled with an Agilent Technologies 7700x quadrupole ICP-MS; ESI NWR Image GEO 193 coupled with TOFWERK icp TOF R; Neptune Plus multicollector ICP-MS (Thermo Fisher Scientific, Bremen, Germany) coupled with a Geolas HD excimer ArF laser ablation system (Coherent, Göttingen, Germany); Bruker M4 Tornado™ system | SIO, MNR; China University of Petroleum (East China), Qingdao, China; Nanjing Focu MS Technology Co. Ltd., Nanjing, China; Shanghai Chemlab Laboratory, Shanghai, China; Wuhan Sample Solution Analytical Technology Co. Ltd., Wuhan, China | EPMA: beam current of 10 nA, beam size of 1–5 μm, accelerating voltage of 20 kV. Micro-XRF: rhodium target X-ray tube operating at 50 kV and 800 nA, polycapillary lens providing a 40-μm spot size on a 20-μm raster, dwell time of 5 ms per pixel. LA-ICP-MS: 193-nm ArF excimer laser, fluence of 6 J/cm², 6 Hz repetition rate for 40 seconds (240 pulses), 30-second pre-ablation blank, total run time 70 seconds, spot size 32–44 μm, He carrier gas mixed with Ar. LA-ICP-TOF-MS: 193 nm ArF excimer laser, spot diameter ~20 µm, repetition rate ~20 Hz, laser fluence ~7 J/cm², scan speed ~4000 µm/s, He carrier gas ~600 ml/min, washout time 50 ms. S isotope MC-ICP-MS: spot size ~44 μm, pulse frequency ~2 Hz, laser fluence ~5 J/cm², He carrier gas with Ar make-up gas. | MASS-1 (Fe-Cu-Zn-S pressed pellet) and GSE-1G (synthetic basaltic glass) from the United States Geological Survey; pyrite PPP-1; chalcopyrite GBW07268; pyrrhotite SP-Po-01 (δ34S = 1.4‰ ± 0.4‰); chalcopyrite SP-CP-01 (δ34S = 5.45‰ ± 0.3‰); natural and synthetic minerals from USA SPI Supplies | 11.2161 |  |  |  | 348.3538 |  | 0.24765 |  |  |  | 0.057883 | [9 empty] | 13.7941 | [5 empty] | 326.8762 | [5 empty] | 430.2005 | [9 empty] | 481284.3966 | [13 empty] | 0.55489 | [11 empty] | 12.8601 |  | 178.6171 |  | 92.6328 | [7 empty] | 2.4991 | [5 empty] | 273.2306 | [15 empty] | 512118.981 |  | 2.6326 |  |  |  | 12.7616 | [5 empty] | 0.11923 | [13 empty] | 23.228 |  |  |  | 0.75834 |  | 7.4944 | [7 empty] | 4167.2349 |  |  |  |  | 2025
| Xunmei vent field, Niaochao vent field |  | Seafloor hydrothermal | Volcanic-hosted massive sulfide (VMS) | seafloor massive sulfide (SMS) | Cu, Zn, Au, Ag | Co, Pb, Sb | Cu, Zn, Au, Ag, Co, Pb, Sb |  |  | I-Py3 (n=24)-5 | I-Py3 (n=24)-5 | seafloor vent field |  |  |  |  | ore material | grab | grab | mineral separate | [5 empty] | mineralisation | sulfide chimney | pyrite, marcasite, chalcopyrite |  | pyrite, marcasite, chalcopyrite | multiple stages: colloform marcasite-pyrite intergrowths (outermost wall), replacement assemblages (transition layers), dense recrystallized assemblages, marcasite pseudomorphs after pyrrhotite (middle layer) | sulfide chimney | colloform, subhedral, anhedral, euhedral, dense coarse-grained, columnar pseudomorphs |  |  |  | sphalerite, pyrrhotite, anhydrite, galena, tetrahedrite, tennantite | Transverse sections (polished sections) | EMPA, LA-ICPMS, MC-ICPMS | JEOL JXA-8100 EPMA; Teledyne Cetac Technologies Analyte Excite laser ablation system coupled with an Agilent Technologies 7700x quadrupole ICP-MS; ESI NWR Image GEO 193 coupled with TOFWERK icp TOF R; Neptune Plus multicollector ICP-MS (Thermo Fisher Scientific, Bremen, Germany) coupled with a Geolas HD excimer ArF laser ablation system (Coherent, Göttingen, Germany); Bruker M4 Tornado™ system | SIO, MNR; China University of Petroleum (East China), Qingdao, China; Nanjing Focu MS Technology Co. Ltd., Nanjing, China; Shanghai Chemlab Laboratory, Shanghai, China; Wuhan Sample Solution Analytical Technology Co. Ltd., Wuhan, China | EPMA: beam current of 10 nA, beam size of 1–5 μm, accelerating voltage of 20 kV. Micro-XRF: rhodium target X-ray tube operating at 50 kV and 800 nA, polycapillary lens providing a 40-μm spot size on a 20-μm raster, dwell time of 5 ms per pixel. LA-ICP-MS: 193-nm ArF excimer laser, fluence of 6 J/cm², 6 Hz repetition rate for 40 seconds (240 pulses), 30-second pre-ablation blank, total run time 70 seconds, spot size 32–44 μm, He carrier gas mixed with Ar. LA-ICP-TOF-MS: 193 nm ArF excimer laser, spot diameter ~20 µm, repetition rate ~20 Hz, laser fluence ~7 J/cm², scan speed ~4000 µm/s, He carrier gas ~600 ml/min, washout time 50 ms. S isotope MC-ICP-MS: spot size ~44 μm, pulse frequency ~2 Hz, laser fluence ~5 J/cm², He carrier gas with Ar make-up gas. | MASS-1 (Fe-Cu-Zn-S pressed pellet) and GSE-1G (synthetic basaltic glass) from the United States Geological Survey; pyrite PPP-1; chalcopyrite GBW07268; pyrrhotite SP-Po-01 (δ34S = 1.4‰ ± 0.4‰); chalcopyrite SP-CP-01 (δ34S = 5.45‰ ± 0.3‰); natural and synthetic minerals from USA SPI Supplies | 11.0218 |  |  |  | 452.6459 |  | 0.23165 |  |  |  | 0.063734 | [9 empty] | 14.8576 | [5 empty] | 684.36 | [5 empty] | 358.5957 | [9 empty] | 486468.9268 | [13 empty] | 1.2899 | [11 empty] | 14.7024 |  | 84.9027 |  | 273.4939 | [7 empty] | 2.3043 | [5 empty] | 310.9995 | [15 empty] | 504686.8596 |  | 4.1742 |  |  |  | 18.2307 | [5 empty] | 0.092257 | [13 empty] | 8.5834 |  |  |  | 0.54795 |  | 10.8882 | [7 empty] | 5833.2252 |  |  |  |  | 2025
| Xunmei vent field, Niaochao vent field |  | Seafloor hydrothermal | Volcanic-hosted massive sulfide (VMS) | seafloor massive sulfide (SMS) | Cu, Zn, Au, Ag | Co, Pb, Sb | Cu, Zn, Au, Ag, Co, Pb, Sb |  |  | I-Py3 (n=24)-6 | I-Py3 (n=24)-6 | seafloor vent field |  |  |  |  | ore material | grab | grab | mineral separate | [5 empty] | mineralisation | sulfide chimney | pyrite, marcasite, chalcopyrite |  | pyrite, marcasite, chalcopyrite | multiple stages: colloform marcasite-pyrite intergrowths (outermost wall), replacement assemblages (transition layers), dense recrystallized assemblages, marcasite pseudomorphs after pyrrhotite (middle layer) | sulfide chimney | colloform, subhedral, anhedral, euhedral, dense coarse-grained, columnar pseudomorphs |  |  |  | sphalerite, pyrrhotite, anhydrite, galena, tetrahedrite, tennantite | Transverse sections (polished sections) | EMPA, LA-ICPMS, MC-ICPMS | JEOL JXA-8100 EPMA; Teledyne Cetac Technologies Analyte Excite laser ablation system coupled with an Agilent Technologies 7700x quadrupole ICP-MS; ESI NWR Image GEO 193 coupled with TOFWERK icp TOF R; Neptune Plus multicollector ICP-MS (Thermo Fisher Scientific, Bremen, Germany) coupled with a Geolas HD excimer ArF laser ablation system (Coherent, Göttingen, Germany); Bruker M4 Tornado™ system | SIO, MNR; China University of Petroleum (East China), Qingdao, China; Nanjing Focu MS Technology Co. Ltd., Nanjing, China; Shanghai Chemlab Laboratory, Shanghai, China; Wuhan Sample Solution Analytical Technology Co. Ltd., Wuhan, China | EPMA: beam current of 10 nA, beam size of 1–5 μm, accelerating voltage of 20 kV. Micro-XRF: rhodium target X-ray tube operating at 50 kV and 800 nA, polycapillary lens providing a 40-μm spot size on a 20-μm raster, dwell time of 5 ms per pixel. LA-ICP-MS: 193-nm ArF excimer laser, fluence of 6 J/cm², 6 Hz repetition rate for 40 seconds (240 pulses), 30-second pre-ablation blank, total run time 70 seconds, spot size 32–44 μm, He carrier gas mixed with Ar. LA-ICP-TOF-MS: 193 nm ArF excimer laser, spot diameter ~20 µm, repetition rate ~20 Hz, laser fluence ~7 J/cm², scan speed ~4000 µm/s, He carrier gas ~600 ml/min, washout time 50 ms. S isotope MC-ICP-MS: spot size ~44 μm, pulse frequency ~2 Hz, laser fluence ~5 J/cm², He carrier gas with Ar make-up gas. | MASS-1 (Fe-Cu-Zn-S pressed pellet) and GSE-1G (synthetic basaltic glass) from the United States Geological Survey; pyrite PPP-1; chalcopyrite GBW07268; pyrrhotite SP-Po-01 (δ34S = 1.4‰ ± 0.4‰); chalcopyrite SP-CP-01 (δ34S = 5.45‰ ± 0.3‰); natural and synthetic minerals from USA SPI Supplies | 49.0115 |  |  |  | 328.6945 |  | 0.51261 |  |  |  | 0.8607 | [9 empty] | 1.5007 | [5 empty] | 1142.4817 | [5 empty] | 2647.7678 | [9 empty] | 479927.0266 | [13 empty] | 0.46157 | [11 empty] | 35.1761 |  | 140.3503 |  | 177.1807 | [7 empty] | 5.1247 | [5 empty] | 243.0742 | [15 empty] | 512833.0059 |  | 3.7776 |  |  |  | 24.8844 | [5 empty] | 0.4719 | [7 empty] | 0.091627 | [5 empty] | 10.6369 |  |  |  | 1.6939 |  | 11.7908 | [7 empty] | 457.0473 |  |  |  |  | 2025
| Xunmei vent field, Niaochao vent field |  | Seafloor hydrothermal | Volcanic-hosted massive sulfide (VMS) | seafloor massive sulfide (SMS) | Cu, Zn, Au, Ag | Co, Pb, Sb | Cu, Zn, Au, Ag, Co, Pb, Sb |  |  | I-Py3 (n=24)-7 | I-Py3 (n=24)-7 | seafloor vent field |  |  |  |  | ore material | grab | grab | mineral separate | [5 empty] | mineralisation | sulfide chimney | pyrite, marcasite, chalcopyrite |  | pyrite, marcasite, chalcopyrite | multiple stages: colloform marcasite-pyrite intergrowths (outermost wall), replacement assemblages (transition layers), dense recrystallized assemblages, marcasite pseudomorphs after pyrrhotite (middle layer) | sulfide chimney | colloform, subhedral, anhedral, euhedral, dense coarse-grained, columnar pseudomorphs |  |  |  | sphalerite, pyrrhotite, anhydrite, galena, tetrahedrite, tennantite | Transverse sections (polished sections) | EMPA, LA-ICPMS, MC-ICPMS | JEOL JXA-8100 EPMA; Teledyne Cetac Technologies Analyte Excite laser ablation system coupled with an Agilent Technologies 7700x quadrupole ICP-MS; ESI NWR Image GEO 193 coupled with TOFWERK icp TOF R; Neptune Plus multicollector ICP-MS (Thermo Fisher Scientific, Bremen, Germany) coupled with a Geolas HD excimer ArF laser ablation system (Coherent, Göttingen, Germany); Bruker M4 Tornado™ system | SIO, MNR; China University of Petroleum (East China), Qingdao, China; Nanjing Focu MS Technology Co. Ltd., Nanjing, China; Shanghai Chemlab Laboratory, Shanghai, China; Wuhan Sample Solution Analytical Technology Co. Ltd., Wuhan, China | EPMA: beam current of 10 nA, beam size of 1–5 μm, accelerating voltage of 20 kV. Micro-XRF: rhodium target X-ray tube operating at 50 kV and 800 nA, polycapillary lens providing a 40-μm spot size on a 20-μm raster, dwell time of 5 ms per pixel. LA-ICP-MS: 193-nm ArF excimer laser, fluence of 6 J/cm², 6 Hz repetition rate for 40 seconds (240 pulses), 30-second pre-ablation blank, total run time 70 seconds, spot size 32–44 μm, He carrier gas mixed with Ar. LA-ICP-TOF-MS: 193 nm ArF excimer laser, spot diameter ~20 µm, repetition rate ~20 Hz, laser fluence ~7 J/cm², scan speed ~4000 µm/s, He carrier gas ~600 ml/min, washout time 50 ms. S isotope MC-ICP-MS: spot size ~44 μm, pulse frequency ~2 Hz, laser fluence ~5 J/cm², He carrier gas with Ar make-up gas. | MASS-1 (Fe-Cu-Zn-S pressed pellet) and GSE-1G (synthetic basaltic glass) from the United States Geological Survey; pyrite PPP-1; chalcopyrite GBW07268; pyrrhotite SP-Po-01 (δ34S = 1.4‰ ± 0.4‰); chalcopyrite SP-CP-01 (δ34S = 5.45‰ ± 0.3‰); natural and synthetic minerals from USA SPI Supplies | 11.2669 |  |  |  | 799.5942 |  | 0.28216 |  |  |  | 0.34003 | [9 empty] | 1.1922 | [5 empty] | 1130.6779 | [5 empty] | 580.5779 | [9 empty] | 475304.1797 | [13 empty] | 0.26057 | [11 empty] | 5.3729 |  | 45.4058 |  | 162.9748 | [7 empty] | 1.3765 | [5 empty] | 433.3126 | [15 empty] | 518920.9688 |  | 3.4466 |  |  |  | 42.4707 | [5 empty] | 0.10482 | [13 empty] | 17.3496 |  |  |  | 1.1235 |  | 14.8445 | [7 empty] | 874.7288 |  |  |  |  | 2025
| Xunmei vent field, Niaochao vent field |  | Seafloor hydrothermal | Volcanic-hosted massive sulfide (VMS) | seafloor massive sulfide (SMS) | Cu, Zn, Au, Ag | Co, Pb, Sb | Cu, Zn, Au, Ag, Co, Pb, Sb |  |  | I-Py3 (n=24)-8 | I-Py3 (n=24)-8 | seafloor vent field |  |  |  |  | ore material | grab | grab | mineral separate | [5 empty] | mineralisation | sulfide chimney | pyrite, marcasite, chalcopyrite |  | pyrite, marcasite, chalcopyrite | multiple stages: colloform marcasite-pyrite intergrowths (outermost wall), replacement assemblages (transition layers), dense recrystallized assemblages, marcasite pseudomorphs after pyrrhotite (middle layer) | sulfide chimney | colloform, subhedral, anhedral, euhedral, dense coarse-grained, columnar pseudomorphs |  |  |  | sphalerite, pyrrhotite, anhydrite, galena, tetrahedrite, tennantite | Transverse sections (polished sections) | EMPA, LA-ICPMS, MC-ICPMS | JEOL JXA-8100 EPMA; Teledyne Cetac Technologies Analyte Excite laser ablation system coupled with an Agilent Technologies 7700x quadrupole ICP-MS; ESI NWR Image GEO 193 coupled with TOFWERK icp TOF R; Neptune Plus multicollector ICP-MS (Thermo Fisher Scientific, Bremen, Germany) coupled with a Geolas HD excimer ArF laser ablation system (Coherent, Göttingen, Germany); Bruker M4 Tornado™ system | SIO, MNR; China University of Petroleum (East China), Qingdao, China; Nanjing Focu MS Technology Co. Ltd., Nanjing, China; Shanghai Chemlab Laboratory, Shanghai, China; Wuhan Sample Solution Analytical Technology Co. Ltd., Wuhan, China | EPMA: beam current of 10 nA, beam size of 1–5 μm, accelerating voltage of 20 kV. Micro-XRF: rhodium target X-ray tube operating at 50 kV and 800 nA, polycapillary lens providing a 40-μm spot size on a 20-μm raster, dwell time of 5 ms per pixel. LA-ICP-MS: 193-nm ArF excimer laser, fluence of 6 J/cm², 6 Hz repetition rate for 40 seconds (240 pulses), 30-second pre-ablation blank, total run time 70 seconds, spot size 32–44 μm, He carrier gas mixed with Ar. LA-ICP-TOF-MS: 193 nm ArF excimer laser, spot diameter ~20 µm, repetition rate ~20 Hz, laser fluence ~7 J/cm², scan speed ~4000 µm/s, He carrier gas ~600 ml/min, washout time 50 ms. S isotope MC-ICP-MS: spot size ~44 μm, pulse frequency ~2 Hz, laser fluence ~5 J/cm², He carrier gas with Ar make-up gas. | MASS-1 (Fe-Cu-Zn-S pressed pellet) and GSE-1G (synthetic basaltic glass) from the United States Geological Survey; pyrite PPP-1; chalcopyrite GBW07268; pyrrhotite SP-Po-01 (δ34S = 1.4‰ ± 0.4‰); chalcopyrite SP-CP-01 (δ34S = 5.45‰ ± 0.3‰); natural and synthetic minerals from USA SPI Supplies | 9.2362 |  |  |  | 320.1447 |  | 0.11174 |  |  |  | 0.83912 | [9 empty] | 1.9841 | [5 empty] | 1424.3015 | [5 empty] | 1162.1147 | [9 empty] | 491556.3756 | [13 empty] | 1.5088 | [11 empty] | 5.6809 |  | 13.3921 |  | 84.808 | [7 empty] | 0.12779 | [5 empty] | 126.1146 | [15 empty] | 503082.144 |  | 2.3929 |  |  |  | 55.6554 | [5 empty] | 0.23487 | [7 empty] | 0.11567 | [5 empty] | 3.7729 |  |  |  | 0.46995 |  | 10.9327 | [7 empty] | 572.6847 |  |  |  |  | 2025
| Xunmei vent field, Niaochao vent field |  | Seafloor hydrothermal | Volcanic-hosted massive sulfide (VMS) | seafloor massive sulfide (SMS) | Cu, Zn, Au, Ag | Co, Pb, Sb | Cu, Zn, Au, Ag, Co, Pb, Sb |  |  | I-Py3 (n=24)-9 | I-Py3 (n=24)-9 | seafloor vent field |  |  |  |  | ore material | grab | grab | mineral separate | [5 empty] | mineralisation | sulfide chimney | pyrite, marcasite, chalcopyrite |  | pyrite, marcasite, chalcopyrite | multiple stages: colloform marcasite-pyrite intergrowths (outermost wall), replacement assemblages (transition layers), dense recrystallized assemblages, marcasite pseudomorphs after pyrrhotite (middle layer) | sulfide chimney | colloform, subhedral, anhedral, euhedral, dense coarse-grained, columnar pseudomorphs |  |  |  | sphalerite, pyrrhotite, anhydrite, galena, tetrahedrite, tennantite | Transverse sections (polished sections) | EMPA, LA-ICPMS, MC-ICPMS | JEOL JXA-8100 EPMA; Teledyne Cetac Technologies Analyte Excite laser ablation system coupled with an Agilent Technologies 7700x quadrupole ICP-MS; ESI NWR Image GEO 193 coupled with TOFWERK icp TOF R; Neptune Plus multicollector ICP-MS (Thermo Fisher Scientific, Bremen, Germany) coupled with a Geolas HD excimer ArF laser ablation system (Coherent, Göttingen, Germany); Bruker M4 Tornado™ system | SIO, MNR; China University of Petroleum (East China), Qingdao, China; Nanjing Focu MS Technology Co. Ltd., Nanjing, China; Shanghai Chemlab Laboratory, Shanghai, China; Wuhan Sample Solution Analytical Technology Co. Ltd., Wuhan, China | EPMA: beam current of 10 nA, beam size of 1–5 μm, accelerating voltage of 20 kV. Micro-XRF: rhodium target X-ray tube operating at 50 kV and 800 nA, polycapillary lens providing a 40-μm spot size on a 20-μm raster, dwell time of 5 ms per pixel. LA-ICP-MS: 193-nm ArF excimer laser, fluence of 6 J/cm², 6 Hz repetition rate for 40 seconds (240 pulses), 30-second pre-ablation blank, total run time 70 seconds, spot size 32–44 μm, He carrier gas mixed with Ar. LA-ICP-TOF-MS: 193 nm ArF excimer laser, spot diameter ~20 µm, repetition rate ~20 Hz, laser fluence ~7 J/cm², scan speed ~4000 µm/s, He carrier gas ~600 ml/min, washout time 50 ms. S isotope MC-ICP-MS: spot size ~44 μm, pulse frequency ~2 Hz, laser fluence ~5 J/cm², He carrier gas with Ar make-up gas. | MASS-1 (Fe-Cu-Zn-S pressed pellet) and GSE-1G (synthetic basaltic glass) from the United States Geological Survey; pyrite PPP-1; chalcopyrite GBW07268; pyrrhotite SP-Po-01 (δ34S = 1.4‰ ± 0.4‰); chalcopyrite SP-CP-01 (δ34S = 5.45‰ ± 0.3‰); natural and synthetic minerals from USA SPI Supplies | 9.5081 |  |  |  | 263.8525 |  | 0.12232 |  |  |  | 0.4836 | [9 empty] | 1.7383 | [5 empty] | 1060.4443 | [5 empty] | 875.2518 | [9 empty] | 489450.1143 | [13 empty] | 0.90992 | [11 empty] | 9.9592 |  | 12.7424 |  | 99.2811 | [7 empty] | 0.11536 | [5 empty] | 116.2338 | [15 empty] | 506347.1537 |  | 2.0108 |  |  |  | 48.4164 | [5 empty] | 0.005515 | [13 empty] | 3.4405 |  |  |  | 0.27228 |  | 8.5559 | [7 empty] | 449.9541 |  |  |  |  | 2025
| Xunmei vent field, Niaochao vent field |  | Seafloor hydrothermal | Volcanic-hosted massive sulfide (VMS) | seafloor massive sulfide (SMS) | Cu, Zn, Au, Ag | Co, Pb, Sb | Cu, Zn, Au, Ag, Co, Pb, Sb |  |  | I-Py3 (n=24)-10 | I-Py3 (n=24)-10 | seafloor vent field |  |  |  |  | ore material | grab | grab | mineral separate | [5 empty] | mineralisation | sulfide chimney | pyrite, marcasite, chalcopyrite |  | pyrite, marcasite, chalcopyrite | multiple stages: colloform marcasite-pyrite intergrowths (outermost wall), replacement assemblages (transition layers), dense recrystallized assemblages, marcasite pseudomorphs after pyrrhotite (middle layer) | sulfide chimney | colloform, subhedral, anhedral, euhedral, dense coarse-grained, columnar pseudomorphs |  |  |  | sphalerite, pyrrhotite, anhydrite, galena, tetrahedrite, tennantite | Transverse sections (polished sections) | EMPA, LA-ICPMS, MC-ICPMS | JEOL JXA-8100 EPMA; Teledyne Cetac Technologies Analyte Excite laser ablation system coupled with an Agilent Technologies 7700x quadrupole ICP-MS; ESI NWR Image GEO 193 coupled with TOFWERK icp TOF R; Neptune Plus multicollector ICP-MS (Thermo Fisher Scientific, Bremen, Germany) coupled with a Geolas HD excimer ArF laser ablation system (Coherent, Göttingen, Germany); Bruker M4 Tornado™ system | SIO, MNR; China University of Petroleum (East China), Qingdao, China; Nanjing Focu MS Technology Co. Ltd., Nanjing, China; Shanghai Chemlab Laboratory, Shanghai, China; Wuhan Sample Solution Analytical Technology Co. Ltd., Wuhan, China | EPMA: beam current of 10 nA, beam size of 1–5 μm, accelerating voltage of 20 kV. Micro-XRF: rhodium target X-ray tube operating at 50 kV and 800 nA, polycapillary lens providing a 40-μm spot size on a 20-μm raster, dwell time of 5 ms per pixel. LA-ICP-MS: 193-nm ArF excimer laser, fluence of 6 J/cm², 6 Hz repetition rate for 40 seconds (240 pulses), 30-second pre-ablation blank, total run time 70 seconds, spot size 32–44 μm, He carrier gas mixed with Ar. LA-ICP-TOF-MS: 193 nm ArF excimer laser, spot diameter ~20 µm, repetition rate ~20 Hz, laser fluence ~7 J/cm², scan speed ~4000 µm/s, He carrier gas ~600 ml/min, washout time 50 ms. S isotope MC-ICP-MS: spot size ~44 μm, pulse frequency ~2 Hz, laser fluence ~5 J/cm², He carrier gas with Ar make-up gas. | MASS-1 (Fe-Cu-Zn-S pressed pellet) and GSE-1G (synthetic basaltic glass) from the United States Geological Survey; pyrite PPP-1; chalcopyrite GBW07268; pyrrhotite SP-Po-01 (δ34S = 1.4‰ ± 0.4‰); chalcopyrite SP-CP-01 (δ34S = 5.45‰ ± 0.3‰); natural and synthetic minerals from USA SPI Supplies | 10.4718 |  |  |  | 241.1455 |  | 0.15838 |  |  |  | 0.058103 | [9 empty] | 4.4376 | [5 empty] | 1308.1623 | [5 empty] | 1136.396 | [9 empty] | 490796.1526 | [13 empty] | 0.74599 | [11 empty] | 4.7268 |  | 45.755 |  | 348.1972 | [7 empty] | 0.14656 | [5 empty] | 245.3502 | [15 empty] | 504437.1851 |  | 1.8875 |  |  |  | 42.7784 | [5 empty] | 0.15218 | [7 empty] | 0.071284 | [5 empty] | 4.9921 |  |  |  | 0.12977 |  | 4.3531 | [7 empty] | 1071.7968 |  |  |  |  | 2025
| Xunmei vent field, Niaochao vent field |  | Seafloor hydrothermal | Volcanic-hosted massive sulfide (VMS) | seafloor massive sulfide (SMS) | Cu, Zn, Au, Ag | Co, Pb, Sb | Cu, Zn, Au, Ag, Co, Pb, Sb |  |  | I-Py3 (n=24)-11 | I-Py3 (n=24)-11 | seafloor vent field |  |  |  |  | ore material | grab | grab | mineral separate | [5 empty] | mineralisation | sulfide chimney | pyrite, marcasite, chalcopyrite |  | pyrite, marcasite, chalcopyrite | multiple stages: colloform marcasite-pyrite intergrowths (outermost wall), replacement assemblages (transition layers), dense recrystallized assemblages, marcasite pseudomorphs after pyrrhotite (middle layer) | sulfide chimney | colloform, subhedral, anhedral, euhedral, dense coarse-grained, columnar pseudomorphs |  |  |  | sphalerite, pyrrhotite, anhydrite, galena, tetrahedrite, tennantite | Transverse sections (polished sections) | EMPA, LA-ICPMS, MC-ICPMS | JEOL JXA-8100 EPMA; Teledyne Cetac Technologies Analyte Excite laser ablation system coupled with an Agilent Technologies 7700x quadrupole ICP-MS; ESI NWR Image GEO 193 coupled with TOFWERK icp TOF R; Neptune Plus multicollector ICP-MS (Thermo Fisher Scientific, Bremen, Germany) coupled with a Geolas HD excimer ArF laser ablation system (Coherent, Göttingen, Germany); Bruker M4 Tornado™ system | SIO, MNR; China University of Petroleum (East China), Qingdao, China; Nanjing Focu MS Technology Co. Ltd., Nanjing, China; Shanghai Chemlab Laboratory, Shanghai, China; Wuhan Sample Solution Analytical Technology Co. Ltd., Wuhan, China | EPMA: beam current of 10 nA, beam size of 1–5 μm, accelerating voltage of 20 kV. Micro-XRF: rhodium target X-ray tube operating at 50 kV and 800 nA, polycapillary lens providing a 40-μm spot size on a 20-μm raster, dwell time of 5 ms per pixel. LA-ICP-MS: 193-nm ArF excimer laser, fluence of 6 J/cm², 6 Hz repetition rate for 40 seconds (240 pulses), 30-second pre-ablation blank, total run time 70 seconds, spot size 32–44 μm, He carrier gas mixed with Ar. LA-ICP-TOF-MS: 193 nm ArF excimer laser, spot diameter ~20 µm, repetition rate ~20 Hz, laser fluence ~7 J/cm², scan speed ~4000 µm/s, He carrier gas ~600 ml/min, washout time 50 ms. S isotope MC-ICP-MS: spot size ~44 μm, pulse frequency ~2 Hz, laser fluence ~5 J/cm², He carrier gas with Ar make-up gas. | MASS-1 (Fe-Cu-Zn-S pressed pellet) and GSE-1G (synthetic basaltic glass) from the United States Geological Survey; pyrite PPP-1; chalcopyrite GBW07268; pyrrhotite SP-Po-01 (δ34S = 1.4‰ ± 0.4‰); chalcopyrite SP-CP-01 (δ34S = 5.45‰ ± 0.3‰); natural and synthetic minerals from USA SPI Supplies | 10.8181 |  |  |  | 633.535 |  | 0.33325 |  |  |  | 0.24226 | [9 empty] | 1.4256 | [5 empty] | 468.2959 | [5 empty] | 834.3872 | [9 empty] | 491712.1936 | [13 empty] | 0.63393 | [11 empty] | 41.5904 |  | 207.462 |  | 65.5872 | [7 empty] | 2.53 | [5 empty] | 319.0176 | [15 empty] | 503235.513 |  | 3.0697 |  |  |  | 11.4248 | [5 empty] | 0.019771 | [7 empty] | 0.14888 | [5 empty] | 35.1988 |  |  |  | 0.74449 |  | 23.3206 | [7 empty] | 726.7485 |  |  |  |  | 2025
| Xunmei vent field, Niaochao vent field |  | Seafloor hydrothermal | Volcanic-hosted massive sulfide (VMS) | seafloor massive sulfide (SMS) | Cu, Zn, Au, Ag | Co, Pb, Sb | Cu, Zn, Au, Ag, Co, Pb, Sb |  |  | I-Py3 (n=24)-12 | I-Py3 (n=24)-12 | seafloor vent field |  |  |  |  | ore material | grab | grab | mineral separate | [5 empty] | mineralisation | sulfide chimney | pyrite, marcasite, chalcopyrite |  | pyrite, marcasite, chalcopyrite | multiple stages: colloform marcasite-pyrite intergrowths (outermost wall), replacement assemblages (transition layers), dense recrystallized assemblages, marcasite pseudomorphs after pyrrhotite (middle layer) | sulfide chimney | colloform, subhedral, anhedral, euhedral, dense coarse-grained, columnar pseudomorphs |  |  |  | sphalerite, pyrrhotite, anhydrite, galena, tetrahedrite, tennantite | Transverse sections (polished sections) | EMPA, LA-ICPMS, MC-ICPMS | JEOL JXA-8100 EPMA; Teledyne Cetac Technologies Analyte Excite laser ablation system coupled with an Agilent Technologies 7700x quadrupole ICP-MS; ESI NWR Image GEO 193 coupled with TOFWERK icp TOF R; Neptune Plus multicollector ICP-MS (Thermo Fisher Scientific, Bremen, Germany) coupled with a Geolas HD excimer ArF laser ablation system (Coherent, Göttingen, Germany); Bruker M4 Tornado™ system | SIO, MNR; China University of Petroleum (East China), Qingdao, China; Nanjing Focu MS Technology Co. Ltd., Nanjing, China; Shanghai Chemlab Laboratory, Shanghai, China; Wuhan Sample Solution Analytical Technology Co. Ltd., Wuhan, China | EPMA: beam current of 10 nA, beam size of 1–5 μm, accelerating voltage of 20 kV. Micro-XRF: rhodium target X-ray tube operating at 50 kV and 800 nA, polycapillary lens providing a 40-μm spot size on a 20-μm raster, dwell time of 5 ms per pixel. LA-ICP-MS: 193-nm ArF excimer laser, fluence of 6 J/cm², 6 Hz repetition rate for 40 seconds (240 pulses), 30-second pre-ablation blank, total run time 70 seconds, spot size 32–44 μm, He carrier gas mixed with Ar. LA-ICP-TOF-MS: 193 nm ArF excimer laser, spot diameter ~20 µm, repetition rate ~20 Hz, laser fluence ~7 J/cm², scan speed ~4000 µm/s, He carrier gas ~600 ml/min, washout time 50 ms. S isotope MC-ICP-MS: spot size ~44 μm, pulse frequency ~2 Hz, laser fluence ~5 J/cm², He carrier gas with Ar make-up gas. | MASS-1 (Fe-Cu-Zn-S pressed pellet) and GSE-1G (synthetic basaltic glass) from the United States Geological Survey; pyrite PPP-1; chalcopyrite GBW07268; pyrrhotite SP-Po-01 (δ34S = 1.4‰ ± 0.4‰); chalcopyrite SP-CP-01 (δ34S = 5.45‰ ± 0.3‰); natural and synthetic minerals from USA SPI Supplies | 7.3498 |  |  |  | 183.1884 |  | 0.10682 |  |  |  | 0.61524 | [9 empty] | 0.63016 | [5 empty] | 905.9394 | [5 empty] | 1995.3725 | [9 empty] | 482772.6996 | [13 empty] | 0.20103 | [11 empty] | 8.0025 |  | 9.3187 |  | 205.5155 | [7 empty] | 0.59251 | [5 empty] | 197.76 | [15 empty] | 511924.3513 |  | 1.4863 |  |  |  | 32.4442 | [5 empty] | 0.11685 | [7 empty] | 0.070896 | [5 empty] | 10.2549 |  |  |  | 1.1235 |  | 10.8095 | [7 empty] | 190.0525 |  |  |  |  | 2025
| Xunmei vent field, Niaochao vent field |  | Seafloor hydrothermal | Volcanic-hosted massive sulfide (VMS) | seafloor massive sulfide (SMS) | Cu, Zn, Au, Ag | Co, Pb, Sb | Cu, Zn, Au, Ag, Co, Pb, Sb |  |  | I-Py3 (n=24)-13 | I-Py3 (n=24)-13 | seafloor vent field |  |  |  |  | ore material | grab | grab | mineral separate | [5 empty] | mineralisation | sulfide chimney | pyrite, marcasite, chalcopyrite |  | pyrite, marcasite, chalcopyrite | multiple stages: colloform marcasite-pyrite intergrowths (outermost wall), replacement assemblages (transition layers), dense recrystallized assemblages, marcasite pseudomorphs after pyrrhotite (middle layer) | sulfide chimney | colloform, subhedral, anhedral, euhedral, dense coarse-grained, columnar pseudomorphs |  |  |  | sphalerite, pyrrhotite, anhydrite, galena, tetrahedrite, tennantite | Transverse sections (polished sections) | EMPA, LA-ICPMS, MC-ICPMS | JEOL JXA-8100 EPMA; Teledyne Cetac Technologies Analyte Excite laser ablation system coupled with an Agilent Technologies 7700x quadrupole ICP-MS; ESI NWR Image GEO 193 coupled with TOFWERK icp TOF R; Neptune Plus multicollector ICP-MS (Thermo Fisher Scientific, Bremen, Germany) coupled with a Geolas HD excimer ArF laser ablation system (Coherent, Göttingen, Germany); Bruker M4 Tornado™ system | SIO, MNR; China University of Petroleum (East China), Qingdao, China; Nanjing Focu MS Technology Co. Ltd., Nanjing, China; Shanghai Chemlab Laboratory, Shanghai, China; Wuhan Sample Solution Analytical Technology Co. Ltd., Wuhan, China | EPMA: beam current of 10 nA, beam size of 1–5 μm, accelerating voltage of 20 kV. Micro-XRF: rhodium target X-ray tube operating at 50 kV and 800 nA, polycapillary lens providing a 40-μm spot size on a 20-μm raster, dwell time of 5 ms per pixel. LA-ICP-MS: 193-nm ArF excimer laser, fluence of 6 J/cm², 6 Hz repetition rate for 40 seconds (240 pulses), 30-second pre-ablation blank, total run time 70 seconds, spot size 32–44 μm, He carrier gas mixed with Ar. LA-ICP-TOF-MS: 193 nm ArF excimer laser, spot diameter ~20 µm, repetition rate ~20 Hz, laser fluence ~7 J/cm², scan speed ~4000 µm/s, He carrier gas ~600 ml/min, washout time 50 ms. S isotope MC-ICP-MS: spot size ~44 μm, pulse frequency ~2 Hz, laser fluence ~5 J/cm², He carrier gas with Ar make-up gas. | MASS-1 (Fe-Cu-Zn-S pressed pellet) and GSE-1G (synthetic basaltic glass) from the United States Geological Survey; pyrite PPP-1; chalcopyrite GBW07268; pyrrhotite SP-Po-01 (δ34S = 1.4‰ ± 0.4‰); chalcopyrite SP-CP-01 (δ34S = 5.45‰ ± 0.3‰); natural and synthetic minerals from USA SPI Supplies | 5.4935 |  |  |  | 434.027 |  | 0.10862 |  |  |  | 0.35813 | [9 empty] | 0.72064 | [5 empty] | 1431.1598 | [5 empty] | 656.2834 | [9 empty] | 484676.9455 | [13 empty] | 0.4829 | [11 empty] | 10.1385 |  | 10.889 |  | 303.035 | [7 empty] | 0.17052 | [5 empty] | 109.4133 | [15 empty] | 511198.9379 |  | 1.9317 |  |  |  | 38.93 | [5 empty] | 0.10863 | [7 empty] | 0.13109 | [5 empty] | 3.6922 |  |  |  | 2.0111 |  | 7.7571 | [7 empty] | 160.3695 |  |  |  |  | 2025
| Xunmei vent field, Niaochao vent field |  | Seafloor hydrothermal | Volcanic-hosted massive sulfide (VMS) | seafloor massive sulfide (SMS) | Cu, Zn, Au, Ag | Co, Pb, Sb | Cu, Zn, Au, Ag, Co, Pb, Sb |  |  | I-Py3 (n=24)-14 | I-Py3 (n=24)-14 | seafloor vent field |  |  |  |  | ore material | grab | grab | mineral separate | [5 empty] | mineralisation | sulfide chimney | pyrite, marcasite, chalcopyrite |  | pyrite, marcasite, chalcopyrite | multiple stages: colloform marcasite-pyrite intergrowths (outermost wall), replacement assemblages (transition layers), dense recrystallized assemblages, marcasite pseudomorphs after pyrrhotite (middle layer) | sulfide chimney | colloform, subhedral, anhedral, euhedral, dense coarse-grained, columnar pseudomorphs |  |  |  | sphalerite, pyrrhotite, anhydrite, galena, tetrahedrite, tennantite | Transverse sections (polished sections) | EMPA, LA-ICPMS, MC-ICPMS | JEOL JXA-8100 EPMA; Teledyne Cetac Technologies Analyte Excite laser ablation system coupled with an Agilent Technologies 7700x quadrupole ICP-MS; ESI NWR Image GEO 193 coupled with TOFWERK icp TOF R; Neptune Plus multicollector ICP-MS (Thermo Fisher Scientific, Bremen, Germany) coupled with a Geolas HD excimer ArF laser ablation system (Coherent, Göttingen, Germany); Bruker M4 Tornado™ system | SIO, MNR; China University of Petroleum (East China), Qingdao, China; Nanjing Focu MS Technology Co. Ltd., Nanjing, China; Shanghai Chemlab Laboratory, Shanghai, China; Wuhan Sample Solution Analytical Technology Co. Ltd., Wuhan, China | EPMA: beam current of 10 nA, beam size of 1–5 μm, accelerating voltage of 20 kV. Micro-XRF: rhodium target X-ray tube operating at 50 kV and 800 nA, polycapillary lens providing a 40-μm spot size on a 20-μm raster, dwell time of 5 ms per pixel. LA-ICP-MS: 193-nm ArF excimer laser, fluence of 6 J/cm², 6 Hz repetition rate for 40 seconds (240 pulses), 30-second pre-ablation blank, total run time 70 seconds, spot size 32–44 μm, He carrier gas mixed with Ar. LA-ICP-TOF-MS: 193 nm ArF excimer laser, spot diameter ~20 µm, repetition rate ~20 Hz, laser fluence ~7 J/cm², scan speed ~4000 µm/s, He carrier gas ~600 ml/min, washout time 50 ms. S isotope MC-ICP-MS: spot size ~44 μm, pulse frequency ~2 Hz, laser fluence ~5 J/cm², He carrier gas with Ar make-up gas. | MASS-1 (Fe-Cu-Zn-S pressed pellet) and GSE-1G (synthetic basaltic glass) from the United States Geological Survey; pyrite PPP-1; chalcopyrite GBW07268; pyrrhotite SP-Po-01 (δ34S = 1.4‰ ± 0.4‰); chalcopyrite SP-CP-01 (δ34S = 5.45‰ ± 0.3‰); natural and synthetic minerals from USA SPI Supplies | 6.8371 |  |  |  | 357.5231 |  | 0.12755 |  |  |  | 0.55168 |  |  |  | 0.033896 | [5 empty] | 0.51961 | [5 empty] | 1243.8436 | [5 empty] | 2212.2678 | [9 empty] | 481493.6917 | [13 empty] | 1.3777 | [11 empty] | 149.8711 |  | 39.5819 |  | 124.9374 | [7 empty] | 1.0002 | [5 empty] | 98.8031 | [15 empty] | 512487.0472 |  | 2.1594 |  |  |  | 65.273 | [5 empty] | 0.23803 | [7 empty] | 0.051229 | [5 empty] | 0.32612 |  |  |  | 3.9133 |  | 11.4589 | [7 empty] | 96.2051 |  |  |  |  | 2025
| Xunmei vent field, Niaochao vent field |  | Seafloor hydrothermal | Volcanic-hosted massive sulfide (VMS) | seafloor massive sulfide (SMS) | Cu, Zn, Au, Ag | Co, Pb, Sb | Cu, Zn, Au, Ag, Co, Pb, Sb |  |  | I-Py3 (n=24)-15 | I-Py3 (n=24)-15 | seafloor vent field |  |  |  |  | ore material | grab | grab | mineral separate | [5 empty] | mineralisation | sulfide chimney | pyrite, marcasite, chalcopyrite |  | pyrite, marcasite, chalcopyrite | multiple stages: colloform marcasite-pyrite intergrowths (outermost wall), replacement assemblages (transition layers), dense recrystallized assemblages, marcasite pseudomorphs after pyrrhotite (middle layer) | sulfide chimney | colloform, subhedral, anhedral, euhedral, dense coarse-grained, columnar pseudomorphs |  |  |  | sphalerite, pyrrhotite, anhydrite, galena, tetrahedrite, tennantite | Transverse sections (polished sections) | EMPA, LA-ICPMS, MC-ICPMS | JEOL JXA-8100 EPMA; Teledyne Cetac Technologies Analyte Excite laser ablation system coupled with an Agilent Technologies 7700x quadrupole ICP-MS; ESI NWR Image GEO 193 coupled with TOFWERK icp TOF R; Neptune Plus multicollector ICP-MS (Thermo Fisher Scientific, Bremen, Germany) coupled with a Geolas HD excimer ArF laser ablation system (Coherent, Göttingen, Germany); Bruker M4 Tornado™ system | SIO, MNR; China University of Petroleum (East China), Qingdao, China; Nanjing Focu MS Technology Co. Ltd., Nanjing, China; Shanghai Chemlab Laboratory, Shanghai, China; Wuhan Sample Solution Analytical Technology Co. Ltd., Wuhan, China | EPMA: beam current of 10 nA, beam size of 1–5 μm, accelerating voltage of 20 kV. Micro-XRF: rhodium target X-ray tube operating at 50 kV and 800 nA, polycapillary lens providing a 40-μm spot size on a 20-μm raster, dwell time of 5 ms per pixel. LA-ICP-MS: 193-nm ArF excimer laser, fluence of 6 J/cm², 6 Hz repetition rate for 40 seconds (240 pulses), 30-second pre-ablation blank, total run time 70 seconds, spot size 32–44 μm, He carrier gas mixed with Ar. LA-ICP-TOF-MS: 193 nm ArF excimer laser, spot diameter ~20 µm, repetition rate ~20 Hz, laser fluence ~7 J/cm², scan speed ~4000 µm/s, He carrier gas ~600 ml/min, washout time 50 ms. S isotope MC-ICP-MS: spot size ~44 μm, pulse frequency ~2 Hz, laser fluence ~5 J/cm², He carrier gas with Ar make-up gas. | MASS-1 (Fe-Cu-Zn-S pressed pellet) and GSE-1G (synthetic basaltic glass) from the United States Geological Survey; pyrite PPP-1; chalcopyrite GBW07268; pyrrhotite SP-Po-01 (δ34S = 1.4‰ ± 0.4‰); chalcopyrite SP-CP-01 (δ34S = 5.45‰ ± 0.3‰); natural and synthetic minerals from USA SPI Supplies | 15.2643 |  |  |  | 308.4519 |  | 0.23056 |  |  |  | 0.26302 |  |  |  | 0.005417 | [5 empty] | 3.1601 | [5 empty] | 1316.8846 | [5 empty] | 1005.5577 | [9 empty] | 482489.4075 | [13 empty] | 1.2156 | [11 empty] | 58.8491 |  | 211.0932 |  | 151.269 | [7 empty] | 1.8463 | [5 empty] | 223.7795 | [15 empty] | 510745.4743 |  | 3.5707 |  |  |  | 36.1866 | [5 empty] | 0.1993 | [7 empty] | 0.12847 | [5 empty] | 16.8827 |  |  |  | 0.18473 |  | 11.602 | [7 empty] | 2488.9245 |  |  |  |  | 2025
| Xunmei vent field, Niaochao vent field |  | Seafloor hydrothermal | Volcanic-hosted massive sulfide (VMS) | seafloor massive sulfide (SMS) | Cu, Zn, Au, Ag | Co, Pb, Sb | Cu, Zn, Au, Ag, Co, Pb, Sb |  |  | I-Py3 (n=24)-16 | I-Py3 (n=24)-16 | seafloor vent field |  |  |  |  | ore material | grab | grab | mineral separate | [5 empty] | mineralisation | sulfide chimney | pyrite, marcasite, chalcopyrite |  | pyrite, marcasite, chalcopyrite | multiple stages: colloform marcasite-pyrite intergrowths (outermost wall), replacement assemblages (transition layers), dense recrystallized assemblages, marcasite pseudomorphs after pyrrhotite (middle layer) | sulfide chimney | colloform, subhedral, anhedral, euhedral, dense coarse-grained, columnar pseudomorphs |  |  |  | sphalerite, pyrrhotite, anhydrite, galena, tetrahedrite, tennantite | Transverse sections (polished sections) | EMPA, LA-ICPMS, MC-ICPMS | JEOL JXA-8100 EPMA; Teledyne Cetac Technologies Analyte Excite laser ablation system coupled with an Agilent Technologies 7700x quadrupole ICP-MS; ESI NWR Image GEO 193 coupled with TOFWERK icp TOF R; Neptune Plus multicollector ICP-MS (Thermo Fisher Scientific, Bremen, Germany) coupled with a Geolas HD excimer ArF laser ablation system (Coherent, Göttingen, Germany); Bruker M4 Tornado™ system | SIO, MNR; China University of Petroleum (East China), Qingdao, China; Nanjing Focu MS Technology Co. Ltd., Nanjing, China; Shanghai Chemlab Laboratory, Shanghai, China; Wuhan Sample Solution Analytical Technology Co. Ltd., Wuhan, China | EPMA: beam current of 10 nA, beam size of 1–5 μm, accelerating voltage of 20 kV. Micro-XRF: rhodium target X-ray tube operating at 50 kV and 800 nA, polycapillary lens providing a 40-μm spot size on a 20-μm raster, dwell time of 5 ms per pixel. LA-ICP-MS: 193-nm ArF excimer laser, fluence of 6 J/cm², 6 Hz repetition rate for 40 seconds (240 pulses), 30-second pre-ablation blank, total run time 70 seconds, spot size 32–44 μm, He carrier gas mixed with Ar. LA-ICP-TOF-MS: 193 nm ArF excimer laser, spot diameter ~20 µm, repetition rate ~20 Hz, laser fluence ~7 J/cm², scan speed ~4000 µm/s, He carrier gas ~600 ml/min, washout time 50 ms. S isotope MC-ICP-MS: spot size ~44 μm, pulse frequency ~2 Hz, laser fluence ~5 J/cm², He carrier gas with Ar make-up gas. | MASS-1 (Fe-Cu-Zn-S pressed pellet) and GSE-1G (synthetic basaltic glass) from the United States Geological Survey; pyrite PPP-1; chalcopyrite GBW07268; pyrrhotite SP-Po-01 (δ34S = 1.4‰ ± 0.4‰); chalcopyrite SP-CP-01 (δ34S = 5.45‰ ± 0.3‰); natural and synthetic minerals from USA SPI Supplies | 9.3396 |  |  |  | 802.2639 |  | 0.17127 |  |  |  | 1.9063 |  |  |  | 0.005628 | [5 empty] | 9.9696 | [5 empty] | 1156.8777 | [5 empty] | 4438.7968 | [9 empty] | 457121.8209 | [13 empty] | 3.1763 | [11 empty] | 43.7125 |  | 4.5954 |  | 351.9351 | [7 empty] | 0.44012 | [5 empty] | 150.1816 | [15 empty] | 529139.4929 |  | 6.9665 |  |  |  | 54.9318 | [5 empty] | 0.37667 | [13 empty] | 0.60251 |  |  |  | 0.45653 |  | 40.0729 | [7 empty] | 1084.6087 |  |  |  |  | 2025
| Xunmei vent field, Niaochao vent field |  | Seafloor hydrothermal | Volcanic-hosted massive sulfide (VMS) | seafloor massive sulfide (SMS) | Cu, Zn, Au, Ag | Co, Pb, Sb | Cu, Zn, Au, Ag, Co, Pb, Sb |  |  | I-Py3 (n=24)-17 | I-Py3 (n=24)-17 | seafloor vent field |  |  |  |  | ore material | grab | grab | mineral separate | [5 empty] | mineralisation | sulfide chimney | pyrite, marcasite, chalcopyrite |  | pyrite, marcasite, chalcopyrite | multiple stages: colloform marcasite-pyrite intergrowths (outermost wall), replacement assemblages (transition layers), dense recrystallized assemblages, marcasite pseudomorphs after pyrrhotite (middle layer) | sulfide chimney | colloform, subhedral, anhedral, euhedral, dense coarse-grained, columnar pseudomorphs |  |  |  | sphalerite, pyrrhotite, anhydrite, galena, tetrahedrite, tennantite | Transverse sections (polished sections) | EMPA, LA-ICPMS, MC-ICPMS | JEOL JXA-8100 EPMA; Teledyne Cetac Technologies Analyte Excite laser ablation system coupled with an Agilent Technologies 7700x quadrupole ICP-MS; ESI NWR Image GEO 193 coupled with TOFWERK icp TOF R; Neptune Plus multicollector ICP-MS (Thermo Fisher Scientific, Bremen, Germany) coupled with a Geolas HD excimer ArF laser ablation system (Coherent, Göttingen, Germany); Bruker M4 Tornado™ system | SIO, MNR; China University of Petroleum (East China), Qingdao, China; Nanjing Focu MS Technology Co. Ltd., Nanjing, China; Shanghai Chemlab Laboratory, Shanghai, China; Wuhan Sample Solution Analytical Technology Co. Ltd., Wuhan, China | EPMA: beam current of 10 nA, beam size of 1–5 μm, accelerating voltage of 20 kV. Micro-XRF: rhodium target X-ray tube operating at 50 kV and 800 nA, polycapillary lens providing a 40-μm spot size on a 20-μm raster, dwell time of 5 ms per pixel. LA-ICP-MS: 193-nm ArF excimer laser, fluence of 6 J/cm², 6 Hz repetition rate for 40 seconds (240 pulses), 30-second pre-ablation blank, total run time 70 seconds, spot size 32–44 μm, He carrier gas mixed with Ar. LA-ICP-TOF-MS: 193 nm ArF excimer laser, spot diameter ~20 µm, repetition rate ~20 Hz, laser fluence ~7 J/cm², scan speed ~4000 µm/s, He carrier gas ~600 ml/min, washout time 50 ms. S isotope MC-ICP-MS: spot size ~44 μm, pulse frequency ~2 Hz, laser fluence ~5 J/cm², He carrier gas with Ar make-up gas. | MASS-1 (Fe-Cu-Zn-S pressed pellet) and GSE-1G (synthetic basaltic glass) from the United States Geological Survey; pyrite PPP-1; chalcopyrite GBW07268; pyrrhotite SP-Po-01 (δ34S = 1.4‰ ± 0.4‰); chalcopyrite SP-CP-01 (δ34S = 5.45‰ ± 0.3‰); natural and synthetic minerals from USA SPI Supplies | 109.1164 |  |  |  | 206.2558 |  | 0.73461 |  |  |  | 0.55463 | [9 empty] | 2.9177 | [5 empty] | 1730.0999 | [5 empty] | 3959.7372 | [9 empty] | 421208.0342 | [13 empty] | 0.67501 | [11 empty] | 42.8473 |  | 615.9164 |  | 896.0846 | [7 empty] | 3.4627 | [5 empty] | 361.6499 | [15 empty] | 569154.8352 |  | 2.5506 |  |  |  | 27.246 | [5 empty] | 0.4278 | [13 empty] | 11.7405 |  |  |  | 7.7593 |  | 5.1389 | [7 empty] | 831.3079 |  |  |  |  | 2025
| Xunmei vent field, Niaochao vent field |  | Seafloor hydrothermal | Volcanic-hosted massive sulfide (VMS) | seafloor massive sulfide (SMS) | Cu, Zn, Au, Ag | Co, Pb, Sb | Cu, Zn, Au, Ag, Co, Pb, Sb |  |  | I-Py3 (n=24)-18 | I-Py3 (n=24)-18 | seafloor vent field |  |  |  |  | ore material | grab | grab | mineral separate | [5 empty] | mineralisation | sulfide chimney | pyrite, marcasite, chalcopyrite |  | pyrite, marcasite, chalcopyrite | multiple stages: colloform marcasite-pyrite intergrowths (outermost wall), replacement assemblages (transition layers), dense recrystallized assemblages, marcasite pseudomorphs after pyrrhotite (middle layer) | sulfide chimney | colloform, subhedral, anhedral, euhedral, dense coarse-grained, columnar pseudomorphs |  |  |  | sphalerite, pyrrhotite, anhydrite, galena, tetrahedrite, tennantite | Transverse sections (polished sections) | EMPA, LA-ICPMS, MC-ICPMS | JEOL JXA-8100 EPMA; Teledyne Cetac Technologies Analyte Excite laser ablation system coupled with an Agilent Technologies 7700x quadrupole ICP-MS; ESI NWR Image GEO 193 coupled with TOFWERK icp TOF R; Neptune Plus multicollector ICP-MS (Thermo Fisher Scientific, Bremen, Germany) coupled with a Geolas HD excimer ArF laser ablation system (Coherent, Göttingen, Germany); Bruker M4 Tornado™ system | SIO, MNR; China University of Petroleum (East China), Qingdao, China; Nanjing Focu MS Technology Co. Ltd., Nanjing, China; Shanghai Chemlab Laboratory, Shanghai, China; Wuhan Sample Solution Analytical Technology Co. Ltd., Wuhan, China | EPMA: beam current of 10 nA, beam size of 1–5 μm, accelerating voltage of 20 kV. Micro-XRF: rhodium target X-ray tube operating at 50 kV and 800 nA, polycapillary lens providing a 40-μm spot size on a 20-μm raster, dwell time of 5 ms per pixel. LA-ICP-MS: 193-nm ArF excimer laser, fluence of 6 J/cm², 6 Hz repetition rate for 40 seconds (240 pulses), 30-second pre-ablation blank, total run time 70 seconds, spot size 32–44 μm, He carrier gas mixed with Ar. LA-ICP-TOF-MS: 193 nm ArF excimer laser, spot diameter ~20 µm, repetition rate ~20 Hz, laser fluence ~7 J/cm², scan speed ~4000 µm/s, He carrier gas ~600 ml/min, washout time 50 ms. S isotope MC-ICP-MS: spot size ~44 μm, pulse frequency ~2 Hz, laser fluence ~5 J/cm², He carrier gas with Ar make-up gas. | MASS-1 (Fe-Cu-Zn-S pressed pellet) and GSE-1G (synthetic basaltic glass) from the United States Geological Survey; pyrite PPP-1; chalcopyrite GBW07268; pyrrhotite SP-Po-01 (δ34S = 1.4‰ ± 0.4‰); chalcopyrite SP-CP-01 (δ34S = 5.45‰ ± 0.3‰); natural and synthetic minerals from USA SPI Supplies | 37.3104 |  |  |  | 165.3426 |  | 0.52451 |  |  |  | 0.29956 | [9 empty] | 1.5595 | [5 empty] | 864.2314 | [5 empty] | 1651.336 | [9 empty] | 491409.4866 | [13 empty] | 0.14647 | [11 empty] | 7.464 |  | 291.1386 |  | 71.4066 | [7 empty] | 3.472 | [5 empty] | 180.3283 | [15 empty] | 503024.1283 |  | 1.5753 |  |  |  | 3.7818 | [5 empty] | 0.25304 | [13 empty] | 20.5144 |  |  |  | 0.63275 |  | 3.5896 | [7 empty] | 1843.6478 |  |  |  |  | 2025
| Xunmei vent field, Niaochao vent field |  | Seafloor hydrothermal | Volcanic-hosted massive sulfide (VMS) | seafloor massive sulfide (SMS) | Cu, Zn, Au, Ag | Co, Pb, Sb | Cu, Zn, Au, Ag, Co, Pb, Sb |  |  | I-Py3 (n=24)-19 | I-Py3 (n=24)-19 | seafloor vent field |  |  |  |  | ore material | grab | grab | mineral separate | [5 empty] | mineralisation | sulfide chimney | pyrite, marcasite, chalcopyrite |  | pyrite, marcasite, chalcopyrite | multiple stages: colloform marcasite-pyrite intergrowths (outermost wall), replacement assemblages (transition layers), dense recrystallized assemblages, marcasite pseudomorphs after pyrrhotite (middle layer) | sulfide chimney | colloform, subhedral, anhedral, euhedral, dense coarse-grained, columnar pseudomorphs |  |  |  | sphalerite, pyrrhotite, anhydrite, galena, tetrahedrite, tennantite | Transverse sections (polished sections) | EMPA, LA-ICPMS, MC-ICPMS | JEOL JXA-8100 EPMA; Teledyne Cetac Technologies Analyte Excite laser ablation system coupled with an Agilent Technologies 7700x quadrupole ICP-MS; ESI NWR Image GEO 193 coupled with TOFWERK icp TOF R; Neptune Plus multicollector ICP-MS (Thermo Fisher Scientific, Bremen, Germany) coupled with a Geolas HD excimer ArF laser ablation system (Coherent, Göttingen, Germany); Bruker M4 Tornado™ system | SIO, MNR; China University of Petroleum (East China), Qingdao, China; Nanjing Focu MS Technology Co. Ltd., Nanjing, China; Shanghai Chemlab Laboratory, Shanghai, China; Wuhan Sample Solution Analytical Technology Co. Ltd., Wuhan, China | EPMA: beam current of 10 nA, beam size of 1–5 μm, accelerating voltage of 20 kV. Micro-XRF: rhodium target X-ray tube operating at 50 kV and 800 nA, polycapillary lens providing a 40-μm spot size on a 20-μm raster, dwell time of 5 ms per pixel. LA-ICP-MS: 193-nm ArF excimer laser, fluence of 6 J/cm², 6 Hz repetition rate for 40 seconds (240 pulses), 30-second pre-ablation blank, total run time 70 seconds, spot size 32–44 μm, He carrier gas mixed with Ar. LA-ICP-TOF-MS: 193 nm ArF excimer laser, spot diameter ~20 µm, repetition rate ~20 Hz, laser fluence ~7 J/cm², scan speed ~4000 µm/s, He carrier gas ~600 ml/min, washout time 50 ms. S isotope MC-ICP-MS: spot size ~44 μm, pulse frequency ~2 Hz, laser fluence ~5 J/cm², He carrier gas with Ar make-up gas. | MASS-1 (Fe-Cu-Zn-S pressed pellet) and GSE-1G (synthetic basaltic glass) from the United States Geological Survey; pyrite PPP-1; chalcopyrite GBW07268; pyrrhotite SP-Po-01 (δ34S = 1.4‰ ± 0.4‰); chalcopyrite SP-CP-01 (δ34S = 5.45‰ ± 0.3‰); natural and synthetic minerals from USA SPI Supplies | 27.0834 |  |  |  | 506.1059 |  | 0.35081 |  |  |  | 0.065574 | [9 empty] | 2.0203 | [5 empty] | 452.0572 | [5 empty] | 848.7329 | [9 empty] | 461883.8014 | [13 empty] | 0.12821 | [11 empty] | 15.7551 |  | 99.9331 |  | 442.6917 | [7 empty] | 2.2588 | [5 empty] | 522.4681 | [15 empty] | 532155.7544 |  | 1.1883 |  |  |  | 3.0007 | [13 empty] | 0.053524 | [5 empty] | 85.3429 |  |  |  | 0.15987 |  | 2.4638 | [7 empty] | 2540.3752 |  |  |  |  | 2025
| Xunmei vent field, Niaochao vent field |  | Seafloor hydrothermal | Volcanic-hosted massive sulfide (VMS) | seafloor massive sulfide (SMS) | Cu, Zn, Au, Ag | Co, Pb, Sb | Cu, Zn, Au, Ag, Co, Pb, Sb |  |  | I-Py3 (n=24)-20 | I-Py3 (n=24)-20 | seafloor vent field |  |  |  |  | ore material | grab | grab | mineral separate | [5 empty] | mineralisation | sulfide chimney | pyrite, marcasite, chalcopyrite |  | pyrite, marcasite, chalcopyrite | multiple stages: colloform marcasite-pyrite intergrowths (outermost wall), replacement assemblages (transition layers), dense recrystallized assemblages, marcasite pseudomorphs after pyrrhotite (middle layer) | sulfide chimney | colloform, subhedral, anhedral, euhedral, dense coarse-grained, columnar pseudomorphs |  |  |  | sphalerite, pyrrhotite, anhydrite, galena, tetrahedrite, tennantite | Transverse sections (polished sections) | EMPA, LA-ICPMS, MC-ICPMS | JEOL JXA-8100 EPMA; Teledyne Cetac Technologies Analyte Excite laser ablation system coupled with an Agilent Technologies 7700x quadrupole ICP-MS; ESI NWR Image GEO 193 coupled with TOFWERK icp TOF R; Neptune Plus multicollector ICP-MS (Thermo Fisher Scientific, Bremen, Germany) coupled with a Geolas HD excimer ArF laser ablation system (Coherent, Göttingen, Germany); Bruker M4 Tornado™ system | SIO, MNR; China University of Petroleum (East China), Qingdao, China; Nanjing Focu MS Technology Co. Ltd., Nanjing, China; Shanghai Chemlab Laboratory, Shanghai, China; Wuhan Sample Solution Analytical Technology Co. Ltd., Wuhan, China | EPMA: beam current of 10 nA, beam size of 1–5 μm, accelerating voltage of 20 kV. Micro-XRF: rhodium target X-ray tube operating at 50 kV and 800 nA, polycapillary lens providing a 40-μm spot size on a 20-μm raster, dwell time of 5 ms per pixel. LA-ICP-MS: 193-nm ArF excimer laser, fluence of 6 J/cm², 6 Hz repetition rate for 40 seconds (240 pulses), 30-second pre-ablation blank, total run time 70 seconds, spot size 32–44 μm, He carrier gas mixed with Ar. LA-ICP-TOF-MS: 193 nm ArF excimer laser, spot diameter ~20 µm, repetition rate ~20 Hz, laser fluence ~7 J/cm², scan speed ~4000 µm/s, He carrier gas ~600 ml/min, washout time 50 ms. S isotope MC-ICP-MS: spot size ~44 μm, pulse frequency ~2 Hz, laser fluence ~5 J/cm², He carrier gas with Ar make-up gas. | MASS-1 (Fe-Cu-Zn-S pressed pellet) and GSE-1G (synthetic basaltic glass) from the United States Geological Survey; pyrite PPP-1; chalcopyrite GBW07268; pyrrhotite SP-Po-01 (δ34S = 1.4‰ ± 0.4‰); chalcopyrite SP-CP-01 (δ34S = 5.45‰ ± 0.3‰); natural and synthetic minerals from USA SPI Supplies | 27.7514 |  |  |  | 421.7002 |  | 0.39501 |  |  |  | 0.11718 | [9 empty] | 2.8246 | [5 empty] | 475.1281 | [5 empty] | 947.5894 | [9 empty] | 476568.2268 | [13 empty] | 0.38283 | [11 empty] | 38.0512 |  | 106.5984 |  | 232.3365 | [7 empty] | 3.0455 | [5 empty] | 640.536 | [15 empty] | 516050.8101 |  | 1.6889 |  |  |  | 4.4747 | [5 empty] | 0.28844 | [13 empty] | 103.2429 |  |  |  | 0.75443 |  | 2.0285 | [7 empty] | 3418.4618 |  |  |  |  | 2025
| Xunmei vent field, Niaochao vent field |  | Seafloor hydrothermal | Volcanic-hosted massive sulfide (VMS) | seafloor massive sulfide (SMS) | Cu, Zn, Au, Ag | Co, Pb, Sb | Cu, Zn, Au, Ag, Co, Pb, Sb |  |  | I-Py3 (n=24)-21 | I-Py3 (n=24)-21 | seafloor vent field |  |  |  |  | ore material | grab | grab | mineral separate | [5 empty] | mineralisation | sulfide chimney | pyrite, marcasite, chalcopyrite |  | pyrite, marcasite, chalcopyrite | multiple stages: colloform marcasite-pyrite intergrowths (outermost wall), replacement assemblages (transition layers), dense recrystallized assemblages, marcasite pseudomorphs after pyrrhotite (middle layer) | sulfide chimney | colloform, subhedral, anhedral, euhedral, dense coarse-grained, columnar pseudomorphs |  |  |  | sphalerite, pyrrhotite, anhydrite, galena, tetrahedrite, tennantite | Transverse sections (polished sections) | EMPA, LA-ICPMS, MC-ICPMS | JEOL JXA-8100 EPMA; Teledyne Cetac Technologies Analyte Excite laser ablation system coupled with an Agilent Technologies 7700x quadrupole ICP-MS; ESI NWR Image GEO 193 coupled with TOFWERK icp TOF R; Neptune Plus multicollector ICP-MS (Thermo Fisher Scientific, Bremen, Germany) coupled with a Geolas HD excimer ArF laser ablation system (Coherent, Göttingen, Germany); Bruker M4 Tornado™ system | SIO, MNR; China University of Petroleum (East China), Qingdao, China; Nanjing Focu MS Technology Co. Ltd., Nanjing, China; Shanghai Chemlab Laboratory, Shanghai, China; Wuhan Sample Solution Analytical Technology Co. Ltd., Wuhan, China | EPMA: beam current of 10 nA, beam size of 1–5 μm, accelerating voltage of 20 kV. Micro-XRF: rhodium target X-ray tube operating at 50 kV and 800 nA, polycapillary lens providing a 40-μm spot size on a 20-μm raster, dwell time of 5 ms per pixel. LA-ICP-MS: 193-nm ArF excimer laser, fluence of 6 J/cm², 6 Hz repetition rate for 40 seconds (240 pulses), 30-second pre-ablation blank, total run time 70 seconds, spot size 32–44 μm, He carrier gas mixed with Ar. LA-ICP-TOF-MS: 193 nm ArF excimer laser, spot diameter ~20 µm, repetition rate ~20 Hz, laser fluence ~7 J/cm², scan speed ~4000 µm/s, He carrier gas ~600 ml/min, washout time 50 ms. S isotope MC-ICP-MS: spot size ~44 μm, pulse frequency ~2 Hz, laser fluence ~5 J/cm², He carrier gas with Ar make-up gas. | MASS-1 (Fe-Cu-Zn-S pressed pellet) and GSE-1G (synthetic basaltic glass) from the United States Geological Survey; pyrite PPP-1; chalcopyrite GBW07268; pyrrhotite SP-Po-01 (δ34S = 1.4‰ ± 0.4‰); chalcopyrite SP-CP-01 (δ34S = 5.45‰ ± 0.3‰); natural and synthetic minerals from USA SPI Supplies | 50.7683 |  |  |  | 337.4761 |  | 0.28245 |  |  |  | 0.060816 | [9 empty] | 2.5713 | [5 empty] | 129.1732 | [5 empty] | 669.6669 | [9 empty] | 435265.0296 | [13 empty] | 0.17459 | [11 empty] | 4.9773 |  | 219.3882 |  | 267.0531 | [7 empty] | 1.0802 | [5 empty] | 1355.0655 | [15 empty] | 560441.6438 |  | 3.2276 |  |  |  | 7.6089 | [5 empty] | 0.10935 | [7 empty] | 0.12831 | [5 empty] | 5.7438 |  |  |  | 0.14131 |  | 2.1852 | [7 empty] | 938.8913 |  |  |  |  | 2025
| Xunmei vent field, Niaochao vent field |  | Seafloor hydrothermal | Volcanic-hosted massive sulfide (VMS) | seafloor massive sulfide (SMS) | Cu, Zn, Au, Ag | Co, Pb, Sb | Cu, Zn, Au, Ag, Co, Pb, Sb |  |  | I-Py3 (n=24)-22 | I-Py3 (n=24)-22 | seafloor vent field |  |  |  |  | ore material | grab | grab | mineral separate | [5 empty] | mineralisation | sulfide chimney | pyrite, marcasite, chalcopyrite |  | pyrite, marcasite, chalcopyrite | multiple stages: colloform marcasite-pyrite intergrowths (outermost wall), replacement assemblages (transition layers), dense recrystallized assemblages, marcasite pseudomorphs after pyrrhotite (middle layer) | sulfide chimney | colloform, subhedral, anhedral, euhedral, dense coarse-grained, columnar pseudomorphs |  |  |  | sphalerite, pyrrhotite, anhydrite, galena, tetrahedrite, tennantite | Transverse sections (polished sections) | EMPA, LA-ICPMS, MC-ICPMS | JEOL JXA-8100 EPMA; Teledyne Cetac Technologies Analyte Excite laser ablation system coupled with an Agilent Technologies 7700x quadrupole ICP-MS; ESI NWR Image GEO 193 coupled with TOFWERK icp TOF R; Neptune Plus multicollector ICP-MS (Thermo Fisher Scientific, Bremen, Germany) coupled with a Geolas HD excimer ArF laser ablation system (Coherent, Göttingen, Germany); Bruker M4 Tornado™ system | SIO, MNR; China University of Petroleum (East China), Qingdao, China; Nanjing Focu MS Technology Co. Ltd., Nanjing, China; Shanghai Chemlab Laboratory, Shanghai, China; Wuhan Sample Solution Analytical Technology Co. Ltd., Wuhan, China | EPMA: beam current of 10 nA, beam size of 1–5 μm, accelerating voltage of 20 kV. Micro-XRF: rhodium target X-ray tube operating at 50 kV and 800 nA, polycapillary lens providing a 40-μm spot size on a 20-μm raster, dwell time of 5 ms per pixel. LA-ICP-MS: 193-nm ArF excimer laser, fluence of 6 J/cm², 6 Hz repetition rate for 40 seconds (240 pulses), 30-second pre-ablation blank, total run time 70 seconds, spot size 32–44 μm, He carrier gas mixed with Ar. LA-ICP-TOF-MS: 193 nm ArF excimer laser, spot diameter ~20 µm, repetition rate ~20 Hz, laser fluence ~7 J/cm², scan speed ~4000 µm/s, He carrier gas ~600 ml/min, washout time 50 ms. S isotope MC-ICP-MS: spot size ~44 μm, pulse frequency ~2 Hz, laser fluence ~5 J/cm², He carrier gas with Ar make-up gas. | MASS-1 (Fe-Cu-Zn-S pressed pellet) and GSE-1G (synthetic basaltic glass) from the United States Geological Survey; pyrite PPP-1; chalcopyrite GBW07268; pyrrhotite SP-Po-01 (δ34S = 1.4‰ ± 0.4‰); chalcopyrite SP-CP-01 (δ34S = 5.45‰ ± 0.3‰); natural and synthetic minerals from USA SPI Supplies | 45.4647 |  |  |  | 154.7776 |  | 0.616 |  |  |  | 0.087801 | [9 empty] | 1.1297 | [5 empty] | 1352.4534 | [5 empty] | 1469.5271 | [9 empty] | 495468.7148 | [13 empty] | 0.13239 | [11 empty] | 24.1623 |  | 616.0936 |  | 65.3775 | [7 empty] | 3.9053 | [5 empty] | 227.8844 | [15 empty] | 499341.2238 |  | 1.0634 |  |  |  | 4.776 | [5 empty] | 0.025313 | [7 empty] | 0.10868 | [5 empty] | 11.8984 |  |  |  | 0.42858 |  | 3.0323 | [7 empty] | 798.5154 |  |  |  |  | 2025
| Xunmei vent field, Niaochao vent field |  | Seafloor hydrothermal | Volcanic-hosted massive sulfide (VMS) | seafloor massive sulfide (SMS) | Cu, Zn, Au, Ag | Co, Pb, Sb | Cu, Zn, Au, Ag, Co, Pb, Sb |  |  | I-Py3 (n=24)-23 | I-Py3 (n=24)-23 | seafloor vent field |  |  |  |  | ore material | grab | grab | mineral separate | [5 empty] | mineralisation | sulfide chimney | pyrite, marcasite, chalcopyrite |  | pyrite, marcasite, chalcopyrite | multiple stages: colloform marcasite-pyrite intergrowths (outermost wall), replacement assemblages (transition layers), dense recrystallized assemblages, marcasite pseudomorphs after pyrrhotite (middle layer) | sulfide chimney | colloform, subhedral, anhedral, euhedral, dense coarse-grained, columnar pseudomorphs |  |  |  | sphalerite, pyrrhotite, anhydrite, galena, tetrahedrite, tennantite | Transverse sections (polished sections) | EMPA, LA-ICPMS, MC-ICPMS | JEOL JXA-8100 EPMA; Teledyne Cetac Technologies Analyte Excite laser ablation system coupled with an Agilent Technologies 7700x quadrupole ICP-MS; ESI NWR Image GEO 193 coupled with TOFWERK icp TOF R; Neptune Plus multicollector ICP-MS (Thermo Fisher Scientific, Bremen, Germany) coupled with a Geolas HD excimer ArF laser ablation system (Coherent, Göttingen, Germany); Bruker M4 Tornado™ system | SIO, MNR; China University of Petroleum (East China), Qingdao, China; Nanjing Focu MS Technology Co. Ltd., Nanjing, China; Shanghai Chemlab Laboratory, Shanghai, China; Wuhan Sample Solution Analytical Technology Co. Ltd., Wuhan, China | EPMA: beam current of 10 nA, beam size of 1–5 μm, accelerating voltage of 20 kV. Micro-XRF: rhodium target X-ray tube operating at 50 kV and 800 nA, polycapillary lens providing a 40-μm spot size on a 20-μm raster, dwell time of 5 ms per pixel. LA-ICP-MS: 193-nm ArF excimer laser, fluence of 6 J/cm², 6 Hz repetition rate for 40 seconds (240 pulses), 30-second pre-ablation blank, total run time 70 seconds, spot size 32–44 μm, He carrier gas mixed with Ar. LA-ICP-TOF-MS: 193 nm ArF excimer laser, spot diameter ~20 µm, repetition rate ~20 Hz, laser fluence ~7 J/cm², scan speed ~4000 µm/s, He carrier gas ~600 ml/min, washout time 50 ms. S isotope MC-ICP-MS: spot size ~44 μm, pulse frequency ~2 Hz, laser fluence ~5 J/cm², He carrier gas with Ar make-up gas. | MASS-1 (Fe-Cu-Zn-S pressed pellet) and GSE-1G (synthetic basaltic glass) from the United States Geological Survey; pyrite PPP-1; chalcopyrite GBW07268; pyrrhotite SP-Po-01 (δ34S = 1.4‰ ± 0.4‰); chalcopyrite SP-CP-01 (δ34S = 5.45‰ ± 0.3‰); natural and synthetic minerals from USA SPI Supplies | 38.9019 |  |  |  | 298.0343 |  | 0.5018 |  |  |  | 0.43255 |  |  |  | 0.009549 | [5 empty] | 5.383 | [5 empty] | 681.0793 | [5 empty] | 3354.7244 | [9 empty] | 472572.6388 | [13 empty] | 0.69177 | [11 empty] | 29.3049 |  | 369.1919 |  | 296.5054 | [7 empty] | 3.3815 | [5 empty] | 585.7784 | [15 empty] | 514128.1629 |  | 2.2718 |  |  |  | 14.837 | [5 empty] | 0.30997 | [7 empty] | 0.079465 | [5 empty] | 35.6684 |  |  |  | 13.8578 |  | 6.3882 | [7 empty] | 6452.6375 |  |  |  |  | 2025
| Xunmei vent field, Niaochao vent field |  | Seafloor hydrothermal | Volcanic-hosted massive sulfide (VMS) | seafloor massive sulfide (SMS) | Cu, Zn, Au, Ag | Co, Pb, Sb | Cu, Zn, Au, Ag, Co, Pb, Sb |  |  | I-Py3 (n=24)-24 | I-Py3 (n=24)-24 | seafloor vent field |  |  |  |  | ore material | grab | grab | mineral separate | [5 empty] | mineralisation | sulfide chimney | pyrite, marcasite, chalcopyrite |  | pyrite, marcasite, chalcopyrite | multiple stages: colloform marcasite-pyrite intergrowths (outermost wall), replacement assemblages (transition layers), dense recrystallized assemblages, marcasite pseudomorphs after pyrrhotite (middle layer) | sulfide chimney | colloform, subhedral, anhedral, euhedral, dense coarse-grained, columnar pseudomorphs |  |  |  | sphalerite, pyrrhotite, anhydrite, galena, tetrahedrite, tennantite | Transverse sections (polished sections) | EMPA, LA-ICPMS, MC-ICPMS | JEOL JXA-8100 EPMA; Teledyne Cetac Technologies Analyte Excite laser ablation system coupled with an Agilent Technologies 7700x quadrupole ICP-MS; ESI NWR Image GEO 193 coupled with TOFWERK icp TOF R; Neptune Plus multicollector ICP-MS (Thermo Fisher Scientific, Bremen, Germany) coupled with a Geolas HD excimer ArF laser ablation system (Coherent, Göttingen, Germany); Bruker M4 Tornado™ system | SIO, MNR; China University of Petroleum (East China), Qingdao, China; Nanjing Focu MS Technology Co. Ltd., Nanjing, China; Shanghai Chemlab Laboratory, Shanghai, China; Wuhan Sample Solution Analytical Technology Co. Ltd., Wuhan, China | EPMA: beam current of 10 nA, beam size of 1–5 μm, accelerating voltage of 20 kV. Micro-XRF: rhodium target X-ray tube operating at 50 kV and 800 nA, polycapillary lens providing a 40-μm spot size on a 20-μm raster, dwell time of 5 ms per pixel. LA-ICP-MS: 193-nm ArF excimer laser, fluence of 6 J/cm², 6 Hz repetition rate for 40 seconds (240 pulses), 30-second pre-ablation blank, total run time 70 seconds, spot size 32–44 μm, He carrier gas mixed with Ar. LA-ICP-TOF-MS: 193 nm ArF excimer laser, spot diameter ~20 µm, repetition rate ~20 Hz, laser fluence ~7 J/cm², scan speed ~4000 µm/s, He carrier gas ~600 ml/min, washout time 50 ms. S isotope MC-ICP-MS: spot size ~44 μm, pulse frequency ~2 Hz, laser fluence ~5 J/cm², He carrier gas with Ar make-up gas. | MASS-1 (Fe-Cu-Zn-S pressed pellet) and GSE-1G (synthetic basaltic glass) from the United States Geological Survey; pyrite PPP-1; chalcopyrite GBW07268; pyrrhotite SP-Po-01 (δ34S = 1.4‰ ± 0.4‰); chalcopyrite SP-CP-01 (δ34S = 5.45‰ ± 0.3‰); natural and synthetic minerals from USA SPI Supplies | 53.0187 |  |  |  | 250.0447 |  | 0.58418 |  |  |  | 0.033953 |  |  |  | 0.006018 | [5 empty] | 4.3951 | [5 empty] | 1057.5095 | [5 empty] | 2216.2073 | [9 empty] | 485057.7835 | [13 empty] | 0.56237 | [11 empty] | 39.2138 |  | 298.7665 |  | 487.5275 | [7 empty] | 4.082 | [5 empty] | 418.7923 | [15 empty] | 506930.5718 |  | 2.0158 |  |  |  | 12.3385 | [5 empty] | 0.25589 | [7 empty] | 0.12187 | [5 empty] | 24.2831 |  |  |  | 0.67967 |  | 5.9673 | [7 empty] | 2675.0203 |  |  |  |  | 2025
| Xunmei vent field, Niaochao vent field |  | Seafloor hydrothermal | Volcanic-hosted massive sulfide (VMS) | seafloor massive sulfide (SMS) | Cu, Zn, Au, Ag | Co, Pb, Sb | Cu, Zn, Au, Ag, Co, Pb, Sb |  |  | I-Py3 (n=24)-25 | I-Py3 (n=24)-25 | seafloor vent field |  |  |  |  | ore material | grab | grab | mineral separate | [5 empty] | mineralisation | sulfide chimney | pyrite, marcasite, chalcopyrite |  | pyrite, marcasite, chalcopyrite | multiple stages: colloform marcasite-pyrite intergrowths (outermost wall), replacement assemblages (transition layers), dense recrystallized assemblages, marcasite pseudomorphs after pyrrhotite (middle layer) | sulfide chimney | colloform, subhedral, anhedral, euhedral, dense coarse-grained, columnar pseudomorphs |  |  |  | sphalerite, pyrrhotite, anhydrite, galena, tetrahedrite, tennantite | Transverse sections (polished sections) | EMPA, LA-ICPMS, MC-ICPMS | JEOL JXA-8100 EPMA; Teledyne Cetac Technologies Analyte Excite laser ablation system coupled with an Agilent Technologies 7700x quadrupole ICP-MS; ESI NWR Image GEO 193 coupled with TOFWERK icp TOF R; Neptune Plus multicollector ICP-MS (Thermo Fisher Scientific, Bremen, Germany) coupled with a Geolas HD excimer ArF laser ablation system (Coherent, Göttingen, Germany); Bruker M4 Tornado™ system | SIO, MNR; China University of Petroleum (East China), Qingdao, China; Nanjing Focu MS Technology Co. Ltd., Nanjing, China; Shanghai Chemlab Laboratory, Shanghai, China; Wuhan Sample Solution Analytical Technology Co. Ltd., Wuhan, China | EPMA: beam current of 10 nA, beam size of 1–5 μm, accelerating voltage of 20 kV. Micro-XRF: rhodium target X-ray tube operating at 50 kV and 800 nA, polycapillary lens providing a 40-μm spot size on a 20-μm raster, dwell time of 5 ms per pixel. LA-ICP-MS: 193-nm ArF excimer laser, fluence of 6 J/cm², 6 Hz repetition rate for 40 seconds (240 pulses), 30-second pre-ablation blank, total run time 70 seconds, spot size 32–44 μm, He carrier gas mixed with Ar. LA-ICP-TOF-MS: 193 nm ArF excimer laser, spot diameter ~20 µm, repetition rate ~20 Hz, laser fluence ~7 J/cm², scan speed ~4000 µm/s, He carrier gas ~600 ml/min, washout time 50 ms. S isotope MC-ICP-MS: spot size ~44 μm, pulse frequency ~2 Hz, laser fluence ~5 J/cm², He carrier gas with Ar make-up gas. | MASS-1 (Fe-Cu-Zn-S pressed pellet) and GSE-1G (synthetic basaltic glass) from the United States Geological Survey; pyrite PPP-1; chalcopyrite GBW07268; pyrrhotite SP-Po-01 (δ34S = 1.4‰ ± 0.4‰); chalcopyrite SP-CP-01 (δ34S = 5.45‰ ± 0.3‰); natural and synthetic minerals from USA SPI Supplies | 11.1189 |  |  |  | 342.9149 |  | 0.26491 |  |  |  | 0.31479 |  |  |  | 0.006249 | [5 empty] | 2.0022 | [5 empty] | 1058.9769 | [5 empty] | 976.5735 | [9 empty] | 481991.5496 | [13 empty] | 0.51889 | [11 empty] | 15.672 |  | 92.4179 |  | 170.0778 | [7 empty] | 1.6298 | [5 empty] | 244.2122 | [15 empty] | 511988.718 |  | 2.3324 |  |  |  | 21.5576 | [5 empty] | 0.14195 | [7 empty] | 0.10652 | [5 empty] | 11.1887 |  |  |  | 0.65621 |  | 7.6258 | [7 empty] | 906.81 |  |  |  |  | 2025
| Xunmei vent field, Niaochao vent field |  | Seafloor hydrothermal | Volcanic-hosted massive sulfide (VMS) | seafloor massive sulfide (SMS) | Cu, Zn, Au, Ag | Co, Pb, Sb | Cu, Zn, Au, Ag, Co, Pb, Sb |  |  | I-Py3 (n=24)-26 | I-Py3 (n=24)-26 | seafloor vent field |  |  |  |  | ore material | grab | grab | mineral separate | [5 empty] | mineralisation | sulfide chimney | pyrite, marcasite, chalcopyrite |  | pyrite, marcasite, chalcopyrite | multiple stages: colloform marcasite-pyrite intergrowths (outermost wall), replacement assemblages (transition layers), dense recrystallized assemblages, marcasite pseudomorphs after pyrrhotite (middle layer) | sulfide chimney | colloform, subhedral, anhedral, euhedral, dense coarse-grained, columnar pseudomorphs |  |  |  | sphalerite, pyrrhotite, anhydrite, galena, tetrahedrite, tennantite | Transverse sections (polished sections) | EMPA, LA-ICPMS, MC-ICPMS | JEOL JXA-8100 EPMA; Teledyne Cetac Technologies Analyte Excite laser ablation system coupled with an Agilent Technologies 7700x quadrupole ICP-MS; ESI NWR Image GEO 193 coupled with TOFWERK icp TOF R; Neptune Plus multicollector ICP-MS (Thermo Fisher Scientific, Bremen, Germany) coupled with a Geolas HD excimer ArF laser ablation system (Coherent, Göttingen, Germany); Bruker M4 Tornado™ system | SIO, MNR; China University of Petroleum (East China), Qingdao, China; Nanjing Focu MS Technology Co. Ltd., Nanjing, China; Shanghai Chemlab Laboratory, Shanghai, China; Wuhan Sample Solution Analytical Technology Co. Ltd., Wuhan, China | EPMA: beam current of 10 nA, beam size of 1–5 μm, accelerating voltage of 20 kV. Micro-XRF: rhodium target X-ray tube operating at 50 kV and 800 nA, polycapillary lens providing a 40-μm spot size on a 20-μm raster, dwell time of 5 ms per pixel. LA-ICP-MS: 193-nm ArF excimer laser, fluence of 6 J/cm², 6 Hz repetition rate for 40 seconds (240 pulses), 30-second pre-ablation blank, total run time 70 seconds, spot size 32–44 μm, He carrier gas mixed with Ar. LA-ICP-TOF-MS: 193 nm ArF excimer laser, spot diameter ~20 µm, repetition rate ~20 Hz, laser fluence ~7 J/cm², scan speed ~4000 µm/s, He carrier gas ~600 ml/min, washout time 50 ms. S isotope MC-ICP-MS: spot size ~44 μm, pulse frequency ~2 Hz, laser fluence ~5 J/cm², He carrier gas with Ar make-up gas. | MASS-1 (Fe-Cu-Zn-S pressed pellet) and GSE-1G (synthetic basaltic glass) from the United States Geological Survey; pyrite PPP-1; chalcopyrite GBW07268; pyrrhotite SP-Po-01 (δ34S = 1.4‰ ± 0.4‰); chalcopyrite SP-CP-01 (δ34S = 5.45‰ ± 0.3‰); natural and synthetic minerals from USA SPI Supplies | 23.9209 |  |  |  | 396.0918 |  | 0.30526 |  |  |  | 0.38622 |  |  |  | 0.011165 | [5 empty] | 3.9591 | [5 empty] | 916.5198 | [5 empty] | 1449.5815 | [9 empty] | 477177.7593 | [13 empty] | 0.68284 | [11 empty] | 26.8205 |  | 156.1096 |  | 223.1671 | [7 empty] | 1.9315 | [5 empty] | 327.8016 | [15 empty] | 516203.4195 |  | 2.7834 |  |  |  | 25.8319 | [5 empty] | 0.18483 | [7 empty] | 0.10038 | [5 empty] | 19.1363 |  |  |  | 1.7429 |  | 9.3315 | [7 empty] | 1899.4215 |  |  |  |  | 2025
| Xunmei vent field, Niaochao vent field |  | Seafloor hydrothermal | Volcanic-hosted massive sulfide (VMS) | seafloor massive sulfide (SMS) | Cu, Zn, Au, Ag | Co, Pb, Sb | Cu, Zn, Au, Ag, Co, Pb, Sb |  |  | I-Py3 (n=24)-27 | I-Py3 (n=24)-27 | seafloor vent field |  |  |  |  | ore material | grab | grab | mineral separate | [5 empty] | mineralisation | sulfide chimney | pyrite, marcasite, chalcopyrite |  | pyrite, marcasite, chalcopyrite | multiple stages: colloform marcasite-pyrite intergrowths (outermost wall), replacement assemblages (transition layers), dense recrystallized assemblages, marcasite pseudomorphs after pyrrhotite (middle layer) | sulfide chimney | colloform, subhedral, anhedral, euhedral, dense coarse-grained, columnar pseudomorphs |  |  |  | sphalerite, pyrrhotite, anhydrite, galena, tetrahedrite, tennantite | Transverse sections (polished sections) | EMPA, LA-ICPMS, MC-ICPMS | JEOL JXA-8100 EPMA; Teledyne Cetac Technologies Analyte Excite laser ablation system coupled with an Agilent Technologies 7700x quadrupole ICP-MS; ESI NWR Image GEO 193 coupled with TOFWERK icp TOF R; Neptune Plus multicollector ICP-MS (Thermo Fisher Scientific, Bremen, Germany) coupled with a Geolas HD excimer ArF laser ablation system (Coherent, Göttingen, Germany); Bruker M4 Tornado™ system | SIO, MNR; China University of Petroleum (East China), Qingdao, China; Nanjing Focu MS Technology Co. Ltd., Nanjing, China; Shanghai Chemlab Laboratory, Shanghai, China; Wuhan Sample Solution Analytical Technology Co. Ltd., Wuhan, China | EPMA: beam current of 10 nA, beam size of 1–5 μm, accelerating voltage of 20 kV. Micro-XRF: rhodium target X-ray tube operating at 50 kV and 800 nA, polycapillary lens providing a 40-μm spot size on a 20-μm raster, dwell time of 5 ms per pixel. LA-ICP-MS: 193-nm ArF excimer laser, fluence of 6 J/cm², 6 Hz repetition rate for 40 seconds (240 pulses), 30-second pre-ablation blank, total run time 70 seconds, spot size 32–44 μm, He carrier gas mixed with Ar. LA-ICP-TOF-MS: 193 nm ArF excimer laser, spot diameter ~20 µm, repetition rate ~20 Hz, laser fluence ~7 J/cm², scan speed ~4000 µm/s, He carrier gas ~600 ml/min, washout time 50 ms. S isotope MC-ICP-MS: spot size ~44 μm, pulse frequency ~2 Hz, laser fluence ~5 J/cm², He carrier gas with Ar make-up gas. | MASS-1 (Fe-Cu-Zn-S pressed pellet) and GSE-1G (synthetic basaltic glass) from the United States Geological Survey; pyrite PPP-1; chalcopyrite GBW07268; pyrrhotite SP-Po-01 (δ34S = 1.4‰ ± 0.4‰); chalcopyrite SP-CP-01 (δ34S = 5.45‰ ± 0.3‰); natural and synthetic minerals from USA SPI Supplies | 24.4779 |  |  |  | 187.7468 |  | 0.18799 |  |  |  | 0.41081 |  |  |  | 0.011238 | [5 empty] | 4.6214 | [5 empty] | 450.2742 | [5 empty] | 1156.7274 | [9 empty] | 17742.1134 | [13 empty] | 0.678 | [11 empty] | 30.6356 |  | 176.0821 |  | 192.5218 | [7 empty] | 1.4524 | [5 empty] | 267.9062 | [15 empty] | 17015.5776 |  | 1.4415 |  |  |  | 19.1855 | [5 empty] | 0.13268 | [7 empty] | 0.030992 | [5 empty] | 25.2758 |  |  |  | 3.1117 |  | 8.159 | [7 empty] | 2144.565 |  |  |  |  | 2025
| Xunmei vent field, Niaochao vent field |  | Seafloor hydrothermal | Volcanic-hosted massive sulfide (VMS) | seafloor massive sulfide (SMS) | Cu, Zn, Au, Ag | Co, Pb, Sb | Cu, Zn, Au, Ag, Co, Pb, Sb |  |  | I-Mrc3 (n=9)-1 | I-Mrc3 (n=9)-1 | seafloor vent field |  |  |  |  | ore material | grab | grab | mineral separate | [5 empty] | mineralisation | sulfide chimney | pyrite, marcasite, chalcopyrite |  | pyrite, marcasite, chalcopyrite | multiple stages: colloform marcasite-pyrite intergrowths (outermost wall), replacement assemblages (transition layers), dense recrystallized assemblages, marcasite pseudomorphs after pyrrhotite (middle layer) | sulfide chimney | colloform, subhedral, anhedral, euhedral, dense coarse-grained, columnar pseudomorphs |  |  |  | sphalerite, pyrrhotite, anhydrite, galena, tetrahedrite, tennantite | Transverse sections (polished sections) | EMPA, LA-ICPMS, MC-ICPMS | JEOL JXA-8100 EPMA; Teledyne Cetac Technologies Analyte Excite laser ablation system coupled with an Agilent Technologies 7700x quadrupole ICP-MS; ESI NWR Image GEO 193 coupled with TOFWERK icp TOF R; Neptune Plus multicollector ICP-MS (Thermo Fisher Scientific, Bremen, Germany) coupled with a Geolas HD excimer ArF laser ablation system (Coherent, Göttingen, Germany); Bruker M4 Tornado™ system | SIO, MNR; China University of Petroleum (East China), Qingdao, China; Nanjing Focu MS Technology Co. Ltd., Nanjing, China; Shanghai Chemlab Laboratory, Shanghai, China; Wuhan Sample Solution Analytical Technology Co. Ltd., Wuhan, China | EPMA: beam current of 10 nA, beam size of 1–5 μm, accelerating voltage of 20 kV. Micro-XRF: rhodium target X-ray tube operating at 50 kV and 800 nA, polycapillary lens providing a 40-μm spot size on a 20-μm raster, dwell time of 5 ms per pixel. LA-ICP-MS: 193-nm ArF excimer laser, fluence of 6 J/cm², 6 Hz repetition rate for 40 seconds (240 pulses), 30-second pre-ablation blank, total run time 70 seconds, spot size 32–44 μm, He carrier gas mixed with Ar. LA-ICP-TOF-MS: 193 nm ArF excimer laser, spot diameter ~20 µm, repetition rate ~20 Hz, laser fluence ~7 J/cm², scan speed ~4000 µm/s, He carrier gas ~600 ml/min, washout time 50 ms. S isotope MC-ICP-MS: spot size ~44 μm, pulse frequency ~2 Hz, laser fluence ~5 J/cm², He carrier gas with Ar make-up gas. | MASS-1 (Fe-Cu-Zn-S pressed pellet) and GSE-1G (synthetic basaltic glass) from the United States Geological Survey; pyrite PPP-1; chalcopyrite GBW07268; pyrrhotite SP-Po-01 (δ34S = 1.4‰ ± 0.4‰); chalcopyrite SP-CP-01 (δ34S = 5.45‰ ± 0.3‰); natural and synthetic minerals from USA SPI Supplies | 30.0976 |  |  |  | 2420.6175 |  | 1.5475 |  |  |  | 0.12067 | [9 empty] | 1.6636 | [5 empty] | 8163.5159 | [5 empty] | 2711.3056 | [9 empty] | 448995.5627 | [13 empty] | 0.3182 | [11 empty] | 4.8906 |  | 13.9353 |  | 474.9424 | [7 empty] | 0.89117 | [5 empty] | 645.9969 | [15 empty] | 527975.1806 |  | 38.0934 |  |  |  | 48.6594 | [5 empty] | 0.081501 | [13 empty] | 1.5917 |  |  |  | 0.31375 |  | 8.5144 | [7 empty] | 578.6356 |  |  |  |  | 2025
| Xunmei vent field, Niaochao vent field |  | Seafloor hydrothermal | Volcanic-hosted massive sulfide (VMS) | seafloor massive sulfide (SMS) | Cu, Zn, Au, Ag | Co, Pb, Sb | Cu, Zn, Au, Ag, Co, Pb, Sb |  |  | I-Mrc3 (n=9)-2 | I-Mrc3 (n=9)-2 | seafloor vent field |  |  |  |  | ore material | grab | grab | mineral separate | [5 empty] | mineralisation | sulfide chimney | pyrite, marcasite, chalcopyrite |  | pyrite, marcasite, chalcopyrite | multiple stages: colloform marcasite-pyrite intergrowths (outermost wall), replacement assemblages (transition layers), dense recrystallized assemblages, marcasite pseudomorphs after pyrrhotite (middle layer) | sulfide chimney | colloform, subhedral, anhedral, euhedral, dense coarse-grained, columnar pseudomorphs |  |  |  | sphalerite, pyrrhotite, anhydrite, galena, tetrahedrite, tennantite | Transverse sections (polished sections) | EMPA, LA-ICPMS, MC-ICPMS | JEOL JXA-8100 EPMA; Teledyne Cetac Technologies Analyte Excite laser ablation system coupled with an Agilent Technologies 7700x quadrupole ICP-MS; ESI NWR Image GEO 193 coupled with TOFWERK icp TOF R; Neptune Plus multicollector ICP-MS (Thermo Fisher Scientific, Bremen, Germany) coupled with a Geolas HD excimer ArF laser ablation system (Coherent, Göttingen, Germany); Bruker M4 Tornado™ system | SIO, MNR; China University of Petroleum (East China), Qingdao, China; Nanjing Focu MS Technology Co. Ltd., Nanjing, China; Shanghai Chemlab Laboratory, Shanghai, China; Wuhan Sample Solution Analytical Technology Co. Ltd., Wuhan, China | EPMA: beam current of 10 nA, beam size of 1–5 μm, accelerating voltage of 20 kV. Micro-XRF: rhodium target X-ray tube operating at 50 kV and 800 nA, polycapillary lens providing a 40-μm spot size on a 20-μm raster, dwell time of 5 ms per pixel. LA-ICP-MS: 193-nm ArF excimer laser, fluence of 6 J/cm², 6 Hz repetition rate for 40 seconds (240 pulses), 30-second pre-ablation blank, total run time 70 seconds, spot size 32–44 μm, He carrier gas mixed with Ar. LA-ICP-TOF-MS: 193 nm ArF excimer laser, spot diameter ~20 µm, repetition rate ~20 Hz, laser fluence ~7 J/cm², scan speed ~4000 µm/s, He carrier gas ~600 ml/min, washout time 50 ms. S isotope MC-ICP-MS: spot size ~44 μm, pulse frequency ~2 Hz, laser fluence ~5 J/cm², He carrier gas with Ar make-up gas. | MASS-1 (Fe-Cu-Zn-S pressed pellet) and GSE-1G (synthetic basaltic glass) from the United States Geological Survey; pyrite PPP-1; chalcopyrite GBW07268; pyrrhotite SP-Po-01 (δ34S = 1.4‰ ± 0.4‰); chalcopyrite SP-CP-01 (δ34S = 5.45‰ ± 0.3‰); natural and synthetic minerals from USA SPI Supplies | 78.1089 |  |  |  | 354.3913 |  | 1.1065 |  |  |  | 0.45682 | [9 empty] | 1.8751 | [5 empty] | 8611.3741 | [5 empty] | 3200.7241 | [9 empty] | 457948.8753 | [13 empty] | 0.097324 | [11 empty] | 19.4942 |  | 28.435 |  | 34.3049 | [7 empty] | 1.317 | [5 empty] | 220.5877 | [15 empty] | 528536.1966 |  | 18.0459 |  |  |  | 47.0259 | [5 empty] | 0.007959 | [13 empty] | 0.8451 |  |  |  | 17.2064 |  | 1.5137 | [7 empty] | 235.2826 |  |  |  |  | 2025
| Xunmei vent field, Niaochao vent field |  | Seafloor hydrothermal | Volcanic-hosted massive sulfide (VMS) | seafloor massive sulfide (SMS) | Cu, Zn, Au, Ag | Co, Pb, Sb | Cu, Zn, Au, Ag, Co, Pb, Sb |  |  | I-Mrc3 (n=9)-3 | I-Mrc3 (n=9)-3 | seafloor vent field |  |  |  |  | ore material | grab | grab | mineral separate | [5 empty] | mineralisation | sulfide chimney | pyrite, marcasite, chalcopyrite |  | pyrite, marcasite, chalcopyrite | multiple stages: colloform marcasite-pyrite intergrowths (outermost wall), replacement assemblages (transition layers), dense recrystallized assemblages, marcasite pseudomorphs after pyrrhotite (middle layer) | sulfide chimney | colloform, subhedral, anhedral, euhedral, dense coarse-grained, columnar pseudomorphs |  |  |  | sphalerite, pyrrhotite, anhydrite, galena, tetrahedrite, tennantite | Transverse sections (polished sections) | EMPA, LA-ICPMS, MC-ICPMS | JEOL JXA-8100 EPMA; Teledyne Cetac Technologies Analyte Excite laser ablation system coupled with an Agilent Technologies 7700x quadrupole ICP-MS; ESI NWR Image GEO 193 coupled with TOFWERK icp TOF R; Neptune Plus multicollector ICP-MS (Thermo Fisher Scientific, Bremen, Germany) coupled with a Geolas HD excimer ArF laser ablation system (Coherent, Göttingen, Germany); Bruker M4 Tornado™ system | SIO, MNR; China University of Petroleum (East China), Qingdao, China; Nanjing Focu MS Technology Co. Ltd., Nanjing, China; Shanghai Chemlab Laboratory, Shanghai, China; Wuhan Sample Solution Analytical Technology Co. Ltd., Wuhan, China | EPMA: beam current of 10 nA, beam size of 1–5 μm, accelerating voltage of 20 kV. Micro-XRF: rhodium target X-ray tube operating at 50 kV and 800 nA, polycapillary lens providing a 40-μm spot size on a 20-μm raster, dwell time of 5 ms per pixel. LA-ICP-MS: 193-nm ArF excimer laser, fluence of 6 J/cm², 6 Hz repetition rate for 40 seconds (240 pulses), 30-second pre-ablation blank, total run time 70 seconds, spot size 32–44 μm, He carrier gas mixed with Ar. LA-ICP-TOF-MS: 193 nm ArF excimer laser, spot diameter ~20 µm, repetition rate ~20 Hz, laser fluence ~7 J/cm², scan speed ~4000 µm/s, He carrier gas ~600 ml/min, washout time 50 ms. S isotope MC-ICP-MS: spot size ~44 μm, pulse frequency ~2 Hz, laser fluence ~5 J/cm², He carrier gas with Ar make-up gas. | MASS-1 (Fe-Cu-Zn-S pressed pellet) and GSE-1G (synthetic basaltic glass) from the United States Geological Survey; pyrite PPP-1; chalcopyrite GBW07268; pyrrhotite SP-Po-01 (δ34S = 1.4‰ ± 0.4‰); chalcopyrite SP-CP-01 (δ34S = 5.45‰ ± 0.3‰); natural and synthetic minerals from USA SPI Supplies | 72.481 |  |  |  | 344.6912 |  | 0.84361 |  |  |  | 0.31701 | [9 empty] | 1.3264 | [5 empty] | 8485.5407 | [5 empty] | 3592.9362 | [9 empty] | 473167.2441 | [13 empty] | 0.11852 | [11 empty] | 19.2831 |  | 44.0171 |  | 29.754 | [7 empty] | 1.3303 | [5 empty] | 182.9063 | [15 empty] | 513176.714 |  | 14.8765 |  |  |  | 35.1664 | [19 empty] | 0.38489 |  |  |  | 27.0184 |  | 0.7537 | [7 empty] | 258.6267 |  |  |  |  | 2025
| Xunmei vent field, Niaochao vent field |  | Seafloor hydrothermal | Volcanic-hosted massive sulfide (VMS) | seafloor massive sulfide (SMS) | Cu, Zn, Au, Ag | Co, Pb, Sb | Cu, Zn, Au, Ag, Co, Pb, Sb |  |  | I-Mrc3 (n=9)-4 | I-Mrc3 (n=9)-4 | seafloor vent field |  |  |  |  | ore material | grab | grab | mineral separate | [5 empty] | mineralisation | sulfide chimney | pyrite, marcasite, chalcopyrite |  | pyrite, marcasite, chalcopyrite | multiple stages: colloform marcasite-pyrite intergrowths (outermost wall), replacement assemblages (transition layers), dense recrystallized assemblages, marcasite pseudomorphs after pyrrhotite (middle layer) | sulfide chimney | colloform, subhedral, anhedral, euhedral, dense coarse-grained, columnar pseudomorphs |  |  |  | sphalerite, pyrrhotite, anhydrite, galena, tetrahedrite, tennantite | Transverse sections (polished sections) | EMPA, LA-ICPMS, MC-ICPMS | JEOL JXA-8100 EPMA; Teledyne Cetac Technologies Analyte Excite laser ablation system coupled with an Agilent Technologies 7700x quadrupole ICP-MS; ESI NWR Image GEO 193 coupled with TOFWERK icp TOF R; Neptune Plus multicollector ICP-MS (Thermo Fisher Scientific, Bremen, Germany) coupled with a Geolas HD excimer ArF laser ablation system (Coherent, Göttingen, Germany); Bruker M4 Tornado™ system | SIO, MNR; China University of Petroleum (East China), Qingdao, China; Nanjing Focu MS Technology Co. Ltd., Nanjing, China; Shanghai Chemlab Laboratory, Shanghai, China; Wuhan Sample Solution Analytical Technology Co. Ltd., Wuhan, China | EPMA: beam current of 10 nA, beam size of 1–5 μm, accelerating voltage of 20 kV. Micro-XRF: rhodium target X-ray tube operating at 50 kV and 800 nA, polycapillary lens providing a 40-μm spot size on a 20-μm raster, dwell time of 5 ms per pixel. LA-ICP-MS: 193-nm ArF excimer laser, fluence of 6 J/cm², 6 Hz repetition rate for 40 seconds (240 pulses), 30-second pre-ablation blank, total run time 70 seconds, spot size 32–44 μm, He carrier gas mixed with Ar. LA-ICP-TOF-MS: 193 nm ArF excimer laser, spot diameter ~20 µm, repetition rate ~20 Hz, laser fluence ~7 J/cm², scan speed ~4000 µm/s, He carrier gas ~600 ml/min, washout time 50 ms. S isotope MC-ICP-MS: spot size ~44 μm, pulse frequency ~2 Hz, laser fluence ~5 J/cm², He carrier gas with Ar make-up gas. | MASS-1 (Fe-Cu-Zn-S pressed pellet) and GSE-1G (synthetic basaltic glass) from the United States Geological Survey; pyrite PPP-1; chalcopyrite GBW07268; pyrrhotite SP-Po-01 (δ34S = 1.4‰ ± 0.4‰); chalcopyrite SP-CP-01 (δ34S = 5.45‰ ± 0.3‰); natural and synthetic minerals from USA SPI Supplies | 30.0747 |  |  |  | 2906.499 |  | 1.7149 |  |  |  | 0.062936 | [9 empty] | 1.6407 | [5 empty] | 6412.0572 | [5 empty] | 1599.5873 | [9 empty] | 467594.2559 | [13 empty] | 0.24108 | [11 empty] | 7.6808 |  | 20.3858 |  | 29.1377 | [7 empty] | 0.4267 | [5 empty] | 576.6893 | [15 empty] | 520224.2055 |  | 64.7164 |  |  |  | 35.864 | [5 empty] | 0.080374 | [13 empty] | 0.29048 |  |  |  | 0.15682 |  | 0.54309 | [7 empty] | 226.1792 |  |  |  |  | 2025
| Xunmei vent field, Niaochao vent field |  | Seafloor hydrothermal | Volcanic-hosted massive sulfide (VMS) | seafloor massive sulfide (SMS) | Cu, Zn, Au, Ag | Co, Pb, Sb | Cu, Zn, Au, Ag, Co, Pb, Sb |  |  | I-Mrc3 (n=9)-5 | I-Mrc3 (n=9)-5 | seafloor vent field |  |  |  |  | ore material | grab | grab | mineral separate | [5 empty] | mineralisation | sulfide chimney | pyrite, marcasite, chalcopyrite |  | pyrite, marcasite, chalcopyrite | multiple stages: colloform marcasite-pyrite intergrowths (outermost wall), replacement assemblages (transition layers), dense recrystallized assemblages, marcasite pseudomorphs after pyrrhotite (middle layer) | sulfide chimney | colloform, subhedral, anhedral, euhedral, dense coarse-grained, columnar pseudomorphs |  |  |  | sphalerite, pyrrhotite, anhydrite, galena, tetrahedrite, tennantite | Transverse sections (polished sections) | EMPA, LA-ICPMS, MC-ICPMS | JEOL JXA-8100 EPMA; Teledyne Cetac Technologies Analyte Excite laser ablation system coupled with an Agilent Technologies 7700x quadrupole ICP-MS; ESI NWR Image GEO 193 coupled with TOFWERK icp TOF R; Neptune Plus multicollector ICP-MS (Thermo Fisher Scientific, Bremen, Germany) coupled with a Geolas HD excimer ArF laser ablation system (Coherent, Göttingen, Germany); Bruker M4 Tornado™ system | SIO, MNR; China University of Petroleum (East China), Qingdao, China; Nanjing Focu MS Technology Co. Ltd., Nanjing, China; Shanghai Chemlab Laboratory, Shanghai, China; Wuhan Sample Solution Analytical Technology Co. Ltd., Wuhan, China | EPMA: beam current of 10 nA, beam size of 1–5 μm, accelerating voltage of 20 kV. Micro-XRF: rhodium target X-ray tube operating at 50 kV and 800 nA, polycapillary lens providing a 40-μm spot size on a 20-μm raster, dwell time of 5 ms per pixel. LA-ICP-MS: 193-nm ArF excimer laser, fluence of 6 J/cm², 6 Hz repetition rate for 40 seconds (240 pulses), 30-second pre-ablation blank, total run time 70 seconds, spot size 32–44 μm, He carrier gas mixed with Ar. LA-ICP-TOF-MS: 193 nm ArF excimer laser, spot diameter ~20 µm, repetition rate ~20 Hz, laser fluence ~7 J/cm², scan speed ~4000 µm/s, He carrier gas ~600 ml/min, washout time 50 ms. S isotope MC-ICP-MS: spot size ~44 μm, pulse frequency ~2 Hz, laser fluence ~5 J/cm², He carrier gas with Ar make-up gas. | MASS-1 (Fe-Cu-Zn-S pressed pellet) and GSE-1G (synthetic basaltic glass) from the United States Geological Survey; pyrite PPP-1; chalcopyrite GBW07268; pyrrhotite SP-Po-01 (δ34S = 1.4‰ ± 0.4‰); chalcopyrite SP-CP-01 (δ34S = 5.45‰ ± 0.3‰); natural and synthetic minerals from USA SPI Supplies | 78.0808 |  |  |  | 322.8703 |  | 0.23658 |  |  |  | 1.1153 |  |  |  | 0.013133 | [5 empty] | 6.6325 | [5 empty] | 4987.9494 | [5 empty] | 14798.8149 | [9 empty] | 438125.6834 | [13 empty] | 4.414 | [11 empty] | 42.4051 |  | 331.9542 |  | 49.5778 | [7 empty] | 18.9885 | [5 empty] | 143.6405 | [15 empty] | 528983.2463 |  | 14.2945 |  |  |  | 39.8335 | [5 empty] | 0.31431 | [13 empty] | 2.4951 |  |  |  | 24.1743 |  | 19.8495 | [7 empty] | 3708.8114 |  |  |  |  | 2025
| Xunmei vent field, Niaochao vent field |  | Seafloor hydrothermal | Volcanic-hosted massive sulfide (VMS) | seafloor massive sulfide (SMS) | Cu, Zn, Au, Ag | Co, Pb, Sb | Cu, Zn, Au, Ag, Co, Pb, Sb |  |  | I-Mrc3 (n=9)-6 | I-Mrc3 (n=9)-6 | seafloor vent field |  |  |  |  | ore material | grab | grab | mineral separate | [5 empty] | mineralisation | sulfide chimney | pyrite, marcasite, chalcopyrite |  | pyrite, marcasite, chalcopyrite | multiple stages: colloform marcasite-pyrite intergrowths (outermost wall), replacement assemblages (transition layers), dense recrystallized assemblages, marcasite pseudomorphs after pyrrhotite (middle layer) | sulfide chimney | colloform, subhedral, anhedral, euhedral, dense coarse-grained, columnar pseudomorphs |  |  |  | sphalerite, pyrrhotite, anhydrite, galena, tetrahedrite, tennantite | Transverse sections (polished sections) | EMPA, LA-ICPMS, MC-ICPMS | JEOL JXA-8100 EPMA; Teledyne Cetac Technologies Analyte Excite laser ablation system coupled with an Agilent Technologies 7700x quadrupole ICP-MS; ESI NWR Image GEO 193 coupled with TOFWERK icp TOF R; Neptune Plus multicollector ICP-MS (Thermo Fisher Scientific, Bremen, Germany) coupled with a Geolas HD excimer ArF laser ablation system (Coherent, Göttingen, Germany); Bruker M4 Tornado™ system | SIO, MNR; China University of Petroleum (East China), Qingdao, China; Nanjing Focu MS Technology Co. Ltd., Nanjing, China; Shanghai Chemlab Laboratory, Shanghai, China; Wuhan Sample Solution Analytical Technology Co. Ltd., Wuhan, China | EPMA: beam current of 10 nA, beam size of 1–5 μm, accelerating voltage of 20 kV. Micro-XRF: rhodium target X-ray tube operating at 50 kV and 800 nA, polycapillary lens providing a 40-μm spot size on a 20-μm raster, dwell time of 5 ms per pixel. LA-ICP-MS: 193-nm ArF excimer laser, fluence of 6 J/cm², 6 Hz repetition rate for 40 seconds (240 pulses), 30-second pre-ablation blank, total run time 70 seconds, spot size 32–44 μm, He carrier gas mixed with Ar. LA-ICP-TOF-MS: 193 nm ArF excimer laser, spot diameter ~20 µm, repetition rate ~20 Hz, laser fluence ~7 J/cm², scan speed ~4000 µm/s, He carrier gas ~600 ml/min, washout time 50 ms. S isotope MC-ICP-MS: spot size ~44 μm, pulse frequency ~2 Hz, laser fluence ~5 J/cm², He carrier gas with Ar make-up gas. | MASS-1 (Fe-Cu-Zn-S pressed pellet) and GSE-1G (synthetic basaltic glass) from the United States Geological Survey; pyrite PPP-1; chalcopyrite GBW07268; pyrrhotite SP-Po-01 (δ34S = 1.4‰ ± 0.4‰); chalcopyrite SP-CP-01 (δ34S = 5.45‰ ± 0.3‰); natural and synthetic minerals from USA SPI Supplies | 25.1321 |  |  |  | 331.7528 |  | 0.47045 |  |  |  | 0.10907 | [9 empty] | 9.3732 | [5 empty] | 4292.5172 | [5 empty] | 1587.0883 | [9 empty] | 443113.5674 | [13 empty] | 0.33115 | [11 empty] | 6.2509 |  | 21.6809 |  | 62.2134 | [7 empty] | 1.1314 | [5 empty] | 339.4948 | [15 empty] | 542883.2669 |  | 6.502 |  |  |  | 8.9027 | [5 empty] | 0.28211 | [13 empty] | 15.6076 |  |  |  | 0.99795 |  | 2.0884 | [7 empty] | 6717.4904 |  |  |  |  | 2025
| Xunmei vent field, Niaochao vent field |  | Seafloor hydrothermal | Volcanic-hosted massive sulfide (VMS) | seafloor massive sulfide (SMS) | Cu, Zn, Au, Ag | Co, Pb, Sb | Cu, Zn, Au, Ag, Co, Pb, Sb |  |  | I-Mrc3 (n=9)-7 | I-Mrc3 (n=9)-7 | seafloor vent field |  |  |  |  | ore material | grab | grab | mineral separate | [5 empty] | mineralisation | sulfide chimney | pyrite, marcasite, chalcopyrite |  | pyrite, marcasite, chalcopyrite | multiple stages: colloform marcasite-pyrite intergrowths (outermost wall), replacement assemblages (transition layers), dense recrystallized assemblages, marcasite pseudomorphs after pyrrhotite (middle layer) | sulfide chimney | colloform, subhedral, anhedral, euhedral, dense coarse-grained, columnar pseudomorphs |  |  |  | sphalerite, pyrrhotite, anhydrite, galena, tetrahedrite, tennantite | Transverse sections (polished sections) | EMPA, LA-ICPMS, MC-ICPMS | JEOL JXA-8100 EPMA; Teledyne Cetac Technologies Analyte Excite laser ablation system coupled with an Agilent Technologies 7700x quadrupole ICP-MS; ESI NWR Image GEO 193 coupled with TOFWERK icp TOF R; Neptune Plus multicollector ICP-MS (Thermo Fisher Scientific, Bremen, Germany) coupled with a Geolas HD excimer ArF laser ablation system (Coherent, Göttingen, Germany); Bruker M4 Tornado™ system | SIO, MNR; China University of Petroleum (East China), Qingdao, China; Nanjing Focu MS Technology Co. Ltd., Nanjing, China; Shanghai Chemlab Laboratory, Shanghai, China; Wuhan Sample Solution Analytical Technology Co. Ltd., Wuhan, China | EPMA: beam current of 10 nA, beam size of 1–5 μm, accelerating voltage of 20 kV. Micro-XRF: rhodium target X-ray tube operating at 50 kV and 800 nA, polycapillary lens providing a 40-μm spot size on a 20-μm raster, dwell time of 5 ms per pixel. LA-ICP-MS: 193-nm ArF excimer laser, fluence of 6 J/cm², 6 Hz repetition rate for 40 seconds (240 pulses), 30-second pre-ablation blank, total run time 70 seconds, spot size 32–44 μm, He carrier gas mixed with Ar. LA-ICP-TOF-MS: 193 nm ArF excimer laser, spot diameter ~20 µm, repetition rate ~20 Hz, laser fluence ~7 J/cm², scan speed ~4000 µm/s, He carrier gas ~600 ml/min, washout time 50 ms. S isotope MC-ICP-MS: spot size ~44 μm, pulse frequency ~2 Hz, laser fluence ~5 J/cm², He carrier gas with Ar make-up gas. | MASS-1 (Fe-Cu-Zn-S pressed pellet) and GSE-1G (synthetic basaltic glass) from the United States Geological Survey; pyrite PPP-1; chalcopyrite GBW07268; pyrrhotite SP-Po-01 (δ34S = 1.4‰ ± 0.4‰); chalcopyrite SP-CP-01 (δ34S = 5.45‰ ± 0.3‰); natural and synthetic minerals from USA SPI Supplies | 13.48 |  |  |  | 337.5831 |  | 0.31812 |  |  |  | 0.037094 | [9 empty] | 21.437 | [5 empty] | 735.5291 | [5 empty] | 593.8125 | [9 empty] | 461006.6178 | [13 empty] | 0.30685 | [11 empty] | 3.5451 |  | 24.4855 |  | 135.7629 | [7 empty] | 1.1814 | [5 empty] | 284.3921 | [15 empty] | 520207.7026 |  | 3.2407 |  |  |  | 2.7018 | [5 empty] | 0.074898 | [13 empty] | 32.2354 |  |  |  | 0.1534 |  | 1.9939 | [7 empty] | 16382.8737 |  |  |  |  | 2025
| Xunmei vent field, Niaochao vent field |  | Seafloor hydrothermal | Volcanic-hosted massive sulfide (VMS) | seafloor massive sulfide (SMS) | Cu, Zn, Au, Ag | Co, Pb, Sb | Cu, Zn, Au, Ag, Co, Pb, Sb |  |  | I-Mrc3 (n=9)-8 | I-Mrc3 (n=9)-8 | seafloor vent field |  |  |  |  | ore material | grab | grab | mineral separate | [5 empty] | mineralisation | sulfide chimney | pyrite, marcasite, chalcopyrite |  | pyrite, marcasite, chalcopyrite | multiple stages: colloform marcasite-pyrite intergrowths (outermost wall), replacement assemblages (transition layers), dense recrystallized assemblages, marcasite pseudomorphs after pyrrhotite (middle layer) | sulfide chimney | colloform, subhedral, anhedral, euhedral, dense coarse-grained, columnar pseudomorphs |  |  |  | sphalerite, pyrrhotite, anhydrite, galena, tetrahedrite, tennantite | Transverse sections (polished sections) | EMPA, LA-ICPMS, MC-ICPMS | JEOL JXA-8100 EPMA; Teledyne Cetac Technologies Analyte Excite laser ablation system coupled with an Agilent Technologies 7700x quadrupole ICP-MS; ESI NWR Image GEO 193 coupled with TOFWERK icp TOF R; Neptune Plus multicollector ICP-MS (Thermo Fisher Scientific, Bremen, Germany) coupled with a Geolas HD excimer ArF laser ablation system (Coherent, Göttingen, Germany); Bruker M4 Tornado™ system | SIO, MNR; China University of Petroleum (East China), Qingdao, China; Nanjing Focu MS Technology Co. Ltd., Nanjing, China; Shanghai Chemlab Laboratory, Shanghai, China; Wuhan Sample Solution Analytical Technology Co. Ltd., Wuhan, China | EPMA: beam current of 10 nA, beam size of 1–5 μm, accelerating voltage of 20 kV. Micro-XRF: rhodium target X-ray tube operating at 50 kV and 800 nA, polycapillary lens providing a 40-μm spot size on a 20-μm raster, dwell time of 5 ms per pixel. LA-ICP-MS: 193-nm ArF excimer laser, fluence of 6 J/cm², 6 Hz repetition rate for 40 seconds (240 pulses), 30-second pre-ablation blank, total run time 70 seconds, spot size 32–44 μm, He carrier gas mixed with Ar. LA-ICP-TOF-MS: 193 nm ArF excimer laser, spot diameter ~20 µm, repetition rate ~20 Hz, laser fluence ~7 J/cm², scan speed ~4000 µm/s, He carrier gas ~600 ml/min, washout time 50 ms. S isotope MC-ICP-MS: spot size ~44 μm, pulse frequency ~2 Hz, laser fluence ~5 J/cm², He carrier gas with Ar make-up gas. | MASS-1 (Fe-Cu-Zn-S pressed pellet) and GSE-1G (synthetic basaltic glass) from the United States Geological Survey; pyrite PPP-1; chalcopyrite GBW07268; pyrrhotite SP-Po-01 (δ34S = 1.4‰ ± 0.4‰); chalcopyrite SP-CP-01 (δ34S = 5.45‰ ± 0.3‰); natural and synthetic minerals from USA SPI Supplies | 64.0973 |  |  |  | 396.2226 |  | 1.2231 |  |  |  | 2.3831 |  |  |  | 0.043726 | [5 empty] | 14.1974 | [5 empty] | 6085.4644 | [5 empty] | 28215.586 | [9 empty] | 411655.4829 | [13 empty] | 2.7081 | [11 empty] | 51.8948 |  | 588.7065 |  | 126.816 | [7 empty] | 19.6455 | [5 empty] | 89.1937 | [15 empty] | 531906.0884 |  | 15.9744 |  |  |  | 40.5596 | [5 empty] | 0.56634 | [13 empty] | 2.3897 |  |  |  | 41.9522 |  | 20.419 | [7 empty] | 8738.7081 |  |  |  |  | 2025
| Xunmei vent field, Niaochao vent field |  | Seafloor hydrothermal | Volcanic-hosted massive sulfide (VMS) | seafloor massive sulfide (SMS) | Cu, Zn, Au, Ag | Co, Pb, Sb | Cu, Zn, Au, Ag, Co, Pb, Sb |  |  | I-Mrc3 (n=9)-9 | I-Mrc3 (n=9)-9 | seafloor vent field |  |  |  |  | ore material | grab | grab | mineral separate | [5 empty] | mineralisation | sulfide chimney | pyrite, marcasite, chalcopyrite |  | pyrite, marcasite, chalcopyrite | multiple stages: colloform marcasite-pyrite intergrowths (outermost wall), replacement assemblages (transition layers), dense recrystallized assemblages, marcasite pseudomorphs after pyrrhotite (middle layer) | sulfide chimney | colloform, subhedral, anhedral, euhedral, dense coarse-grained, columnar pseudomorphs |  |  |  | sphalerite, pyrrhotite, anhydrite, galena, tetrahedrite, tennantite | Transverse sections (polished sections) | EMPA, LA-ICPMS, MC-ICPMS | JEOL JXA-8100 EPMA; Teledyne Cetac Technologies Analyte Excite laser ablation system coupled with an Agilent Technologies 7700x quadrupole ICP-MS; ESI NWR Image GEO 193 coupled with TOFWERK icp TOF R; Neptune Plus multicollector ICP-MS (Thermo Fisher Scientific, Bremen, Germany) coupled with a Geolas HD excimer ArF laser ablation system (Coherent, Göttingen, Germany); Bruker M4 Tornado™ system | SIO, MNR; China University of Petroleum (East China), Qingdao, China; Nanjing Focu MS Technology Co. Ltd., Nanjing, China; Shanghai Chemlab Laboratory, Shanghai, China; Wuhan Sample Solution Analytical Technology Co. Ltd., Wuhan, China | EPMA: beam current of 10 nA, beam size of 1–5 μm, accelerating voltage of 20 kV. Micro-XRF: rhodium target X-ray tube operating at 50 kV and 800 nA, polycapillary lens providing a 40-μm spot size on a 20-μm raster, dwell time of 5 ms per pixel. LA-ICP-MS: 193-nm ArF excimer laser, fluence of 6 J/cm², 6 Hz repetition rate for 40 seconds (240 pulses), 30-second pre-ablation blank, total run time 70 seconds, spot size 32–44 μm, He carrier gas mixed with Ar. LA-ICP-TOF-MS: 193 nm ArF excimer laser, spot diameter ~20 µm, repetition rate ~20 Hz, laser fluence ~7 J/cm², scan speed ~4000 µm/s, He carrier gas ~600 ml/min, washout time 50 ms. S isotope MC-ICP-MS: spot size ~44 μm, pulse frequency ~2 Hz, laser fluence ~5 J/cm², He carrier gas with Ar make-up gas. | MASS-1 (Fe-Cu-Zn-S pressed pellet) and GSE-1G (synthetic basaltic glass) from the United States Geological Survey; pyrite PPP-1; chalcopyrite GBW07268; pyrrhotite SP-Po-01 (δ34S = 1.4‰ ± 0.4‰); chalcopyrite SP-CP-01 (δ34S = 5.45‰ ± 0.3‰); natural and synthetic minerals from USA SPI Supplies | 7.3935 |  |  |  | 228.2841 |  | 0.13678 |  |  |  | 0.02868 | [9 empty] | 8.4566 | [5 empty] | 132.8031 | [5 empty] | 285.9923 | [9 empty] | 461067.2436 | [13 empty] | 0.088469 | [11 empty] | 3.4028 |  | 18.1816 |  | 69.5351 | [7 empty] | 1.8297 | [5 empty] | 438.8171 | [15 empty] | 531667.5168 |  | 1.8826 |  |  |  | 1.2111 | [5 empty] | 0.061745 | [7 empty] | 0.14322 | [5 empty] | 62.0224 |  |  |  | 1.0154 |  | 1.6333 | [7 empty] | 5753.7439 |  |  |  |  | 2025
| Xunmei vent field, Niaochao vent field |  | Seafloor hydrothermal | Volcanic-hosted massive sulfide (VMS) | seafloor massive sulfide (SMS) | Cu, Zn, Au, Ag | Co, Pb, Sb | Cu, Zn, Au, Ag, Co, Pb, Sb |  |  | I-Mrc3 (n=9)-10 | I-Mrc3 (n=9)-10 | seafloor vent field |  |  |  |  | ore material | grab | grab | mineral separate | [5 empty] | mineralisation | sulfide chimney | pyrite, marcasite, chalcopyrite |  | pyrite, marcasite, chalcopyrite | multiple stages: colloform marcasite-pyrite intergrowths (outermost wall), replacement assemblages (transition layers), dense recrystallized assemblages, marcasite pseudomorphs after pyrrhotite (middle layer) | sulfide chimney | colloform, subhedral, anhedral, euhedral, dense coarse-grained, columnar pseudomorphs |  |  |  | sphalerite, pyrrhotite, anhydrite, galena, tetrahedrite, tennantite | Transverse sections (polished sections) | EMPA, LA-ICPMS, MC-ICPMS | JEOL JXA-8100 EPMA; Teledyne Cetac Technologies Analyte Excite laser ablation system coupled with an Agilent Technologies 7700x quadrupole ICP-MS; ESI NWR Image GEO 193 coupled with TOFWERK icp TOF R; Neptune Plus multicollector ICP-MS (Thermo Fisher Scientific, Bremen, Germany) coupled with a Geolas HD excimer ArF laser ablation system (Coherent, Göttingen, Germany); Bruker M4 Tornado™ system | SIO, MNR; China University of Petroleum (East China), Qingdao, China; Nanjing Focu MS Technology Co. Ltd., Nanjing, China; Shanghai Chemlab Laboratory, Shanghai, China; Wuhan Sample Solution Analytical Technology Co. Ltd., Wuhan, China | EPMA: beam current of 10 nA, beam size of 1–5 μm, accelerating voltage of 20 kV. Micro-XRF: rhodium target X-ray tube operating at 50 kV and 800 nA, polycapillary lens providing a 40-μm spot size on a 20-μm raster, dwell time of 5 ms per pixel. LA-ICP-MS: 193-nm ArF excimer laser, fluence of 6 J/cm², 6 Hz repetition rate for 40 seconds (240 pulses), 30-second pre-ablation blank, total run time 70 seconds, spot size 32–44 μm, He carrier gas mixed with Ar. LA-ICP-TOF-MS: 193 nm ArF excimer laser, spot diameter ~20 µm, repetition rate ~20 Hz, laser fluence ~7 J/cm², scan speed ~4000 µm/s, He carrier gas ~600 ml/min, washout time 50 ms. S isotope MC-ICP-MS: spot size ~44 μm, pulse frequency ~2 Hz, laser fluence ~5 J/cm², He carrier gas with Ar make-up gas. | MASS-1 (Fe-Cu-Zn-S pressed pellet) and GSE-1G (synthetic basaltic glass) from the United States Geological Survey; pyrite PPP-1; chalcopyrite GBW07268; pyrrhotite SP-Po-01 (δ34S = 1.4‰ ± 0.4‰); chalcopyrite SP-CP-01 (δ34S = 5.45‰ ± 0.3‰); natural and synthetic minerals from USA SPI Supplies | 30.0976 |  |  |  | 344.6912 |  | 0.84361 |  |  |  | 0.12067 |  |  |  | 0.02843 | [5 empty] | 6.6325 | [5 empty] | 6085.4644 | [5 empty] | 2711.3056 | [9 empty] | 457948.8753 | [13 empty] | 0.30685 | [11 empty] | 7.6808 |  | 24.4855 |  | 62.2134 | [7 empty] | 1.317 | [5 empty] | 284.3921 | [15 empty] | 528536.1966 |  | 14.8765 |  |  |  | 35.864 | [5 empty] | 0.080938 | [13 empty] | 2.3897 |  |  |  | 1.0154 |  | 1.9939 | [7 empty] | 3708.8114 |  |  |  |  | 2025
| Xunmei vent field, Niaochao vent field |  | Seafloor hydrothermal | Volcanic-hosted massive sulfide (VMS) | seafloor massive sulfide (SMS) | Cu, Zn, Au, Ag | Co, Pb, Sb | Cu, Zn, Au, Ag, Co, Pb, Sb |  |  | I-Mrc3 (n=9)-11 | I-Mrc3 (n=9)-11 | seafloor vent field |  |  |  |  | ore material | grab | grab | mineral separate | [5 empty] | mineralisation | sulfide chimney | pyrite, marcasite, chalcopyrite |  | pyrite, marcasite, chalcopyrite | multiple stages: colloform marcasite-pyrite intergrowths (outermost wall), replacement assemblages (transition layers), dense recrystallized assemblages, marcasite pseudomorphs after pyrrhotite (middle layer) | sulfide chimney | colloform, subhedral, anhedral, euhedral, dense coarse-grained, columnar pseudomorphs |  |  |  | sphalerite, pyrrhotite, anhydrite, galena, tetrahedrite, tennantite | Transverse sections (polished sections) | EMPA, LA-ICPMS, MC-ICPMS | JEOL JXA-8100 EPMA; Teledyne Cetac Technologies Analyte Excite laser ablation system coupled with an Agilent Technologies 7700x quadrupole ICP-MS; ESI NWR Image GEO 193 coupled with TOFWERK icp TOF R; Neptune Plus multicollector ICP-MS (Thermo Fisher Scientific, Bremen, Germany) coupled with a Geolas HD excimer ArF laser ablation system (Coherent, Göttingen, Germany); Bruker M4 Tornado™ system | SIO, MNR; China University of Petroleum (East China), Qingdao, China; Nanjing Focu MS Technology Co. Ltd., Nanjing, China; Shanghai Chemlab Laboratory, Shanghai, China; Wuhan Sample Solution Analytical Technology Co. Ltd., Wuhan, China | EPMA: beam current of 10 nA, beam size of 1–5 μm, accelerating voltage of 20 kV. Micro-XRF: rhodium target X-ray tube operating at 50 kV and 800 nA, polycapillary lens providing a 40-μm spot size on a 20-μm raster, dwell time of 5 ms per pixel. LA-ICP-MS: 193-nm ArF excimer laser, fluence of 6 J/cm², 6 Hz repetition rate for 40 seconds (240 pulses), 30-second pre-ablation blank, total run time 70 seconds, spot size 32–44 μm, He carrier gas mixed with Ar. LA-ICP-TOF-MS: 193 nm ArF excimer laser, spot diameter ~20 µm, repetition rate ~20 Hz, laser fluence ~7 J/cm², scan speed ~4000 µm/s, He carrier gas ~600 ml/min, washout time 50 ms. S isotope MC-ICP-MS: spot size ~44 μm, pulse frequency ~2 Hz, laser fluence ~5 J/cm², He carrier gas with Ar make-up gas. | MASS-1 (Fe-Cu-Zn-S pressed pellet) and GSE-1G (synthetic basaltic glass) from the United States Geological Survey; pyrite PPP-1; chalcopyrite GBW07268; pyrrhotite SP-Po-01 (δ34S = 1.4‰ ± 0.4‰); chalcopyrite SP-CP-01 (δ34S = 5.45‰ ± 0.3‰); natural and synthetic minerals from USA SPI Supplies | 44.3273 |  |  |  | 849.2124 |  | 0.84417 |  |  |  | 0.51452 |  |  |  | 0.006944 | [5 empty] | 7.4003 | [5 empty] | 5322.9724 | [5 empty] | 6287.3163 | [9 empty] | 451408.2815 | [13 empty] | 0.95818 | [11 empty] | 17.6497 |  | 121.3091 |  | 112.4494 | [7 empty] | 5.1935 | [5 empty] | 324.6354 | [15 empty] | 527284.4575 |  | 19.7363 |  |  |  | 28.8805 | [5 empty] | 0.16325 | [13 empty] | 13.0958 |  |  |  | 12.5543 |  | 6.3677 | [7 empty] | 4733.3724 |  |  |  |  | 2025
| Xunmei vent field, Niaochao vent field |  | Seafloor hydrothermal | Volcanic-hosted massive sulfide (VMS) | seafloor massive sulfide (SMS) | Cu, Zn, Au, Ag | Co, Pb, Sb | Cu, Zn, Au, Ag, Co, Pb, Sb |  |  | I-Mrc3 (n=9)-12 | I-Mrc3 (n=9)-12 | seafloor vent field |  |  |  |  | ore material | grab | grab | mineral separate | [5 empty] | mineralisation | sulfide chimney | pyrite, marcasite, chalcopyrite |  | pyrite, marcasite, chalcopyrite | multiple stages: colloform marcasite-pyrite intergrowths (outermost wall), replacement assemblages (transition layers), dense recrystallized assemblages, marcasite pseudomorphs after pyrrhotite (middle layer) | sulfide chimney | colloform, subhedral, anhedral, euhedral, dense coarse-grained, columnar pseudomorphs |  |  |  | sphalerite, pyrrhotite, anhydrite, galena, tetrahedrite, tennantite | Transverse sections (polished sections) | EMPA, LA-ICPMS, MC-ICPMS | JEOL JXA-8100 EPMA; Teledyne Cetac Technologies Analyte Excite laser ablation system coupled with an Agilent Technologies 7700x quadrupole ICP-MS; ESI NWR Image GEO 193 coupled with TOFWERK icp TOF R; Neptune Plus multicollector ICP-MS (Thermo Fisher Scientific, Bremen, Germany) coupled with a Geolas HD excimer ArF laser ablation system (Coherent, Göttingen, Germany); Bruker M4 Tornado™ system | SIO, MNR; China University of Petroleum (East China), Qingdao, China; Nanjing Focu MS Technology Co. Ltd., Nanjing, China; Shanghai Chemlab Laboratory, Shanghai, China; Wuhan Sample Solution Analytical Technology Co. Ltd., Wuhan, China | EPMA: beam current of 10 nA, beam size of 1–5 μm, accelerating voltage of 20 kV. Micro-XRF: rhodium target X-ray tube operating at 50 kV and 800 nA, polycapillary lens providing a 40-μm spot size on a 20-μm raster, dwell time of 5 ms per pixel. LA-ICP-MS: 193-nm ArF excimer laser, fluence of 6 J/cm², 6 Hz repetition rate for 40 seconds (240 pulses), 30-second pre-ablation blank, total run time 70 seconds, spot size 32–44 μm, He carrier gas mixed with Ar. LA-ICP-TOF-MS: 193 nm ArF excimer laser, spot diameter ~20 µm, repetition rate ~20 Hz, laser fluence ~7 J/cm², scan speed ~4000 µm/s, He carrier gas ~600 ml/min, washout time 50 ms. S isotope MC-ICP-MS: spot size ~44 μm, pulse frequency ~2 Hz, laser fluence ~5 J/cm², He carrier gas with Ar make-up gas. | MASS-1 (Fe-Cu-Zn-S pressed pellet) and GSE-1G (synthetic basaltic glass) from the United States Geological Survey; pyrite PPP-1; chalcopyrite GBW07268; pyrrhotite SP-Po-01 (δ34S = 1.4‰ ± 0.4‰); chalcopyrite SP-CP-01 (δ34S = 5.45‰ ± 0.3‰); natural and synthetic minerals from USA SPI Supplies | 28.6219 |  |  |  | 1036.7285 |  | 0.58643 |  |  |  | 0.78121 |  |  |  | 0.021633 | [5 empty] | 6.9131 | [5 empty] | 3158.4843 | [5 empty] | 9323.1435 | [9 empty] | 18691.4991 | [13 empty] | 1.539 | [11 empty] | 17.9779 |  | 202.8182 |  | 141.5782 | [7 empty] | 8.0176 | [5 empty] | 193.9031 | [15 empty] | 8571.6058 |  | 19.9889 |  |  |  | 19.0891 | [5 empty] | 0.18969 | [13 empty] | 21.2173 |  |  |  | 15.629 |  | 8.1599 | [7 empty] | 5426.9466 |  |  |  |  | 2025
| Xunmei vent field, Niaochao vent field |  | Seafloor hydrothermal | Volcanic-hosted massive sulfide (VMS) | seafloor massive sulfide (SMS) | Cu, Zn, Au, Ag | Co, Pb, Sb | Cu, Zn, Au, Ag, Co, Pb, Sb |  |  | I-Py4 (n=62)-1 | I-Py4 (n=62)-1 | seafloor vent field |  |  |  |  | ore material | grab | grab | mineral separate | [5 empty] | mineralisation | sulfide chimney | pyrite, marcasite, chalcopyrite |  | pyrite, marcasite, chalcopyrite | multiple stages: colloform marcasite-pyrite intergrowths (outermost wall), replacement assemblages (transition layers), dense recrystallized assemblages, marcasite pseudomorphs after pyrrhotite (middle layer) | sulfide chimney | colloform, subhedral, anhedral, euhedral, dense coarse-grained, columnar pseudomorphs |  |  |  | sphalerite, pyrrhotite, anhydrite, galena, tetrahedrite, tennantite | Transverse sections (polished sections) | EMPA, LA-ICPMS, MC-ICPMS | JEOL JXA-8100 EPMA; Teledyne Cetac Technologies Analyte Excite laser ablation system coupled with an Agilent Technologies 7700x quadrupole ICP-MS; ESI NWR Image GEO 193 coupled with TOFWERK icp TOF R; Neptune Plus multicollector ICP-MS (Thermo Fisher Scientific, Bremen, Germany) coupled with a Geolas HD excimer ArF laser ablation system (Coherent, Göttingen, Germany); Bruker M4 Tornado™ system | SIO, MNR; China University of Petroleum (East China), Qingdao, China; Nanjing Focu MS Technology Co. Ltd., Nanjing, China; Shanghai Chemlab Laboratory, Shanghai, China; Wuhan Sample Solution Analytical Technology Co. Ltd., Wuhan, China | EPMA: beam current of 10 nA, beam size of 1–5 μm, accelerating voltage of 20 kV. Micro-XRF: rhodium target X-ray tube operating at 50 kV and 800 nA, polycapillary lens providing a 40-μm spot size on a 20-μm raster, dwell time of 5 ms per pixel. LA-ICP-MS: 193-nm ArF excimer laser, fluence of 6 J/cm², 6 Hz repetition rate for 40 seconds (240 pulses), 30-second pre-ablation blank, total run time 70 seconds, spot size 32–44 μm, He carrier gas mixed with Ar. LA-ICP-TOF-MS: 193 nm ArF excimer laser, spot diameter ~20 µm, repetition rate ~20 Hz, laser fluence ~7 J/cm², scan speed ~4000 µm/s, He carrier gas ~600 ml/min, washout time 50 ms. S isotope MC-ICP-MS: spot size ~44 μm, pulse frequency ~2 Hz, laser fluence ~5 J/cm², He carrier gas with Ar make-up gas. | MASS-1 (Fe-Cu-Zn-S pressed pellet) and GSE-1G (synthetic basaltic glass) from the United States Geological Survey; pyrite PPP-1; chalcopyrite GBW07268; pyrrhotite SP-Po-01 (δ34S = 1.4‰ ± 0.4‰); chalcopyrite SP-CP-01 (δ34S = 5.45‰ ± 0.3‰); natural and synthetic minerals from USA SPI Supplies | 1.3472 |  |  |  | 862.6984 |  | 0.036366 | [13 empty] | 0.21419 | [5 empty] | 1654.6516 | [5 empty] | 708.7444 | [9 empty] | 471129.514 | [13 empty] | 0.85478 | [13 empty] | 1.1894 |  | 40.8693 | [13 empty] | 26.1955 | [15 empty] | 525311.4777 |  | 2.0377 |  |  |  | 81.9515 | [5 empty] | 0.048491 | [13 empty] | 0.12474 |  |  |  | 0.097431 |  | 1.0385 | [7 empty] | 24.7034 |  |  |  |  | 2025
| Xunmei vent field, Niaochao vent field |  | Seafloor hydrothermal | Volcanic-hosted massive sulfide (VMS) | seafloor massive sulfide (SMS) | Cu, Zn, Au, Ag | Co, Pb, Sb | Cu, Zn, Au, Ag, Co, Pb, Sb |  |  | I-Py4 (n=62)-2 | I-Py4 (n=62)-2 | seafloor vent field |  |  |  |  | ore material | grab | grab | mineral separate | [5 empty] | mineralisation | sulfide chimney | pyrite, marcasite, chalcopyrite |  | pyrite, marcasite, chalcopyrite | multiple stages: colloform marcasite-pyrite intergrowths (outermost wall), replacement assemblages (transition layers), dense recrystallized assemblages, marcasite pseudomorphs after pyrrhotite (middle layer) | sulfide chimney | colloform, subhedral, anhedral, euhedral, dense coarse-grained, columnar pseudomorphs |  |  |  | sphalerite, pyrrhotite, anhydrite, galena, tetrahedrite, tennantite | Transverse sections (polished sections) | EMPA, LA-ICPMS, MC-ICPMS | JEOL JXA-8100 EPMA; Teledyne Cetac Technologies Analyte Excite laser ablation system coupled with an Agilent Technologies 7700x quadrupole ICP-MS; ESI NWR Image GEO 193 coupled with TOFWERK icp TOF R; Neptune Plus multicollector ICP-MS (Thermo Fisher Scientific, Bremen, Germany) coupled with a Geolas HD excimer ArF laser ablation system (Coherent, Göttingen, Germany); Bruker M4 Tornado™ system | SIO, MNR; China University of Petroleum (East China), Qingdao, China; Nanjing Focu MS Technology Co. Ltd., Nanjing, China; Shanghai Chemlab Laboratory, Shanghai, China; Wuhan Sample Solution Analytical Technology Co. Ltd., Wuhan, China | EPMA: beam current of 10 nA, beam size of 1–5 μm, accelerating voltage of 20 kV. Micro-XRF: rhodium target X-ray tube operating at 50 kV and 800 nA, polycapillary lens providing a 40-μm spot size on a 20-μm raster, dwell time of 5 ms per pixel. LA-ICP-MS: 193-nm ArF excimer laser, fluence of 6 J/cm², 6 Hz repetition rate for 40 seconds (240 pulses), 30-second pre-ablation blank, total run time 70 seconds, spot size 32–44 μm, He carrier gas mixed with Ar. LA-ICP-TOF-MS: 193 nm ArF excimer laser, spot diameter ~20 µm, repetition rate ~20 Hz, laser fluence ~7 J/cm², scan speed ~4000 µm/s, He carrier gas ~600 ml/min, washout time 50 ms. S isotope MC-ICP-MS: spot size ~44 μm, pulse frequency ~2 Hz, laser fluence ~5 J/cm², He carrier gas with Ar make-up gas. | MASS-1 (Fe-Cu-Zn-S pressed pellet) and GSE-1G (synthetic basaltic glass) from the United States Geological Survey; pyrite PPP-1; chalcopyrite GBW07268; pyrrhotite SP-Po-01 (δ34S = 1.4‰ ± 0.4‰); chalcopyrite SP-CP-01 (δ34S = 5.45‰ ± 0.3‰); natural and synthetic minerals from USA SPI Supplies | 4.7374 |  |  |  | 1241.7957 |  | 0.28022 |  |  |  | 0.007065 | [9 empty] | 0.19359 | [5 empty] | 757.6988 | [5 empty] | 370.2222 | [9 empty] | 485630.8935 | [13 empty] | 0.12967 | [11 empty] | 0.49946 |  | 27.4993 |  | 23.4196 | [7 empty] | 0.52811 | [5 empty] | 93.5817 | [15 empty] | 511667.1441 |  | 2.7349 |  |  |  | 23.4206 | [19 empty] | 1.2553 |  |  |  | 0.1938 |  | 0.83453 | [7 empty] | 48.9747 |  |  |  |  | 2025
| Xunmei vent field, Niaochao vent field |  | Seafloor hydrothermal | Volcanic-hosted massive sulfide (VMS) | seafloor massive sulfide (SMS) | Cu, Zn, Au, Ag | Co, Pb, Sb | Cu, Zn, Au, Ag, Co, Pb, Sb |  |  | I-Py4 (n=62)-3 | I-Py4 (n=62)-3 | seafloor vent field |  |  |  |  | ore material | grab | grab | mineral separate | [5 empty] | mineralisation | sulfide chimney | pyrite, marcasite, chalcopyrite |  | pyrite, marcasite, chalcopyrite | multiple stages: colloform marcasite-pyrite intergrowths (outermost wall), replacement assemblages (transition layers), dense recrystallized assemblages, marcasite pseudomorphs after pyrrhotite (middle layer) | sulfide chimney | colloform, subhedral, anhedral, euhedral, dense coarse-grained, columnar pseudomorphs |  |  |  | sphalerite, pyrrhotite, anhydrite, galena, tetrahedrite, tennantite | Transverse sections (polished sections) | EMPA, LA-ICPMS, MC-ICPMS | JEOL JXA-8100 EPMA; Teledyne Cetac Technologies Analyte Excite laser ablation system coupled with an Agilent Technologies 7700x quadrupole ICP-MS; ESI NWR Image GEO 193 coupled with TOFWERK icp TOF R; Neptune Plus multicollector ICP-MS (Thermo Fisher Scientific, Bremen, Germany) coupled with a Geolas HD excimer ArF laser ablation system (Coherent, Göttingen, Germany); Bruker M4 Tornado™ system | SIO, MNR; China University of Petroleum (East China), Qingdao, China; Nanjing Focu MS Technology Co. Ltd., Nanjing, China; Shanghai Chemlab Laboratory, Shanghai, China; Wuhan Sample Solution Analytical Technology Co. Ltd., Wuhan, China | EPMA: beam current of 10 nA, beam size of 1–5 μm, accelerating voltage of 20 kV. Micro-XRF: rhodium target X-ray tube operating at 50 kV and 800 nA, polycapillary lens providing a 40-μm spot size on a 20-μm raster, dwell time of 5 ms per pixel. LA-ICP-MS: 193-nm ArF excimer laser, fluence of 6 J/cm², 6 Hz repetition rate for 40 seconds (240 pulses), 30-second pre-ablation blank, total run time 70 seconds, spot size 32–44 μm, He carrier gas mixed with Ar. LA-ICP-TOF-MS: 193 nm ArF excimer laser, spot diameter ~20 µm, repetition rate ~20 Hz, laser fluence ~7 J/cm², scan speed ~4000 µm/s, He carrier gas ~600 ml/min, washout time 50 ms. S isotope MC-ICP-MS: spot size ~44 μm, pulse frequency ~2 Hz, laser fluence ~5 J/cm², He carrier gas with Ar make-up gas. | MASS-1 (Fe-Cu-Zn-S pressed pellet) and GSE-1G (synthetic basaltic glass) from the United States Geological Survey; pyrite PPP-1; chalcopyrite GBW07268; pyrrhotite SP-Po-01 (δ34S = 1.4‰ ± 0.4‰); chalcopyrite SP-CP-01 (δ34S = 5.45‰ ± 0.3‰); natural and synthetic minerals from USA SPI Supplies | 5.3556 |  |  |  | 491.241 |  | 0.12165 |  |  |  | 0.018804 |  |  |  | 0.016864 | [5 empty] | 1.04 | [5 empty] | 1498.6988 | [5 empty] | 1515.9035 | [9 empty] | 460724.4689 | [13 empty] | 2.9752 | [11 empty] | 33.8091 |  | 55.3566 |  | 77.6558 | [7 empty] | 0.52411 | [5 empty] | 152.3753 | [15 empty] | 534476.1532 |  | 3.1882 |  |  |  | 69.7936 | [5 empty] | 0.30643 | [13 empty] | 4.9441 |  |  |  | 0.090956 |  | 3.7337 | [7 empty] | 605.0282 |  |  |  |  | 2025
| Xunmei vent field, Niaochao vent field |  | Seafloor hydrothermal | Volcanic-hosted massive sulfide (VMS) | seafloor massive sulfide (SMS) | Cu, Zn, Au, Ag | Co, Pb, Sb | Cu, Zn, Au, Ag, Co, Pb, Sb |  |  | I-Py4 (n=62)-4 | I-Py4 (n=62)-4 | seafloor vent field |  |  |  |  | ore material | grab | grab | mineral separate | [5 empty] | mineralisation | sulfide chimney | pyrite, marcasite, chalcopyrite |  | pyrite, marcasite, chalcopyrite | multiple stages: colloform marcasite-pyrite intergrowths (outermost wall), replacement assemblages (transition layers), dense recrystallized assemblages, marcasite pseudomorphs after pyrrhotite (middle layer) | sulfide chimney | colloform, subhedral, anhedral, euhedral, dense coarse-grained, columnar pseudomorphs |  |  |  | sphalerite, pyrrhotite, anhydrite, galena, tetrahedrite, tennantite | Transverse sections (polished sections) | EMPA, LA-ICPMS, MC-ICPMS | JEOL JXA-8100 EPMA; Teledyne Cetac Technologies Analyte Excite laser ablation system coupled with an Agilent Technologies 7700x quadrupole ICP-MS; ESI NWR Image GEO 193 coupled with TOFWERK icp TOF R; Neptune Plus multicollector ICP-MS (Thermo Fisher Scientific, Bremen, Germany) coupled with a Geolas HD excimer ArF laser ablation system (Coherent, Göttingen, Germany); Bruker M4 Tornado™ system | SIO, MNR; China University of Petroleum (East China), Qingdao, China; Nanjing Focu MS Technology Co. Ltd., Nanjing, China; Shanghai Chemlab Laboratory, Shanghai, China; Wuhan Sample Solution Analytical Technology Co. Ltd., Wuhan, China | EPMA: beam current of 10 nA, beam size of 1–5 μm, accelerating voltage of 20 kV. Micro-XRF: rhodium target X-ray tube operating at 50 kV and 800 nA, polycapillary lens providing a 40-μm spot size on a 20-μm raster, dwell time of 5 ms per pixel. LA-ICP-MS: 193-nm ArF excimer laser, fluence of 6 J/cm², 6 Hz repetition rate for 40 seconds (240 pulses), 30-second pre-ablation blank, total run time 70 seconds, spot size 32–44 μm, He carrier gas mixed with Ar. LA-ICP-TOF-MS: 193 nm ArF excimer laser, spot diameter ~20 µm, repetition rate ~20 Hz, laser fluence ~7 J/cm², scan speed ~4000 µm/s, He carrier gas ~600 ml/min, washout time 50 ms. S isotope MC-ICP-MS: spot size ~44 μm, pulse frequency ~2 Hz, laser fluence ~5 J/cm², He carrier gas with Ar make-up gas. | MASS-1 (Fe-Cu-Zn-S pressed pellet) and GSE-1G (synthetic basaltic glass) from the United States Geological Survey; pyrite PPP-1; chalcopyrite GBW07268; pyrrhotite SP-Po-01 (δ34S = 1.4‰ ± 0.4‰); chalcopyrite SP-CP-01 (δ34S = 5.45‰ ± 0.3‰); natural and synthetic minerals from USA SPI Supplies | 0.62493 |  |  |  | 804.4261 |  | 0.024864 |  |  |  | 0.059049 | [15 empty] | 10022.9905 | [5 empty] | 117.0173 | [9 empty] | 467497.2202 | [13 empty] | 0.014157 | [13 empty] | 0.4019 |  | 15.0949 | [13 empty] | 4.3665 | [15 empty] | 521283.089 |  | 4.2393 |  |  |  | 185.0972 | [5 empty] | 0.13872 | [7 empty] | 0.15682 | [9 empty] | 0.1554 |  | 0.30417 | [7 empty] | 1.1237 |  |  |  |  | 2025
| Xunmei vent field, Niaochao vent field |  | Seafloor hydrothermal | Volcanic-hosted massive sulfide (VMS) | seafloor massive sulfide (SMS) | Cu, Zn, Au, Ag | Co, Pb, Sb | Cu, Zn, Au, Ag, Co, Pb, Sb |  |  | I-Py4 (n=62)-5 | I-Py4 (n=62)-5 | seafloor vent field |  |  |  |  | ore material | grab | grab | mineral separate | [5 empty] | mineralisation | sulfide chimney | pyrite, marcasite, chalcopyrite |  | pyrite, marcasite, chalcopyrite | multiple stages: colloform marcasite-pyrite intergrowths (outermost wall), replacement assemblages (transition layers), dense recrystallized assemblages, marcasite pseudomorphs after pyrrhotite (middle layer) | sulfide chimney | colloform, subhedral, anhedral, euhedral, dense coarse-grained, columnar pseudomorphs |  |  |  | sphalerite, pyrrhotite, anhydrite, galena, tetrahedrite, tennantite | Transverse sections (polished sections) | EMPA, LA-ICPMS, MC-ICPMS | JEOL JXA-8100 EPMA; Teledyne Cetac Technologies Analyte Excite laser ablation system coupled with an Agilent Technologies 7700x quadrupole ICP-MS; ESI NWR Image GEO 193 coupled with TOFWERK icp TOF R; Neptune Plus multicollector ICP-MS (Thermo Fisher Scientific, Bremen, Germany) coupled with a Geolas HD excimer ArF laser ablation system (Coherent, Göttingen, Germany); Bruker M4 Tornado™ system | SIO, MNR; China University of Petroleum (East China), Qingdao, China; Nanjing Focu MS Technology Co. Ltd., Nanjing, China; Shanghai Chemlab Laboratory, Shanghai, China; Wuhan Sample Solution Analytical Technology Co. Ltd., Wuhan, China | EPMA: beam current of 10 nA, beam size of 1–5 μm, accelerating voltage of 20 kV. Micro-XRF: rhodium target X-ray tube operating at 50 kV and 800 nA, polycapillary lens providing a 40-μm spot size on a 20-μm raster, dwell time of 5 ms per pixel. LA-ICP-MS: 193-nm ArF excimer laser, fluence of 6 J/cm², 6 Hz repetition rate for 40 seconds (240 pulses), 30-second pre-ablation blank, total run time 70 seconds, spot size 32–44 μm, He carrier gas mixed with Ar. LA-ICP-TOF-MS: 193 nm ArF excimer laser, spot diameter ~20 µm, repetition rate ~20 Hz, laser fluence ~7 J/cm², scan speed ~4000 µm/s, He carrier gas ~600 ml/min, washout time 50 ms. S isotope MC-ICP-MS: spot size ~44 μm, pulse frequency ~2 Hz, laser fluence ~5 J/cm², He carrier gas with Ar make-up gas. | MASS-1 (Fe-Cu-Zn-S pressed pellet) and GSE-1G (synthetic basaltic glass) from the United States Geological Survey; pyrite PPP-1; chalcopyrite GBW07268; pyrrhotite SP-Po-01 (δ34S = 1.4‰ ± 0.4‰); chalcopyrite SP-CP-01 (δ34S = 5.45‰ ± 0.3‰); natural and synthetic minerals from USA SPI Supplies | 0.16421 |  |  |  | 1177.0767 |  | 0.041653 |  |  |  | 0.007255 | [9 empty] | 0.072309 | [5 empty] | 4273.9034 | [5 empty] | 134.2408 | [9 empty] | 472716.6605 | [13 empty] | 0.010447 | [13 empty] | 0.49217 |  | 16.9881 | [13 empty] | 2.5644 | [15 empty] | 521402.0689 |  | 3.8008 |  |  |  | 86.6779 | [25 empty] | 0.22076 | [7 empty] | 0.55941 |  |  |  |  | 2025
| Xunmei vent field, Niaochao vent field |  | Seafloor hydrothermal | Volcanic-hosted massive sulfide (VMS) | seafloor massive sulfide (SMS) | Cu, Zn, Au, Ag | Co, Pb, Sb | Cu, Zn, Au, Ag, Co, Pb, Sb |  |  | I-Py4 (n=62)-6 | I-Py4 (n=62)-6 | seafloor vent field |  |  |  |  | ore material | grab | grab | mineral separate | [5 empty] | mineralisation | sulfide chimney | pyrite, marcasite, chalcopyrite |  | pyrite, marcasite, chalcopyrite | multiple stages: colloform marcasite-pyrite intergrowths (outermost wall), replacement assemblages (transition layers), dense recrystallized assemblages, marcasite pseudomorphs after pyrrhotite (middle layer) | sulfide chimney | colloform, subhedral, anhedral, euhedral, dense coarse-grained, columnar pseudomorphs |  |  |  | sphalerite, pyrrhotite, anhydrite, galena, tetrahedrite, tennantite | Transverse sections (polished sections) | EMPA, LA-ICPMS, MC-ICPMS | JEOL JXA-8100 EPMA; Teledyne Cetac Technologies Analyte Excite laser ablation system coupled with an Agilent Technologies 7700x quadrupole ICP-MS; ESI NWR Image GEO 193 coupled with TOFWERK icp TOF R; Neptune Plus multicollector ICP-MS (Thermo Fisher Scientific, Bremen, Germany) coupled with a Geolas HD excimer ArF laser ablation system (Coherent, Göttingen, Germany); Bruker M4 Tornado™ system | SIO, MNR; China University of Petroleum (East China), Qingdao, China; Nanjing Focu MS Technology Co. Ltd., Nanjing, China; Shanghai Chemlab Laboratory, Shanghai, China; Wuhan Sample Solution Analytical Technology Co. Ltd., Wuhan, China | EPMA: beam current of 10 nA, beam size of 1–5 μm, accelerating voltage of 20 kV. Micro-XRF: rhodium target X-ray tube operating at 50 kV and 800 nA, polycapillary lens providing a 40-μm spot size on a 20-μm raster, dwell time of 5 ms per pixel. LA-ICP-MS: 193-nm ArF excimer laser, fluence of 6 J/cm², 6 Hz repetition rate for 40 seconds (240 pulses), 30-second pre-ablation blank, total run time 70 seconds, spot size 32–44 μm, He carrier gas mixed with Ar. LA-ICP-TOF-MS: 193 nm ArF excimer laser, spot diameter ~20 µm, repetition rate ~20 Hz, laser fluence ~7 J/cm², scan speed ~4000 µm/s, He carrier gas ~600 ml/min, washout time 50 ms. S isotope MC-ICP-MS: spot size ~44 μm, pulse frequency ~2 Hz, laser fluence ~5 J/cm², He carrier gas with Ar make-up gas. | MASS-1 (Fe-Cu-Zn-S pressed pellet) and GSE-1G (synthetic basaltic glass) from the United States Geological Survey; pyrite PPP-1; chalcopyrite GBW07268; pyrrhotite SP-Po-01 (δ34S = 1.4‰ ± 0.4‰); chalcopyrite SP-CP-01 (δ34S = 5.45‰ ± 0.3‰); natural and synthetic minerals from USA SPI Supplies | 4.4359 |  |  |  | 375.1725 |  | 0.27591 |  |  |  | 0.034631 | [9 empty] | 1.1756 | [5 empty] | 122.3591 | [5 empty] | 246.2751 | [9 empty] | 491331.6919 | [13 empty] | 0.019201 | [11 empty] | 0.35237 |  | 142.978 |  | 40.2056 | [7 empty] | 1.144 | [5 empty] | 258.5645 | [15 empty] | 506927.3692 |  | 2.4449 |  |  |  | 9.1604 | [13 empty] | 0.11676 | [5 empty] | 2.6217 |  |  |  | 0.18524 |  | 1.4823 | [7 empty] | 306.3871 |  |  |  |  | 2025
| Xunmei vent field, Niaochao vent field |  | Seafloor hydrothermal | Volcanic-hosted massive sulfide (VMS) | seafloor massive sulfide (SMS) | Cu, Zn, Au, Ag | Co, Pb, Sb | Cu, Zn, Au, Ag, Co, Pb, Sb |  |  | I-Py4 (n=62)-7 | I-Py4 (n=62)-7 | seafloor vent field |  |  |  |  | ore material | grab | grab | mineral separate | [5 empty] | mineralisation | sulfide chimney | pyrite, marcasite, chalcopyrite |  | pyrite, marcasite, chalcopyrite | multiple stages: colloform marcasite-pyrite intergrowths (outermost wall), replacement assemblages (transition layers), dense recrystallized assemblages, marcasite pseudomorphs after pyrrhotite (middle layer) | sulfide chimney | colloform, subhedral, anhedral, euhedral, dense coarse-grained, columnar pseudomorphs |  |  |  | sphalerite, pyrrhotite, anhydrite, galena, tetrahedrite, tennantite | Transverse sections (polished sections) | EMPA, LA-ICPMS, MC-ICPMS | JEOL JXA-8100 EPMA; Teledyne Cetac Technologies Analyte Excite laser ablation system coupled with an Agilent Technologies 7700x quadrupole ICP-MS; ESI NWR Image GEO 193 coupled with TOFWERK icp TOF R; Neptune Plus multicollector ICP-MS (Thermo Fisher Scientific, Bremen, Germany) coupled with a Geolas HD excimer ArF laser ablation system (Coherent, Göttingen, Germany); Bruker M4 Tornado™ system | SIO, MNR; China University of Petroleum (East China), Qingdao, China; Nanjing Focu MS Technology Co. Ltd., Nanjing, China; Shanghai Chemlab Laboratory, Shanghai, China; Wuhan Sample Solution Analytical Technology Co. Ltd., Wuhan, China | EPMA: beam current of 10 nA, beam size of 1–5 μm, accelerating voltage of 20 kV. Micro-XRF: rhodium target X-ray tube operating at 50 kV and 800 nA, polycapillary lens providing a 40-μm spot size on a 20-μm raster, dwell time of 5 ms per pixel. LA-ICP-MS: 193-nm ArF excimer laser, fluence of 6 J/cm², 6 Hz repetition rate for 40 seconds (240 pulses), 30-second pre-ablation blank, total run time 70 seconds, spot size 32–44 μm, He carrier gas mixed with Ar. LA-ICP-TOF-MS: 193 nm ArF excimer laser, spot diameter ~20 µm, repetition rate ~20 Hz, laser fluence ~7 J/cm², scan speed ~4000 µm/s, He carrier gas ~600 ml/min, washout time 50 ms. S isotope MC-ICP-MS: spot size ~44 μm, pulse frequency ~2 Hz, laser fluence ~5 J/cm², He carrier gas with Ar make-up gas. | MASS-1 (Fe-Cu-Zn-S pressed pellet) and GSE-1G (synthetic basaltic glass) from the United States Geological Survey; pyrite PPP-1; chalcopyrite GBW07268; pyrrhotite SP-Po-01 (δ34S = 1.4‰ ± 0.4‰); chalcopyrite SP-CP-01 (δ34S = 5.45‰ ± 0.3‰); natural and synthetic minerals from USA SPI Supplies | 2.3529 |  |  |  | 920.6668 |  | 0.1012 |  |  |  | 0.25253 | [9 empty] | 0.73213 | [5 empty] | 1072.9885 | [5 empty] | 638.3735 | [9 empty] | 479097.3908 | [13 empty] | 0.16317 | [11 empty] | 10.293 |  | 16.6857 |  | 303.956 | [7 empty] | 0.48243 | [5 empty] | 42.8778 | [15 empty] | 517015.7815 |  | 1.7762 |  |  |  | 20.2758 | [5 empty] | 0.12462 | [13 empty] | 0.85527 |  |  |  | 0.05365 |  | 5.2954 | [7 empty] | 224.9371 |  |  |  |  | 2025
| Xunmei vent field, Niaochao vent field |  | Seafloor hydrothermal | Volcanic-hosted massive sulfide (VMS) | seafloor massive sulfide (SMS) | Cu, Zn, Au, Ag | Co, Pb, Sb | Cu, Zn, Au, Ag, Co, Pb, Sb |  |  | I-Py4 (n=62)-8 | I-Py4 (n=62)-8 | seafloor vent field |  |  |  |  | ore material | grab | grab | mineral separate | [5 empty] | mineralisation | sulfide chimney | pyrite, marcasite, chalcopyrite |  | pyrite, marcasite, chalcopyrite | multiple stages: colloform marcasite-pyrite intergrowths (outermost wall), replacement assemblages (transition layers), dense recrystallized assemblages, marcasite pseudomorphs after pyrrhotite (middle layer) | sulfide chimney | colloform, subhedral, anhedral, euhedral, dense coarse-grained, columnar pseudomorphs |  |  |  | sphalerite, pyrrhotite, anhydrite, galena, tetrahedrite, tennantite | Transverse sections (polished sections) | EMPA, LA-ICPMS, MC-ICPMS | JEOL JXA-8100 EPMA; Teledyne Cetac Technologies Analyte Excite laser ablation system coupled with an Agilent Technologies 7700x quadrupole ICP-MS; ESI NWR Image GEO 193 coupled with TOFWERK icp TOF R; Neptune Plus multicollector ICP-MS (Thermo Fisher Scientific, Bremen, Germany) coupled with a Geolas HD excimer ArF laser ablation system (Coherent, Göttingen, Germany); Bruker M4 Tornado™ system | SIO, MNR; China University of Petroleum (East China), Qingdao, China; Nanjing Focu MS Technology Co. Ltd., Nanjing, China; Shanghai Chemlab Laboratory, Shanghai, China; Wuhan Sample Solution Analytical Technology Co. Ltd., Wuhan, China | EPMA: beam current of 10 nA, beam size of 1–5 μm, accelerating voltage of 20 kV. Micro-XRF: rhodium target X-ray tube operating at 50 kV and 800 nA, polycapillary lens providing a 40-μm spot size on a 20-μm raster, dwell time of 5 ms per pixel. LA-ICP-MS: 193-nm ArF excimer laser, fluence of 6 J/cm², 6 Hz repetition rate for 40 seconds (240 pulses), 30-second pre-ablation blank, total run time 70 seconds, spot size 32–44 μm, He carrier gas mixed with Ar. LA-ICP-TOF-MS: 193 nm ArF excimer laser, spot diameter ~20 µm, repetition rate ~20 Hz, laser fluence ~7 J/cm², scan speed ~4000 µm/s, He carrier gas ~600 ml/min, washout time 50 ms. S isotope MC-ICP-MS: spot size ~44 μm, pulse frequency ~2 Hz, laser fluence ~5 J/cm², He carrier gas with Ar make-up gas. | MASS-1 (Fe-Cu-Zn-S pressed pellet) and GSE-1G (synthetic basaltic glass) from the United States Geological Survey; pyrite PPP-1; chalcopyrite GBW07268; pyrrhotite SP-Po-01 (δ34S = 1.4‰ ± 0.4‰); chalcopyrite SP-CP-01 (δ34S = 5.45‰ ± 0.3‰); natural and synthetic minerals from USA SPI Supplies | 4.2058 |  |  |  | 601.4101 |  | 0.14868 |  |  |  | 0.043538 | [9 empty] | 27.567 | [5 empty] | 1275.7402 | [5 empty] | 285.0282 | [9 empty] | 475326.3019 | [13 empty] | 0.98268 | [11 empty] | 7.0616 |  | 61.9154 |  | 35.995 | [7 empty] | 1.3708 | [5 empty] | 130.7091 | [15 empty] | 516639.1606 |  | 2.0003 |  |  |  | 28.523 | [5 empty] | 0.30339 | [7 empty] | 0.061636 | [5 empty] | 9.4571 |  |  |  | 0.053593 |  | 2.6097 | [7 empty] | 5338.4103 |  |  |  |  | 2025
| Xunmei vent field, Niaochao vent field |  | Seafloor hydrothermal | Volcanic-hosted massive sulfide (VMS) | seafloor massive sulfide (SMS) | Cu, Zn, Au, Ag | Co, Pb, Sb | Cu, Zn, Au, Ag, Co, Pb, Sb |  |  | I-Py4 (n=62)-9 | I-Py4 (n=62)-9 | seafloor vent field |  |  |  |  | ore material | grab | grab | mineral separate | [5 empty] | mineralisation | sulfide chimney | pyrite, marcasite, chalcopyrite |  | pyrite, marcasite, chalcopyrite | multiple stages: colloform marcasite-pyrite intergrowths (outermost wall), replacement assemblages (transition layers), dense recrystallized assemblages, marcasite pseudomorphs after pyrrhotite (middle layer) | sulfide chimney | colloform, subhedral, anhedral, euhedral, dense coarse-grained, columnar pseudomorphs |  |  |  | sphalerite, pyrrhotite, anhydrite, galena, tetrahedrite, tennantite | Transverse sections (polished sections) | EMPA, LA-ICPMS, MC-ICPMS | JEOL JXA-8100 EPMA; Teledyne Cetac Technologies Analyte Excite laser ablation system coupled with an Agilent Technologies 7700x quadrupole ICP-MS; ESI NWR Image GEO 193 coupled with TOFWERK icp TOF R; Neptune Plus multicollector ICP-MS (Thermo Fisher Scientific, Bremen, Germany) coupled with a Geolas HD excimer ArF laser ablation system (Coherent, Göttingen, Germany); Bruker M4 Tornado™ system | SIO, MNR; China University of Petroleum (East China), Qingdao, China; Nanjing Focu MS Technology Co. Ltd., Nanjing, China; Shanghai Chemlab Laboratory, Shanghai, China; Wuhan Sample Solution Analytical Technology Co. Ltd., Wuhan, China | EPMA: beam current of 10 nA, beam size of 1–5 μm, accelerating voltage of 20 kV. Micro-XRF: rhodium target X-ray tube operating at 50 kV and 800 nA, polycapillary lens providing a 40-μm spot size on a 20-μm raster, dwell time of 5 ms per pixel. LA-ICP-MS: 193-nm ArF excimer laser, fluence of 6 J/cm², 6 Hz repetition rate for 40 seconds (240 pulses), 30-second pre-ablation blank, total run time 70 seconds, spot size 32–44 μm, He carrier gas mixed with Ar. LA-ICP-TOF-MS: 193 nm ArF excimer laser, spot diameter ~20 µm, repetition rate ~20 Hz, laser fluence ~7 J/cm², scan speed ~4000 µm/s, He carrier gas ~600 ml/min, washout time 50 ms. S isotope MC-ICP-MS: spot size ~44 μm, pulse frequency ~2 Hz, laser fluence ~5 J/cm², He carrier gas with Ar make-up gas. | MASS-1 (Fe-Cu-Zn-S pressed pellet) and GSE-1G (synthetic basaltic glass) from the United States Geological Survey; pyrite PPP-1; chalcopyrite GBW07268; pyrrhotite SP-Po-01 (δ34S = 1.4‰ ± 0.4‰); chalcopyrite SP-CP-01 (δ34S = 5.45‰ ± 0.3‰); natural and synthetic minerals from USA SPI Supplies | 0.32053 |  |  |  | 1333.1699 |  | 0.041921 |  |  |  | 0.015262 | [15 empty] | 2113.394 | [5 empty] | 127.4753 | [9 empty] | 458745.7532 | [13 empty] | 0.007713 | [11 empty] | 0.82242 |  | 0.39554 |  | 11.8017 | [13 empty] | 8.4006 | [15 empty] | 537447.1 |  | 1.0766 |  |  |  | 73.3942 | [23 empty] | 0.009154 |  | 0.50146 | [7 empty] | 4.1074 |  |  |  |  | 2025
| Xunmei vent field, Niaochao vent field |  | Seafloor hydrothermal | Volcanic-hosted massive sulfide (VMS) | seafloor massive sulfide (SMS) | Cu, Zn, Au, Ag | Co, Pb, Sb | Cu, Zn, Au, Ag, Co, Pb, Sb |  |  | I-Py4 (n=62)-10 | I-Py4 (n=62)-10 | seafloor vent field |  |  |  |  | ore material | grab | grab | mineral separate | [5 empty] | mineralisation | sulfide chimney | pyrite, marcasite, chalcopyrite |  | pyrite, marcasite, chalcopyrite | multiple stages: colloform marcasite-pyrite intergrowths (outermost wall), replacement assemblages (transition layers), dense recrystallized assemblages, marcasite pseudomorphs after pyrrhotite (middle layer) | sulfide chimney | colloform, subhedral, anhedral, euhedral, dense coarse-grained, columnar pseudomorphs |  |  |  | sphalerite, pyrrhotite, anhydrite, galena, tetrahedrite, tennantite | Transverse sections (polished sections) | EMPA, LA-ICPMS, MC-ICPMS | JEOL JXA-8100 EPMA; Teledyne Cetac Technologies Analyte Excite laser ablation system coupled with an Agilent Technologies 7700x quadrupole ICP-MS; ESI NWR Image GEO 193 coupled with TOFWERK icp TOF R; Neptune Plus multicollector ICP-MS (Thermo Fisher Scientific, Bremen, Germany) coupled with a Geolas HD excimer ArF laser ablation system (Coherent, Göttingen, Germany); Bruker M4 Tornado™ system | SIO, MNR; China University of Petroleum (East China), Qingdao, China; Nanjing Focu MS Technology Co. Ltd., Nanjing, China; Shanghai Chemlab Laboratory, Shanghai, China; Wuhan Sample Solution Analytical Technology Co. Ltd., Wuhan, China | EPMA: beam current of 10 nA, beam size of 1–5 μm, accelerating voltage of 20 kV. Micro-XRF: rhodium target X-ray tube operating at 50 kV and 800 nA, polycapillary lens providing a 40-μm spot size on a 20-μm raster, dwell time of 5 ms per pixel. LA-ICP-MS: 193-nm ArF excimer laser, fluence of 6 J/cm², 6 Hz repetition rate for 40 seconds (240 pulses), 30-second pre-ablation blank, total run time 70 seconds, spot size 32–44 μm, He carrier gas mixed with Ar. LA-ICP-TOF-MS: 193 nm ArF excimer laser, spot diameter ~20 µm, repetition rate ~20 Hz, laser fluence ~7 J/cm², scan speed ~4000 µm/s, He carrier gas ~600 ml/min, washout time 50 ms. S isotope MC-ICP-MS: spot size ~44 μm, pulse frequency ~2 Hz, laser fluence ~5 J/cm², He carrier gas with Ar make-up gas. | MASS-1 (Fe-Cu-Zn-S pressed pellet) and GSE-1G (synthetic basaltic glass) from the United States Geological Survey; pyrite PPP-1; chalcopyrite GBW07268; pyrrhotite SP-Po-01 (δ34S = 1.4‰ ± 0.4‰); chalcopyrite SP-CP-01 (δ34S = 5.45‰ ± 0.3‰); natural and synthetic minerals from USA SPI Supplies | 3.8139 |  |  |  | 900.0206 |  | 0.092218 |  |  |  | 0.24125 | [9 empty] | 0.33043 | [5 empty] | 1806.345 | [5 empty] | 2267.1647 | [9 empty] | 472323.4437 | [13 empty] | 2.769 | [11 empty] | 0.59951 |  | 0.55639 |  | 17.5876 | [13 empty] | 41.4788 | [15 empty] | 522186.6215 |  | 1.776 |  |  |  | 73.2443 | [5 empty] | 0.42403 | [17 empty] | 0.18195 |  | 1.807 | [7 empty] | 34.2114 |  |  |  |  | 2025
| Xunmei vent field, Niaochao vent field |  | Seafloor hydrothermal | Volcanic-hosted massive sulfide (VMS) | seafloor massive sulfide (SMS) | Cu, Zn, Au, Ag | Co, Pb, Sb | Cu, Zn, Au, Ag, Co, Pb, Sb |  |  | I-Py4 (n=62)-11 | I-Py4 (n=62)-11 | seafloor vent field |  |  |  |  | ore material | grab | grab | mineral separate | [5 empty] | mineralisation | sulfide chimney | pyrite, marcasite, chalcopyrite |  | pyrite, marcasite, chalcopyrite | multiple stages: colloform marcasite-pyrite intergrowths (outermost wall), replacement assemblages (transition layers), dense recrystallized assemblages, marcasite pseudomorphs after pyrrhotite (middle layer) | sulfide chimney | colloform, subhedral, anhedral, euhedral, dense coarse-grained, columnar pseudomorphs |  |  |  | sphalerite, pyrrhotite, anhydrite, galena, tetrahedrite, tennantite | Transverse sections (polished sections) | EMPA, LA-ICPMS, MC-ICPMS | JEOL JXA-8100 EPMA; Teledyne Cetac Technologies Analyte Excite laser ablation system coupled with an Agilent Technologies 7700x quadrupole ICP-MS; ESI NWR Image GEO 193 coupled with TOFWERK icp TOF R; Neptune Plus multicollector ICP-MS (Thermo Fisher Scientific, Bremen, Germany) coupled with a Geolas HD excimer ArF laser ablation system (Coherent, Göttingen, Germany); Bruker M4 Tornado™ system | SIO, MNR; China University of Petroleum (East China), Qingdao, China; Nanjing Focu MS Technology Co. Ltd., Nanjing, China; Shanghai Chemlab Laboratory, Shanghai, China; Wuhan Sample Solution Analytical Technology Co. Ltd., Wuhan, China | EPMA: beam current of 10 nA, beam size of 1–5 μm, accelerating voltage of 20 kV. Micro-XRF: rhodium target X-ray tube operating at 50 kV and 800 nA, polycapillary lens providing a 40-μm spot size on a 20-μm raster, dwell time of 5 ms per pixel. LA-ICP-MS: 193-nm ArF excimer laser, fluence of 6 J/cm², 6 Hz repetition rate for 40 seconds (240 pulses), 30-second pre-ablation blank, total run time 70 seconds, spot size 32–44 μm, He carrier gas mixed with Ar. LA-ICP-TOF-MS: 193 nm ArF excimer laser, spot diameter ~20 µm, repetition rate ~20 Hz, laser fluence ~7 J/cm², scan speed ~4000 µm/s, He carrier gas ~600 ml/min, washout time 50 ms. S isotope MC-ICP-MS: spot size ~44 μm, pulse frequency ~2 Hz, laser fluence ~5 J/cm², He carrier gas with Ar make-up gas. | MASS-1 (Fe-Cu-Zn-S pressed pellet) and GSE-1G (synthetic basaltic glass) from the United States Geological Survey; pyrite PPP-1; chalcopyrite GBW07268; pyrrhotite SP-Po-01 (δ34S = 1.4‰ ± 0.4‰); chalcopyrite SP-CP-01 (δ34S = 5.45‰ ± 0.3‰); natural and synthetic minerals from USA SPI Supplies | 0.2284 |  |  |  | 660.2893 |  | 0.015641 |  |  |  | 0.009341 | [15 empty] | 897.2201 | [5 empty] | 379.2059 | [9 empty] | 458611.7495 | [13 empty] | 0.14014 | [13 empty] | 0.37295 |  | 36.8646 | [13 empty] | 1.3509 | [15 empty] | 539166.6163 |  | 0.28036 |  |  |  | 145.373 | [25 empty] | 0.42332 | [7 empty] | 2.5196 |  |  |  |  | 2025
| Xunmei vent field, Niaochao vent field |  | Seafloor hydrothermal | Volcanic-hosted massive sulfide (VMS) | seafloor massive sulfide (SMS) | Cu, Zn, Au, Ag | Co, Pb, Sb | Cu, Zn, Au, Ag, Co, Pb, Sb |  |  | I-Py4 (n=62)-12 | I-Py4 (n=62)-12 | seafloor vent field |  |  |  |  | ore material | grab | grab | mineral separate | [5 empty] | mineralisation | sulfide chimney | pyrite, marcasite, chalcopyrite |  | pyrite, marcasite, chalcopyrite | multiple stages: colloform marcasite-pyrite intergrowths (outermost wall), replacement assemblages (transition layers), dense recrystallized assemblages, marcasite pseudomorphs after pyrrhotite (middle layer) | sulfide chimney | colloform, subhedral, anhedral, euhedral, dense coarse-grained, columnar pseudomorphs |  |  |  | sphalerite, pyrrhotite, anhydrite, galena, tetrahedrite, tennantite | Transverse sections (polished sections) | EMPA, LA-ICPMS, MC-ICPMS | JEOL JXA-8100 EPMA; Teledyne Cetac Technologies Analyte Excite laser ablation system coupled with an Agilent Technologies 7700x quadrupole ICP-MS; ESI NWR Image GEO 193 coupled with TOFWERK icp TOF R; Neptune Plus multicollector ICP-MS (Thermo Fisher Scientific, Bremen, Germany) coupled with a Geolas HD excimer ArF laser ablation system (Coherent, Göttingen, Germany); Bruker M4 Tornado™ system | SIO, MNR; China University of Petroleum (East China), Qingdao, China; Nanjing Focu MS Technology Co. Ltd., Nanjing, China; Shanghai Chemlab Laboratory, Shanghai, China; Wuhan Sample Solution Analytical Technology Co. Ltd., Wuhan, China | EPMA: beam current of 10 nA, beam size of 1–5 μm, accelerating voltage of 20 kV. Micro-XRF: rhodium target X-ray tube operating at 50 kV and 800 nA, polycapillary lens providing a 40-μm spot size on a 20-μm raster, dwell time of 5 ms per pixel. LA-ICP-MS: 193-nm ArF excimer laser, fluence of 6 J/cm², 6 Hz repetition rate for 40 seconds (240 pulses), 30-second pre-ablation blank, total run time 70 seconds, spot size 32–44 μm, He carrier gas mixed with Ar. LA-ICP-TOF-MS: 193 nm ArF excimer laser, spot diameter ~20 µm, repetition rate ~20 Hz, laser fluence ~7 J/cm², scan speed ~4000 µm/s, He carrier gas ~600 ml/min, washout time 50 ms. S isotope MC-ICP-MS: spot size ~44 μm, pulse frequency ~2 Hz, laser fluence ~5 J/cm², He carrier gas with Ar make-up gas. | MASS-1 (Fe-Cu-Zn-S pressed pellet) and GSE-1G (synthetic basaltic glass) from the United States Geological Survey; pyrite PPP-1; chalcopyrite GBW07268; pyrrhotite SP-Po-01 (δ34S = 1.4‰ ± 0.4‰); chalcopyrite SP-CP-01 (δ34S = 5.45‰ ± 0.3‰); natural and synthetic minerals from USA SPI Supplies | 0.15321 |  |  |  | 1081.4944 |  | 0.033999 |  |  |  | 0.017235 | [15 empty] | 5967.2564 | [5 empty] | 93.8854 | [9 empty] | 458124.6487 | [27 empty] | 0.4708 |  | 8.9574 | [13 empty] | 2.0986 | [15 empty] | 534466.6301 |  | 2.5901 |  |  |  | 150.1812 | [5 empty] | 0.010335 | [17 empty] | 0.012057 |  | 0.21859 | [7 empty] | 1.2017 |  |  |  |  | 2025
| Xunmei vent field, Niaochao vent field |  | Seafloor hydrothermal | Volcanic-hosted massive sulfide (VMS) | seafloor massive sulfide (SMS) | Cu, Zn, Au, Ag | Co, Pb, Sb | Cu, Zn, Au, Ag, Co, Pb, Sb |  |  | I-Py4 (n=62)-13 | I-Py4 (n=62)-13 | seafloor vent field |  |  |  |  | ore material | grab | grab | mineral separate | [5 empty] | mineralisation | sulfide chimney | pyrite, marcasite, chalcopyrite |  | pyrite, marcasite, chalcopyrite | multiple stages: colloform marcasite-pyrite intergrowths (outermost wall), replacement assemblages (transition layers), dense recrystallized assemblages, marcasite pseudomorphs after pyrrhotite (middle layer) | sulfide chimney | colloform, subhedral, anhedral, euhedral, dense coarse-grained, columnar pseudomorphs |  |  |  | sphalerite, pyrrhotite, anhydrite, galena, tetrahedrite, tennantite | Transverse sections (polished sections) | EMPA, LA-ICPMS, MC-ICPMS | JEOL JXA-8100 EPMA; Teledyne Cetac Technologies Analyte Excite laser ablation system coupled with an Agilent Technologies 7700x quadrupole ICP-MS; ESI NWR Image GEO 193 coupled with TOFWERK icp TOF R; Neptune Plus multicollector ICP-MS (Thermo Fisher Scientific, Bremen, Germany) coupled with a Geolas HD excimer ArF laser ablation system (Coherent, Göttingen, Germany); Bruker M4 Tornado™ system | SIO, MNR; China University of Petroleum (East China), Qingdao, China; Nanjing Focu MS Technology Co. Ltd., Nanjing, China; Shanghai Chemlab Laboratory, Shanghai, China; Wuhan Sample Solution Analytical Technology Co. Ltd., Wuhan, China | EPMA: beam current of 10 nA, beam size of 1–5 μm, accelerating voltage of 20 kV. Micro-XRF: rhodium target X-ray tube operating at 50 kV and 800 nA, polycapillary lens providing a 40-μm spot size on a 20-μm raster, dwell time of 5 ms per pixel. LA-ICP-MS: 193-nm ArF excimer laser, fluence of 6 J/cm², 6 Hz repetition rate for 40 seconds (240 pulses), 30-second pre-ablation blank, total run time 70 seconds, spot size 32–44 μm, He carrier gas mixed with Ar. LA-ICP-TOF-MS: 193 nm ArF excimer laser, spot diameter ~20 µm, repetition rate ~20 Hz, laser fluence ~7 J/cm², scan speed ~4000 µm/s, He carrier gas ~600 ml/min, washout time 50 ms. S isotope MC-ICP-MS: spot size ~44 μm, pulse frequency ~2 Hz, laser fluence ~5 J/cm², He carrier gas with Ar make-up gas. | MASS-1 (Fe-Cu-Zn-S pressed pellet) and GSE-1G (synthetic basaltic glass) from the United States Geological Survey; pyrite PPP-1; chalcopyrite GBW07268; pyrrhotite SP-Po-01 (δ34S = 1.4‰ ± 0.4‰); chalcopyrite SP-CP-01 (δ34S = 5.45‰ ± 0.3‰); natural and synthetic minerals from USA SPI Supplies | 0.4239 |  |  |  | 1003.7574 |  | 0.027593 |  |  |  | 0.032366 |  |  |  | 0.005639 | [5 empty] | 0.15602 | [5 empty] | 3848.282 | [5 empty] | 290.3308 | [9 empty] | 458831.5941 | [13 empty] | 0.12021 | [13 empty] | 0.67828 |  | 27.1593 | [13 empty] | 7.6516 | [15 empty] | 535835.3364 |  | 2.788 |  |  |  | 101.8737 | [5 empty] | 0.036208 | [13 empty] | 0.015511 |  |  |  | 0.10251 |  | 0.3443 | [7 empty] | 4.0004 |  |  |  |  | 2025
| Xunmei vent field, Niaochao vent field |  | Seafloor hydrothermal | Volcanic-hosted massive sulfide (VMS) | seafloor massive sulfide (SMS) | Cu, Zn, Au, Ag | Co, Pb, Sb | Cu, Zn, Au, Ag, Co, Pb, Sb |  |  | I-Py4 (n=62)-14 | I-Py4 (n=62)-14 | seafloor vent field |  |  |  |  | ore material | grab | grab | mineral separate | [5 empty] | mineralisation | sulfide chimney | pyrite, marcasite, chalcopyrite |  | pyrite, marcasite, chalcopyrite | multiple stages: colloform marcasite-pyrite intergrowths (outermost wall), replacement assemblages (transition layers), dense recrystallized assemblages, marcasite pseudomorphs after pyrrhotite (middle layer) | sulfide chimney | colloform, subhedral, anhedral, euhedral, dense coarse-grained, columnar pseudomorphs |  |  |  | sphalerite, pyrrhotite, anhydrite, galena, tetrahedrite, tennantite | Transverse sections (polished sections) | EMPA, LA-ICPMS, MC-ICPMS | JEOL JXA-8100 EPMA; Teledyne Cetac Technologies Analyte Excite laser ablation system coupled with an Agilent Technologies 7700x quadrupole ICP-MS; ESI NWR Image GEO 193 coupled with TOFWERK icp TOF R; Neptune Plus multicollector ICP-MS (Thermo Fisher Scientific, Bremen, Germany) coupled with a Geolas HD excimer ArF laser ablation system (Coherent, Göttingen, Germany); Bruker M4 Tornado™ system | SIO, MNR; China University of Petroleum (East China), Qingdao, China; Nanjing Focu MS Technology Co. Ltd., Nanjing, China; Shanghai Chemlab Laboratory, Shanghai, China; Wuhan Sample Solution Analytical Technology Co. Ltd., Wuhan, China | EPMA: beam current of 10 nA, beam size of 1–5 μm, accelerating voltage of 20 kV. Micro-XRF: rhodium target X-ray tube operating at 50 kV and 800 nA, polycapillary lens providing a 40-μm spot size on a 20-μm raster, dwell time of 5 ms per pixel. LA-ICP-MS: 193-nm ArF excimer laser, fluence of 6 J/cm², 6 Hz repetition rate for 40 seconds (240 pulses), 30-second pre-ablation blank, total run time 70 seconds, spot size 32–44 μm, He carrier gas mixed with Ar. LA-ICP-TOF-MS: 193 nm ArF excimer laser, spot diameter ~20 µm, repetition rate ~20 Hz, laser fluence ~7 J/cm², scan speed ~4000 µm/s, He carrier gas ~600 ml/min, washout time 50 ms. S isotope MC-ICP-MS: spot size ~44 μm, pulse frequency ~2 Hz, laser fluence ~5 J/cm², He carrier gas with Ar make-up gas. | MASS-1 (Fe-Cu-Zn-S pressed pellet) and GSE-1G (synthetic basaltic glass) from the United States Geological Survey; pyrite PPP-1; chalcopyrite GBW07268; pyrrhotite SP-Po-01 (δ34S = 1.4‰ ± 0.4‰); chalcopyrite SP-CP-01 (δ34S = 5.45‰ ± 0.3‰); natural and synthetic minerals from USA SPI Supplies | 0.76512 |  |  |  | 1064.829 |  | 0.030378 |  |  |  | 0.060743 | [15 empty] | 4417.1756 | [5 empty] | 198.7875 | [9 empty] | 472583.1277 | [13 empty] | 0.032402 | [11 empty] | 1.1676 |  | 1.8695 |  | 50.2573 | [13 empty] | 13.5948 | [15 empty] | 521319.9287 |  | 4.4172 |  |  |  | 101.8141 | [5 empty] | 0.023936 | [7 empty] | 0.072708 | [5 empty] | 0.029431 |  |  |  | 0.31608 |  | 1.5613 | [7 empty] | 2.5282 |  |  |  |  | 2025
| Xunmei vent field, Niaochao vent field |  | Seafloor hydrothermal | Volcanic-hosted massive sulfide (VMS) | seafloor massive sulfide (SMS) | Cu, Zn, Au, Ag | Co, Pb, Sb | Cu, Zn, Au, Ag, Co, Pb, Sb |  |  | I-Py4 (n=62)-15 | I-Py4 (n=62)-15 | seafloor vent field |  |  |  |  | ore material | grab | grab | mineral separate | [5 empty] | mineralisation | sulfide chimney | pyrite, marcasite, chalcopyrite |  | pyrite, marcasite, chalcopyrite | multiple stages: colloform marcasite-pyrite intergrowths (outermost wall), replacement assemblages (transition layers), dense recrystallized assemblages, marcasite pseudomorphs after pyrrhotite (middle layer) | sulfide chimney | colloform, subhedral, anhedral, euhedral, dense coarse-grained, columnar pseudomorphs |  |  |  | sphalerite, pyrrhotite, anhydrite, galena, tetrahedrite, tennantite | Transverse sections (polished sections) | EMPA, LA-ICPMS, MC-ICPMS | JEOL JXA-8100 EPMA; Teledyne Cetac Technologies Analyte Excite laser ablation system coupled with an Agilent Technologies 7700x quadrupole ICP-MS; ESI NWR Image GEO 193 coupled with TOFWERK icp TOF R; Neptune Plus multicollector ICP-MS (Thermo Fisher Scientific, Bremen, Germany) coupled with a Geolas HD excimer ArF laser ablation system (Coherent, Göttingen, Germany); Bruker M4 Tornado™ system | SIO, MNR; China University of Petroleum (East China), Qingdao, China; Nanjing Focu MS Technology Co. Ltd., Nanjing, China; Shanghai Chemlab Laboratory, Shanghai, China; Wuhan Sample Solution Analytical Technology Co. Ltd., Wuhan, China | EPMA: beam current of 10 nA, beam size of 1–5 μm, accelerating voltage of 20 kV. Micro-XRF: rhodium target X-ray tube operating at 50 kV and 800 nA, polycapillary lens providing a 40-μm spot size on a 20-μm raster, dwell time of 5 ms per pixel. LA-ICP-MS: 193-nm ArF excimer laser, fluence of 6 J/cm², 6 Hz repetition rate for 40 seconds (240 pulses), 30-second pre-ablation blank, total run time 70 seconds, spot size 32–44 μm, He carrier gas mixed with Ar. LA-ICP-TOF-MS: 193 nm ArF excimer laser, spot diameter ~20 µm, repetition rate ~20 Hz, laser fluence ~7 J/cm², scan speed ~4000 µm/s, He carrier gas ~600 ml/min, washout time 50 ms. S isotope MC-ICP-MS: spot size ~44 μm, pulse frequency ~2 Hz, laser fluence ~5 J/cm², He carrier gas with Ar make-up gas. | MASS-1 (Fe-Cu-Zn-S pressed pellet) and GSE-1G (synthetic basaltic glass) from the United States Geological Survey; pyrite PPP-1; chalcopyrite GBW07268; pyrrhotite SP-Po-01 (δ34S = 1.4‰ ± 0.4‰); chalcopyrite SP-CP-01 (δ34S = 5.45‰ ± 0.3‰); natural and synthetic minerals from USA SPI Supplies | 0.32434 |  |  |  | 954.0058 |  | 0.033671 |  |  |  | 0.026306 | [15 empty] | 4238.4805 | [5 empty] | 170.5821 | [9 empty] | 464021.2733 | [13 empty] | 0.048625 | [13 empty] | 0.35547 |  | 42.1395 | [13 empty] | 2.322 | [15 empty] | 530412.5641 |  | 2.5306 |  |  |  | 82.0424 | [5 empty] | 0.052651 | [7 empty] | 0.064503 | [9 empty] | 0.067122 |  | 0.1801 | [7 empty] | 5.388 |  |  |  |  | 2025
| Xunmei vent field, Niaochao vent field |  | Seafloor hydrothermal | Volcanic-hosted massive sulfide (VMS) | seafloor massive sulfide (SMS) | Cu, Zn, Au, Ag | Co, Pb, Sb | Cu, Zn, Au, Ag, Co, Pb, Sb |  |  | I-Py4 (n=62)-16 | I-Py4 (n=62)-16 | seafloor vent field |  |  |  |  | ore material | grab | grab | mineral separate | [5 empty] | mineralisation | sulfide chimney | pyrite, marcasite, chalcopyrite |  | pyrite, marcasite, chalcopyrite | multiple stages: colloform marcasite-pyrite intergrowths (outermost wall), replacement assemblages (transition layers), dense recrystallized assemblages, marcasite pseudomorphs after pyrrhotite (middle layer) | sulfide chimney | colloform, subhedral, anhedral, euhedral, dense coarse-grained, columnar pseudomorphs |  |  |  | sphalerite, pyrrhotite, anhydrite, galena, tetrahedrite, tennantite | Transverse sections (polished sections) | EMPA, LA-ICPMS, MC-ICPMS | JEOL JXA-8100 EPMA; Teledyne Cetac Technologies Analyte Excite laser ablation system coupled with an Agilent Technologies 7700x quadrupole ICP-MS; ESI NWR Image GEO 193 coupled with TOFWERK icp TOF R; Neptune Plus multicollector ICP-MS (Thermo Fisher Scientific, Bremen, Germany) coupled with a Geolas HD excimer ArF laser ablation system (Coherent, Göttingen, Germany); Bruker M4 Tornado™ system | SIO, MNR; China University of Petroleum (East China), Qingdao, China; Nanjing Focu MS Technology Co. Ltd., Nanjing, China; Shanghai Chemlab Laboratory, Shanghai, China; Wuhan Sample Solution Analytical Technology Co. Ltd., Wuhan, China | EPMA: beam current of 10 nA, beam size of 1–5 μm, accelerating voltage of 20 kV. Micro-XRF: rhodium target X-ray tube operating at 50 kV and 800 nA, polycapillary lens providing a 40-μm spot size on a 20-μm raster, dwell time of 5 ms per pixel. LA-ICP-MS: 193-nm ArF excimer laser, fluence of 6 J/cm², 6 Hz repetition rate for 40 seconds (240 pulses), 30-second pre-ablation blank, total run time 70 seconds, spot size 32–44 μm, He carrier gas mixed with Ar. LA-ICP-TOF-MS: 193 nm ArF excimer laser, spot diameter ~20 µm, repetition rate ~20 Hz, laser fluence ~7 J/cm², scan speed ~4000 µm/s, He carrier gas ~600 ml/min, washout time 50 ms. S isotope MC-ICP-MS: spot size ~44 μm, pulse frequency ~2 Hz, laser fluence ~5 J/cm², He carrier gas with Ar make-up gas. | MASS-1 (Fe-Cu-Zn-S pressed pellet) and GSE-1G (synthetic basaltic glass) from the United States Geological Survey; pyrite PPP-1; chalcopyrite GBW07268; pyrrhotite SP-Po-01 (δ34S = 1.4‰ ± 0.4‰); chalcopyrite SP-CP-01 (δ34S = 5.45‰ ± 0.3‰); natural and synthetic minerals from USA SPI Supplies | 0.039273 |  |  |  | 841.1482 |  | 0.020748 |  |  |  | 0.028742 | [15 empty] | 5213.1409 | [5 empty] | 79.8135 | [9 empty] | 456271.1845 | [27 empty] | 0.48997 |  | 28.5399 | [13 empty] | 1.1853 | [15 empty] | 537271.4573 |  | 3.1726 |  |  |  | 133.1321 | [13 empty] | 0.16926 | [9 empty] | 0.008985 |  | 0.47487 | [7 empty] | 0.80754 |  |  |  |  | 2025
| Xunmei vent field, Niaochao vent field |  | Seafloor hydrothermal | Volcanic-hosted massive sulfide (VMS) | seafloor massive sulfide (SMS) | Cu, Zn, Au, Ag | Co, Pb, Sb | Cu, Zn, Au, Ag, Co, Pb, Sb |  |  | I-Py4 (n=62)-17 | I-Py4 (n=62)-17 | seafloor vent field |  |  |  |  | ore material | grab | grab | mineral separate | [5 empty] | mineralisation | sulfide chimney | pyrite, marcasite, chalcopyrite |  | pyrite, marcasite, chalcopyrite | multiple stages: colloform marcasite-pyrite intergrowths (outermost wall), replacement assemblages (transition layers), dense recrystallized assemblages, marcasite pseudomorphs after pyrrhotite (middle layer) | sulfide chimney | colloform, subhedral, anhedral, euhedral, dense coarse-grained, columnar pseudomorphs |  |  |  | sphalerite, pyrrhotite, anhydrite, galena, tetrahedrite, tennantite | Transverse sections (polished sections) | EMPA, LA-ICPMS, MC-ICPMS | JEOL JXA-8100 EPMA; Teledyne Cetac Technologies Analyte Excite laser ablation system coupled with an Agilent Technologies 7700x quadrupole ICP-MS; ESI NWR Image GEO 193 coupled with TOFWERK icp TOF R; Neptune Plus multicollector ICP-MS (Thermo Fisher Scientific, Bremen, Germany) coupled with a Geolas HD excimer ArF laser ablation system (Coherent, Göttingen, Germany); Bruker M4 Tornado™ system | SIO, MNR; China University of Petroleum (East China), Qingdao, China; Nanjing Focu MS Technology Co. Ltd., Nanjing, China; Shanghai Chemlab Laboratory, Shanghai, China; Wuhan Sample Solution Analytical Technology Co. Ltd., Wuhan, China | EPMA: beam current of 10 nA, beam size of 1–5 μm, accelerating voltage of 20 kV. Micro-XRF: rhodium target X-ray tube operating at 50 kV and 800 nA, polycapillary lens providing a 40-μm spot size on a 20-μm raster, dwell time of 5 ms per pixel. LA-ICP-MS: 193-nm ArF excimer laser, fluence of 6 J/cm², 6 Hz repetition rate for 40 seconds (240 pulses), 30-second pre-ablation blank, total run time 70 seconds, spot size 32–44 μm, He carrier gas mixed with Ar. LA-ICP-TOF-MS: 193 nm ArF excimer laser, spot diameter ~20 µm, repetition rate ~20 Hz, laser fluence ~7 J/cm², scan speed ~4000 µm/s, He carrier gas ~600 ml/min, washout time 50 ms. S isotope MC-ICP-MS: spot size ~44 μm, pulse frequency ~2 Hz, laser fluence ~5 J/cm², He carrier gas with Ar make-up gas. | MASS-1 (Fe-Cu-Zn-S pressed pellet) and GSE-1G (synthetic basaltic glass) from the United States Geological Survey; pyrite PPP-1; chalcopyrite GBW07268; pyrrhotite SP-Po-01 (δ34S = 1.4‰ ± 0.4‰); chalcopyrite SP-CP-01 (δ34S = 5.45‰ ± 0.3‰); natural and synthetic minerals from USA SPI Supplies | 1.8554 |  |  |  | 1220.2451 |  | 0.085382 |  |  |  | 0.017539 | [15 empty] | 7572.865 | [5 empty] | 277.3276 | [9 empty] | 446779.3104 | [13 empty] | 0.02789 | [11 empty] | 0.62092 |  | 0.49057 |  | 30.9252 | [13 empty] | 10.132 | [15 empty] | 543831.2342 |  | 11.9529 |  |  |  | 121.2453 | [5 empty] | 0.036987 | [7 empty] | 0.059454 | [9 empty] | 0.013936 |  | 0.23295 | [7 empty] | 0.88286 |  |  |  |  | 2025
| Xunmei vent field, Niaochao vent field |  | Seafloor hydrothermal | Volcanic-hosted massive sulfide (VMS) | seafloor massive sulfide (SMS) | Cu, Zn, Au, Ag | Co, Pb, Sb | Cu, Zn, Au, Ag, Co, Pb, Sb |  |  | I-Py4 (n=62)-18 | I-Py4 (n=62)-18 | seafloor vent field |  |  |  |  | ore material | grab | grab | mineral separate | [5 empty] | mineralisation | sulfide chimney | pyrite, marcasite, chalcopyrite |  | pyrite, marcasite, chalcopyrite | multiple stages: colloform marcasite-pyrite intergrowths (outermost wall), replacement assemblages (transition layers), dense recrystallized assemblages, marcasite pseudomorphs after pyrrhotite (middle layer) | sulfide chimney | colloform, subhedral, anhedral, euhedral, dense coarse-grained, columnar pseudomorphs |  |  |  | sphalerite, pyrrhotite, anhydrite, galena, tetrahedrite, tennantite | Transverse sections (polished sections) | EMPA, LA-ICPMS, MC-ICPMS | JEOL JXA-8100 EPMA; Teledyne Cetac Technologies Analyte Excite laser ablation system coupled with an Agilent Technologies 7700x quadrupole ICP-MS; ESI NWR Image GEO 193 coupled with TOFWERK icp TOF R; Neptune Plus multicollector ICP-MS (Thermo Fisher Scientific, Bremen, Germany) coupled with a Geolas HD excimer ArF laser ablation system (Coherent, Göttingen, Germany); Bruker M4 Tornado™ system | SIO, MNR; China University of Petroleum (East China), Qingdao, China; Nanjing Focu MS Technology Co. Ltd., Nanjing, China; Shanghai Chemlab Laboratory, Shanghai, China; Wuhan Sample Solution Analytical Technology Co. Ltd., Wuhan, China | EPMA: beam current of 10 nA, beam size of 1–5 μm, accelerating voltage of 20 kV. Micro-XRF: rhodium target X-ray tube operating at 50 kV and 800 nA, polycapillary lens providing a 40-μm spot size on a 20-μm raster, dwell time of 5 ms per pixel. LA-ICP-MS: 193-nm ArF excimer laser, fluence of 6 J/cm², 6 Hz repetition rate for 40 seconds (240 pulses), 30-second pre-ablation blank, total run time 70 seconds, spot size 32–44 μm, He carrier gas mixed with Ar. LA-ICP-TOF-MS: 193 nm ArF excimer laser, spot diameter ~20 µm, repetition rate ~20 Hz, laser fluence ~7 J/cm², scan speed ~4000 µm/s, He carrier gas ~600 ml/min, washout time 50 ms. S isotope MC-ICP-MS: spot size ~44 μm, pulse frequency ~2 Hz, laser fluence ~5 J/cm², He carrier gas with Ar make-up gas. | MASS-1 (Fe-Cu-Zn-S pressed pellet) and GSE-1G (synthetic basaltic glass) from the United States Geological Survey; pyrite PPP-1; chalcopyrite GBW07268; pyrrhotite SP-Po-01 (δ34S = 1.4‰ ± 0.4‰); chalcopyrite SP-CP-01 (δ34S = 5.45‰ ± 0.3‰); natural and synthetic minerals from USA SPI Supplies | 0.18147 |  |  |  | 975.9927 |  | 0.023295 |  |  |  | 0.028947 | [15 empty] | 8360.1119 | [5 empty] | 133.1472 | [9 empty] | 444028.4772 | [13 empty] | 0.007723 | [13 empty] | 0.42307 |  | 33.3116 | [13 empty] | 1.0474 | [15 empty] | 546193.5582 |  | 5.3559 |  |  |  | 174.2961 | [5 empty] | 0.13369 | [7 empty] | 0.21612 | [11 empty] | 0.31539 | [7 empty] | 0.77014 |  |  |  |  | 2025
| Xunmei vent field, Niaochao vent field |  | Seafloor hydrothermal | Volcanic-hosted massive sulfide (VMS) | seafloor massive sulfide (SMS) | Cu, Zn, Au, Ag | Co, Pb, Sb | Cu, Zn, Au, Ag, Co, Pb, Sb |  |  | I-Py4 (n=62)-19 | I-Py4 (n=62)-19 | seafloor vent field |  |  |  |  | ore material | grab | grab | mineral separate | [5 empty] | mineralisation | sulfide chimney | pyrite, marcasite, chalcopyrite |  | pyrite, marcasite, chalcopyrite | multiple stages: colloform marcasite-pyrite intergrowths (outermost wall), replacement assemblages (transition layers), dense recrystallized assemblages, marcasite pseudomorphs after pyrrhotite (middle layer) | sulfide chimney | colloform, subhedral, anhedral, euhedral, dense coarse-grained, columnar pseudomorphs |  |  |  | sphalerite, pyrrhotite, anhydrite, galena, tetrahedrite, tennantite | Transverse sections (polished sections) | EMPA, LA-ICPMS, MC-ICPMS | JEOL JXA-8100 EPMA; Teledyne Cetac Technologies Analyte Excite laser ablation system coupled with an Agilent Technologies 7700x quadrupole ICP-MS; ESI NWR Image GEO 193 coupled with TOFWERK icp TOF R; Neptune Plus multicollector ICP-MS (Thermo Fisher Scientific, Bremen, Germany) coupled with a Geolas HD excimer ArF laser ablation system (Coherent, Göttingen, Germany); Bruker M4 Tornado™ system | SIO, MNR; China University of Petroleum (East China), Qingdao, China; Nanjing Focu MS Technology Co. Ltd., Nanjing, China; Shanghai Chemlab Laboratory, Shanghai, China; Wuhan Sample Solution Analytical Technology Co. Ltd., Wuhan, China | EPMA: beam current of 10 nA, beam size of 1–5 μm, accelerating voltage of 20 kV. Micro-XRF: rhodium target X-ray tube operating at 50 kV and 800 nA, polycapillary lens providing a 40-μm spot size on a 20-μm raster, dwell time of 5 ms per pixel. LA-ICP-MS: 193-nm ArF excimer laser, fluence of 6 J/cm², 6 Hz repetition rate for 40 seconds (240 pulses), 30-second pre-ablation blank, total run time 70 seconds, spot size 32–44 μm, He carrier gas mixed with Ar. LA-ICP-TOF-MS: 193 nm ArF excimer laser, spot diameter ~20 µm, repetition rate ~20 Hz, laser fluence ~7 J/cm², scan speed ~4000 µm/s, He carrier gas ~600 ml/min, washout time 50 ms. S isotope MC-ICP-MS: spot size ~44 μm, pulse frequency ~2 Hz, laser fluence ~5 J/cm², He carrier gas with Ar make-up gas. | MASS-1 (Fe-Cu-Zn-S pressed pellet) and GSE-1G (synthetic basaltic glass) from the United States Geological Survey; pyrite PPP-1; chalcopyrite GBW07268; pyrrhotite SP-Po-01 (δ34S = 1.4‰ ± 0.4‰); chalcopyrite SP-CP-01 (δ34S = 5.45‰ ± 0.3‰); natural and synthetic minerals from USA SPI Supplies | 1.8268 |  |  |  | 1134.5475 |  | 0.048216 | [19 empty] | 2044.2912 | [5 empty] | 1342.1844 | [9 empty] | 447151.095 | [13 empty] | 1.7435 | [13 empty] | 0.34161 |  | 88.6741 | [13 empty] | 21.7118 | [15 empty] | 547951.1802 |  | 2.1776 |  |  |  | 79.5158 | [5 empty] | 0.50607 | [19 empty] | 0.82743 | [7 empty] | 7.5299 |  |  |  |  | 2025
| Xunmei vent field, Niaochao vent field |  | Seafloor hydrothermal | Volcanic-hosted massive sulfide (VMS) | seafloor massive sulfide (SMS) | Cu, Zn, Au, Ag | Co, Pb, Sb | Cu, Zn, Au, Ag, Co, Pb, Sb |  |  | I-Py4 (n=62)-20 | I-Py4 (n=62)-20 | seafloor vent field |  |  |  |  | ore material | grab | grab | mineral separate | [5 empty] | mineralisation | sulfide chimney | pyrite, marcasite, chalcopyrite |  | pyrite, marcasite, chalcopyrite | multiple stages: colloform marcasite-pyrite intergrowths (outermost wall), replacement assemblages (transition layers), dense recrystallized assemblages, marcasite pseudomorphs after pyrrhotite (middle layer) | sulfide chimney | colloform, subhedral, anhedral, euhedral, dense coarse-grained, columnar pseudomorphs |  |  |  | sphalerite, pyrrhotite, anhydrite, galena, tetrahedrite, tennantite | Transverse sections (polished sections) | EMPA, LA-ICPMS, MC-ICPMS | JEOL JXA-8100 EPMA; Teledyne Cetac Technologies Analyte Excite laser ablation system coupled with an Agilent Technologies 7700x quadrupole ICP-MS; ESI NWR Image GEO 193 coupled with TOFWERK icp TOF R; Neptune Plus multicollector ICP-MS (Thermo Fisher Scientific, Bremen, Germany) coupled with a Geolas HD excimer ArF laser ablation system (Coherent, Göttingen, Germany); Bruker M4 Tornado™ system | SIO, MNR; China University of Petroleum (East China), Qingdao, China; Nanjing Focu MS Technology Co. Ltd., Nanjing, China; Shanghai Chemlab Laboratory, Shanghai, China; Wuhan Sample Solution Analytical Technology Co. Ltd., Wuhan, China | EPMA: beam current of 10 nA, beam size of 1–5 μm, accelerating voltage of 20 kV. Micro-XRF: rhodium target X-ray tube operating at 50 kV and 800 nA, polycapillary lens providing a 40-μm spot size on a 20-μm raster, dwell time of 5 ms per pixel. LA-ICP-MS: 193-nm ArF excimer laser, fluence of 6 J/cm², 6 Hz repetition rate for 40 seconds (240 pulses), 30-second pre-ablation blank, total run time 70 seconds, spot size 32–44 μm, He carrier gas mixed with Ar. LA-ICP-TOF-MS: 193 nm ArF excimer laser, spot diameter ~20 µm, repetition rate ~20 Hz, laser fluence ~7 J/cm², scan speed ~4000 µm/s, He carrier gas ~600 ml/min, washout time 50 ms. S isotope MC-ICP-MS: spot size ~44 μm, pulse frequency ~2 Hz, laser fluence ~5 J/cm², He carrier gas with Ar make-up gas. | MASS-1 (Fe-Cu-Zn-S pressed pellet) and GSE-1G (synthetic basaltic glass) from the United States Geological Survey; pyrite PPP-1; chalcopyrite GBW07268; pyrrhotite SP-Po-01 (δ34S = 1.4‰ ± 0.4‰); chalcopyrite SP-CP-01 (δ34S = 5.45‰ ± 0.3‰); natural and synthetic minerals from USA SPI Supplies | 0.216 |  |  |  | 459.1451 | [5 empty] | 0.039194 | [9 empty] | 0.10045 | [5 empty] | 7361.4816 | [5 empty] | 243.9097 | [9 empty] | 462760.6964 | [13 empty] | 0.038616 | [11 empty] | 0.74963 |  | 0.45977 |  | 32.7593 | [7 empty] | 0.13172 | [5 empty] | 1.9829 | [15 empty] | 528799.6406 |  | 0.96705 |  |  |  | 169.8944 | [5 empty] | 0.05902 | [7 empty] | 0.37846 | [9 empty] | 0.58873 |  | 0.60408 | [7 empty] | 4.0865 |  |  |  |  | 2025
| Xunmei vent field, Niaochao vent field |  | Seafloor hydrothermal | Volcanic-hosted massive sulfide (VMS) | seafloor massive sulfide (SMS) | Cu, Zn, Au, Ag | Co, Pb, Sb | Cu, Zn, Au, Ag, Co, Pb, Sb |  |  | I-Py4 (n=62)-21 | I-Py4 (n=62)-21 | seafloor vent field |  |  |  |  | ore material | grab | grab | mineral separate | [5 empty] | mineralisation | sulfide chimney | pyrite, marcasite, chalcopyrite |  | pyrite, marcasite, chalcopyrite | multiple stages: colloform marcasite-pyrite intergrowths (outermost wall), replacement assemblages (transition layers), dense recrystallized assemblages, marcasite pseudomorphs after pyrrhotite (middle layer) | sulfide chimney | colloform, subhedral, anhedral, euhedral, dense coarse-grained, columnar pseudomorphs |  |  |  | sphalerite, pyrrhotite, anhydrite, galena, tetrahedrite, tennantite | Transverse sections (polished sections) | EMPA, LA-ICPMS, MC-ICPMS | JEOL JXA-8100 EPMA; Teledyne Cetac Technologies Analyte Excite laser ablation system coupled with an Agilent Technologies 7700x quadrupole ICP-MS; ESI NWR Image GEO 193 coupled with TOFWERK icp TOF R; Neptune Plus multicollector ICP-MS (Thermo Fisher Scientific, Bremen, Germany) coupled with a Geolas HD excimer ArF laser ablation system (Coherent, Göttingen, Germany); Bruker M4 Tornado™ system | SIO, MNR; China University of Petroleum (East China), Qingdao, China; Nanjing Focu MS Technology Co. Ltd., Nanjing, China; Shanghai Chemlab Laboratory, Shanghai, China; Wuhan Sample Solution Analytical Technology Co. Ltd., Wuhan, China | EPMA: beam current of 10 nA, beam size of 1–5 μm, accelerating voltage of 20 kV. Micro-XRF: rhodium target X-ray tube operating at 50 kV and 800 nA, polycapillary lens providing a 40-μm spot size on a 20-μm raster, dwell time of 5 ms per pixel. LA-ICP-MS: 193-nm ArF excimer laser, fluence of 6 J/cm², 6 Hz repetition rate for 40 seconds (240 pulses), 30-second pre-ablation blank, total run time 70 seconds, spot size 32–44 μm, He carrier gas mixed with Ar. LA-ICP-TOF-MS: 193 nm ArF excimer laser, spot diameter ~20 µm, repetition rate ~20 Hz, laser fluence ~7 J/cm², scan speed ~4000 µm/s, He carrier gas ~600 ml/min, washout time 50 ms. S isotope MC-ICP-MS: spot size ~44 μm, pulse frequency ~2 Hz, laser fluence ~5 J/cm², He carrier gas with Ar make-up gas. | MASS-1 (Fe-Cu-Zn-S pressed pellet) and GSE-1G (synthetic basaltic glass) from the United States Geological Survey; pyrite PPP-1; chalcopyrite GBW07268; pyrrhotite SP-Po-01 (δ34S = 1.4‰ ± 0.4‰); chalcopyrite SP-CP-01 (δ34S = 5.45‰ ± 0.3‰); natural and synthetic minerals from USA SPI Supplies | 0.047557 |  |  |  | 517.8183 | [15 empty] | 0.12839 | [5 empty] | 2237.587 | [5 empty] | 49.8569 | [9 empty] | 458103.0625 | [13 empty] | 0.021188 | [13 empty] | 0.47168 |  | 37.2148 | [13 empty] | 0.73486 | [15 empty] | 538772.6485 |  | 0.34567 |  |  |  | 120.7893 | [23 empty] | 0.25096 |  | 0.4785 | [7 empty] | 1.8499 |  |  |  |  | 2025
| Xunmei vent field, Niaochao vent field |  | Seafloor hydrothermal | Volcanic-hosted massive sulfide (VMS) | seafloor massive sulfide (SMS) | Cu, Zn, Au, Ag | Co, Pb, Sb | Cu, Zn, Au, Ag, Co, Pb, Sb |  |  | I-Py4 (n=62)-22 | I-Py4 (n=62)-22 | seafloor vent field |  |  |  |  | ore material | grab | grab | mineral separate | [5 empty] | mineralisation | sulfide chimney | pyrite, marcasite, chalcopyrite |  | pyrite, marcasite, chalcopyrite | multiple stages: colloform marcasite-pyrite intergrowths (outermost wall), replacement assemblages (transition layers), dense recrystallized assemblages, marcasite pseudomorphs after pyrrhotite (middle layer) | sulfide chimney | colloform, subhedral, anhedral, euhedral, dense coarse-grained, columnar pseudomorphs |  |  |  | sphalerite, pyrrhotite, anhydrite, galena, tetrahedrite, tennantite | Transverse sections (polished sections) | EMPA, LA-ICPMS, MC-ICPMS | JEOL JXA-8100 EPMA; Teledyne Cetac Technologies Analyte Excite laser ablation system coupled with an Agilent Technologies 7700x quadrupole ICP-MS; ESI NWR Image GEO 193 coupled with TOFWERK icp TOF R; Neptune Plus multicollector ICP-MS (Thermo Fisher Scientific, Bremen, Germany) coupled with a Geolas HD excimer ArF laser ablation system (Coherent, Göttingen, Germany); Bruker M4 Tornado™ system | SIO, MNR; China University of Petroleum (East China), Qingdao, China; Nanjing Focu MS Technology Co. Ltd., Nanjing, China; Shanghai Chemlab Laboratory, Shanghai, China; Wuhan Sample Solution Analytical Technology Co. Ltd., Wuhan, China | EPMA: beam current of 10 nA, beam size of 1–5 μm, accelerating voltage of 20 kV. Micro-XRF: rhodium target X-ray tube operating at 50 kV and 800 nA, polycapillary lens providing a 40-μm spot size on a 20-μm raster, dwell time of 5 ms per pixel. LA-ICP-MS: 193-nm ArF excimer laser, fluence of 6 J/cm², 6 Hz repetition rate for 40 seconds (240 pulses), 30-second pre-ablation blank, total run time 70 seconds, spot size 32–44 μm, He carrier gas mixed with Ar. LA-ICP-TOF-MS: 193 nm ArF excimer laser, spot diameter ~20 µm, repetition rate ~20 Hz, laser fluence ~7 J/cm², scan speed ~4000 µm/s, He carrier gas ~600 ml/min, washout time 50 ms. S isotope MC-ICP-MS: spot size ~44 μm, pulse frequency ~2 Hz, laser fluence ~5 J/cm², He carrier gas with Ar make-up gas. | MASS-1 (Fe-Cu-Zn-S pressed pellet) and GSE-1G (synthetic basaltic glass) from the United States Geological Survey; pyrite PPP-1; chalcopyrite GBW07268; pyrrhotite SP-Po-01 (δ34S = 1.4‰ ± 0.4‰); chalcopyrite SP-CP-01 (δ34S = 5.45‰ ± 0.3‰); natural and synthetic minerals from USA SPI Supplies | 0.4433 |  |  |  | 863.5739 |  | 0.036982 |  |  |  | 0.020133 | [15 empty] | 1351.9622 | [5 empty] | 191.2702 | [9 empty] | 464386.0147 | [13 empty] | 0.018516 | [11 empty] | 2.1631 |  | 3.0348 |  | 40.291 | [7 empty] | 0.12489 | [5 empty] | 13.1814 | [15 empty] | 532926.5115 |  | 2.2184 |  |  |  | 39.3526 | [5 empty] | 0.043009 | [7 empty] | 0.15777 | [5 empty] | 0.11275 |  |  |  | 0.080963 |  | 1.0953 | [7 empty] | 6.1273 |  |  |  |  | 2025
| Xunmei vent field, Niaochao vent field |  | Seafloor hydrothermal | Volcanic-hosted massive sulfide (VMS) | seafloor massive sulfide (SMS) | Cu, Zn, Au, Ag | Co, Pb, Sb | Cu, Zn, Au, Ag, Co, Pb, Sb |  |  | I-Py4 (n=62)-23 | I-Py4 (n=62)-23 | seafloor vent field |  |  |  |  | ore material | grab | grab | mineral separate | [5 empty] | mineralisation | sulfide chimney | pyrite, marcasite, chalcopyrite |  | pyrite, marcasite, chalcopyrite | multiple stages: colloform marcasite-pyrite intergrowths (outermost wall), replacement assemblages (transition layers), dense recrystallized assemblages, marcasite pseudomorphs after pyrrhotite (middle layer) | sulfide chimney | colloform, subhedral, anhedral, euhedral, dense coarse-grained, columnar pseudomorphs |  |  |  | sphalerite, pyrrhotite, anhydrite, galena, tetrahedrite, tennantite | Transverse sections (polished sections) | EMPA, LA-ICPMS, MC-ICPMS | JEOL JXA-8100 EPMA; Teledyne Cetac Technologies Analyte Excite laser ablation system coupled with an Agilent Technologies 7700x quadrupole ICP-MS; ESI NWR Image GEO 193 coupled with TOFWERK icp TOF R; Neptune Plus multicollector ICP-MS (Thermo Fisher Scientific, Bremen, Germany) coupled with a Geolas HD excimer ArF laser ablation system (Coherent, Göttingen, Germany); Bruker M4 Tornado™ system | SIO, MNR; China University of Petroleum (East China), Qingdao, China; Nanjing Focu MS Technology Co. Ltd., Nanjing, China; Shanghai Chemlab Laboratory, Shanghai, China; Wuhan Sample Solution Analytical Technology Co. Ltd., Wuhan, China | EPMA: beam current of 10 nA, beam size of 1–5 μm, accelerating voltage of 20 kV. Micro-XRF: rhodium target X-ray tube operating at 50 kV and 800 nA, polycapillary lens providing a 40-μm spot size on a 20-μm raster, dwell time of 5 ms per pixel. LA-ICP-MS: 193-nm ArF excimer laser, fluence of 6 J/cm², 6 Hz repetition rate for 40 seconds (240 pulses), 30-second pre-ablation blank, total run time 70 seconds, spot size 32–44 μm, He carrier gas mixed with Ar. LA-ICP-TOF-MS: 193 nm ArF excimer laser, spot diameter ~20 µm, repetition rate ~20 Hz, laser fluence ~7 J/cm², scan speed ~4000 µm/s, He carrier gas ~600 ml/min, washout time 50 ms. S isotope MC-ICP-MS: spot size ~44 μm, pulse frequency ~2 Hz, laser fluence ~5 J/cm², He carrier gas with Ar make-up gas. | MASS-1 (Fe-Cu-Zn-S pressed pellet) and GSE-1G (synthetic basaltic glass) from the United States Geological Survey; pyrite PPP-1; chalcopyrite GBW07268; pyrrhotite SP-Po-01 (δ34S = 1.4‰ ± 0.4‰); chalcopyrite SP-CP-01 (δ34S = 5.45‰ ± 0.3‰); natural and synthetic minerals from USA SPI Supplies | 2.0259 |  |  |  | 465.8156 |  | 0.045641 |  |  |  | 0.36994 | [9 empty] | 0.31738 | [5 empty] | 2005.9485 | [5 empty] | 1768.1261 | [9 empty] | 453320.5744 | [13 empty] | 1.1943 | [11 empty] | 3.409 |  | 0.51262 |  | 66.1021 | [13 empty] | 27.3997 | [15 empty] | 541302.4225 |  | 0.67138 |  |  |  | 92.957 | [5 empty] | 0.18887 | [13 empty] | 0.030441 |  |  |  | 0.11816 |  | 5.3896 | [7 empty] | 96.2415 |  |  |  |  | 2025
| Xunmei vent field, Niaochao vent field |  | Seafloor hydrothermal | Volcanic-hosted massive sulfide (VMS) | seafloor massive sulfide (SMS) | Cu, Zn, Au, Ag | Co, Pb, Sb | Cu, Zn, Au, Ag, Co, Pb, Sb |  |  | I-Py4 (n=62)-24 | I-Py4 (n=62)-24 | seafloor vent field |  |  |  |  | ore material | grab | grab | mineral separate | [5 empty] | mineralisation | sulfide chimney | pyrite, marcasite, chalcopyrite |  | pyrite, marcasite, chalcopyrite | multiple stages: colloform marcasite-pyrite intergrowths (outermost wall), replacement assemblages (transition layers), dense recrystallized assemblages, marcasite pseudomorphs after pyrrhotite (middle layer) | sulfide chimney | colloform, subhedral, anhedral, euhedral, dense coarse-grained, columnar pseudomorphs |  |  |  | sphalerite, pyrrhotite, anhydrite, galena, tetrahedrite, tennantite | Transverse sections (polished sections) | EMPA, LA-ICPMS, MC-ICPMS | JEOL JXA-8100 EPMA; Teledyne Cetac Technologies Analyte Excite laser ablation system coupled with an Agilent Technologies 7700x quadrupole ICP-MS; ESI NWR Image GEO 193 coupled with TOFWERK icp TOF R; Neptune Plus multicollector ICP-MS (Thermo Fisher Scientific, Bremen, Germany) coupled with a Geolas HD excimer ArF laser ablation system (Coherent, Göttingen, Germany); Bruker M4 Tornado™ system | SIO, MNR; China University of Petroleum (East China), Qingdao, China; Nanjing Focu MS Technology Co. Ltd., Nanjing, China; Shanghai Chemlab Laboratory, Shanghai, China; Wuhan Sample Solution Analytical Technology Co. Ltd., Wuhan, China | EPMA: beam current of 10 nA, beam size of 1–5 μm, accelerating voltage of 20 kV. Micro-XRF: rhodium target X-ray tube operating at 50 kV and 800 nA, polycapillary lens providing a 40-μm spot size on a 20-μm raster, dwell time of 5 ms per pixel. LA-ICP-MS: 193-nm ArF excimer laser, fluence of 6 J/cm², 6 Hz repetition rate for 40 seconds (240 pulses), 30-second pre-ablation blank, total run time 70 seconds, spot size 32–44 μm, He carrier gas mixed with Ar. LA-ICP-TOF-MS: 193 nm ArF excimer laser, spot diameter ~20 µm, repetition rate ~20 Hz, laser fluence ~7 J/cm², scan speed ~4000 µm/s, He carrier gas ~600 ml/min, washout time 50 ms. S isotope MC-ICP-MS: spot size ~44 μm, pulse frequency ~2 Hz, laser fluence ~5 J/cm², He carrier gas with Ar make-up gas. | MASS-1 (Fe-Cu-Zn-S pressed pellet) and GSE-1G (synthetic basaltic glass) from the United States Geological Survey; pyrite PPP-1; chalcopyrite GBW07268; pyrrhotite SP-Po-01 (δ34S = 1.4‰ ± 0.4‰); chalcopyrite SP-CP-01 (δ34S = 5.45‰ ± 0.3‰); natural and synthetic minerals from USA SPI Supplies | 0.16873 |  |  |  | 1480.9426 |  | 0.023645 |  |  |  | 0.012228 | [15 empty] | 802.4389 | [5 empty] | 158.2905 | [9 empty] | 456637.2549 | [13 empty] | 0.005251 | [13 empty] | 0.54756 |  | 89.8781 | [13 empty] | 2.2455 | [15 empty] | 540619.7306 |  | 1.2978 |  |  |  | 51.0184 | [5 empty] | 0.01127 | [13 empty] | 0.019235 |  |  |  | 0.007511 |  | 0.43433 | [7 empty] | 0.61408 |  |  |  |  | 2025
| Xunmei vent field, Niaochao vent field |  | Seafloor hydrothermal | Volcanic-hosted massive sulfide (VMS) | seafloor massive sulfide (SMS) | Cu, Zn, Au, Ag | Co, Pb, Sb | Cu, Zn, Au, Ag, Co, Pb, Sb |  |  | I-Py4 (n=62)-25 | I-Py4 (n=62)-25 | seafloor vent field |  |  |  |  | ore material | grab | grab | mineral separate | [5 empty] | mineralisation | sulfide chimney | pyrite, marcasite, chalcopyrite |  | pyrite, marcasite, chalcopyrite | multiple stages: colloform marcasite-pyrite intergrowths (outermost wall), replacement assemblages (transition layers), dense recrystallized assemblages, marcasite pseudomorphs after pyrrhotite (middle layer) | sulfide chimney | colloform, subhedral, anhedral, euhedral, dense coarse-grained, columnar pseudomorphs |  |  |  | sphalerite, pyrrhotite, anhydrite, galena, tetrahedrite, tennantite | Transverse sections (polished sections) | EMPA, LA-ICPMS, MC-ICPMS | JEOL JXA-8100 EPMA; Teledyne Cetac Technologies Analyte Excite laser ablation system coupled with an Agilent Technologies 7700x quadrupole ICP-MS; ESI NWR Image GEO 193 coupled with TOFWERK icp TOF R; Neptune Plus multicollector ICP-MS (Thermo Fisher Scientific, Bremen, Germany) coupled with a Geolas HD excimer ArF laser ablation system (Coherent, Göttingen, Germany); Bruker M4 Tornado™ system | SIO, MNR; China University of Petroleum (East China), Qingdao, China; Nanjing Focu MS Technology Co. Ltd., Nanjing, China; Shanghai Chemlab Laboratory, Shanghai, China; Wuhan Sample Solution Analytical Technology Co. Ltd., Wuhan, China | EPMA: beam current of 10 nA, beam size of 1–5 μm, accelerating voltage of 20 kV. Micro-XRF: rhodium target X-ray tube operating at 50 kV and 800 nA, polycapillary lens providing a 40-μm spot size on a 20-μm raster, dwell time of 5 ms per pixel. LA-ICP-MS: 193-nm ArF excimer laser, fluence of 6 J/cm², 6 Hz repetition rate for 40 seconds (240 pulses), 30-second pre-ablation blank, total run time 70 seconds, spot size 32–44 μm, He carrier gas mixed with Ar. LA-ICP-TOF-MS: 193 nm ArF excimer laser, spot diameter ~20 µm, repetition rate ~20 Hz, laser fluence ~7 J/cm², scan speed ~4000 µm/s, He carrier gas ~600 ml/min, washout time 50 ms. S isotope MC-ICP-MS: spot size ~44 μm, pulse frequency ~2 Hz, laser fluence ~5 J/cm², He carrier gas with Ar make-up gas. | MASS-1 (Fe-Cu-Zn-S pressed pellet) and GSE-1G (synthetic basaltic glass) from the United States Geological Survey; pyrite PPP-1; chalcopyrite GBW07268; pyrrhotite SP-Po-01 (δ34S = 1.4‰ ± 0.4‰); chalcopyrite SP-CP-01 (δ34S = 5.45‰ ± 0.3‰); natural and synthetic minerals from USA SPI Supplies | 1.3368 |  |  |  | 1253.3639 |  | 0.06693 |  |  |  | 0.097645 | [9 empty] | 0.10927 | [5 empty] | 2101.5356 | [5 empty] | 395.0048 | [9 empty] | 455695.0174 | [13 empty] | 0.039017 | [11 empty] | 0.99556 |  | 21.8042 |  | 102.4598 | [7 empty] | 0.14285 | [5 empty] | 8.8514 | [15 empty] | 540242.5887 |  | 7.0652 |  |  |  | 69.3948 | [13 empty] | 0.066032 | [5 empty] | 0.13836 |  |  |  | 0.12823 |  | 0.725 | [7 empty] | 5.6422 |  |  |  |  | 2025
| Xunmei vent field, Niaochao vent field |  | Seafloor hydrothermal | Volcanic-hosted massive sulfide (VMS) | seafloor massive sulfide (SMS) | Cu, Zn, Au, Ag | Co, Pb, Sb | Cu, Zn, Au, Ag, Co, Pb, Sb |  |  | I-Py4 (n=62)-26 | I-Py4 (n=62)-26 | seafloor vent field |  |  |  |  | ore material | grab | grab | mineral separate | [5 empty] | mineralisation | sulfide chimney | pyrite, marcasite, chalcopyrite |  | pyrite, marcasite, chalcopyrite | multiple stages: colloform marcasite-pyrite intergrowths (outermost wall), replacement assemblages (transition layers), dense recrystallized assemblages, marcasite pseudomorphs after pyrrhotite (middle layer) | sulfide chimney | colloform, subhedral, anhedral, euhedral, dense coarse-grained, columnar pseudomorphs |  |  |  | sphalerite, pyrrhotite, anhydrite, galena, tetrahedrite, tennantite | Transverse sections (polished sections) | EMPA, LA-ICPMS, MC-ICPMS | JEOL JXA-8100 EPMA; Teledyne Cetac Technologies Analyte Excite laser ablation system coupled with an Agilent Technologies 7700x quadrupole ICP-MS; ESI NWR Image GEO 193 coupled with TOFWERK icp TOF R; Neptune Plus multicollector ICP-MS (Thermo Fisher Scientific, Bremen, Germany) coupled with a Geolas HD excimer ArF laser ablation system (Coherent, Göttingen, Germany); Bruker M4 Tornado™ system | SIO, MNR; China University of Petroleum (East China), Qingdao, China; Nanjing Focu MS Technology Co. Ltd., Nanjing, China; Shanghai Chemlab Laboratory, Shanghai, China; Wuhan Sample Solution Analytical Technology Co. Ltd., Wuhan, China | EPMA: beam current of 10 nA, beam size of 1–5 μm, accelerating voltage of 20 kV. Micro-XRF: rhodium target X-ray tube operating at 50 kV and 800 nA, polycapillary lens providing a 40-μm spot size on a 20-μm raster, dwell time of 5 ms per pixel. LA-ICP-MS: 193-nm ArF excimer laser, fluence of 6 J/cm², 6 Hz repetition rate for 40 seconds (240 pulses), 30-second pre-ablation blank, total run time 70 seconds, spot size 32–44 μm, He carrier gas mixed with Ar. LA-ICP-TOF-MS: 193 nm ArF excimer laser, spot diameter ~20 µm, repetition rate ~20 Hz, laser fluence ~7 J/cm², scan speed ~4000 µm/s, He carrier gas ~600 ml/min, washout time 50 ms. S isotope MC-ICP-MS: spot size ~44 μm, pulse frequency ~2 Hz, laser fluence ~5 J/cm², He carrier gas with Ar make-up gas. | MASS-1 (Fe-Cu-Zn-S pressed pellet) and GSE-1G (synthetic basaltic glass) from the United States Geological Survey; pyrite PPP-1; chalcopyrite GBW07268; pyrrhotite SP-Po-01 (δ34S = 1.4‰ ± 0.4‰); chalcopyrite SP-CP-01 (δ34S = 5.45‰ ± 0.3‰); natural and synthetic minerals from USA SPI Supplies | 0.10548 |  |  |  | 2231.7927 |  | 0.081598 | [19 empty] | 1341.9914 | [5 empty] | 287.0082 | [9 empty] | 451326.6323 | [13 empty] | 0.007943 | [13 empty] | 0.61701 |  | 48.1571 | [13 empty] | 4.3364 | [15 empty] | 544605.4628 |  | 2.4804 |  |  |  | 39.9508 | [13 empty] | 0.045171 | [11 empty] | 0.55619 | [7 empty] | 0.68215 |  |  |  |  | 2025
| Xunmei vent field, Niaochao vent field |  | Seafloor hydrothermal | Volcanic-hosted massive sulfide (VMS) | seafloor massive sulfide (SMS) | Cu, Zn, Au, Ag | Co, Pb, Sb | Cu, Zn, Au, Ag, Co, Pb, Sb |  |  | I-Py4 (n=62)-27 | I-Py4 (n=62)-27 | seafloor vent field |  |  |  |  | ore material | grab | grab | mineral separate | [5 empty] | mineralisation | sulfide chimney | pyrite, marcasite, chalcopyrite |  | pyrite, marcasite, chalcopyrite | multiple stages: colloform marcasite-pyrite intergrowths (outermost wall), replacement assemblages (transition layers), dense recrystallized assemblages, marcasite pseudomorphs after pyrrhotite (middle layer) | sulfide chimney | colloform, subhedral, anhedral, euhedral, dense coarse-grained, columnar pseudomorphs |  |  |  | sphalerite, pyrrhotite, anhydrite, galena, tetrahedrite, tennantite | Transverse sections (polished sections) | EMPA, LA-ICPMS, MC-ICPMS | JEOL JXA-8100 EPMA; Teledyne Cetac Technologies Analyte Excite laser ablation system coupled with an Agilent Technologies 7700x quadrupole ICP-MS; ESI NWR Image GEO 193 coupled with TOFWERK icp TOF R; Neptune Plus multicollector ICP-MS (Thermo Fisher Scientific, Bremen, Germany) coupled with a Geolas HD excimer ArF laser ablation system (Coherent, Göttingen, Germany); Bruker M4 Tornado™ system | SIO, MNR; China University of Petroleum (East China), Qingdao, China; Nanjing Focu MS Technology Co. Ltd., Nanjing, China; Shanghai Chemlab Laboratory, Shanghai, China; Wuhan Sample Solution Analytical Technology Co. Ltd., Wuhan, China | EPMA: beam current of 10 nA, beam size of 1–5 μm, accelerating voltage of 20 kV. Micro-XRF: rhodium target X-ray tube operating at 50 kV and 800 nA, polycapillary lens providing a 40-μm spot size on a 20-μm raster, dwell time of 5 ms per pixel. LA-ICP-MS: 193-nm ArF excimer laser, fluence of 6 J/cm², 6 Hz repetition rate for 40 seconds (240 pulses), 30-second pre-ablation blank, total run time 70 seconds, spot size 32–44 μm, He carrier gas mixed with Ar. LA-ICP-TOF-MS: 193 nm ArF excimer laser, spot diameter ~20 µm, repetition rate ~20 Hz, laser fluence ~7 J/cm², scan speed ~4000 µm/s, He carrier gas ~600 ml/min, washout time 50 ms. S isotope MC-ICP-MS: spot size ~44 μm, pulse frequency ~2 Hz, laser fluence ~5 J/cm², He carrier gas with Ar make-up gas. | MASS-1 (Fe-Cu-Zn-S pressed pellet) and GSE-1G (synthetic basaltic glass) from the United States Geological Survey; pyrite PPP-1; chalcopyrite GBW07268; pyrrhotite SP-Po-01 (δ34S = 1.4‰ ± 0.4‰); chalcopyrite SP-CP-01 (δ34S = 5.45‰ ± 0.3‰); natural and synthetic minerals from USA SPI Supplies | 0.27893 |  |  |  | 1237.9714 |  | 0.03339 | [19 empty] | 1079.6649 | [5 empty] | 212.4309 | [9 empty] | 462982.9224 | [13 empty] | 0.018186 | [13 empty] | 0.51992 |  | 87.5414 | [13 empty] | 2.2313 | [15 empty] | 534276.1025 |  | 1.4333 |  |  |  | 51.5882 | [5 empty] | 0.044287 | [17 empty] | 0.20342 |  | 0.44188 | [7 empty] | 1.5245 |  |  |  |  | 2025
| Xunmei vent field, Niaochao vent field |  | Seafloor hydrothermal | Volcanic-hosted massive sulfide (VMS) | seafloor massive sulfide (SMS) | Cu, Zn, Au, Ag | Co, Pb, Sb | Cu, Zn, Au, Ag, Co, Pb, Sb |  |  | I-Py4 (n=62)-28 | I-Py4 (n=62)-28 | seafloor vent field |  |  |  |  | ore material | grab | grab | mineral separate | [5 empty] | mineralisation | sulfide chimney | pyrite, marcasite, chalcopyrite |  | pyrite, marcasite, chalcopyrite | multiple stages: colloform marcasite-pyrite intergrowths (outermost wall), replacement assemblages (transition layers), dense recrystallized assemblages, marcasite pseudomorphs after pyrrhotite (middle layer) | sulfide chimney | colloform, subhedral, anhedral, euhedral, dense coarse-grained, columnar pseudomorphs |  |  |  | sphalerite, pyrrhotite, anhydrite, galena, tetrahedrite, tennantite | Transverse sections (polished sections) | EMPA, LA-ICPMS, MC-ICPMS | JEOL JXA-8100 EPMA; Teledyne Cetac Technologies Analyte Excite laser ablation system coupled with an Agilent Technologies 7700x quadrupole ICP-MS; ESI NWR Image GEO 193 coupled with TOFWERK icp TOF R; Neptune Plus multicollector ICP-MS (Thermo Fisher Scientific, Bremen, Germany) coupled with a Geolas HD excimer ArF laser ablation system (Coherent, Göttingen, Germany); Bruker M4 Tornado™ system | SIO, MNR; China University of Petroleum (East China), Qingdao, China; Nanjing Focu MS Technology Co. Ltd., Nanjing, China; Shanghai Chemlab Laboratory, Shanghai, China; Wuhan Sample Solution Analytical Technology Co. Ltd., Wuhan, China | EPMA: beam current of 10 nA, beam size of 1–5 μm, accelerating voltage of 20 kV. Micro-XRF: rhodium target X-ray tube operating at 50 kV and 800 nA, polycapillary lens providing a 40-μm spot size on a 20-μm raster, dwell time of 5 ms per pixel. LA-ICP-MS: 193-nm ArF excimer laser, fluence of 6 J/cm², 6 Hz repetition rate for 40 seconds (240 pulses), 30-second pre-ablation blank, total run time 70 seconds, spot size 32–44 μm, He carrier gas mixed with Ar. LA-ICP-TOF-MS: 193 nm ArF excimer laser, spot diameter ~20 µm, repetition rate ~20 Hz, laser fluence ~7 J/cm², scan speed ~4000 µm/s, He carrier gas ~600 ml/min, washout time 50 ms. S isotope MC-ICP-MS: spot size ~44 μm, pulse frequency ~2 Hz, laser fluence ~5 J/cm², He carrier gas with Ar make-up gas. | MASS-1 (Fe-Cu-Zn-S pressed pellet) and GSE-1G (synthetic basaltic glass) from the United States Geological Survey; pyrite PPP-1; chalcopyrite GBW07268; pyrrhotite SP-Po-01 (δ34S = 1.4‰ ± 0.4‰); chalcopyrite SP-CP-01 (δ34S = 5.45‰ ± 0.3‰); natural and synthetic minerals from USA SPI Supplies | 0.16858 |  |  |  | 1211.8281 |  | 0.039493 | [19 empty] | 1162.1469 | [5 empty] | 151.9661 | [9 empty] | 458660.5463 | [27 empty] | 0.39716 |  | 43.5428 | [13 empty] | 2.3238 | [15 empty] | 538652.7968 |  | 1.5645 |  |  |  | 51.0207 | [5 empty] | 0.034759 | [7 empty] | 0.2573 | [11 empty] | 0.48222 | [7 empty] | 0.83016 |  |  |  |  | 2025
| Xunmei vent field, Niaochao vent field |  | Seafloor hydrothermal | Volcanic-hosted massive sulfide (VMS) | seafloor massive sulfide (SMS) | Cu, Zn, Au, Ag | Co, Pb, Sb | Cu, Zn, Au, Ag, Co, Pb, Sb |  |  | I-Py4 (n=62)-29 | I-Py4 (n=62)-29 | seafloor vent field |  |  |  |  | ore material | grab | grab | mineral separate | [5 empty] | mineralisation | sulfide chimney | pyrite, marcasite, chalcopyrite |  | pyrite, marcasite, chalcopyrite | multiple stages: colloform marcasite-pyrite intergrowths (outermost wall), replacement assemblages (transition layers), dense recrystallized assemblages, marcasite pseudomorphs after pyrrhotite (middle layer) | sulfide chimney | colloform, subhedral, anhedral, euhedral, dense coarse-grained, columnar pseudomorphs |  |  |  | sphalerite, pyrrhotite, anhydrite, galena, tetrahedrite, tennantite | Transverse sections (polished sections) | EMPA, LA-ICPMS, MC-ICPMS | JEOL JXA-8100 EPMA; Teledyne Cetac Technologies Analyte Excite laser ablation system coupled with an Agilent Technologies 7700x quadrupole ICP-MS; ESI NWR Image GEO 193 coupled with TOFWERK icp TOF R; Neptune Plus multicollector ICP-MS (Thermo Fisher Scientific, Bremen, Germany) coupled with a Geolas HD excimer ArF laser ablation system (Coherent, Göttingen, Germany); Bruker M4 Tornado™ system | SIO, MNR; China University of Petroleum (East China), Qingdao, China; Nanjing Focu MS Technology Co. Ltd., Nanjing, China; Shanghai Chemlab Laboratory, Shanghai, China; Wuhan Sample Solution Analytical Technology Co. Ltd., Wuhan, China | EPMA: beam current of 10 nA, beam size of 1–5 μm, accelerating voltage of 20 kV. Micro-XRF: rhodium target X-ray tube operating at 50 kV and 800 nA, polycapillary lens providing a 40-μm spot size on a 20-μm raster, dwell time of 5 ms per pixel. LA-ICP-MS: 193-nm ArF excimer laser, fluence of 6 J/cm², 6 Hz repetition rate for 40 seconds (240 pulses), 30-second pre-ablation blank, total run time 70 seconds, spot size 32–44 μm, He carrier gas mixed with Ar. LA-ICP-TOF-MS: 193 nm ArF excimer laser, spot diameter ~20 µm, repetition rate ~20 Hz, laser fluence ~7 J/cm², scan speed ~4000 µm/s, He carrier gas ~600 ml/min, washout time 50 ms. S isotope MC-ICP-MS: spot size ~44 μm, pulse frequency ~2 Hz, laser fluence ~5 J/cm², He carrier gas with Ar make-up gas. | MASS-1 (Fe-Cu-Zn-S pressed pellet) and GSE-1G (synthetic basaltic glass) from the United States Geological Survey; pyrite PPP-1; chalcopyrite GBW07268; pyrrhotite SP-Po-01 (δ34S = 1.4‰ ± 0.4‰); chalcopyrite SP-CP-01 (δ34S = 5.45‰ ± 0.3‰); natural and synthetic minerals from USA SPI Supplies | 0.27949 |  |  |  | 1529.3152 |  | 0.051739 | [19 empty] | 2506.9818 | [5 empty] | 231.5206 | [9 empty] | 440238.9576 | [13 empty] | 0.008431 | [13 empty] | 0.38089 |  | 28.7378 | [13 empty] | 4.176 | [15 empty] | 555278.8801 |  | 3.1076 |  |  |  | 63.0682 | [13 empty] | 0.099423 | [9 empty] | 0.16576 |  | 0.14691 | [7 empty] | 0.79632 |  |  |  |  | 2025
| Xunmei vent field, Niaochao vent field |  | Seafloor hydrothermal | Volcanic-hosted massive sulfide (VMS) | seafloor massive sulfide (SMS) | Cu, Zn, Au, Ag | Co, Pb, Sb | Cu, Zn, Au, Ag, Co, Pb, Sb |  |  | I-Py4 (n=62)-30 | I-Py4 (n=62)-30 | seafloor vent field |  |  |  |  | ore material | grab | grab | mineral separate | [5 empty] | mineralisation | sulfide chimney | pyrite, marcasite, chalcopyrite |  | pyrite, marcasite, chalcopyrite | multiple stages: colloform marcasite-pyrite intergrowths (outermost wall), replacement assemblages (transition layers), dense recrystallized assemblages, marcasite pseudomorphs after pyrrhotite (middle layer) | sulfide chimney | colloform, subhedral, anhedral, euhedral, dense coarse-grained, columnar pseudomorphs |  |  |  | sphalerite, pyrrhotite, anhydrite, galena, tetrahedrite, tennantite | Transverse sections (polished sections) | EMPA, LA-ICPMS, MC-ICPMS | JEOL JXA-8100 EPMA; Teledyne Cetac Technologies Analyte Excite laser ablation system coupled with an Agilent Technologies 7700x quadrupole ICP-MS; ESI NWR Image GEO 193 coupled with TOFWERK icp TOF R; Neptune Plus multicollector ICP-MS (Thermo Fisher Scientific, Bremen, Germany) coupled with a Geolas HD excimer ArF laser ablation system (Coherent, Göttingen, Germany); Bruker M4 Tornado™ system | SIO, MNR; China University of Petroleum (East China), Qingdao, China; Nanjing Focu MS Technology Co. Ltd., Nanjing, China; Shanghai Chemlab Laboratory, Shanghai, China; Wuhan Sample Solution Analytical Technology Co. Ltd., Wuhan, China | EPMA: beam current of 10 nA, beam size of 1–5 μm, accelerating voltage of 20 kV. Micro-XRF: rhodium target X-ray tube operating at 50 kV and 800 nA, polycapillary lens providing a 40-μm spot size on a 20-μm raster, dwell time of 5 ms per pixel. LA-ICP-MS: 193-nm ArF excimer laser, fluence of 6 J/cm², 6 Hz repetition rate for 40 seconds (240 pulses), 30-second pre-ablation blank, total run time 70 seconds, spot size 32–44 μm, He carrier gas mixed with Ar. LA-ICP-TOF-MS: 193 nm ArF excimer laser, spot diameter ~20 µm, repetition rate ~20 Hz, laser fluence ~7 J/cm², scan speed ~4000 µm/s, He carrier gas ~600 ml/min, washout time 50 ms. S isotope MC-ICP-MS: spot size ~44 μm, pulse frequency ~2 Hz, laser fluence ~5 J/cm², He carrier gas with Ar make-up gas. | MASS-1 (Fe-Cu-Zn-S pressed pellet) and GSE-1G (synthetic basaltic glass) from the United States Geological Survey; pyrite PPP-1; chalcopyrite GBW07268; pyrrhotite SP-Po-01 (δ34S = 1.4‰ ± 0.4‰); chalcopyrite SP-CP-01 (δ34S = 5.45‰ ± 0.3‰); natural and synthetic minerals from USA SPI Supplies | 0.05109 |  |  |  | 1547.6247 |  | 0.069281 | [19 empty] | 7597.3271 | [5 empty] | 251.2083 | [9 empty] | 448811.7628 | [13 empty] | 0.006747 | [13 empty] | 0.39906 |  | 12.2836 | [13 empty] | 0.44762 | [15 empty] | 541556.4007 |  | 12.1707 |  |  |  | 105.9383 | [25 empty] | 0.11765 | [7 empty] | 0.86796 |  |  |  |  | 2025
| Xunmei vent field, Niaochao vent field |  | Seafloor hydrothermal | Volcanic-hosted massive sulfide (VMS) | seafloor massive sulfide (SMS) | Cu, Zn, Au, Ag | Co, Pb, Sb | Cu, Zn, Au, Ag, Co, Pb, Sb |  |  | I-Py4 (n=62)-31 | I-Py4 (n=62)-31 | seafloor vent field |  |  |  |  | ore material | grab | grab | mineral separate | [5 empty] | mineralisation | sulfide chimney | pyrite, marcasite, chalcopyrite |  | pyrite, marcasite, chalcopyrite | multiple stages: colloform marcasite-pyrite intergrowths (outermost wall), replacement assemblages (transition layers), dense recrystallized assemblages, marcasite pseudomorphs after pyrrhotite (middle layer) | sulfide chimney | colloform, subhedral, anhedral, euhedral, dense coarse-grained, columnar pseudomorphs |  |  |  | sphalerite, pyrrhotite, anhydrite, galena, tetrahedrite, tennantite | Transverse sections (polished sections) | EMPA, LA-ICPMS, MC-ICPMS | JEOL JXA-8100 EPMA; Teledyne Cetac Technologies Analyte Excite laser ablation system coupled with an Agilent Technologies 7700x quadrupole ICP-MS; ESI NWR Image GEO 193 coupled with TOFWERK icp TOF R; Neptune Plus multicollector ICP-MS (Thermo Fisher Scientific, Bremen, Germany) coupled with a Geolas HD excimer ArF laser ablation system (Coherent, Göttingen, Germany); Bruker M4 Tornado™ system | SIO, MNR; China University of Petroleum (East China), Qingdao, China; Nanjing Focu MS Technology Co. Ltd., Nanjing, China; Shanghai Chemlab Laboratory, Shanghai, China; Wuhan Sample Solution Analytical Technology Co. Ltd., Wuhan, China | EPMA: beam current of 10 nA, beam size of 1–5 μm, accelerating voltage of 20 kV. Micro-XRF: rhodium target X-ray tube operating at 50 kV and 800 nA, polycapillary lens providing a 40-μm spot size on a 20-μm raster, dwell time of 5 ms per pixel. LA-ICP-MS: 193-nm ArF excimer laser, fluence of 6 J/cm², 6 Hz repetition rate for 40 seconds (240 pulses), 30-second pre-ablation blank, total run time 70 seconds, spot size 32–44 μm, He carrier gas mixed with Ar. LA-ICP-TOF-MS: 193 nm ArF excimer laser, spot diameter ~20 µm, repetition rate ~20 Hz, laser fluence ~7 J/cm², scan speed ~4000 µm/s, He carrier gas ~600 ml/min, washout time 50 ms. S isotope MC-ICP-MS: spot size ~44 μm, pulse frequency ~2 Hz, laser fluence ~5 J/cm², He carrier gas with Ar make-up gas. | MASS-1 (Fe-Cu-Zn-S pressed pellet) and GSE-1G (synthetic basaltic glass) from the United States Geological Survey; pyrite PPP-1; chalcopyrite GBW07268; pyrrhotite SP-Po-01 (δ34S = 1.4‰ ± 0.4‰); chalcopyrite SP-CP-01 (δ34S = 5.45‰ ± 0.3‰); natural and synthetic minerals from USA SPI Supplies | 0.2375 |  |  |  | 468.1848 | [21 empty] | 401.9025 | [5 empty] | 166.9752 | [9 empty] | 464111.2113 | [13 empty] | 0.11964 | [13 empty] | 0.7102 |  | 24.7848 | [13 empty] | 5.5649 | [15 empty] | 534569.5517 |  | 0.20404 |  |  |  | 230.5583 | [5 empty] | 0.039234 | [19 empty] | 0.37692 | [7 empty] | 3.0101 |  |  |  |  | 2025
| Xunmei vent field, Niaochao vent field |  | Seafloor hydrothermal | Volcanic-hosted massive sulfide (VMS) | seafloor massive sulfide (SMS) | Cu, Zn, Au, Ag | Co, Pb, Sb | Cu, Zn, Au, Ag, Co, Pb, Sb |  |  | I-Py4 (n=62)-32 | I-Py4 (n=62)-32 | seafloor vent field |  |  |  |  | ore material | grab | grab | mineral separate | [5 empty] | mineralisation | sulfide chimney | pyrite, marcasite, chalcopyrite |  | pyrite, marcasite, chalcopyrite | multiple stages: colloform marcasite-pyrite intergrowths (outermost wall), replacement assemblages (transition layers), dense recrystallized assemblages, marcasite pseudomorphs after pyrrhotite (middle layer) | sulfide chimney | colloform, subhedral, anhedral, euhedral, dense coarse-grained, columnar pseudomorphs |  |  |  | sphalerite, pyrrhotite, anhydrite, galena, tetrahedrite, tennantite | Transverse sections (polished sections) | EMPA, LA-ICPMS, MC-ICPMS | JEOL JXA-8100 EPMA; Teledyne Cetac Technologies Analyte Excite laser ablation system coupled with an Agilent Technologies 7700x quadrupole ICP-MS; ESI NWR Image GEO 193 coupled with TOFWERK icp TOF R; Neptune Plus multicollector ICP-MS (Thermo Fisher Scientific, Bremen, Germany) coupled with a Geolas HD excimer ArF laser ablation system (Coherent, Göttingen, Germany); Bruker M4 Tornado™ system | SIO, MNR; China University of Petroleum (East China), Qingdao, China; Nanjing Focu MS Technology Co. Ltd., Nanjing, China; Shanghai Chemlab Laboratory, Shanghai, China; Wuhan Sample Solution Analytical Technology Co. Ltd., Wuhan, China | EPMA: beam current of 10 nA, beam size of 1–5 μm, accelerating voltage of 20 kV. Micro-XRF: rhodium target X-ray tube operating at 50 kV and 800 nA, polycapillary lens providing a 40-μm spot size on a 20-μm raster, dwell time of 5 ms per pixel. LA-ICP-MS: 193-nm ArF excimer laser, fluence of 6 J/cm², 6 Hz repetition rate for 40 seconds (240 pulses), 30-second pre-ablation blank, total run time 70 seconds, spot size 32–44 μm, He carrier gas mixed with Ar. LA-ICP-TOF-MS: 193 nm ArF excimer laser, spot diameter ~20 µm, repetition rate ~20 Hz, laser fluence ~7 J/cm², scan speed ~4000 µm/s, He carrier gas ~600 ml/min, washout time 50 ms. S isotope MC-ICP-MS: spot size ~44 μm, pulse frequency ~2 Hz, laser fluence ~5 J/cm², He carrier gas with Ar make-up gas. | MASS-1 (Fe-Cu-Zn-S pressed pellet) and GSE-1G (synthetic basaltic glass) from the United States Geological Survey; pyrite PPP-1; chalcopyrite GBW07268; pyrrhotite SP-Po-01 (δ34S = 1.4‰ ± 0.4‰); chalcopyrite SP-CP-01 (δ34S = 5.45‰ ± 0.3‰); natural and synthetic minerals from USA SPI Supplies | 1.7939 |  |  |  | 240.6723 |  | 0.011351 |  |  |  | 0.094712 |  |  |  | 0.17851 | [5 empty] | 0.12034 | [5 empty] | 1257.2749 | [5 empty] | 3344.8706 | [9 empty] | 451719.9749 | [13 empty] | 0.59054 | [11 empty] | 1.4293 |  | 1.3648 |  | 6.6273 | [7 empty] | 0.62964 | [5 empty] | 8.3842 | [15 empty] | 542656.8901 |  | 0.20877 |  |  |  | 203.4876 | [5 empty] | 0.15663 | [7 empty] | 0.071092 | [9 empty] | 0.50791 |  | 2.3308 | [7 empty] | 31.1787 |  |  |  |  | 2025
| Xunmei vent field, Niaochao vent field |  | Seafloor hydrothermal | Volcanic-hosted massive sulfide (VMS) | seafloor massive sulfide (SMS) | Cu, Zn, Au, Ag | Co, Pb, Sb | Cu, Zn, Au, Ag, Co, Pb, Sb |  |  | I-Py4 (n=62)-33 | I-Py4 (n=62)-33 | seafloor vent field |  |  |  |  | ore material | grab | grab | mineral separate | [5 empty] | mineralisation | sulfide chimney | pyrite, marcasite, chalcopyrite |  | pyrite, marcasite, chalcopyrite | multiple stages: colloform marcasite-pyrite intergrowths (outermost wall), replacement assemblages (transition layers), dense recrystallized assemblages, marcasite pseudomorphs after pyrrhotite (middle layer) | sulfide chimney | colloform, subhedral, anhedral, euhedral, dense coarse-grained, columnar pseudomorphs |  |  |  | sphalerite, pyrrhotite, anhydrite, galena, tetrahedrite, tennantite | Transverse sections (polished sections) | EMPA, LA-ICPMS, MC-ICPMS | JEOL JXA-8100 EPMA; Teledyne Cetac Technologies Analyte Excite laser ablation system coupled with an Agilent Technologies 7700x quadrupole ICP-MS; ESI NWR Image GEO 193 coupled with TOFWERK icp TOF R; Neptune Plus multicollector ICP-MS (Thermo Fisher Scientific, Bremen, Germany) coupled with a Geolas HD excimer ArF laser ablation system (Coherent, Göttingen, Germany); Bruker M4 Tornado™ system | SIO, MNR; China University of Petroleum (East China), Qingdao, China; Nanjing Focu MS Technology Co. Ltd., Nanjing, China; Shanghai Chemlab Laboratory, Shanghai, China; Wuhan Sample Solution Analytical Technology Co. Ltd., Wuhan, China | EPMA: beam current of 10 nA, beam size of 1–5 μm, accelerating voltage of 20 kV. Micro-XRF: rhodium target X-ray tube operating at 50 kV and 800 nA, polycapillary lens providing a 40-μm spot size on a 20-μm raster, dwell time of 5 ms per pixel. LA-ICP-MS: 193-nm ArF excimer laser, fluence of 6 J/cm², 6 Hz repetition rate for 40 seconds (240 pulses), 30-second pre-ablation blank, total run time 70 seconds, spot size 32–44 μm, He carrier gas mixed with Ar. LA-ICP-TOF-MS: 193 nm ArF excimer laser, spot diameter ~20 µm, repetition rate ~20 Hz, laser fluence ~7 J/cm², scan speed ~4000 µm/s, He carrier gas ~600 ml/min, washout time 50 ms. S isotope MC-ICP-MS: spot size ~44 μm, pulse frequency ~2 Hz, laser fluence ~5 J/cm², He carrier gas with Ar make-up gas. | MASS-1 (Fe-Cu-Zn-S pressed pellet) and GSE-1G (synthetic basaltic glass) from the United States Geological Survey; pyrite PPP-1; chalcopyrite GBW07268; pyrrhotite SP-Po-01 (δ34S = 1.4‰ ± 0.4‰); chalcopyrite SP-CP-01 (δ34S = 5.45‰ ± 0.3‰); natural and synthetic minerals from USA SPI Supplies | 3.193 |  |  |  | 734.4182 |  | 0.017996 |  |  |  | 0.15431 |  |  |  | 0.01397 | [5 empty] | 0.2261 | [5 empty] | 297.6951 | [5 empty] | 6512.988 | [9 empty] | 431762.0771 | [13 empty] | 0.83983 | [11 empty] | 6.4487 |  | 1.062 |  | 1.6329 | [7 empty] | 0.56149 | [5 empty] | 8.3337 | [15 empty] | 559829.5605 |  | 0.54898 |  |  |  | 320.7634 | [5 empty] | 0.10498 | [7 empty] | 0.070016 | [9 empty] | 9.9342 |  | 0.63868 | [7 empty] | 42.5064 |  |  |  |  | 2025
| Xunmei vent field, Niaochao vent field |  | Seafloor hydrothermal | Volcanic-hosted massive sulfide (VMS) | seafloor massive sulfide (SMS) | Cu, Zn, Au, Ag | Co, Pb, Sb | Cu, Zn, Au, Ag, Co, Pb, Sb |  |  | I-Py4 (n=62)-34 | I-Py4 (n=62)-34 | seafloor vent field |  |  |  |  | ore material | grab | grab | mineral separate | [5 empty] | mineralisation | sulfide chimney | pyrite, marcasite, chalcopyrite |  | pyrite, marcasite, chalcopyrite | multiple stages: colloform marcasite-pyrite intergrowths (outermost wall), replacement assemblages (transition layers), dense recrystallized assemblages, marcasite pseudomorphs after pyrrhotite (middle layer) | sulfide chimney | colloform, subhedral, anhedral, euhedral, dense coarse-grained, columnar pseudomorphs |  |  |  | sphalerite, pyrrhotite, anhydrite, galena, tetrahedrite, tennantite | Transverse sections (polished sections) | EMPA, LA-ICPMS, MC-ICPMS | JEOL JXA-8100 EPMA; Teledyne Cetac Technologies Analyte Excite laser ablation system coupled with an Agilent Technologies 7700x quadrupole ICP-MS; ESI NWR Image GEO 193 coupled with TOFWERK icp TOF R; Neptune Plus multicollector ICP-MS (Thermo Fisher Scientific, Bremen, Germany) coupled with a Geolas HD excimer ArF laser ablation system (Coherent, Göttingen, Germany); Bruker M4 Tornado™ system | SIO, MNR; China University of Petroleum (East China), Qingdao, China; Nanjing Focu MS Technology Co. Ltd., Nanjing, China; Shanghai Chemlab Laboratory, Shanghai, China; Wuhan Sample Solution Analytical Technology Co. Ltd., Wuhan, China | EPMA: beam current of 10 nA, beam size of 1–5 μm, accelerating voltage of 20 kV. Micro-XRF: rhodium target X-ray tube operating at 50 kV and 800 nA, polycapillary lens providing a 40-μm spot size on a 20-μm raster, dwell time of 5 ms per pixel. LA-ICP-MS: 193-nm ArF excimer laser, fluence of 6 J/cm², 6 Hz repetition rate for 40 seconds (240 pulses), 30-second pre-ablation blank, total run time 70 seconds, spot size 32–44 μm, He carrier gas mixed with Ar. LA-ICP-TOF-MS: 193 nm ArF excimer laser, spot diameter ~20 µm, repetition rate ~20 Hz, laser fluence ~7 J/cm², scan speed ~4000 µm/s, He carrier gas ~600 ml/min, washout time 50 ms. S isotope MC-ICP-MS: spot size ~44 μm, pulse frequency ~2 Hz, laser fluence ~5 J/cm², He carrier gas with Ar make-up gas. | MASS-1 (Fe-Cu-Zn-S pressed pellet) and GSE-1G (synthetic basaltic glass) from the United States Geological Survey; pyrite PPP-1; chalcopyrite GBW07268; pyrrhotite SP-Po-01 (δ34S = 1.4‰ ± 0.4‰); chalcopyrite SP-CP-01 (δ34S = 5.45‰ ± 0.3‰); natural and synthetic minerals from USA SPI Supplies | 3.1516 |  |  |  | 178.9997 |  | 0.017543 |  |  |  | 0.052627 |  |  |  | 0.057654 | [5 empty] | 0.42262 | [5 empty] | 493.9596 | [5 empty] | 5844.1574 | [9 empty] | 417249.2576 | [13 empty] | 0.69621 | [11 empty] | 3.9084 |  | 2.9791 |  | 6.8197 | [7 empty] | 0.37625 | [5 empty] | 7.3554 | [15 empty] | 575555.1968 |  | 0.20521 |  |  |  | 253.0305 | [5 empty] | 0.19894 | [7 empty] | 0.10519 | [5 empty] | 0.052524 |  |  |  | 0.84915 |  | 1.253 | [7 empty] | 87.5025 |  |  |  |  | 2025
| Xunmei vent field, Niaochao vent field |  | Seafloor hydrothermal | Volcanic-hosted massive sulfide (VMS) | seafloor massive sulfide (SMS) | Cu, Zn, Au, Ag | Co, Pb, Sb | Cu, Zn, Au, Ag, Co, Pb, Sb |  |  | I-Py4 (n=62)-35 | I-Py4 (n=62)-35 | seafloor vent field |  |  |  |  | ore material | grab | grab | mineral separate | [5 empty] | mineralisation | sulfide chimney | pyrite, marcasite, chalcopyrite |  | pyrite, marcasite, chalcopyrite | multiple stages: colloform marcasite-pyrite intergrowths (outermost wall), replacement assemblages (transition layers), dense recrystallized assemblages, marcasite pseudomorphs after pyrrhotite (middle layer) | sulfide chimney | colloform, subhedral, anhedral, euhedral, dense coarse-grained, columnar pseudomorphs |  |  |  | sphalerite, pyrrhotite, anhydrite, galena, tetrahedrite, tennantite | Transverse sections (polished sections) | EMPA, LA-ICPMS, MC-ICPMS | JEOL JXA-8100 EPMA; Teledyne Cetac Technologies Analyte Excite laser ablation system coupled with an Agilent Technologies 7700x quadrupole ICP-MS; ESI NWR Image GEO 193 coupled with TOFWERK icp TOF R; Neptune Plus multicollector ICP-MS (Thermo Fisher Scientific, Bremen, Germany) coupled with a Geolas HD excimer ArF laser ablation system (Coherent, Göttingen, Germany); Bruker M4 Tornado™ system | SIO, MNR; China University of Petroleum (East China), Qingdao, China; Nanjing Focu MS Technology Co. Ltd., Nanjing, China; Shanghai Chemlab Laboratory, Shanghai, China; Wuhan Sample Solution Analytical Technology Co. Ltd., Wuhan, China | EPMA: beam current of 10 nA, beam size of 1–5 μm, accelerating voltage of 20 kV. Micro-XRF: rhodium target X-ray tube operating at 50 kV and 800 nA, polycapillary lens providing a 40-μm spot size on a 20-μm raster, dwell time of 5 ms per pixel. LA-ICP-MS: 193-nm ArF excimer laser, fluence of 6 J/cm², 6 Hz repetition rate for 40 seconds (240 pulses), 30-second pre-ablation blank, total run time 70 seconds, spot size 32–44 μm, He carrier gas mixed with Ar. LA-ICP-TOF-MS: 193 nm ArF excimer laser, spot diameter ~20 µm, repetition rate ~20 Hz, laser fluence ~7 J/cm², scan speed ~4000 µm/s, He carrier gas ~600 ml/min, washout time 50 ms. S isotope MC-ICP-MS: spot size ~44 μm, pulse frequency ~2 Hz, laser fluence ~5 J/cm², He carrier gas with Ar make-up gas. | MASS-1 (Fe-Cu-Zn-S pressed pellet) and GSE-1G (synthetic basaltic glass) from the United States Geological Survey; pyrite PPP-1; chalcopyrite GBW07268; pyrrhotite SP-Po-01 (δ34S = 1.4‰ ± 0.4‰); chalcopyrite SP-CP-01 (δ34S = 5.45‰ ± 0.3‰); natural and synthetic minerals from USA SPI Supplies | 1.0009 |  |  |  | 700.4004 |  | 0.013815 |  |  |  | 0.033326 |  |  |  | 0.012 | [5 empty] | 0.08791 | [5 empty] | 850.3864 | [5 empty] | 1502.2888 | [9 empty] | 455843.9593 | [13 empty] | 0.45146 | [11 empty] | 0.59389 |  | 0.83863 |  | 1.6729 | [7 empty] | 0.11807 | [5 empty] | 6.0415 | [15 empty] | 540717.2891 |  | 0.44411 |  |  |  | 215.5965 | [5 empty] | 0.018555 | [7 empty] | 0.038701 | [9 empty] | 0.26495 |  | 0.17609 | [7 empty] | 11.6802 |  |  |  |  | 2025
| Xunmei vent field, Niaochao vent field |  | Seafloor hydrothermal | Volcanic-hosted massive sulfide (VMS) | seafloor massive sulfide (SMS) | Cu, Zn, Au, Ag | Co, Pb, Sb | Cu, Zn, Au, Ag, Co, Pb, Sb |  |  | I-Py4 (n=62)-36 | I-Py4 (n=62)-36 | seafloor vent field |  |  |  |  | ore material | grab | grab | mineral separate | [5 empty] | mineralisation | sulfide chimney | pyrite, marcasite, chalcopyrite |  | pyrite, marcasite, chalcopyrite | multiple stages: colloform marcasite-pyrite intergrowths (outermost wall), replacement assemblages (transition layers), dense recrystallized assemblages, marcasite pseudomorphs after pyrrhotite (middle layer) | sulfide chimney | colloform, subhedral, anhedral, euhedral, dense coarse-grained, columnar pseudomorphs |  |  |  | sphalerite, pyrrhotite, anhydrite, galena, tetrahedrite, tennantite | Transverse sections (polished sections) | EMPA, LA-ICPMS, MC-ICPMS | JEOL JXA-8100 EPMA; Teledyne Cetac Technologies Analyte Excite laser ablation system coupled with an Agilent Technologies 7700x quadrupole ICP-MS; ESI NWR Image GEO 193 coupled with TOFWERK icp TOF R; Neptune Plus multicollector ICP-MS (Thermo Fisher Scientific, Bremen, Germany) coupled with a Geolas HD excimer ArF laser ablation system (Coherent, Göttingen, Germany); Bruker M4 Tornado™ system | SIO, MNR; China University of Petroleum (East China), Qingdao, China; Nanjing Focu MS Technology Co. Ltd., Nanjing, China; Shanghai Chemlab Laboratory, Shanghai, China; Wuhan Sample Solution Analytical Technology Co. Ltd., Wuhan, China | EPMA: beam current of 10 nA, beam size of 1–5 μm, accelerating voltage of 20 kV. Micro-XRF: rhodium target X-ray tube operating at 50 kV and 800 nA, polycapillary lens providing a 40-μm spot size on a 20-μm raster, dwell time of 5 ms per pixel. LA-ICP-MS: 193-nm ArF excimer laser, fluence of 6 J/cm², 6 Hz repetition rate for 40 seconds (240 pulses), 30-second pre-ablation blank, total run time 70 seconds, spot size 32–44 μm, He carrier gas mixed with Ar. LA-ICP-TOF-MS: 193 nm ArF excimer laser, spot diameter ~20 µm, repetition rate ~20 Hz, laser fluence ~7 J/cm², scan speed ~4000 µm/s, He carrier gas ~600 ml/min, washout time 50 ms. S isotope MC-ICP-MS: spot size ~44 μm, pulse frequency ~2 Hz, laser fluence ~5 J/cm², He carrier gas with Ar make-up gas. | MASS-1 (Fe-Cu-Zn-S pressed pellet) and GSE-1G (synthetic basaltic glass) from the United States Geological Survey; pyrite PPP-1; chalcopyrite GBW07268; pyrrhotite SP-Po-01 (δ34S = 1.4‰ ± 0.4‰); chalcopyrite SP-CP-01 (δ34S = 5.45‰ ± 0.3‰); natural and synthetic minerals from USA SPI Supplies | 0.88971 |  |  |  | 810.0425 |  | 0.010711 | [7 empty] | 0.06217 | [5 empty] | 0.38943 | [5 empty] | 933.6009 | [5 empty] | 783.2541 | [9 empty] | 439958.9538 | [13 empty] | 0.15701 | [11 empty] | 2.0386 |  | 1.6078 |  | 4.2138 | [7 empty] | 0.18258 | [5 empty] | 7.1749 | [15 empty] | 557177.1562 |  | 0.28718 |  |  |  | 184.3854 | [5 empty] | 0.09596 | [7 empty] | 0.10433 | [5 empty] | 0.026124 |  |  |  | 0.132 |  | 0.26565 | [7 empty] | 24.0335 |  |  |  |  | 2025
| Xunmei vent field, Niaochao vent field |  | Seafloor hydrothermal | Volcanic-hosted massive sulfide (VMS) | seafloor massive sulfide (SMS) | Cu, Zn, Au, Ag | Co, Pb, Sb | Cu, Zn, Au, Ag, Co, Pb, Sb |  |  | I-Py4 (n=62)-37 | I-Py4 (n=62)-37 | seafloor vent field |  |  |  |  | ore material | grab | grab | mineral separate | [5 empty] | mineralisation | sulfide chimney | pyrite, marcasite, chalcopyrite |  | pyrite, marcasite, chalcopyrite | multiple stages: colloform marcasite-pyrite intergrowths (outermost wall), replacement assemblages (transition layers), dense recrystallized assemblages, marcasite pseudomorphs after pyrrhotite (middle layer) | sulfide chimney | colloform, subhedral, anhedral, euhedral, dense coarse-grained, columnar pseudomorphs |  |  |  | sphalerite, pyrrhotite, anhydrite, galena, tetrahedrite, tennantite | Transverse sections (polished sections) | EMPA, LA-ICPMS, MC-ICPMS | JEOL JXA-8100 EPMA; Teledyne Cetac Technologies Analyte Excite laser ablation system coupled with an Agilent Technologies 7700x quadrupole ICP-MS; ESI NWR Image GEO 193 coupled with TOFWERK icp TOF R; Neptune Plus multicollector ICP-MS (Thermo Fisher Scientific, Bremen, Germany) coupled with a Geolas HD excimer ArF laser ablation system (Coherent, Göttingen, Germany); Bruker M4 Tornado™ system | SIO, MNR; China University of Petroleum (East China), Qingdao, China; Nanjing Focu MS Technology Co. Ltd., Nanjing, China; Shanghai Chemlab Laboratory, Shanghai, China; Wuhan Sample Solution Analytical Technology Co. Ltd., Wuhan, China | EPMA: beam current of 10 nA, beam size of 1–5 μm, accelerating voltage of 20 kV. Micro-XRF: rhodium target X-ray tube operating at 50 kV and 800 nA, polycapillary lens providing a 40-μm spot size on a 20-μm raster, dwell time of 5 ms per pixel. LA-ICP-MS: 193-nm ArF excimer laser, fluence of 6 J/cm², 6 Hz repetition rate for 40 seconds (240 pulses), 30-second pre-ablation blank, total run time 70 seconds, spot size 32–44 μm, He carrier gas mixed with Ar. LA-ICP-TOF-MS: 193 nm ArF excimer laser, spot diameter ~20 µm, repetition rate ~20 Hz, laser fluence ~7 J/cm², scan speed ~4000 µm/s, He carrier gas ~600 ml/min, washout time 50 ms. S isotope MC-ICP-MS: spot size ~44 μm, pulse frequency ~2 Hz, laser fluence ~5 J/cm², He carrier gas with Ar make-up gas. | MASS-1 (Fe-Cu-Zn-S pressed pellet) and GSE-1G (synthetic basaltic glass) from the United States Geological Survey; pyrite PPP-1; chalcopyrite GBW07268; pyrrhotite SP-Po-01 (δ34S = 1.4‰ ± 0.4‰); chalcopyrite SP-CP-01 (δ34S = 5.45‰ ± 0.3‰); natural and synthetic minerals from USA SPI Supplies | 1.9656 |  |  |  | 127.5099 |  | 0.035495 | [7 empty] | 0.45555 | [5 empty] | 0.90398 | [5 empty] | 526.8912 | [5 empty] | 712.2873 | [9 empty] | 450711.1765 | [13 empty] | 0.1801 | [11 empty] | 2.0205 |  | 12.8345 |  | 10.155 | [7 empty] | 0.80584 | [5 empty] | 20.8631 | [15 empty] | 547294.5504 |  | 0.29277 |  |  |  | 236.0339 | [5 empty] | 0.008661 | [7 empty] | 0.13525 | [5 empty] | 0.82864 |  |  |  | 0.05841 |  | 0.72588 | [7 empty] | 258.2827 |  |  |  |  | 2025
| Xunmei vent field, Niaochao vent field |  | Seafloor hydrothermal | Volcanic-hosted massive sulfide (VMS) | seafloor massive sulfide (SMS) | Cu, Zn, Au, Ag | Co, Pb, Sb | Cu, Zn, Au, Ag, Co, Pb, Sb |  |  | I-Py4 (n=62)-38 | I-Py4 (n=62)-38 | seafloor vent field |  |  |  |  | ore material | grab | grab | mineral separate | [5 empty] | mineralisation | sulfide chimney | pyrite, marcasite, chalcopyrite |  | pyrite, marcasite, chalcopyrite | multiple stages: colloform marcasite-pyrite intergrowths (outermost wall), replacement assemblages (transition layers), dense recrystallized assemblages, marcasite pseudomorphs after pyrrhotite (middle layer) | sulfide chimney | colloform, subhedral, anhedral, euhedral, dense coarse-grained, columnar pseudomorphs |  |  |  | sphalerite, pyrrhotite, anhydrite, galena, tetrahedrite, tennantite | Transverse sections (polished sections) | EMPA, LA-ICPMS, MC-ICPMS | JEOL JXA-8100 EPMA; Teledyne Cetac Technologies Analyte Excite laser ablation system coupled with an Agilent Technologies 7700x quadrupole ICP-MS; ESI NWR Image GEO 193 coupled with TOFWERK icp TOF R; Neptune Plus multicollector ICP-MS (Thermo Fisher Scientific, Bremen, Germany) coupled with a Geolas HD excimer ArF laser ablation system (Coherent, Göttingen, Germany); Bruker M4 Tornado™ system | SIO, MNR; China University of Petroleum (East China), Qingdao, China; Nanjing Focu MS Technology Co. Ltd., Nanjing, China; Shanghai Chemlab Laboratory, Shanghai, China; Wuhan Sample Solution Analytical Technology Co. Ltd., Wuhan, China | EPMA: beam current of 10 nA, beam size of 1–5 μm, accelerating voltage of 20 kV. Micro-XRF: rhodium target X-ray tube operating at 50 kV and 800 nA, polycapillary lens providing a 40-μm spot size on a 20-μm raster, dwell time of 5 ms per pixel. LA-ICP-MS: 193-nm ArF excimer laser, fluence of 6 J/cm², 6 Hz repetition rate for 40 seconds (240 pulses), 30-second pre-ablation blank, total run time 70 seconds, spot size 32–44 μm, He carrier gas mixed with Ar. LA-ICP-TOF-MS: 193 nm ArF excimer laser, spot diameter ~20 µm, repetition rate ~20 Hz, laser fluence ~7 J/cm², scan speed ~4000 µm/s, He carrier gas ~600 ml/min, washout time 50 ms. S isotope MC-ICP-MS: spot size ~44 μm, pulse frequency ~2 Hz, laser fluence ~5 J/cm², He carrier gas with Ar make-up gas. | MASS-1 (Fe-Cu-Zn-S pressed pellet) and GSE-1G (synthetic basaltic glass) from the United States Geological Survey; pyrite PPP-1; chalcopyrite GBW07268; pyrrhotite SP-Po-01 (δ34S = 1.4‰ ± 0.4‰); chalcopyrite SP-CP-01 (δ34S = 5.45‰ ± 0.3‰); natural and synthetic minerals from USA SPI Supplies | 0.49137 |  |  |  | 1084.8716 |  | 0.021377 |  |  |  | 0.006819 | [15 empty] | 633.9724 | [5 empty] | 939.4117 | [9 empty] | 460431.8835 | [13 empty] | 0.18228 | [13 empty] | 0.64522 |  | 0.20886 | [13 empty] | 6.0866 | [15 empty] | 536535.648 |  | 0.53668 |  |  |  | 301.1407 | [23 empty] | 0.025311 |  | 0.13392 | [7 empty] | 5.7171 |  |  |  |  | 2025
| Xunmei vent field, Niaochao vent field |  | Seafloor hydrothermal | Volcanic-hosted massive sulfide (VMS) | seafloor massive sulfide (SMS) | Cu, Zn, Au, Ag | Co, Pb, Sb | Cu, Zn, Au, Ag, Co, Pb, Sb |  |  | I-Py4 (n=62)-39 | I-Py4 (n=62)-39 | seafloor vent field |  |  |  |  | ore material | grab | grab | mineral separate | [5 empty] | mineralisation | sulfide chimney | pyrite, marcasite, chalcopyrite |  | pyrite, marcasite, chalcopyrite | multiple stages: colloform marcasite-pyrite intergrowths (outermost wall), replacement assemblages (transition layers), dense recrystallized assemblages, marcasite pseudomorphs after pyrrhotite (middle layer) | sulfide chimney | colloform, subhedral, anhedral, euhedral, dense coarse-grained, columnar pseudomorphs |  |  |  | sphalerite, pyrrhotite, anhydrite, galena, tetrahedrite, tennantite | Transverse sections (polished sections) | EMPA, LA-ICPMS, MC-ICPMS | JEOL JXA-8100 EPMA; Teledyne Cetac Technologies Analyte Excite laser ablation system coupled with an Agilent Technologies 7700x quadrupole ICP-MS; ESI NWR Image GEO 193 coupled with TOFWERK icp TOF R; Neptune Plus multicollector ICP-MS (Thermo Fisher Scientific, Bremen, Germany) coupled with a Geolas HD excimer ArF laser ablation system (Coherent, Göttingen, Germany); Bruker M4 Tornado™ system | SIO, MNR; China University of Petroleum (East China), Qingdao, China; Nanjing Focu MS Technology Co. Ltd., Nanjing, China; Shanghai Chemlab Laboratory, Shanghai, China; Wuhan Sample Solution Analytical Technology Co. Ltd., Wuhan, China | EPMA: beam current of 10 nA, beam size of 1–5 μm, accelerating voltage of 20 kV. Micro-XRF: rhodium target X-ray tube operating at 50 kV and 800 nA, polycapillary lens providing a 40-μm spot size on a 20-μm raster, dwell time of 5 ms per pixel. LA-ICP-MS: 193-nm ArF excimer laser, fluence of 6 J/cm², 6 Hz repetition rate for 40 seconds (240 pulses), 30-second pre-ablation blank, total run time 70 seconds, spot size 32–44 μm, He carrier gas mixed with Ar. LA-ICP-TOF-MS: 193 nm ArF excimer laser, spot diameter ~20 µm, repetition rate ~20 Hz, laser fluence ~7 J/cm², scan speed ~4000 µm/s, He carrier gas ~600 ml/min, washout time 50 ms. S isotope MC-ICP-MS: spot size ~44 μm, pulse frequency ~2 Hz, laser fluence ~5 J/cm², He carrier gas with Ar make-up gas. | MASS-1 (Fe-Cu-Zn-S pressed pellet) and GSE-1G (synthetic basaltic glass) from the United States Geological Survey; pyrite PPP-1; chalcopyrite GBW07268; pyrrhotite SP-Po-01 (δ34S = 1.4‰ ± 0.4‰); chalcopyrite SP-CP-01 (δ34S = 5.45‰ ± 0.3‰); natural and synthetic minerals from USA SPI Supplies | 0.45389 |  |  |  | 304.2691 |  | 0.008677 | [7 empty] | 0.007465 | [5 empty] | 0.15604 | [5 empty] | 359.308 | [5 empty] | 353.5089 | [9 empty] | 444069.084 | [13 empty] | 0.83275 | [13 empty] | 0.8989 |  | 0.69822 | [13 empty] | 5.0397 | [15 empty] | 554507.1099 |  | 0.20212 |  |  |  | 254.2334 | [5 empty] | 0.089053 | [17 empty] | 0.11648 |  | 0.16678 | [7 empty] | 27.2144 |  |  |  |  | 2025
| Xunmei vent field, Niaochao vent field |  | Seafloor hydrothermal | Volcanic-hosted massive sulfide (VMS) | seafloor massive sulfide (SMS) | Cu, Zn, Au, Ag | Co, Pb, Sb | Cu, Zn, Au, Ag, Co, Pb, Sb |  |  | I-Py4 (n=62)-40 | I-Py4 (n=62)-40 | seafloor vent field |  |  |  |  | ore material | grab | grab | mineral separate | [5 empty] | mineralisation | sulfide chimney | pyrite, marcasite, chalcopyrite |  | pyrite, marcasite, chalcopyrite | multiple stages: colloform marcasite-pyrite intergrowths (outermost wall), replacement assemblages (transition layers), dense recrystallized assemblages, marcasite pseudomorphs after pyrrhotite (middle layer) | sulfide chimney | colloform, subhedral, anhedral, euhedral, dense coarse-grained, columnar pseudomorphs |  |  |  | sphalerite, pyrrhotite, anhydrite, galena, tetrahedrite, tennantite | Transverse sections (polished sections) | EMPA, LA-ICPMS, MC-ICPMS | JEOL JXA-8100 EPMA; Teledyne Cetac Technologies Analyte Excite laser ablation system coupled with an Agilent Technologies 7700x quadrupole ICP-MS; ESI NWR Image GEO 193 coupled with TOFWERK icp TOF R; Neptune Plus multicollector ICP-MS (Thermo Fisher Scientific, Bremen, Germany) coupled with a Geolas HD excimer ArF laser ablation system (Coherent, Göttingen, Germany); Bruker M4 Tornado™ system | SIO, MNR; China University of Petroleum (East China), Qingdao, China; Nanjing Focu MS Technology Co. Ltd., Nanjing, China; Shanghai Chemlab Laboratory, Shanghai, China; Wuhan Sample Solution Analytical Technology Co. Ltd., Wuhan, China | EPMA: beam current of 10 nA, beam size of 1–5 μm, accelerating voltage of 20 kV. Micro-XRF: rhodium target X-ray tube operating at 50 kV and 800 nA, polycapillary lens providing a 40-μm spot size on a 20-μm raster, dwell time of 5 ms per pixel. LA-ICP-MS: 193-nm ArF excimer laser, fluence of 6 J/cm², 6 Hz repetition rate for 40 seconds (240 pulses), 30-second pre-ablation blank, total run time 70 seconds, spot size 32–44 μm, He carrier gas mixed with Ar. LA-ICP-TOF-MS: 193 nm ArF excimer laser, spot diameter ~20 µm, repetition rate ~20 Hz, laser fluence ~7 J/cm², scan speed ~4000 µm/s, He carrier gas ~600 ml/min, washout time 50 ms. S isotope MC-ICP-MS: spot size ~44 μm, pulse frequency ~2 Hz, laser fluence ~5 J/cm², He carrier gas with Ar make-up gas. | MASS-1 (Fe-Cu-Zn-S pressed pellet) and GSE-1G (synthetic basaltic glass) from the United States Geological Survey; pyrite PPP-1; chalcopyrite GBW07268; pyrrhotite SP-Po-01 (δ34S = 1.4‰ ± 0.4‰); chalcopyrite SP-CP-01 (δ34S = 5.45‰ ± 0.3‰); natural and synthetic minerals from USA SPI Supplies | 12.7412 |  |  |  | 734.8182 |  | 0.57367 |  |  |  | 0.018079 | [9 empty] | 2.9705 | [5 empty] | 1300.836 | [5 empty] | 580.7734 | [9 empty] | 466834.3158 | [13 empty] | 0.035423 | [11 empty] | 40.5542 |  | 43.5288 |  | 77.9399 | [7 empty] | 0.16251 | [5 empty] | 130.1418 | [15 empty] | 529031.2827 |  | 7.7581 |  |  |  | 76.1474 | [5 empty] | 0.098853 | [13 empty] | 0.17375 |  |  |  | 0.2874 |  | 2.1308 | [7 empty] | 997.211 |  |  |  |  | 2025
| Xunmei vent field, Niaochao vent field |  | Seafloor hydrothermal | Volcanic-hosted massive sulfide (VMS) | seafloor massive sulfide (SMS) | Cu, Zn, Au, Ag | Co, Pb, Sb | Cu, Zn, Au, Ag, Co, Pb, Sb |  |  | I-Py4 (n=62)-41 | I-Py4 (n=62)-41 | seafloor vent field |  |  |  |  | ore material | grab | grab | mineral separate | [5 empty] | mineralisation | sulfide chimney | pyrite, marcasite, chalcopyrite |  | pyrite, marcasite, chalcopyrite | multiple stages: colloform marcasite-pyrite intergrowths (outermost wall), replacement assemblages (transition layers), dense recrystallized assemblages, marcasite pseudomorphs after pyrrhotite (middle layer) | sulfide chimney | colloform, subhedral, anhedral, euhedral, dense coarse-grained, columnar pseudomorphs |  |  |  | sphalerite, pyrrhotite, anhydrite, galena, tetrahedrite, tennantite | Transverse sections (polished sections) | EMPA, LA-ICPMS, MC-ICPMS | JEOL JXA-8100 EPMA; Teledyne Cetac Technologies Analyte Excite laser ablation system coupled with an Agilent Technologies 7700x quadrupole ICP-MS; ESI NWR Image GEO 193 coupled with TOFWERK icp TOF R; Neptune Plus multicollector ICP-MS (Thermo Fisher Scientific, Bremen, Germany) coupled with a Geolas HD excimer ArF laser ablation system (Coherent, Göttingen, Germany); Bruker M4 Tornado™ system | SIO, MNR; China University of Petroleum (East China), Qingdao, China; Nanjing Focu MS Technology Co. Ltd., Nanjing, China; Shanghai Chemlab Laboratory, Shanghai, China; Wuhan Sample Solution Analytical Technology Co. Ltd., Wuhan, China | EPMA: beam current of 10 nA, beam size of 1–5 μm, accelerating voltage of 20 kV. Micro-XRF: rhodium target X-ray tube operating at 50 kV and 800 nA, polycapillary lens providing a 40-μm spot size on a 20-μm raster, dwell time of 5 ms per pixel. LA-ICP-MS: 193-nm ArF excimer laser, fluence of 6 J/cm², 6 Hz repetition rate for 40 seconds (240 pulses), 30-second pre-ablation blank, total run time 70 seconds, spot size 32–44 μm, He carrier gas mixed with Ar. LA-ICP-TOF-MS: 193 nm ArF excimer laser, spot diameter ~20 µm, repetition rate ~20 Hz, laser fluence ~7 J/cm², scan speed ~4000 µm/s, He carrier gas ~600 ml/min, washout time 50 ms. S isotope MC-ICP-MS: spot size ~44 μm, pulse frequency ~2 Hz, laser fluence ~5 J/cm², He carrier gas with Ar make-up gas. | MASS-1 (Fe-Cu-Zn-S pressed pellet) and GSE-1G (synthetic basaltic glass) from the United States Geological Survey; pyrite PPP-1; chalcopyrite GBW07268; pyrrhotite SP-Po-01 (δ34S = 1.4‰ ± 0.4‰); chalcopyrite SP-CP-01 (δ34S = 5.45‰ ± 0.3‰); natural and synthetic minerals from USA SPI Supplies | 2.2333 |  |  |  | 169.7918 |  | 0.016022 |  |  |  | 0.70697 |  |  |  | 0.26772 | [5 empty] | 0.13337 | [5 empty] | 1703.7643 | [5 empty] | 2990.2343 | [9 empty] | 446032.5292 | [13 empty] | 0.2565 | [11 empty] | 15.2692 |  | 9.152 |  | 5.5947 | [7 empty] | 0.73548 | [5 empty] | 11.2046 | [15 empty] | 548216.008 |  | 0.17803 |  |  |  | 273.5958 | [5 empty] | 0.06763 | [7 empty] | 0.28723 | [5 empty] | 0.24047 |  |  |  | 20.8275 |  | 0.60691 | [7 empty] | 53.0279 |  |  |  |  | 2025
| Xunmei vent field, Niaochao vent field |  | Seafloor hydrothermal | Volcanic-hosted massive sulfide (VMS) | seafloor massive sulfide (SMS) | Cu, Zn, Au, Ag | Co, Pb, Sb | Cu, Zn, Au, Ag, Co, Pb, Sb |  |  | I-Py4 (n=62)-42 | I-Py4 (n=62)-42 | seafloor vent field |  |  |  |  | ore material | grab | grab | mineral separate | [5 empty] | mineralisation | sulfide chimney | pyrite, marcasite, chalcopyrite |  | pyrite, marcasite, chalcopyrite | multiple stages: colloform marcasite-pyrite intergrowths (outermost wall), replacement assemblages (transition layers), dense recrystallized assemblages, marcasite pseudomorphs after pyrrhotite (middle layer) | sulfide chimney | colloform, subhedral, anhedral, euhedral, dense coarse-grained, columnar pseudomorphs |  |  |  | sphalerite, pyrrhotite, anhydrite, galena, tetrahedrite, tennantite | Transverse sections (polished sections) | EMPA, LA-ICPMS, MC-ICPMS | JEOL JXA-8100 EPMA; Teledyne Cetac Technologies Analyte Excite laser ablation system coupled with an Agilent Technologies 7700x quadrupole ICP-MS; ESI NWR Image GEO 193 coupled with TOFWERK icp TOF R; Neptune Plus multicollector ICP-MS (Thermo Fisher Scientific, Bremen, Germany) coupled with a Geolas HD excimer ArF laser ablation system (Coherent, Göttingen, Germany); Bruker M4 Tornado™ system | SIO, MNR; China University of Petroleum (East China), Qingdao, China; Nanjing Focu MS Technology Co. Ltd., Nanjing, China; Shanghai Chemlab Laboratory, Shanghai, China; Wuhan Sample Solution Analytical Technology Co. Ltd., Wuhan, China | EPMA: beam current of 10 nA, beam size of 1–5 μm, accelerating voltage of 20 kV. Micro-XRF: rhodium target X-ray tube operating at 50 kV and 800 nA, polycapillary lens providing a 40-μm spot size on a 20-μm raster, dwell time of 5 ms per pixel. LA-ICP-MS: 193-nm ArF excimer laser, fluence of 6 J/cm², 6 Hz repetition rate for 40 seconds (240 pulses), 30-second pre-ablation blank, total run time 70 seconds, spot size 32–44 μm, He carrier gas mixed with Ar. LA-ICP-TOF-MS: 193 nm ArF excimer laser, spot diameter ~20 µm, repetition rate ~20 Hz, laser fluence ~7 J/cm², scan speed ~4000 µm/s, He carrier gas ~600 ml/min, washout time 50 ms. S isotope MC-ICP-MS: spot size ~44 μm, pulse frequency ~2 Hz, laser fluence ~5 J/cm², He carrier gas with Ar make-up gas. | MASS-1 (Fe-Cu-Zn-S pressed pellet) and GSE-1G (synthetic basaltic glass) from the United States Geological Survey; pyrite PPP-1; chalcopyrite GBW07268; pyrrhotite SP-Po-01 (δ34S = 1.4‰ ± 0.4‰); chalcopyrite SP-CP-01 (δ34S = 5.45‰ ± 0.3‰); natural and synthetic minerals from USA SPI Supplies | 3.3629 |  |  |  | 392.0014 |  | 0.0221 |  |  |  | 0.056954 |  |  |  | 0.046375 | [5 empty] | 0.138 | [5 empty] | 869.6888 | [5 empty] | 4508.5192 | [9 empty] | 429944.6138 | [13 empty] | 0.21337 | [11 empty] | 3.1172 |  | 0.90768 |  | 5.3037 | [7 empty] | 0.23972 | [5 empty] | 4.4104 | [15 empty] | 563445.3785 |  | 0.1381 |  |  |  | 252.9505 | [5 empty] | 0.0834 | [7 empty] | 0.16514 | [5 empty] | 0.014461 |  |  |  | 2.4128 |  | 0.96356 | [7 empty] | 17.8549 |  |  |  |  | 2025
| Xunmei vent field, Niaochao vent field |  | Seafloor hydrothermal | Volcanic-hosted massive sulfide (VMS) | seafloor massive sulfide (SMS) | Cu, Zn, Au, Ag | Co, Pb, Sb | Cu, Zn, Au, Ag, Co, Pb, Sb |  |  | I-Py4 (n=62)-43 | I-Py4 (n=62)-43 | seafloor vent field |  |  |  |  | ore material | grab | grab | mineral separate | [5 empty] | mineralisation | sulfide chimney | pyrite, marcasite, chalcopyrite |  | pyrite, marcasite, chalcopyrite | multiple stages: colloform marcasite-pyrite intergrowths (outermost wall), replacement assemblages (transition layers), dense recrystallized assemblages, marcasite pseudomorphs after pyrrhotite (middle layer) | sulfide chimney | colloform, subhedral, anhedral, euhedral, dense coarse-grained, columnar pseudomorphs |  |  |  | sphalerite, pyrrhotite, anhydrite, galena, tetrahedrite, tennantite | Transverse sections (polished sections) | EMPA, LA-ICPMS, MC-ICPMS | JEOL JXA-8100 EPMA; Teledyne Cetac Technologies Analyte Excite laser ablation system coupled with an Agilent Technologies 7700x quadrupole ICP-MS; ESI NWR Image GEO 193 coupled with TOFWERK icp TOF R; Neptune Plus multicollector ICP-MS (Thermo Fisher Scientific, Bremen, Germany) coupled with a Geolas HD excimer ArF laser ablation system (Coherent, Göttingen, Germany); Bruker M4 Tornado™ system | SIO, MNR; China University of Petroleum (East China), Qingdao, China; Nanjing Focu MS Technology Co. Ltd., Nanjing, China; Shanghai Chemlab Laboratory, Shanghai, China; Wuhan Sample Solution Analytical Technology Co. Ltd., Wuhan, China | EPMA: beam current of 10 nA, beam size of 1–5 μm, accelerating voltage of 20 kV. Micro-XRF: rhodium target X-ray tube operating at 50 kV and 800 nA, polycapillary lens providing a 40-μm spot size on a 20-μm raster, dwell time of 5 ms per pixel. LA-ICP-MS: 193-nm ArF excimer laser, fluence of 6 J/cm², 6 Hz repetition rate for 40 seconds (240 pulses), 30-second pre-ablation blank, total run time 70 seconds, spot size 32–44 μm, He carrier gas mixed with Ar. LA-ICP-TOF-MS: 193 nm ArF excimer laser, spot diameter ~20 µm, repetition rate ~20 Hz, laser fluence ~7 J/cm², scan speed ~4000 µm/s, He carrier gas ~600 ml/min, washout time 50 ms. S isotope MC-ICP-MS: spot size ~44 μm, pulse frequency ~2 Hz, laser fluence ~5 J/cm², He carrier gas with Ar make-up gas. | MASS-1 (Fe-Cu-Zn-S pressed pellet) and GSE-1G (synthetic basaltic glass) from the United States Geological Survey; pyrite PPP-1; chalcopyrite GBW07268; pyrrhotite SP-Po-01 (δ34S = 1.4‰ ± 0.4‰); chalcopyrite SP-CP-01 (δ34S = 5.45‰ ± 0.3‰); natural and synthetic minerals from USA SPI Supplies | 0.27407 |  |  |  | 395.4871 |  | 0.00704 | [7 empty] | 0.014217 | [11 empty] | 322.9055 | [5 empty] | 160.5038 | [9 empty] | 450942.9344 | [13 empty] | 0.40391 | [13 empty] | 0.45937 |  | 4.396 | [13 empty] | 4.1767 | [15 empty] | 547845.085 |  | 0.12764 |  |  |  | 218.8297 | [5 empty] | 0.035258 | [17 empty] | 0.036957 |  | 0.24371 | [7 empty] | 16.2951 |  |  |  |  | 2025
| Xunmei vent field, Niaochao vent field |  | Seafloor hydrothermal | Volcanic-hosted massive sulfide (VMS) | seafloor massive sulfide (SMS) | Cu, Zn, Au, Ag | Co, Pb, Sb | Cu, Zn, Au, Ag, Co, Pb, Sb |  |  | I-Py4 (n=62)-44 | I-Py4 (n=62)-44 | seafloor vent field |  |  |  |  | ore material | grab | grab | mineral separate | [5 empty] | mineralisation | sulfide chimney | pyrite, marcasite, chalcopyrite |  | pyrite, marcasite, chalcopyrite | multiple stages: colloform marcasite-pyrite intergrowths (outermost wall), replacement assemblages (transition layers), dense recrystallized assemblages, marcasite pseudomorphs after pyrrhotite (middle layer) | sulfide chimney | colloform, subhedral, anhedral, euhedral, dense coarse-grained, columnar pseudomorphs |  |  |  | sphalerite, pyrrhotite, anhydrite, galena, tetrahedrite, tennantite | Transverse sections (polished sections) | EMPA, LA-ICPMS, MC-ICPMS | JEOL JXA-8100 EPMA; Teledyne Cetac Technologies Analyte Excite laser ablation system coupled with an Agilent Technologies 7700x quadrupole ICP-MS; ESI NWR Image GEO 193 coupled with TOFWERK icp TOF R; Neptune Plus multicollector ICP-MS (Thermo Fisher Scientific, Bremen, Germany) coupled with a Geolas HD excimer ArF laser ablation system (Coherent, Göttingen, Germany); Bruker M4 Tornado™ system | SIO, MNR; China University of Petroleum (East China), Qingdao, China; Nanjing Focu MS Technology Co. Ltd., Nanjing, China; Shanghai Chemlab Laboratory, Shanghai, China; Wuhan Sample Solution Analytical Technology Co. Ltd., Wuhan, China | EPMA: beam current of 10 nA, beam size of 1–5 μm, accelerating voltage of 20 kV. Micro-XRF: rhodium target X-ray tube operating at 50 kV and 800 nA, polycapillary lens providing a 40-μm spot size on a 20-μm raster, dwell time of 5 ms per pixel. LA-ICP-MS: 193-nm ArF excimer laser, fluence of 6 J/cm², 6 Hz repetition rate for 40 seconds (240 pulses), 30-second pre-ablation blank, total run time 70 seconds, spot size 32–44 μm, He carrier gas mixed with Ar. LA-ICP-TOF-MS: 193 nm ArF excimer laser, spot diameter ~20 µm, repetition rate ~20 Hz, laser fluence ~7 J/cm², scan speed ~4000 µm/s, He carrier gas ~600 ml/min, washout time 50 ms. S isotope MC-ICP-MS: spot size ~44 μm, pulse frequency ~2 Hz, laser fluence ~5 J/cm², He carrier gas with Ar make-up gas. | MASS-1 (Fe-Cu-Zn-S pressed pellet) and GSE-1G (synthetic basaltic glass) from the United States Geological Survey; pyrite PPP-1; chalcopyrite GBW07268; pyrrhotite SP-Po-01 (δ34S = 1.4‰ ± 0.4‰); chalcopyrite SP-CP-01 (δ34S = 5.45‰ ± 0.3‰); natural and synthetic minerals from USA SPI Supplies | 0.63223 |  |  |  | 353.2366 |  | 0.044301 |  |  |  | 0.012331 |  |  |  | 0.007319 | [5 empty] | 0.14467 | [5 empty] | 283.0388 | [5 empty] | 488.9619 | [9 empty] | 463435.9246 | [13 empty] | 0.062923 | [11 empty] | 1.3855 |  | 108.1264 |  | 70.9378 | [7 empty] | 0.8235 | [5 empty] | 362.0583 | [15 empty] | 534426.2353 |  | 2.0851 |  |  |  | 12.9313 | [5 empty] | 0.041314 | [7 empty] | 0.092269 | [5 empty] | 2.0735 |  |  |  | 0.12981 |  | 4.7225 | [7 empty] | 54.0735 |  |  |  |  | 2025
| Xunmei vent field, Niaochao vent field |  | Seafloor hydrothermal | Volcanic-hosted massive sulfide (VMS) | seafloor massive sulfide (SMS) | Cu, Zn, Au, Ag | Co, Pb, Sb | Cu, Zn, Au, Ag, Co, Pb, Sb |  |  | I-Py4 (n=62)-45 | I-Py4 (n=62)-45 | seafloor vent field |  |  |  |  | ore material | grab | grab | mineral separate | [5 empty] | mineralisation | sulfide chimney | pyrite, marcasite, chalcopyrite |  | pyrite, marcasite, chalcopyrite | multiple stages: colloform marcasite-pyrite intergrowths (outermost wall), replacement assemblages (transition layers), dense recrystallized assemblages, marcasite pseudomorphs after pyrrhotite (middle layer) | sulfide chimney | colloform, subhedral, anhedral, euhedral, dense coarse-grained, columnar pseudomorphs |  |  |  | sphalerite, pyrrhotite, anhydrite, galena, tetrahedrite, tennantite | Transverse sections (polished sections) | EMPA, LA-ICPMS, MC-ICPMS | JEOL JXA-8100 EPMA; Teledyne Cetac Technologies Analyte Excite laser ablation system coupled with an Agilent Technologies 7700x quadrupole ICP-MS; ESI NWR Image GEO 193 coupled with TOFWERK icp TOF R; Neptune Plus multicollector ICP-MS (Thermo Fisher Scientific, Bremen, Germany) coupled with a Geolas HD excimer ArF laser ablation system (Coherent, Göttingen, Germany); Bruker M4 Tornado™ system | SIO, MNR; China University of Petroleum (East China), Qingdao, China; Nanjing Focu MS Technology Co. Ltd., Nanjing, China; Shanghai Chemlab Laboratory, Shanghai, China; Wuhan Sample Solution Analytical Technology Co. Ltd., Wuhan, China | EPMA: beam current of 10 nA, beam size of 1–5 μm, accelerating voltage of 20 kV. Micro-XRF: rhodium target X-ray tube operating at 50 kV and 800 nA, polycapillary lens providing a 40-μm spot size on a 20-μm raster, dwell time of 5 ms per pixel. LA-ICP-MS: 193-nm ArF excimer laser, fluence of 6 J/cm², 6 Hz repetition rate for 40 seconds (240 pulses), 30-second pre-ablation blank, total run time 70 seconds, spot size 32–44 μm, He carrier gas mixed with Ar. LA-ICP-TOF-MS: 193 nm ArF excimer laser, spot diameter ~20 µm, repetition rate ~20 Hz, laser fluence ~7 J/cm², scan speed ~4000 µm/s, He carrier gas ~600 ml/min, washout time 50 ms. S isotope MC-ICP-MS: spot size ~44 μm, pulse frequency ~2 Hz, laser fluence ~5 J/cm², He carrier gas with Ar make-up gas. | MASS-1 (Fe-Cu-Zn-S pressed pellet) and GSE-1G (synthetic basaltic glass) from the United States Geological Survey; pyrite PPP-1; chalcopyrite GBW07268; pyrrhotite SP-Po-01 (δ34S = 1.4‰ ± 0.4‰); chalcopyrite SP-CP-01 (δ34S = 5.45‰ ± 0.3‰); natural and synthetic minerals from USA SPI Supplies | 12.8119 |  |  |  | 709.9398 |  | 0.97892 |  |  |  | 0.036488 | [9 empty] | 3.6644 | [5 empty] | 224.603 | [5 empty] | 335.3181 | [9 empty] | 438432.6929 | [13 empty] | 0.028825 | [11 empty] | 1.8212 |  | 97.5812 |  | 64.1948 | [7 empty] | 1.134 | [5 empty] | 530.3086 | [15 empty] | 552497.7237 |  | 7.3555 |  |  |  | 9.4675 | [5 empty] | 0.073472 | [13 empty] | 3.7612 |  |  |  | 0.30299 |  | 1.6696 | [7 empty] | 6791.504 |  |  |  |  | 2025
| Xunmei vent field, Niaochao vent field |  | Seafloor hydrothermal | Volcanic-hosted massive sulfide (VMS) | seafloor massive sulfide (SMS) | Cu, Zn, Au, Ag | Co, Pb, Sb | Cu, Zn, Au, Ag, Co, Pb, Sb |  |  | I-Py4 (n=62)-46 | I-Py4 (n=62)-46 | seafloor vent field |  |  |  |  | ore material | grab | grab | mineral separate | [5 empty] | mineralisation | sulfide chimney | pyrite, marcasite, chalcopyrite |  | pyrite, marcasite, chalcopyrite | multiple stages: colloform marcasite-pyrite intergrowths (outermost wall), replacement assemblages (transition layers), dense recrystallized assemblages, marcasite pseudomorphs after pyrrhotite (middle layer) | sulfide chimney | colloform, subhedral, anhedral, euhedral, dense coarse-grained, columnar pseudomorphs |  |  |  | sphalerite, pyrrhotite, anhydrite, galena, tetrahedrite, tennantite | Transverse sections (polished sections) | EMPA, LA-ICPMS, MC-ICPMS | JEOL JXA-8100 EPMA; Teledyne Cetac Technologies Analyte Excite laser ablation system coupled with an Agilent Technologies 7700x quadrupole ICP-MS; ESI NWR Image GEO 193 coupled with TOFWERK icp TOF R; Neptune Plus multicollector ICP-MS (Thermo Fisher Scientific, Bremen, Germany) coupled with a Geolas HD excimer ArF laser ablation system (Coherent, Göttingen, Germany); Bruker M4 Tornado™ system | SIO, MNR; China University of Petroleum (East China), Qingdao, China; Nanjing Focu MS Technology Co. Ltd., Nanjing, China; Shanghai Chemlab Laboratory, Shanghai, China; Wuhan Sample Solution Analytical Technology Co. Ltd., Wuhan, China | EPMA: beam current of 10 nA, beam size of 1–5 μm, accelerating voltage of 20 kV. Micro-XRF: rhodium target X-ray tube operating at 50 kV and 800 nA, polycapillary lens providing a 40-μm spot size on a 20-μm raster, dwell time of 5 ms per pixel. LA-ICP-MS: 193-nm ArF excimer laser, fluence of 6 J/cm², 6 Hz repetition rate for 40 seconds (240 pulses), 30-second pre-ablation blank, total run time 70 seconds, spot size 32–44 μm, He carrier gas mixed with Ar. LA-ICP-TOF-MS: 193 nm ArF excimer laser, spot diameter ~20 µm, repetition rate ~20 Hz, laser fluence ~7 J/cm², scan speed ~4000 µm/s, He carrier gas ~600 ml/min, washout time 50 ms. S isotope MC-ICP-MS: spot size ~44 μm, pulse frequency ~2 Hz, laser fluence ~5 J/cm², He carrier gas with Ar make-up gas. | MASS-1 (Fe-Cu-Zn-S pressed pellet) and GSE-1G (synthetic basaltic glass) from the United States Geological Survey; pyrite PPP-1; chalcopyrite GBW07268; pyrrhotite SP-Po-01 (δ34S = 1.4‰ ± 0.4‰); chalcopyrite SP-CP-01 (δ34S = 5.45‰ ± 0.3‰); natural and synthetic minerals from USA SPI Supplies | 0.25509 |  |  |  | 355.7539 | [5 empty] | 0.006222 |  |  |  | 0.023092 | [11 empty] | 212.5116 | [5 empty] | 919.4358 | [9 empty] | 449095.4582 | [13 empty] | 0.090422 | [13 empty] | 0.4194 |  | 1.4809 | [7 empty] | 0.12813 | [5 empty] | 3.7028 | [15 empty] | 549077.4112 |  | 0.072962 |  |  |  | 264.5009 | [5 empty] | 0.010467 | [7 empty] | 0.060991 | [11 empty] | 0.29047 | [7 empty] | 3.6305 |  |  |  |  | 2025
| Xunmei vent field, Niaochao vent field |  | Seafloor hydrothermal | Volcanic-hosted massive sulfide (VMS) | seafloor massive sulfide (SMS) | Cu, Zn, Au, Ag | Co, Pb, Sb | Cu, Zn, Au, Ag, Co, Pb, Sb |  |  | I-Py4 (n=62)-47 | I-Py4 (n=62)-47 | seafloor vent field |  |  |  |  | ore material | grab | grab | mineral separate | [5 empty] | mineralisation | sulfide chimney | pyrite, marcasite, chalcopyrite |  | pyrite, marcasite, chalcopyrite | multiple stages: colloform marcasite-pyrite intergrowths (outermost wall), replacement assemblages (transition layers), dense recrystallized assemblages, marcasite pseudomorphs after pyrrhotite (middle layer) | sulfide chimney | colloform, subhedral, anhedral, euhedral, dense coarse-grained, columnar pseudomorphs |  |  |  | sphalerite, pyrrhotite, anhydrite, galena, tetrahedrite, tennantite | Transverse sections (polished sections) | EMPA, LA-ICPMS, MC-ICPMS | JEOL JXA-8100 EPMA; Teledyne Cetac Technologies Analyte Excite laser ablation system coupled with an Agilent Technologies 7700x quadrupole ICP-MS; ESI NWR Image GEO 193 coupled with TOFWERK icp TOF R; Neptune Plus multicollector ICP-MS (Thermo Fisher Scientific, Bremen, Germany) coupled with a Geolas HD excimer ArF laser ablation system (Coherent, Göttingen, Germany); Bruker M4 Tornado™ system | SIO, MNR; China University of Petroleum (East China), Qingdao, China; Nanjing Focu MS Technology Co. Ltd., Nanjing, China; Shanghai Chemlab Laboratory, Shanghai, China; Wuhan Sample Solution Analytical Technology Co. Ltd., Wuhan, China | EPMA: beam current of 10 nA, beam size of 1–5 μm, accelerating voltage of 20 kV. Micro-XRF: rhodium target X-ray tube operating at 50 kV and 800 nA, polycapillary lens providing a 40-μm spot size on a 20-μm raster, dwell time of 5 ms per pixel. LA-ICP-MS: 193-nm ArF excimer laser, fluence of 6 J/cm², 6 Hz repetition rate for 40 seconds (240 pulses), 30-second pre-ablation blank, total run time 70 seconds, spot size 32–44 μm, He carrier gas mixed with Ar. LA-ICP-TOF-MS: 193 nm ArF excimer laser, spot diameter ~20 µm, repetition rate ~20 Hz, laser fluence ~7 J/cm², scan speed ~4000 µm/s, He carrier gas ~600 ml/min, washout time 50 ms. S isotope MC-ICP-MS: spot size ~44 μm, pulse frequency ~2 Hz, laser fluence ~5 J/cm², He carrier gas with Ar make-up gas. | MASS-1 (Fe-Cu-Zn-S pressed pellet) and GSE-1G (synthetic basaltic glass) from the United States Geological Survey; pyrite PPP-1; chalcopyrite GBW07268; pyrrhotite SP-Po-01 (δ34S = 1.4‰ ± 0.4‰); chalcopyrite SP-CP-01 (δ34S = 5.45‰ ± 0.3‰); natural and synthetic minerals from USA SPI Supplies | 12.6223 |  |  |  | 232.373 |  | 0.26381 |  |  |  | 0.067314 |  |  |  | 0.074792 | [5 empty] | 4.2495 | [5 empty] | 283.6443 | [5 empty] | 1695.0201 | [9 empty] | 453887.9378 | [13 empty] | 0.14166 | [11 empty] | 11.0196 |  | 143.1282 |  | 42.8774 | [7 empty] | 0.6664 | [5 empty] | 357.3003 | [15 empty] | 537412.8092 |  | 4.3719 |  |  |  | 15.6331 | [5 empty] | 0.083823 | [7 empty] | 0.10677 | [5 empty] | 4.9472 |  |  |  | 0.18742 |  | 9.2191 | [7 empty] | 4756.886 |  |  |  |  | 2025
| Xunmei vent field, Niaochao vent field |  | Seafloor hydrothermal | Volcanic-hosted massive sulfide (VMS) | seafloor massive sulfide (SMS) | Cu, Zn, Au, Ag | Co, Pb, Sb | Cu, Zn, Au, Ag, Co, Pb, Sb |  |  | I-Py4 (n=62)-48 | I-Py4 (n=62)-48 | seafloor vent field |  |  |  |  | ore material | grab | grab | mineral separate | [5 empty] | mineralisation | sulfide chimney | pyrite, marcasite, chalcopyrite |  | pyrite, marcasite, chalcopyrite | multiple stages: colloform marcasite-pyrite intergrowths (outermost wall), replacement assemblages (transition layers), dense recrystallized assemblages, marcasite pseudomorphs after pyrrhotite (middle layer) | sulfide chimney | colloform, subhedral, anhedral, euhedral, dense coarse-grained, columnar pseudomorphs |  |  |  | sphalerite, pyrrhotite, anhydrite, galena, tetrahedrite, tennantite | Transverse sections (polished sections) | EMPA, LA-ICPMS, MC-ICPMS | JEOL JXA-8100 EPMA; Teledyne Cetac Technologies Analyte Excite laser ablation system coupled with an Agilent Technologies 7700x quadrupole ICP-MS; ESI NWR Image GEO 193 coupled with TOFWERK icp TOF R; Neptune Plus multicollector ICP-MS (Thermo Fisher Scientific, Bremen, Germany) coupled with a Geolas HD excimer ArF laser ablation system (Coherent, Göttingen, Germany); Bruker M4 Tornado™ system | SIO, MNR; China University of Petroleum (East China), Qingdao, China; Nanjing Focu MS Technology Co. Ltd., Nanjing, China; Shanghai Chemlab Laboratory, Shanghai, China; Wuhan Sample Solution Analytical Technology Co. Ltd., Wuhan, China | EPMA: beam current of 10 nA, beam size of 1–5 μm, accelerating voltage of 20 kV. Micro-XRF: rhodium target X-ray tube operating at 50 kV and 800 nA, polycapillary lens providing a 40-μm spot size on a 20-μm raster, dwell time of 5 ms per pixel. LA-ICP-MS: 193-nm ArF excimer laser, fluence of 6 J/cm², 6 Hz repetition rate for 40 seconds (240 pulses), 30-second pre-ablation blank, total run time 70 seconds, spot size 32–44 μm, He carrier gas mixed with Ar. LA-ICP-TOF-MS: 193 nm ArF excimer laser, spot diameter ~20 µm, repetition rate ~20 Hz, laser fluence ~7 J/cm², scan speed ~4000 µm/s, He carrier gas ~600 ml/min, washout time 50 ms. S isotope MC-ICP-MS: spot size ~44 μm, pulse frequency ~2 Hz, laser fluence ~5 J/cm², He carrier gas with Ar make-up gas. | MASS-1 (Fe-Cu-Zn-S pressed pellet) and GSE-1G (synthetic basaltic glass) from the United States Geological Survey; pyrite PPP-1; chalcopyrite GBW07268; pyrrhotite SP-Po-01 (δ34S = 1.4‰ ± 0.4‰); chalcopyrite SP-CP-01 (δ34S = 5.45‰ ± 0.3‰); natural and synthetic minerals from USA SPI Supplies | 0.15552 |  |  |  | 181.2544 | [5 empty] | 0.011204 | [9 empty] | 0.071731 | [5 empty] | 344.3016 | [5 empty] | 281.5111 | [9 empty] | 476794.5181 | [13 empty] | 0.033269 | [13 empty] | 0.76419 |  | 11.0638 | [7 empty] | 0.11274 | [5 empty] | 2.9621 | [15 empty] | 522066.9959 | [5 empty] | 204.0613 | [25 empty] | 0.5788 | [7 empty] | 1.033 |  |  |  |  | 2025
| Xunmei vent field, Niaochao vent field |  | Seafloor hydrothermal | Volcanic-hosted massive sulfide (VMS) | seafloor massive sulfide (SMS) | Cu, Zn, Au, Ag | Co, Pb, Sb | Cu, Zn, Au, Ag, Co, Pb, Sb |  |  | I-Py4 (n=62)-49 | I-Py4 (n=62)-49 | seafloor vent field |  |  |  |  | ore material | grab | grab | mineral separate | [5 empty] | mineralisation | sulfide chimney | pyrite, marcasite, chalcopyrite |  | pyrite, marcasite, chalcopyrite | multiple stages: colloform marcasite-pyrite intergrowths (outermost wall), replacement assemblages (transition layers), dense recrystallized assemblages, marcasite pseudomorphs after pyrrhotite (middle layer) | sulfide chimney | colloform, subhedral, anhedral, euhedral, dense coarse-grained, columnar pseudomorphs |  |  |  | sphalerite, pyrrhotite, anhydrite, galena, tetrahedrite, tennantite | Transverse sections (polished sections) | EMPA, LA-ICPMS, MC-ICPMS | JEOL JXA-8100 EPMA; Teledyne Cetac Technologies Analyte Excite laser ablation system coupled with an Agilent Technologies 7700x quadrupole ICP-MS; ESI NWR Image GEO 193 coupled with TOFWERK icp TOF R; Neptune Plus multicollector ICP-MS (Thermo Fisher Scientific, Bremen, Germany) coupled with a Geolas HD excimer ArF laser ablation system (Coherent, Göttingen, Germany); Bruker M4 Tornado™ system | SIO, MNR; China University of Petroleum (East China), Qingdao, China; Nanjing Focu MS Technology Co. Ltd., Nanjing, China; Shanghai Chemlab Laboratory, Shanghai, China; Wuhan Sample Solution Analytical Technology Co. Ltd., Wuhan, China | EPMA: beam current of 10 nA, beam size of 1–5 μm, accelerating voltage of 20 kV. Micro-XRF: rhodium target X-ray tube operating at 50 kV and 800 nA, polycapillary lens providing a 40-μm spot size on a 20-μm raster, dwell time of 5 ms per pixel. LA-ICP-MS: 193-nm ArF excimer laser, fluence of 6 J/cm², 6 Hz repetition rate for 40 seconds (240 pulses), 30-second pre-ablation blank, total run time 70 seconds, spot size 32–44 μm, He carrier gas mixed with Ar. LA-ICP-TOF-MS: 193 nm ArF excimer laser, spot diameter ~20 µm, repetition rate ~20 Hz, laser fluence ~7 J/cm², scan speed ~4000 µm/s, He carrier gas ~600 ml/min, washout time 50 ms. S isotope MC-ICP-MS: spot size ~44 μm, pulse frequency ~2 Hz, laser fluence ~5 J/cm², He carrier gas with Ar make-up gas. | MASS-1 (Fe-Cu-Zn-S pressed pellet) and GSE-1G (synthetic basaltic glass) from the United States Geological Survey; pyrite PPP-1; chalcopyrite GBW07268; pyrrhotite SP-Po-01 (δ34S = 1.4‰ ± 0.4‰); chalcopyrite SP-CP-01 (δ34S = 5.45‰ ± 0.3‰); natural and synthetic minerals from USA SPI Supplies | 0.36118 |  |  |  | 208.9761 | [15 empty] | 0.11928 | [5 empty] | 1033.3979 | [5 empty] | 778.6476 | [9 empty] | 489555.2261 | [13 empty] | 0.075986 | [13 empty] | 0.49684 |  | 6.8309 | [7 empty] | 0.14224 | [5 empty] | 3.3192 | [15 empty] | 508194.662 |  | 0.09457 |  |  |  | 143.2298 | [5 empty] | 0.094546 | [13 empty] | 0.015586 |  |  |  | 0.14392 |  | 0.45504 | [7 empty] | 2.4982 |  |  |  |  | 2025
| Xunmei vent field, Niaochao vent field |  | Seafloor hydrothermal | Volcanic-hosted massive sulfide (VMS) | seafloor massive sulfide (SMS) | Cu, Zn, Au, Ag | Co, Pb, Sb | Cu, Zn, Au, Ag, Co, Pb, Sb |  |  | I-Py4 (n=62)-50 | I-Py4 (n=62)-50 | seafloor vent field |  |  |  |  | ore material | grab | grab | mineral separate | [5 empty] | mineralisation | sulfide chimney | pyrite, marcasite, chalcopyrite |  | pyrite, marcasite, chalcopyrite | multiple stages: colloform marcasite-pyrite intergrowths (outermost wall), replacement assemblages (transition layers), dense recrystallized assemblages, marcasite pseudomorphs after pyrrhotite (middle layer) | sulfide chimney | colloform, subhedral, anhedral, euhedral, dense coarse-grained, columnar pseudomorphs |  |  |  | sphalerite, pyrrhotite, anhydrite, galena, tetrahedrite, tennantite | Transverse sections (polished sections) | EMPA, LA-ICPMS, MC-ICPMS | JEOL JXA-8100 EPMA; Teledyne Cetac Technologies Analyte Excite laser ablation system coupled with an Agilent Technologies 7700x quadrupole ICP-MS; ESI NWR Image GEO 193 coupled with TOFWERK icp TOF R; Neptune Plus multicollector ICP-MS (Thermo Fisher Scientific, Bremen, Germany) coupled with a Geolas HD excimer ArF laser ablation system (Coherent, Göttingen, Germany); Bruker M4 Tornado™ system | SIO, MNR; China University of Petroleum (East China), Qingdao, China; Nanjing Focu MS Technology Co. Ltd., Nanjing, China; Shanghai Chemlab Laboratory, Shanghai, China; Wuhan Sample Solution Analytical Technology Co. Ltd., Wuhan, China | EPMA: beam current of 10 nA, beam size of 1–5 μm, accelerating voltage of 20 kV. Micro-XRF: rhodium target X-ray tube operating at 50 kV and 800 nA, polycapillary lens providing a 40-μm spot size on a 20-μm raster, dwell time of 5 ms per pixel. LA-ICP-MS: 193-nm ArF excimer laser, fluence of 6 J/cm², 6 Hz repetition rate for 40 seconds (240 pulses), 30-second pre-ablation blank, total run time 70 seconds, spot size 32–44 μm, He carrier gas mixed with Ar. LA-ICP-TOF-MS: 193 nm ArF excimer laser, spot diameter ~20 µm, repetition rate ~20 Hz, laser fluence ~7 J/cm², scan speed ~4000 µm/s, He carrier gas ~600 ml/min, washout time 50 ms. S isotope MC-ICP-MS: spot size ~44 μm, pulse frequency ~2 Hz, laser fluence ~5 J/cm², He carrier gas with Ar make-up gas. | MASS-1 (Fe-Cu-Zn-S pressed pellet) and GSE-1G (synthetic basaltic glass) from the United States Geological Survey; pyrite PPP-1; chalcopyrite GBW07268; pyrrhotite SP-Po-01 (δ34S = 1.4‰ ± 0.4‰); chalcopyrite SP-CP-01 (δ34S = 5.45‰ ± 0.3‰); natural and synthetic minerals from USA SPI Supplies | 0.018218 |  |  |  | 232.7526 | [21 empty] | 158.8227 | [5 empty] | 5.8472 | [9 empty] | 462674.3141 | [27 empty] | 0.5893 |  | 11.9421 | [13 empty] | 0.27841 | [15 empty] | 536618.6634 | [5 empty] | 196.1607 | [5 empty] | 0.018729 | [7 empty] | 0.062948 | [11 empty] | 0.47536 | [7 empty] | 0.46238 |  |  |  |  | 2025
| Xunmei vent field, Niaochao vent field |  | Seafloor hydrothermal | Volcanic-hosted massive sulfide (VMS) | seafloor massive sulfide (SMS) | Cu, Zn, Au, Ag | Co, Pb, Sb | Cu, Zn, Au, Ag, Co, Pb, Sb |  |  | I-Py4 (n=62)-51 | I-Py4 (n=62)-51 | seafloor vent field |  |  |  |  | ore material | grab | grab | mineral separate | [5 empty] | mineralisation | sulfide chimney | pyrite, marcasite, chalcopyrite |  | pyrite, marcasite, chalcopyrite | multiple stages: colloform marcasite-pyrite intergrowths (outermost wall), replacement assemblages (transition layers), dense recrystallized assemblages, marcasite pseudomorphs after pyrrhotite (middle layer) | sulfide chimney | colloform, subhedral, anhedral, euhedral, dense coarse-grained, columnar pseudomorphs |  |  |  | sphalerite, pyrrhotite, anhydrite, galena, tetrahedrite, tennantite | Transverse sections (polished sections) | EMPA, LA-ICPMS, MC-ICPMS | JEOL JXA-8100 EPMA; Teledyne Cetac Technologies Analyte Excite laser ablation system coupled with an Agilent Technologies 7700x quadrupole ICP-MS; ESI NWR Image GEO 193 coupled with TOFWERK icp TOF R; Neptune Plus multicollector ICP-MS (Thermo Fisher Scientific, Bremen, Germany) coupled with a Geolas HD excimer ArF laser ablation system (Coherent, Göttingen, Germany); Bruker M4 Tornado™ system | SIO, MNR; China University of Petroleum (East China), Qingdao, China; Nanjing Focu MS Technology Co. Ltd., Nanjing, China; Shanghai Chemlab Laboratory, Shanghai, China; Wuhan Sample Solution Analytical Technology Co. Ltd., Wuhan, China | EPMA: beam current of 10 nA, beam size of 1–5 μm, accelerating voltage of 20 kV. Micro-XRF: rhodium target X-ray tube operating at 50 kV and 800 nA, polycapillary lens providing a 40-μm spot size on a 20-μm raster, dwell time of 5 ms per pixel. LA-ICP-MS: 193-nm ArF excimer laser, fluence of 6 J/cm², 6 Hz repetition rate for 40 seconds (240 pulses), 30-second pre-ablation blank, total run time 70 seconds, spot size 32–44 μm, He carrier gas mixed with Ar. LA-ICP-TOF-MS: 193 nm ArF excimer laser, spot diameter ~20 µm, repetition rate ~20 Hz, laser fluence ~7 J/cm², scan speed ~4000 µm/s, He carrier gas ~600 ml/min, washout time 50 ms. S isotope MC-ICP-MS: spot size ~44 μm, pulse frequency ~2 Hz, laser fluence ~5 J/cm², He carrier gas with Ar make-up gas. | MASS-1 (Fe-Cu-Zn-S pressed pellet) and GSE-1G (synthetic basaltic glass) from the United States Geological Survey; pyrite PPP-1; chalcopyrite GBW07268; pyrrhotite SP-Po-01 (δ34S = 1.4‰ ± 0.4‰); chalcopyrite SP-CP-01 (δ34S = 5.45‰ ± 0.3‰); natural and synthetic minerals from USA SPI Supplies | 0.39359 |  |  |  | 316.9883 | [5 empty] | 0.030808 | [15 empty] | 358.4218 | [5 empty] | 1140.9139 | [9 empty] | 483000.3091 | [13 empty] | 0.12696 | [13 empty] | 0.5499 |  | 12.4325 | [13 empty] | 3.868 | [15 empty] | 514875.3776 | [5 empty] | 160.7978 | [23 empty] | 0.045941 |  | 0.63269 | [7 empty] | 2.7708 |  |  |  |  | 2025
| Xunmei vent field, Niaochao vent field |  | Seafloor hydrothermal | Volcanic-hosted massive sulfide (VMS) | seafloor massive sulfide (SMS) | Cu, Zn, Au, Ag | Co, Pb, Sb | Cu, Zn, Au, Ag, Co, Pb, Sb |  |  | I-Py4 (n=62)-52 | I-Py4 (n=62)-52 | seafloor vent field |  |  |  |  | ore material | grab | grab | mineral separate | [5 empty] | mineralisation | sulfide chimney | pyrite, marcasite, chalcopyrite |  | pyrite, marcasite, chalcopyrite | multiple stages: colloform marcasite-pyrite intergrowths (outermost wall), replacement assemblages (transition layers), dense recrystallized assemblages, marcasite pseudomorphs after pyrrhotite (middle layer) | sulfide chimney | colloform, subhedral, anhedral, euhedral, dense coarse-grained, columnar pseudomorphs |  |  |  | sphalerite, pyrrhotite, anhydrite, galena, tetrahedrite, tennantite | Transverse sections (polished sections) | EMPA, LA-ICPMS, MC-ICPMS | JEOL JXA-8100 EPMA; Teledyne Cetac Technologies Analyte Excite laser ablation system coupled with an Agilent Technologies 7700x quadrupole ICP-MS; ESI NWR Image GEO 193 coupled with TOFWERK icp TOF R; Neptune Plus multicollector ICP-MS (Thermo Fisher Scientific, Bremen, Germany) coupled with a Geolas HD excimer ArF laser ablation system (Coherent, Göttingen, Germany); Bruker M4 Tornado™ system | SIO, MNR; China University of Petroleum (East China), Qingdao, China; Nanjing Focu MS Technology Co. Ltd., Nanjing, China; Shanghai Chemlab Laboratory, Shanghai, China; Wuhan Sample Solution Analytical Technology Co. Ltd., Wuhan, China | EPMA: beam current of 10 nA, beam size of 1–5 μm, accelerating voltage of 20 kV. Micro-XRF: rhodium target X-ray tube operating at 50 kV and 800 nA, polycapillary lens providing a 40-μm spot size on a 20-μm raster, dwell time of 5 ms per pixel. LA-ICP-MS: 193-nm ArF excimer laser, fluence of 6 J/cm², 6 Hz repetition rate for 40 seconds (240 pulses), 30-second pre-ablation blank, total run time 70 seconds, spot size 32–44 μm, He carrier gas mixed with Ar. LA-ICP-TOF-MS: 193 nm ArF excimer laser, spot diameter ~20 µm, repetition rate ~20 Hz, laser fluence ~7 J/cm², scan speed ~4000 µm/s, He carrier gas ~600 ml/min, washout time 50 ms. S isotope MC-ICP-MS: spot size ~44 μm, pulse frequency ~2 Hz, laser fluence ~5 J/cm², He carrier gas with Ar make-up gas. | MASS-1 (Fe-Cu-Zn-S pressed pellet) and GSE-1G (synthetic basaltic glass) from the United States Geological Survey; pyrite PPP-1; chalcopyrite GBW07268; pyrrhotite SP-Po-01 (δ34S = 1.4‰ ± 0.4‰); chalcopyrite SP-CP-01 (δ34S = 5.45‰ ± 0.3‰); natural and synthetic minerals from USA SPI Supplies | 0.30596 |  |  |  | 269.9885 |  | 0.009158 | [13 empty] | 0.060152 | [5 empty] | 1031.3712 | [5 empty] | 596.0872 | [9 empty] | 482507.8644 | [13 empty] | 0.15033 | [11 empty] | 0.60252 |  | 1.1921 |  | 4.9131 | [7 empty] | 0.4124 | [5 empty] | 4.7845 | [15 empty] | 515257.5576 |  | 0.050238 |  |  |  | 175.1146 | [19 empty] | 0.034347 | [5 empty] | 0.58891 | [7 empty] | 4.4899 |  |  |  |  | 2025
| Xunmei vent field, Niaochao vent field |  | Seafloor hydrothermal | Volcanic-hosted massive sulfide (VMS) | seafloor massive sulfide (SMS) | Cu, Zn, Au, Ag | Co, Pb, Sb | Cu, Zn, Au, Ag, Co, Pb, Sb |  |  | I-Py4 (n=62)-53 | I-Py4 (n=62)-53 | seafloor vent field |  |  |  |  | ore material | grab | grab | mineral separate | [5 empty] | mineralisation | sulfide chimney | pyrite, marcasite, chalcopyrite |  | pyrite, marcasite, chalcopyrite | multiple stages: colloform marcasite-pyrite intergrowths (outermost wall), replacement assemblages (transition layers), dense recrystallized assemblages, marcasite pseudomorphs after pyrrhotite (middle layer) | sulfide chimney | colloform, subhedral, anhedral, euhedral, dense coarse-grained, columnar pseudomorphs |  |  |  | sphalerite, pyrrhotite, anhydrite, galena, tetrahedrite, tennantite | Transverse sections (polished sections) | EMPA, LA-ICPMS, MC-ICPMS | JEOL JXA-8100 EPMA; Teledyne Cetac Technologies Analyte Excite laser ablation system coupled with an Agilent Technologies 7700x quadrupole ICP-MS; ESI NWR Image GEO 193 coupled with TOFWERK icp TOF R; Neptune Plus multicollector ICP-MS (Thermo Fisher Scientific, Bremen, Germany) coupled with a Geolas HD excimer ArF laser ablation system (Coherent, Göttingen, Germany); Bruker M4 Tornado™ system | SIO, MNR; China University of Petroleum (East China), Qingdao, China; Nanjing Focu MS Technology Co. Ltd., Nanjing, China; Shanghai Chemlab Laboratory, Shanghai, China; Wuhan Sample Solution Analytical Technology Co. Ltd., Wuhan, China | EPMA: beam current of 10 nA, beam size of 1–5 μm, accelerating voltage of 20 kV. Micro-XRF: rhodium target X-ray tube operating at 50 kV and 800 nA, polycapillary lens providing a 40-μm spot size on a 20-μm raster, dwell time of 5 ms per pixel. LA-ICP-MS: 193-nm ArF excimer laser, fluence of 6 J/cm², 6 Hz repetition rate for 40 seconds (240 pulses), 30-second pre-ablation blank, total run time 70 seconds, spot size 32–44 μm, He carrier gas mixed with Ar. LA-ICP-TOF-MS: 193 nm ArF excimer laser, spot diameter ~20 µm, repetition rate ~20 Hz, laser fluence ~7 J/cm², scan speed ~4000 µm/s, He carrier gas ~600 ml/min, washout time 50 ms. S isotope MC-ICP-MS: spot size ~44 μm, pulse frequency ~2 Hz, laser fluence ~5 J/cm², He carrier gas with Ar make-up gas. | MASS-1 (Fe-Cu-Zn-S pressed pellet) and GSE-1G (synthetic basaltic glass) from the United States Geological Survey; pyrite PPP-1; chalcopyrite GBW07268; pyrrhotite SP-Po-01 (δ34S = 1.4‰ ± 0.4‰); chalcopyrite SP-CP-01 (δ34S = 5.45‰ ± 0.3‰); natural and synthetic minerals from USA SPI Supplies | 48.0947 |  |  |  | 170.9448 |  | 0.092143 | [13 empty] | 1.6838 | [5 empty] | 527.3523 | [5 empty] | 1362.1024 | [9 empty] | 498476.9027 | [13 empty] | 0.97087 | [13 empty] | 50.3917 |  | 101.4998 | [7 empty] | 0.21162 | [5 empty] | 451.2185 | [15 empty] | 496747.0536 |  | 3.3048 |  |  |  | 128.3861 | [5 empty] | 0.10188 | [13 empty] | 1.1699 |  |  |  | 0.010636 |  | 0.79568 | [7 empty] | 1899.8478 |  |  |  |  | 2025
| Xunmei vent field, Niaochao vent field |  | Seafloor hydrothermal | Volcanic-hosted massive sulfide (VMS) | seafloor massive sulfide (SMS) | Cu, Zn, Au, Ag | Co, Pb, Sb | Cu, Zn, Au, Ag, Co, Pb, Sb |  |  | I-Py4 (n=62)-54 | I-Py4 (n=62)-54 | seafloor vent field |  |  |  |  | ore material | grab | grab | mineral separate | [5 empty] | mineralisation | sulfide chimney | pyrite, marcasite, chalcopyrite |  | pyrite, marcasite, chalcopyrite | multiple stages: colloform marcasite-pyrite intergrowths (outermost wall), replacement assemblages (transition layers), dense recrystallized assemblages, marcasite pseudomorphs after pyrrhotite (middle layer) | sulfide chimney | colloform, subhedral, anhedral, euhedral, dense coarse-grained, columnar pseudomorphs |  |  |  | sphalerite, pyrrhotite, anhydrite, galena, tetrahedrite, tennantite | Transverse sections (polished sections) | EMPA, LA-ICPMS, MC-ICPMS | JEOL JXA-8100 EPMA; Teledyne Cetac Technologies Analyte Excite laser ablation system coupled with an Agilent Technologies 7700x quadrupole ICP-MS; ESI NWR Image GEO 193 coupled with TOFWERK icp TOF R; Neptune Plus multicollector ICP-MS (Thermo Fisher Scientific, Bremen, Germany) coupled with a Geolas HD excimer ArF laser ablation system (Coherent, Göttingen, Germany); Bruker M4 Tornado™ system | SIO, MNR; China University of Petroleum (East China), Qingdao, China; Nanjing Focu MS Technology Co. Ltd., Nanjing, China; Shanghai Chemlab Laboratory, Shanghai, China; Wuhan Sample Solution Analytical Technology Co. Ltd., Wuhan, China | EPMA: beam current of 10 nA, beam size of 1–5 μm, accelerating voltage of 20 kV. Micro-XRF: rhodium target X-ray tube operating at 50 kV and 800 nA, polycapillary lens providing a 40-μm spot size on a 20-μm raster, dwell time of 5 ms per pixel. LA-ICP-MS: 193-nm ArF excimer laser, fluence of 6 J/cm², 6 Hz repetition rate for 40 seconds (240 pulses), 30-second pre-ablation blank, total run time 70 seconds, spot size 32–44 μm, He carrier gas mixed with Ar. LA-ICP-TOF-MS: 193 nm ArF excimer laser, spot diameter ~20 µm, repetition rate ~20 Hz, laser fluence ~7 J/cm², scan speed ~4000 µm/s, He carrier gas ~600 ml/min, washout time 50 ms. S isotope MC-ICP-MS: spot size ~44 μm, pulse frequency ~2 Hz, laser fluence ~5 J/cm², He carrier gas with Ar make-up gas. | MASS-1 (Fe-Cu-Zn-S pressed pellet) and GSE-1G (synthetic basaltic glass) from the United States Geological Survey; pyrite PPP-1; chalcopyrite GBW07268; pyrrhotite SP-Po-01 (δ34S = 1.4‰ ± 0.4‰); chalcopyrite SP-CP-01 (δ34S = 5.45‰ ± 0.3‰); natural and synthetic minerals from USA SPI Supplies | 0.45934 |  |  |  | 268.4736 | [5 empty] | 0.013883 | [15 empty] | 665.4742 | [5 empty] | 459.0521 | [9 empty] | 473253.3646 | [13 empty] | 0.12771 | [11 empty] | 0.36589 |  | 0.58659 |  | 3.4383 | [7 empty] | 0.28257 | [5 empty] | 4.3486 | [15 empty] | 525079.6417 |  | 0.05213 |  |  |  | 154.5259 | [5 empty] | 0.071236 | [13 empty] | 0.034801 |  |  |  | 0.010012 |  | 0.49657 | [7 empty] | 2.8063 |  |  |  |  | 2025
| Xunmei vent field, Niaochao vent field |  | Seafloor hydrothermal | Volcanic-hosted massive sulfide (VMS) | seafloor massive sulfide (SMS) | Cu, Zn, Au, Ag | Co, Pb, Sb | Cu, Zn, Au, Ag, Co, Pb, Sb |  |  | I-Py4 (n=62)-55 | I-Py4 (n=62)-55 | seafloor vent field |  |  |  |  | ore material | grab | grab | mineral separate | [5 empty] | mineralisation | sulfide chimney | pyrite, marcasite, chalcopyrite |  | pyrite, marcasite, chalcopyrite | multiple stages: colloform marcasite-pyrite intergrowths (outermost wall), replacement assemblages (transition layers), dense recrystallized assemblages, marcasite pseudomorphs after pyrrhotite (middle layer) | sulfide chimney | colloform, subhedral, anhedral, euhedral, dense coarse-grained, columnar pseudomorphs |  |  |  | sphalerite, pyrrhotite, anhydrite, galena, tetrahedrite, tennantite | Transverse sections (polished sections) | EMPA, LA-ICPMS, MC-ICPMS | JEOL JXA-8100 EPMA; Teledyne Cetac Technologies Analyte Excite laser ablation system coupled with an Agilent Technologies 7700x quadrupole ICP-MS; ESI NWR Image GEO 193 coupled with TOFWERK icp TOF R; Neptune Plus multicollector ICP-MS (Thermo Fisher Scientific, Bremen, Germany) coupled with a Geolas HD excimer ArF laser ablation system (Coherent, Göttingen, Germany); Bruker M4 Tornado™ system | SIO, MNR; China University of Petroleum (East China), Qingdao, China; Nanjing Focu MS Technology Co. Ltd., Nanjing, China; Shanghai Chemlab Laboratory, Shanghai, China; Wuhan Sample Solution Analytical Technology Co. Ltd., Wuhan, China | EPMA: beam current of 10 nA, beam size of 1–5 μm, accelerating voltage of 20 kV. Micro-XRF: rhodium target X-ray tube operating at 50 kV and 800 nA, polycapillary lens providing a 40-μm spot size on a 20-μm raster, dwell time of 5 ms per pixel. LA-ICP-MS: 193-nm ArF excimer laser, fluence of 6 J/cm², 6 Hz repetition rate for 40 seconds (240 pulses), 30-second pre-ablation blank, total run time 70 seconds, spot size 32–44 μm, He carrier gas mixed with Ar. LA-ICP-TOF-MS: 193 nm ArF excimer laser, spot diameter ~20 µm, repetition rate ~20 Hz, laser fluence ~7 J/cm², scan speed ~4000 µm/s, He carrier gas ~600 ml/min, washout time 50 ms. S isotope MC-ICP-MS: spot size ~44 μm, pulse frequency ~2 Hz, laser fluence ~5 J/cm², He carrier gas with Ar make-up gas. | MASS-1 (Fe-Cu-Zn-S pressed pellet) and GSE-1G (synthetic basaltic glass) from the United States Geological Survey; pyrite PPP-1; chalcopyrite GBW07268; pyrrhotite SP-Po-01 (δ34S = 1.4‰ ± 0.4‰); chalcopyrite SP-CP-01 (δ34S = 5.45‰ ± 0.3‰); natural and synthetic minerals from USA SPI Supplies | 0.27544 |  |  |  | 520.4626 |  | 0.009729 | [19 empty] | 1078.877 | [5 empty] | 86.3068 | [9 empty] | 465663.8116 | [13 empty] | 0.007726 | [13 empty] | 0.51275 |  | 5.5567 | [7 empty] | 0.25239 | [5 empty] | 0.50602 | [15 empty] | 532350.4163 |  | 0.067005 |  |  |  | 151.7594 | [5 empty] | 0.083259 | [19 empty] | 0.54698 | [7 empty] | 2.1578 |  |  |  |  | 2025
| Xunmei vent field, Niaochao vent field |  | Seafloor hydrothermal | Volcanic-hosted massive sulfide (VMS) | seafloor massive sulfide (SMS) | Cu, Zn, Au, Ag | Co, Pb, Sb | Cu, Zn, Au, Ag, Co, Pb, Sb |  |  | I-Py4 (n=62)-56 | I-Py4 (n=62)-56 | seafloor vent field |  |  |  |  | ore material | grab | grab | mineral separate | [5 empty] | mineralisation | sulfide chimney | pyrite, marcasite, chalcopyrite |  | pyrite, marcasite, chalcopyrite | multiple stages: colloform marcasite-pyrite intergrowths (outermost wall), replacement assemblages (transition layers), dense recrystallized assemblages, marcasite pseudomorphs after pyrrhotite (middle layer) | sulfide chimney | colloform, subhedral, anhedral, euhedral, dense coarse-grained, columnar pseudomorphs |  |  |  | sphalerite, pyrrhotite, anhydrite, galena, tetrahedrite, tennantite | Transverse sections (polished sections) | EMPA, LA-ICPMS, MC-ICPMS | JEOL JXA-8100 EPMA; Teledyne Cetac Technologies Analyte Excite laser ablation system coupled with an Agilent Technologies 7700x quadrupole ICP-MS; ESI NWR Image GEO 193 coupled with TOFWERK icp TOF R; Neptune Plus multicollector ICP-MS (Thermo Fisher Scientific, Bremen, Germany) coupled with a Geolas HD excimer ArF laser ablation system (Coherent, Göttingen, Germany); Bruker M4 Tornado™ system | SIO, MNR; China University of Petroleum (East China), Qingdao, China; Nanjing Focu MS Technology Co. Ltd., Nanjing, China; Shanghai Chemlab Laboratory, Shanghai, China; Wuhan Sample Solution Analytical Technology Co. Ltd., Wuhan, China | EPMA: beam current of 10 nA, beam size of 1–5 μm, accelerating voltage of 20 kV. Micro-XRF: rhodium target X-ray tube operating at 50 kV and 800 nA, polycapillary lens providing a 40-μm spot size on a 20-μm raster, dwell time of 5 ms per pixel. LA-ICP-MS: 193-nm ArF excimer laser, fluence of 6 J/cm², 6 Hz repetition rate for 40 seconds (240 pulses), 30-second pre-ablation blank, total run time 70 seconds, spot size 32–44 μm, He carrier gas mixed with Ar. LA-ICP-TOF-MS: 193 nm ArF excimer laser, spot diameter ~20 µm, repetition rate ~20 Hz, laser fluence ~7 J/cm², scan speed ~4000 µm/s, He carrier gas ~600 ml/min, washout time 50 ms. S isotope MC-ICP-MS: spot size ~44 μm, pulse frequency ~2 Hz, laser fluence ~5 J/cm², He carrier gas with Ar make-up gas. | MASS-1 (Fe-Cu-Zn-S pressed pellet) and GSE-1G (synthetic basaltic glass) from the United States Geological Survey; pyrite PPP-1; chalcopyrite GBW07268; pyrrhotite SP-Po-01 (δ34S = 1.4‰ ± 0.4‰); chalcopyrite SP-CP-01 (δ34S = 5.45‰ ± 0.3‰); natural and synthetic minerals from USA SPI Supplies | 0.16368 |  |  |  | 584.6122 |  | 0.014593 |  |  |  | 0.007083 | [15 empty] | 693.4319 | [5 empty] | 436.2081 | [9 empty] | 484970.7029 | [13 empty] | 0.045415 | [13 empty] | 0.66351 |  | 6.0161 | [7 empty] | 0.29392 | [5 empty] | 1.2608 | [15 empty] | 513011.1508 |  | 0.10048 |  |  |  | 168.7416 | [25 empty] | 0.57196 | [7 empty] | 1.2396 |  |  |  |  | 2025
| Xunmei vent field, Niaochao vent field |  | Seafloor hydrothermal | Volcanic-hosted massive sulfide (VMS) | seafloor massive sulfide (SMS) | Cu, Zn, Au, Ag | Co, Pb, Sb | Cu, Zn, Au, Ag, Co, Pb, Sb |  |  | I-Py4 (n=62)-57 | I-Py4 (n=62)-57 | seafloor vent field |  |  |  |  | ore material | grab | grab | mineral separate | [5 empty] | mineralisation | sulfide chimney | pyrite, marcasite, chalcopyrite |  | pyrite, marcasite, chalcopyrite | multiple stages: colloform marcasite-pyrite intergrowths (outermost wall), replacement assemblages (transition layers), dense recrystallized assemblages, marcasite pseudomorphs after pyrrhotite (middle layer) | sulfide chimney | colloform, subhedral, anhedral, euhedral, dense coarse-grained, columnar pseudomorphs |  |  |  | sphalerite, pyrrhotite, anhydrite, galena, tetrahedrite, tennantite | Transverse sections (polished sections) | EMPA, LA-ICPMS, MC-ICPMS | JEOL JXA-8100 EPMA; Teledyne Cetac Technologies Analyte Excite laser ablation system coupled with an Agilent Technologies 7700x quadrupole ICP-MS; ESI NWR Image GEO 193 coupled with TOFWERK icp TOF R; Neptune Plus multicollector ICP-MS (Thermo Fisher Scientific, Bremen, Germany) coupled with a Geolas HD excimer ArF laser ablation system (Coherent, Göttingen, Germany); Bruker M4 Tornado™ system | SIO, MNR; China University of Petroleum (East China), Qingdao, China; Nanjing Focu MS Technology Co. Ltd., Nanjing, China; Shanghai Chemlab Laboratory, Shanghai, China; Wuhan Sample Solution Analytical Technology Co. Ltd., Wuhan, China | EPMA: beam current of 10 nA, beam size of 1–5 μm, accelerating voltage of 20 kV. Micro-XRF: rhodium target X-ray tube operating at 50 kV and 800 nA, polycapillary lens providing a 40-μm spot size on a 20-μm raster, dwell time of 5 ms per pixel. LA-ICP-MS: 193-nm ArF excimer laser, fluence of 6 J/cm², 6 Hz repetition rate for 40 seconds (240 pulses), 30-second pre-ablation blank, total run time 70 seconds, spot size 32–44 μm, He carrier gas mixed with Ar. LA-ICP-TOF-MS: 193 nm ArF excimer laser, spot diameter ~20 µm, repetition rate ~20 Hz, laser fluence ~7 J/cm², scan speed ~4000 µm/s, He carrier gas ~600 ml/min, washout time 50 ms. S isotope MC-ICP-MS: spot size ~44 μm, pulse frequency ~2 Hz, laser fluence ~5 J/cm², He carrier gas with Ar make-up gas. | MASS-1 (Fe-Cu-Zn-S pressed pellet) and GSE-1G (synthetic basaltic glass) from the United States Geological Survey; pyrite PPP-1; chalcopyrite GBW07268; pyrrhotite SP-Po-01 (δ34S = 1.4‰ ± 0.4‰); chalcopyrite SP-CP-01 (δ34S = 5.45‰ ± 0.3‰); natural and synthetic minerals from USA SPI Supplies | 21.5636 |  |  |  | 386.5541 |  | 0.16939 |  |  |  | 0.091614 |  |  |  | 0.012696 | [5 empty] | 2.4697 | [5 empty] | 623.3867 | [5 empty] | 800.5213 | [9 empty] | 489967.0838 | [13 empty] | 0.18845 | [11 empty] | 3.7019 |  | 97.6046 |  | 157.2533 | [7 empty] | 1.3837 | [5 empty] | 2315.875 | [15 empty] | 504015.2887 |  | 1.3657 |  |  |  | 79.7585 | [5 empty] | 0.055238 | [13 empty] | 10.6463 |  |  |  | 0.24693 |  | 3.4386 | [7 empty] | 1214.5701 |  |  |  |  | 2025
| Xunmei vent field, Niaochao vent field |  | Seafloor hydrothermal | Volcanic-hosted massive sulfide (VMS) | seafloor massive sulfide (SMS) | Cu, Zn, Au, Ag | Co, Pb, Sb | Cu, Zn, Au, Ag, Co, Pb, Sb |  |  | I-Py4 (n=62)-58 | I-Py4 (n=62)-58 | seafloor vent field |  |  |  |  | ore material | grab | grab | mineral separate | [5 empty] | mineralisation | sulfide chimney | pyrite, marcasite, chalcopyrite |  | pyrite, marcasite, chalcopyrite | multiple stages: colloform marcasite-pyrite intergrowths (outermost wall), replacement assemblages (transition layers), dense recrystallized assemblages, marcasite pseudomorphs after pyrrhotite (middle layer) | sulfide chimney | colloform, subhedral, anhedral, euhedral, dense coarse-grained, columnar pseudomorphs |  |  |  | sphalerite, pyrrhotite, anhydrite, galena, tetrahedrite, tennantite | Transverse sections (polished sections) | EMPA, LA-ICPMS, MC-ICPMS | JEOL JXA-8100 EPMA; Teledyne Cetac Technologies Analyte Excite laser ablation system coupled with an Agilent Technologies 7700x quadrupole ICP-MS; ESI NWR Image GEO 193 coupled with TOFWERK icp TOF R; Neptune Plus multicollector ICP-MS (Thermo Fisher Scientific, Bremen, Germany) coupled with a Geolas HD excimer ArF laser ablation system (Coherent, Göttingen, Germany); Bruker M4 Tornado™ system | SIO, MNR; China University of Petroleum (East China), Qingdao, China; Nanjing Focu MS Technology Co. Ltd., Nanjing, China; Shanghai Chemlab Laboratory, Shanghai, China; Wuhan Sample Solution Analytical Technology Co. Ltd., Wuhan, China | EPMA: beam current of 10 nA, beam size of 1–5 μm, accelerating voltage of 20 kV. Micro-XRF: rhodium target X-ray tube operating at 50 kV and 800 nA, polycapillary lens providing a 40-μm spot size on a 20-μm raster, dwell time of 5 ms per pixel. LA-ICP-MS: 193-nm ArF excimer laser, fluence of 6 J/cm², 6 Hz repetition rate for 40 seconds (240 pulses), 30-second pre-ablation blank, total run time 70 seconds, spot size 32–44 μm, He carrier gas mixed with Ar. LA-ICP-TOF-MS: 193 nm ArF excimer laser, spot diameter ~20 µm, repetition rate ~20 Hz, laser fluence ~7 J/cm², scan speed ~4000 µm/s, He carrier gas ~600 ml/min, washout time 50 ms. S isotope MC-ICP-MS: spot size ~44 μm, pulse frequency ~2 Hz, laser fluence ~5 J/cm², He carrier gas with Ar make-up gas. | MASS-1 (Fe-Cu-Zn-S pressed pellet) and GSE-1G (synthetic basaltic glass) from the United States Geological Survey; pyrite PPP-1; chalcopyrite GBW07268; pyrrhotite SP-Po-01 (δ34S = 1.4‰ ± 0.4‰); chalcopyrite SP-CP-01 (δ34S = 5.45‰ ± 0.3‰); natural and synthetic minerals from USA SPI Supplies | 0.23745 |  |  |  | 235.9211 | [9 empty] | 0.006503 | [11 empty] | 474.3856 | [5 empty] | 931.5964 | [9 empty] | 470320.3355 | [13 empty] | 0.074874 | [13 empty] | 0.51068 |  | 4.9588 | [7 empty] | 0.28531 | [5 empty] | 2.6151 | [15 empty] | 527826.4266 |  | 0.049185 |  |  |  | 168.7823 | [5 empty] | 0.10649 | [19 empty] | 0.48818 | [7 empty] | 1.6356 |  |  |  |  | 2025
| Xunmei vent field, Niaochao vent field |  | Seafloor hydrothermal | Volcanic-hosted massive sulfide (VMS) | seafloor massive sulfide (SMS) | Cu, Zn, Au, Ag | Co, Pb, Sb | Cu, Zn, Au, Ag, Co, Pb, Sb |  |  | I-Py4 (n=62)-59 | I-Py4 (n=62)-59 | seafloor vent field |  |  |  |  | ore material | grab | grab | mineral separate | [5 empty] | mineralisation | sulfide chimney | pyrite, marcasite, chalcopyrite |  | pyrite, marcasite, chalcopyrite | multiple stages: colloform marcasite-pyrite intergrowths (outermost wall), replacement assemblages (transition layers), dense recrystallized assemblages, marcasite pseudomorphs after pyrrhotite (middle layer) | sulfide chimney | colloform, subhedral, anhedral, euhedral, dense coarse-grained, columnar pseudomorphs |  |  |  | sphalerite, pyrrhotite, anhydrite, galena, tetrahedrite, tennantite | Transverse sections (polished sections) | EMPA, LA-ICPMS, MC-ICPMS | JEOL JXA-8100 EPMA; Teledyne Cetac Technologies Analyte Excite laser ablation system coupled with an Agilent Technologies 7700x quadrupole ICP-MS; ESI NWR Image GEO 193 coupled with TOFWERK icp TOF R; Neptune Plus multicollector ICP-MS (Thermo Fisher Scientific, Bremen, Germany) coupled with a Geolas HD excimer ArF laser ablation system (Coherent, Göttingen, Germany); Bruker M4 Tornado™ system | SIO, MNR; China University of Petroleum (East China), Qingdao, China; Nanjing Focu MS Technology Co. Ltd., Nanjing, China; Shanghai Chemlab Laboratory, Shanghai, China; Wuhan Sample Solution Analytical Technology Co. Ltd., Wuhan, China | EPMA: beam current of 10 nA, beam size of 1–5 μm, accelerating voltage of 20 kV. Micro-XRF: rhodium target X-ray tube operating at 50 kV and 800 nA, polycapillary lens providing a 40-μm spot size on a 20-μm raster, dwell time of 5 ms per pixel. LA-ICP-MS: 193-nm ArF excimer laser, fluence of 6 J/cm², 6 Hz repetition rate for 40 seconds (240 pulses), 30-second pre-ablation blank, total run time 70 seconds, spot size 32–44 μm, He carrier gas mixed with Ar. LA-ICP-TOF-MS: 193 nm ArF excimer laser, spot diameter ~20 µm, repetition rate ~20 Hz, laser fluence ~7 J/cm², scan speed ~4000 µm/s, He carrier gas ~600 ml/min, washout time 50 ms. S isotope MC-ICP-MS: spot size ~44 μm, pulse frequency ~2 Hz, laser fluence ~5 J/cm², He carrier gas with Ar make-up gas. | MASS-1 (Fe-Cu-Zn-S pressed pellet) and GSE-1G (synthetic basaltic glass) from the United States Geological Survey; pyrite PPP-1; chalcopyrite GBW07268; pyrrhotite SP-Po-01 (δ34S = 1.4‰ ± 0.4‰); chalcopyrite SP-CP-01 (δ34S = 5.45‰ ± 0.3‰); natural and synthetic minerals from USA SPI Supplies | 0.57743 |  |  |  | 473.182 |  | 0.011503 | [13 empty] | 0.073185 | [5 empty] | 653.4478 | [5 empty] | 653.6176 | [9 empty] | 479828.9679 | [13 empty] | 0.070057 | [11 empty] | 0.3872 |  | 1.4614 |  | 8.1999 | [13 empty] | 7.6629 | [15 empty] | 518113.5513 |  | 0.20775 |  |  |  | 139.0366 | [19 empty] | 0.047705 | [5 empty] | 0.48387 | [7 empty] | 15.1679 |  |  |  |  | 2025
| Xunmei vent field, Niaochao vent field |  | Seafloor hydrothermal | Volcanic-hosted massive sulfide (VMS) | seafloor massive sulfide (SMS) | Cu, Zn, Au, Ag | Co, Pb, Sb | Cu, Zn, Au, Ag, Co, Pb, Sb |  |  | I-Py4 (n=62)-60 | I-Py4 (n=62)-60 | seafloor vent field |  |  |  |  | ore material | grab | grab | mineral separate | [5 empty] | mineralisation | sulfide chimney | pyrite, marcasite, chalcopyrite |  | pyrite, marcasite, chalcopyrite | multiple stages: colloform marcasite-pyrite intergrowths (outermost wall), replacement assemblages (transition layers), dense recrystallized assemblages, marcasite pseudomorphs after pyrrhotite (middle layer) | sulfide chimney | colloform, subhedral, anhedral, euhedral, dense coarse-grained, columnar pseudomorphs |  |  |  | sphalerite, pyrrhotite, anhydrite, galena, tetrahedrite, tennantite | Transverse sections (polished sections) | EMPA, LA-ICPMS, MC-ICPMS | JEOL JXA-8100 EPMA; Teledyne Cetac Technologies Analyte Excite laser ablation system coupled with an Agilent Technologies 7700x quadrupole ICP-MS; ESI NWR Image GEO 193 coupled with TOFWERK icp TOF R; Neptune Plus multicollector ICP-MS (Thermo Fisher Scientific, Bremen, Germany) coupled with a Geolas HD excimer ArF laser ablation system (Coherent, Göttingen, Germany); Bruker M4 Tornado™ system | SIO, MNR; China University of Petroleum (East China), Qingdao, China; Nanjing Focu MS Technology Co. Ltd., Nanjing, China; Shanghai Chemlab Laboratory, Shanghai, China; Wuhan Sample Solution Analytical Technology Co. Ltd., Wuhan, China | EPMA: beam current of 10 nA, beam size of 1–5 μm, accelerating voltage of 20 kV. Micro-XRF: rhodium target X-ray tube operating at 50 kV and 800 nA, polycapillary lens providing a 40-μm spot size on a 20-μm raster, dwell time of 5 ms per pixel. LA-ICP-MS: 193-nm ArF excimer laser, fluence of 6 J/cm², 6 Hz repetition rate for 40 seconds (240 pulses), 30-second pre-ablation blank, total run time 70 seconds, spot size 32–44 μm, He carrier gas mixed with Ar. LA-ICP-TOF-MS: 193 nm ArF excimer laser, spot diameter ~20 µm, repetition rate ~20 Hz, laser fluence ~7 J/cm², scan speed ~4000 µm/s, He carrier gas ~600 ml/min, washout time 50 ms. S isotope MC-ICP-MS: spot size ~44 μm, pulse frequency ~2 Hz, laser fluence ~5 J/cm², He carrier gas with Ar make-up gas. | MASS-1 (Fe-Cu-Zn-S pressed pellet) and GSE-1G (synthetic basaltic glass) from the United States Geological Survey; pyrite PPP-1; chalcopyrite GBW07268; pyrrhotite SP-Po-01 (δ34S = 1.4‰ ± 0.4‰); chalcopyrite SP-CP-01 (δ34S = 5.45‰ ± 0.3‰); natural and synthetic minerals from USA SPI Supplies | 0.16152 |  |  |  | 507.2863 |  | 0.009683 |  |  |  | 0.0261 | [15 empty] | 341.2345 | [5 empty] | 359.944 | [9 empty] | 474172.2835 | [13 empty] | 0.041347 | [13 empty] | 0.41842 |  | 6.5551 | [7 empty] | 0.21361 | [5 empty] | 2.1409 | [15 empty] | 524417.741 | [5 empty] | 136.5484 | [5 empty] | 0.027186 | [17 empty] | 0.05129 |  | 0.68344 | [7 empty] | 1.6726 |  |  |  |  | 2025
| Xunmei vent field, Niaochao vent field |  | Seafloor hydrothermal | Volcanic-hosted massive sulfide (VMS) | seafloor massive sulfide (SMS) | Cu, Zn, Au, Ag | Co, Pb, Sb | Cu, Zn, Au, Ag, Co, Pb, Sb |  |  | I-Py4 (n=62)-61 | I-Py4 (n=62)-61 | seafloor vent field |  |  |  |  | ore material | grab | grab | mineral separate | [5 empty] | mineralisation | sulfide chimney | pyrite, marcasite, chalcopyrite |  | pyrite, marcasite, chalcopyrite | multiple stages: colloform marcasite-pyrite intergrowths (outermost wall), replacement assemblages (transition layers), dense recrystallized assemblages, marcasite pseudomorphs after pyrrhotite (middle layer) | sulfide chimney | colloform, subhedral, anhedral, euhedral, dense coarse-grained, columnar pseudomorphs |  |  |  | sphalerite, pyrrhotite, anhydrite, galena, tetrahedrite, tennantite | Transverse sections (polished sections) | EMPA, LA-ICPMS, MC-ICPMS | JEOL JXA-8100 EPMA; Teledyne Cetac Technologies Analyte Excite laser ablation system coupled with an Agilent Technologies 7700x quadrupole ICP-MS; ESI NWR Image GEO 193 coupled with TOFWERK icp TOF R; Neptune Plus multicollector ICP-MS (Thermo Fisher Scientific, Bremen, Germany) coupled with a Geolas HD excimer ArF laser ablation system (Coherent, Göttingen, Germany); Bruker M4 Tornado™ system | SIO, MNR; China University of Petroleum (East China), Qingdao, China; Nanjing Focu MS Technology Co. Ltd., Nanjing, China; Shanghai Chemlab Laboratory, Shanghai, China; Wuhan Sample Solution Analytical Technology Co. Ltd., Wuhan, China | EPMA: beam current of 10 nA, beam size of 1–5 μm, accelerating voltage of 20 kV. Micro-XRF: rhodium target X-ray tube operating at 50 kV and 800 nA, polycapillary lens providing a 40-μm spot size on a 20-μm raster, dwell time of 5 ms per pixel. LA-ICP-MS: 193-nm ArF excimer laser, fluence of 6 J/cm², 6 Hz repetition rate for 40 seconds (240 pulses), 30-second pre-ablation blank, total run time 70 seconds, spot size 32–44 μm, He carrier gas mixed with Ar. LA-ICP-TOF-MS: 193 nm ArF excimer laser, spot diameter ~20 µm, repetition rate ~20 Hz, laser fluence ~7 J/cm², scan speed ~4000 µm/s, He carrier gas ~600 ml/min, washout time 50 ms. S isotope MC-ICP-MS: spot size ~44 μm, pulse frequency ~2 Hz, laser fluence ~5 J/cm², He carrier gas with Ar make-up gas. | MASS-1 (Fe-Cu-Zn-S pressed pellet) and GSE-1G (synthetic basaltic glass) from the United States Geological Survey; pyrite PPP-1; chalcopyrite GBW07268; pyrrhotite SP-Po-01 (δ34S = 1.4‰ ± 0.4‰); chalcopyrite SP-CP-01 (δ34S = 5.45‰ ± 0.3‰); natural and synthetic minerals from USA SPI Supplies | 0.20825 |  |  |  | 247.978 | [9 empty] | 0.069557 | [11 empty] | 196.4707 | [5 empty] | 532.986 | [9 empty] | 479772.869 | [13 empty] | 0.047593 | [13 empty] | 0.65091 |  | 10.6555 | [13 empty] | 1.5485 | [15 empty] | 519033.5909 | [5 empty] | 158.2824 | [13 empty] | 0.12036 | [9 empty] | 0.01718 |  | 0.43659 | [7 empty] | 2.0984 |  |  |  |  | 2025
| Xunmei vent field, Niaochao vent field |  | Seafloor hydrothermal | Volcanic-hosted massive sulfide (VMS) | seafloor massive sulfide (SMS) | Cu, Zn, Au, Ag | Co, Pb, Sb | Cu, Zn, Au, Ag, Co, Pb, Sb |  |  | I-Py4 (n=62)-62 | I-Py4 (n=62)-62 | seafloor vent field |  |  |  |  | ore material | grab | grab | mineral separate | [5 empty] | mineralisation | sulfide chimney | pyrite, marcasite, chalcopyrite |  | pyrite, marcasite, chalcopyrite | multiple stages: colloform marcasite-pyrite intergrowths (outermost wall), replacement assemblages (transition layers), dense recrystallized assemblages, marcasite pseudomorphs after pyrrhotite (middle layer) | sulfide chimney | colloform, subhedral, anhedral, euhedral, dense coarse-grained, columnar pseudomorphs |  |  |  | sphalerite, pyrrhotite, anhydrite, galena, tetrahedrite, tennantite | Transverse sections (polished sections) | EMPA, LA-ICPMS, MC-ICPMS | JEOL JXA-8100 EPMA; Teledyne Cetac Technologies Analyte Excite laser ablation system coupled with an Agilent Technologies 7700x quadrupole ICP-MS; ESI NWR Image GEO 193 coupled with TOFWERK icp TOF R; Neptune Plus multicollector ICP-MS (Thermo Fisher Scientific, Bremen, Germany) coupled with a Geolas HD excimer ArF laser ablation system (Coherent, Göttingen, Germany); Bruker M4 Tornado™ system | SIO, MNR; China University of Petroleum (East China), Qingdao, China; Nanjing Focu MS Technology Co. Ltd., Nanjing, China; Shanghai Chemlab Laboratory, Shanghai, China; Wuhan Sample Solution Analytical Technology Co. Ltd., Wuhan, China | EPMA: beam current of 10 nA, beam size of 1–5 μm, accelerating voltage of 20 kV. Micro-XRF: rhodium target X-ray tube operating at 50 kV and 800 nA, polycapillary lens providing a 40-μm spot size on a 20-μm raster, dwell time of 5 ms per pixel. LA-ICP-MS: 193-nm ArF excimer laser, fluence of 6 J/cm², 6 Hz repetition rate for 40 seconds (240 pulses), 30-second pre-ablation blank, total run time 70 seconds, spot size 32–44 μm, He carrier gas mixed with Ar. LA-ICP-TOF-MS: 193 nm ArF excimer laser, spot diameter ~20 µm, repetition rate ~20 Hz, laser fluence ~7 J/cm², scan speed ~4000 µm/s, He carrier gas ~600 ml/min, washout time 50 ms. S isotope MC-ICP-MS: spot size ~44 μm, pulse frequency ~2 Hz, laser fluence ~5 J/cm², He carrier gas with Ar make-up gas. | MASS-1 (Fe-Cu-Zn-S pressed pellet) and GSE-1G (synthetic basaltic glass) from the United States Geological Survey; pyrite PPP-1; chalcopyrite GBW07268; pyrrhotite SP-Po-01 (δ34S = 1.4‰ ± 0.4‰); chalcopyrite SP-CP-01 (δ34S = 5.45‰ ± 0.3‰); natural and synthetic minerals from USA SPI Supplies | 0.23387 |  |  |  | 581.9865 |  | 0.009312 | [19 empty] | 829.0207 | [5 empty] | 396.6098 | [9 empty] | 484419.6547 | [13 empty] | 0.048284 | [13 empty] | 0.54682 |  | 7.47 | [13 empty] | 5.847 | [15 empty] | 513569.4219 |  | 0.15886 |  |  |  | 127.4415 | [5 empty] | 0.051338 | [7 empty] | 0.13634 | [11 empty] | 0.60744 | [7 empty] | 1.8639 |  |  |  |  | 2025
| Xunmei vent field, Niaochao vent field |  | Seafloor hydrothermal | Volcanic-hosted massive sulfide (VMS) | seafloor massive sulfide (SMS) | Cu, Zn, Au, Ag | Co, Pb, Sb | Cu, Zn, Au, Ag, Co, Pb, Sb |  |  | I-Py4 (n=62)-63 | I-Py4 (n=62)-63 | seafloor vent field |  |  |  |  | ore material | grab | grab | mineral separate | [5 empty] | mineralisation | sulfide chimney | pyrite, marcasite, chalcopyrite |  | pyrite, marcasite, chalcopyrite | multiple stages: colloform marcasite-pyrite intergrowths (outermost wall), replacement assemblages (transition layers), dense recrystallized assemblages, marcasite pseudomorphs after pyrrhotite (middle layer) | sulfide chimney | colloform, subhedral, anhedral, euhedral, dense coarse-grained, columnar pseudomorphs |  |  |  | sphalerite, pyrrhotite, anhydrite, galena, tetrahedrite, tennantite | Transverse sections (polished sections) | EMPA, LA-ICPMS, MC-ICPMS | JEOL JXA-8100 EPMA; Teledyne Cetac Technologies Analyte Excite laser ablation system coupled with an Agilent Technologies 7700x quadrupole ICP-MS; ESI NWR Image GEO 193 coupled with TOFWERK icp TOF R; Neptune Plus multicollector ICP-MS (Thermo Fisher Scientific, Bremen, Germany) coupled with a Geolas HD excimer ArF laser ablation system (Coherent, Göttingen, Germany); Bruker M4 Tornado™ system | SIO, MNR; China University of Petroleum (East China), Qingdao, China; Nanjing Focu MS Technology Co. Ltd., Nanjing, China; Shanghai Chemlab Laboratory, Shanghai, China; Wuhan Sample Solution Analytical Technology Co. Ltd., Wuhan, China | EPMA: beam current of 10 nA, beam size of 1–5 μm, accelerating voltage of 20 kV. Micro-XRF: rhodium target X-ray tube operating at 50 kV and 800 nA, polycapillary lens providing a 40-μm spot size on a 20-μm raster, dwell time of 5 ms per pixel. LA-ICP-MS: 193-nm ArF excimer laser, fluence of 6 J/cm², 6 Hz repetition rate for 40 seconds (240 pulses), 30-second pre-ablation blank, total run time 70 seconds, spot size 32–44 μm, He carrier gas mixed with Ar. LA-ICP-TOF-MS: 193 nm ArF excimer laser, spot diameter ~20 µm, repetition rate ~20 Hz, laser fluence ~7 J/cm², scan speed ~4000 µm/s, He carrier gas ~600 ml/min, washout time 50 ms. S isotope MC-ICP-MS: spot size ~44 μm, pulse frequency ~2 Hz, laser fluence ~5 J/cm², He carrier gas with Ar make-up gas. | MASS-1 (Fe-Cu-Zn-S pressed pellet) and GSE-1G (synthetic basaltic glass) from the United States Geological Survey; pyrite PPP-1; chalcopyrite GBW07268; pyrrhotite SP-Po-01 (δ34S = 1.4‰ ± 0.4‰); chalcopyrite SP-CP-01 (δ34S = 5.45‰ ± 0.3‰); natural and synthetic minerals from USA SPI Supplies | 0.4486 |  |  |  | 593.0112 |  | 0.033999 |  |  |  | 0.029878 |  |  |  | 0.019978 | [5 empty] | 0.20389 | [5 empty] | 1032.3845 | [5 empty] | 387.1054 | [9 empty] | 461699.3915 | [13 empty] | 0.083204 | [11 empty] | 1.8212 |  | 0.64807 |  | 20.5036 | [7 empty] | 0.29392 | [5 empty] | 5.706 | [15 empty] | 534522.8525 |  | 1.4333 |  |  |  | 130.7591 | [5 empty] | 0.069433 | [7 empty] | 0.10476 | [5 empty] | 0.13836 |  |  |  | 0.12823 |  | 0.56408 | [7 empty] | 4.2987 |  |  |  |  | 2025
| Xunmei vent field, Niaochao vent field |  | Seafloor hydrothermal | Volcanic-hosted massive sulfide (VMS) | seafloor massive sulfide (SMS) | Cu, Zn, Au, Ag | Co, Pb, Sb | Cu, Zn, Au, Ag, Co, Pb, Sb |  |  | I-Py4 (n=62)-64 | I-Py4 (n=62)-64 | seafloor vent field |  |  |  |  | ore material | grab | grab | mineral separate | [5 empty] | mineralisation | sulfide chimney | pyrite, marcasite, chalcopyrite |  | pyrite, marcasite, chalcopyrite | multiple stages: colloform marcasite-pyrite intergrowths (outermost wall), replacement assemblages (transition layers), dense recrystallized assemblages, marcasite pseudomorphs after pyrrhotite (middle layer) | sulfide chimney | colloform, subhedral, anhedral, euhedral, dense coarse-grained, columnar pseudomorphs |  |  |  | sphalerite, pyrrhotite, anhydrite, galena, tetrahedrite, tennantite | Transverse sections (polished sections) | EMPA, LA-ICPMS, MC-ICPMS | JEOL JXA-8100 EPMA; Teledyne Cetac Technologies Analyte Excite laser ablation system coupled with an Agilent Technologies 7700x quadrupole ICP-MS; ESI NWR Image GEO 193 coupled with TOFWERK icp TOF R; Neptune Plus multicollector ICP-MS (Thermo Fisher Scientific, Bremen, Germany) coupled with a Geolas HD excimer ArF laser ablation system (Coherent, Göttingen, Germany); Bruker M4 Tornado™ system | SIO, MNR; China University of Petroleum (East China), Qingdao, China; Nanjing Focu MS Technology Co. Ltd., Nanjing, China; Shanghai Chemlab Laboratory, Shanghai, China; Wuhan Sample Solution Analytical Technology Co. Ltd., Wuhan, China | EPMA: beam current of 10 nA, beam size of 1–5 μm, accelerating voltage of 20 kV. Micro-XRF: rhodium target X-ray tube operating at 50 kV and 800 nA, polycapillary lens providing a 40-μm spot size on a 20-μm raster, dwell time of 5 ms per pixel. LA-ICP-MS: 193-nm ArF excimer laser, fluence of 6 J/cm², 6 Hz repetition rate for 40 seconds (240 pulses), 30-second pre-ablation blank, total run time 70 seconds, spot size 32–44 μm, He carrier gas mixed with Ar. LA-ICP-TOF-MS: 193 nm ArF excimer laser, spot diameter ~20 µm, repetition rate ~20 Hz, laser fluence ~7 J/cm², scan speed ~4000 µm/s, He carrier gas ~600 ml/min, washout time 50 ms. S isotope MC-ICP-MS: spot size ~44 μm, pulse frequency ~2 Hz, laser fluence ~5 J/cm², He carrier gas with Ar make-up gas. | MASS-1 (Fe-Cu-Zn-S pressed pellet) and GSE-1G (synthetic basaltic glass) from the United States Geological Survey; pyrite PPP-1; chalcopyrite GBW07268; pyrrhotite SP-Po-01 (δ34S = 1.4‰ ± 0.4‰); chalcopyrite SP-CP-01 (δ34S = 5.45‰ ± 0.3‰); natural and synthetic minerals from USA SPI Supplies | 2.7355 |  |  |  | 703.6018 |  | 0.084326 |  |  |  | 0.071665 |  |  |  | 0.074005 | [5 empty] | 1.5694 | [5 empty] | 1881.8071 | [5 empty] | 870.5929 | [9 empty] | 462317.6038 | [13 empty] | 0.32235 | [11 empty] | 5.4209 |  | 14.9241 |  | 35.608 | [7 empty] | 0.47107 | [5 empty] | 83.492 | [15 empty] | 533384.0336 |  | 2.1777 |  |  |  | 132.45 | [5 empty] | 0.098703 | [7 empty] | 0.12422 | [5 empty] | 1.6174 |  |  |  | 0.88188 |  | 1.1302 | [7 empty] | 372.0848 |  |  |  |  | 2025
| Xunmei vent field, Niaochao vent field |  | Seafloor hydrothermal | Volcanic-hosted massive sulfide (VMS) | seafloor massive sulfide (SMS) | Cu, Zn, Au, Ag | Co, Pb, Sb | Cu, Zn, Au, Ag, Co, Pb, Sb |  |  | I-Py4 (n=62)-65 | I-Py4 (n=62)-65 | seafloor vent field |  |  |  |  | ore material | grab | grab | mineral separate | [5 empty] | mineralisation | sulfide chimney | pyrite, marcasite, chalcopyrite |  | pyrite, marcasite, chalcopyrite | multiple stages: colloform marcasite-pyrite intergrowths (outermost wall), replacement assemblages (transition layers), dense recrystallized assemblages, marcasite pseudomorphs after pyrrhotite (middle layer) | sulfide chimney | colloform, subhedral, anhedral, euhedral, dense coarse-grained, columnar pseudomorphs |  |  |  | sphalerite, pyrrhotite, anhydrite, galena, tetrahedrite, tennantite | Transverse sections (polished sections) | EMPA, LA-ICPMS, MC-ICPMS | JEOL JXA-8100 EPMA; Teledyne Cetac Technologies Analyte Excite laser ablation system coupled with an Agilent Technologies 7700x quadrupole ICP-MS; ESI NWR Image GEO 193 coupled with TOFWERK icp TOF R; Neptune Plus multicollector ICP-MS (Thermo Fisher Scientific, Bremen, Germany) coupled with a Geolas HD excimer ArF laser ablation system (Coherent, Göttingen, Germany); Bruker M4 Tornado™ system | SIO, MNR; China University of Petroleum (East China), Qingdao, China; Nanjing Focu MS Technology Co. Ltd., Nanjing, China; Shanghai Chemlab Laboratory, Shanghai, China; Wuhan Sample Solution Analytical Technology Co. Ltd., Wuhan, China | EPMA: beam current of 10 nA, beam size of 1–5 μm, accelerating voltage of 20 kV. Micro-XRF: rhodium target X-ray tube operating at 50 kV and 800 nA, polycapillary lens providing a 40-μm spot size on a 20-μm raster, dwell time of 5 ms per pixel. LA-ICP-MS: 193-nm ArF excimer laser, fluence of 6 J/cm², 6 Hz repetition rate for 40 seconds (240 pulses), 30-second pre-ablation blank, total run time 70 seconds, spot size 32–44 μm, He carrier gas mixed with Ar. LA-ICP-TOF-MS: 193 nm ArF excimer laser, spot diameter ~20 µm, repetition rate ~20 Hz, laser fluence ~7 J/cm², scan speed ~4000 µm/s, He carrier gas ~600 ml/min, washout time 50 ms. S isotope MC-ICP-MS: spot size ~44 μm, pulse frequency ~2 Hz, laser fluence ~5 J/cm², He carrier gas with Ar make-up gas. | MASS-1 (Fe-Cu-Zn-S pressed pellet) and GSE-1G (synthetic basaltic glass) from the United States Geological Survey; pyrite PPP-1; chalcopyrite GBW07268; pyrrhotite SP-Po-01 (δ34S = 1.4‰ ± 0.4‰); chalcopyrite SP-CP-01 (δ34S = 5.45‰ ± 0.3‰); natural and synthetic minerals from USA SPI Supplies | 6.9807 |  |  |  | 441.5551 |  | 0.16085 |  |  |  | 0.12776 |  |  |  | 0.11731 | [5 empty] | 4.8695 | [5 empty] | 2282.5864 | [5 empty] | 1283.9046 | [9 empty] | 16358.4911 | [13 empty] | 0.6019 | [11 empty] | 9.5687 |  | 34.115 |  | 47.3722 | [7 empty] | 0.37715 | [5 empty] | 308.7498 | [15 empty] | 15533.7322 |  | 2.6942 |  |  |  | 79.0139 | [5 empty] | 0.10555 | [7 empty] | 0.079602 | [5 empty] | 2.848 |  |  |  | 3.3894 |  | 1.5892 | [7 empty] | 1250.2845 |  |  |  |  | 2025
| Xunmei vent field, Niaochao vent field |  | Seafloor hydrothermal | Volcanic-hosted massive sulfide (VMS) | seafloor massive sulfide (SMS) | Cu, Zn, Au, Ag | Co, Pb, Sb | Cu, Zn, Au, Ag, Co, Pb, Sb |  |  | I-Ccp1 (n=15)-1 | I-Ccp1 (n=15)-1 | seafloor vent field |  |  |  |  | ore material | grab | grab | mineral separate | [5 empty] | mineralisation | sulfide chimney | pyrite, marcasite, chalcopyrite |  | pyrite, marcasite, chalcopyrite | multiple stages: colloform marcasite-pyrite intergrowths (outermost wall), replacement assemblages (transition layers), dense recrystallized assemblages, marcasite pseudomorphs after pyrrhotite (middle layer) | sulfide chimney | colloform, subhedral, anhedral, euhedral, dense coarse-grained, columnar pseudomorphs |  |  |  | sphalerite, pyrrhotite, anhydrite, galena, tetrahedrite, tennantite | Transverse sections (polished sections) | EMPA, LA-ICPMS, MC-ICPMS | JEOL JXA-8100 EPMA; Teledyne Cetac Technologies Analyte Excite laser ablation system coupled with an Agilent Technologies 7700x quadrupole ICP-MS; ESI NWR Image GEO 193 coupled with TOFWERK icp TOF R; Neptune Plus multicollector ICP-MS (Thermo Fisher Scientific, Bremen, Germany) coupled with a Geolas HD excimer ArF laser ablation system (Coherent, Göttingen, Germany); Bruker M4 Tornado™ system | SIO, MNR; China University of Petroleum (East China), Qingdao, China; Nanjing Focu MS Technology Co. Ltd., Nanjing, China; Shanghai Chemlab Laboratory, Shanghai, China; Wuhan Sample Solution Analytical Technology Co. Ltd., Wuhan, China | EPMA: beam current of 10 nA, beam size of 1–5 μm, accelerating voltage of 20 kV. Micro-XRF: rhodium target X-ray tube operating at 50 kV and 800 nA, polycapillary lens providing a 40-μm spot size on a 20-μm raster, dwell time of 5 ms per pixel. LA-ICP-MS: 193-nm ArF excimer laser, fluence of 6 J/cm², 6 Hz repetition rate for 40 seconds (240 pulses), 30-second pre-ablation blank, total run time 70 seconds, spot size 32–44 μm, He carrier gas mixed with Ar. LA-ICP-TOF-MS: 193 nm ArF excimer laser, spot diameter ~20 µm, repetition rate ~20 Hz, laser fluence ~7 J/cm², scan speed ~4000 µm/s, He carrier gas ~600 ml/min, washout time 50 ms. S isotope MC-ICP-MS: spot size ~44 μm, pulse frequency ~2 Hz, laser fluence ~5 J/cm², He carrier gas with Ar make-up gas. | MASS-1 (Fe-Cu-Zn-S pressed pellet) and GSE-1G (synthetic basaltic glass) from the United States Geological Survey; pyrite PPP-1; chalcopyrite GBW07268; pyrrhotite SP-Po-01 (δ34S = 1.4‰ ± 0.4‰); chalcopyrite SP-CP-01 (δ34S = 5.45‰ ± 0.3‰); natural and synthetic minerals from USA SPI Supplies | 24.0266 | [13 empty] | 0.006054 | [5 empty] | 1.9571 | [5 empty] | 28.6033 | [5 empty] | 346611.494 | [9 empty] | 326363.7812 | [13 empty] | 6.1164 | [45 empty] | 326399.6748 | [5 empty] | 291.076 | [5 empty] | 0.56617 | [7 empty] | 0.20213 | [19 empty] | 271.325 |  |  |  |  | 2025
| Xunmei vent field, Niaochao vent field |  | Seafloor hydrothermal | Volcanic-hosted massive sulfide (VMS) | seafloor massive sulfide (SMS) | Cu, Zn, Au, Ag | Co, Pb, Sb | Cu, Zn, Au, Ag, Co, Pb, Sb |  |  | I-Ccp1 (n=15)-2 | I-Ccp1 (n=15)-2 | seafloor vent field |  |  |  |  | ore material | grab | grab | mineral separate | [5 empty] | mineralisation | sulfide chimney | pyrite, marcasite, chalcopyrite |  | pyrite, marcasite, chalcopyrite | multiple stages: colloform marcasite-pyrite intergrowths (outermost wall), replacement assemblages (transition layers), dense recrystallized assemblages, marcasite pseudomorphs after pyrrhotite (middle layer) | sulfide chimney | colloform, subhedral, anhedral, euhedral, dense coarse-grained, columnar pseudomorphs |  |  |  | sphalerite, pyrrhotite, anhydrite, galena, tetrahedrite, tennantite | Transverse sections (polished sections) | EMPA, LA-ICPMS, MC-ICPMS | JEOL JXA-8100 EPMA; Teledyne Cetac Technologies Analyte Excite laser ablation system coupled with an Agilent Technologies 7700x quadrupole ICP-MS; ESI NWR Image GEO 193 coupled with TOFWERK icp TOF R; Neptune Plus multicollector ICP-MS (Thermo Fisher Scientific, Bremen, Germany) coupled with a Geolas HD excimer ArF laser ablation system (Coherent, Göttingen, Germany); Bruker M4 Tornado™ system | SIO, MNR; China University of Petroleum (East China), Qingdao, China; Nanjing Focu MS Technology Co. Ltd., Nanjing, China; Shanghai Chemlab Laboratory, Shanghai, China; Wuhan Sample Solution Analytical Technology Co. Ltd., Wuhan, China | EPMA: beam current of 10 nA, beam size of 1–5 μm, accelerating voltage of 20 kV. Micro-XRF: rhodium target X-ray tube operating at 50 kV and 800 nA, polycapillary lens providing a 40-μm spot size on a 20-μm raster, dwell time of 5 ms per pixel. LA-ICP-MS: 193-nm ArF excimer laser, fluence of 6 J/cm², 6 Hz repetition rate for 40 seconds (240 pulses), 30-second pre-ablation blank, total run time 70 seconds, spot size 32–44 μm, He carrier gas mixed with Ar. LA-ICP-TOF-MS: 193 nm ArF excimer laser, spot diameter ~20 µm, repetition rate ~20 Hz, laser fluence ~7 J/cm², scan speed ~4000 µm/s, He carrier gas ~600 ml/min, washout time 50 ms. S isotope MC-ICP-MS: spot size ~44 μm, pulse frequency ~2 Hz, laser fluence ~5 J/cm², He carrier gas with Ar make-up gas. | MASS-1 (Fe-Cu-Zn-S pressed pellet) and GSE-1G (synthetic basaltic glass) from the United States Geological Survey; pyrite PPP-1; chalcopyrite GBW07268; pyrrhotite SP-Po-01 (δ34S = 1.4‰ ± 0.4‰); chalcopyrite SP-CP-01 (δ34S = 5.45‰ ± 0.3‰); natural and synthetic minerals from USA SPI Supplies | 41.4424 | [5 empty] | 0.006384 |  |  |  | 0.035001 | [9 empty] | 2.7343 | [5 empty] | 1.3364 | [5 empty] | 350342.9343 | [9 empty] | 318762.3639 | [13 empty] | 7.9661 | [13 empty] | 3.0071 |  | 0.012349 | [7 empty] | 0.041068 | [5 empty] | 0.16547 | [15 empty] | 330083.1121 | [5 empty] | 219.9278 | [5 empty] | 0.95649 | [17 empty] | 0.11281 |  | 0.034624 | [7 empty] | 444.9061 |  |  |  |  | 2025
| Xunmei vent field, Niaochao vent field |  | Seafloor hydrothermal | Volcanic-hosted massive sulfide (VMS) | seafloor massive sulfide (SMS) | Cu, Zn, Au, Ag | Co, Pb, Sb | Cu, Zn, Au, Ag, Co, Pb, Sb |  |  | I-Ccp1 (n=15)-3 | I-Ccp1 (n=15)-3 | seafloor vent field |  |  |  |  | ore material | grab | grab | mineral separate | [5 empty] | mineralisation | sulfide chimney | pyrite, marcasite, chalcopyrite |  | pyrite, marcasite, chalcopyrite | multiple stages: colloform marcasite-pyrite intergrowths (outermost wall), replacement assemblages (transition layers), dense recrystallized assemblages, marcasite pseudomorphs after pyrrhotite (middle layer) | sulfide chimney | colloform, subhedral, anhedral, euhedral, dense coarse-grained, columnar pseudomorphs |  |  |  | sphalerite, pyrrhotite, anhydrite, galena, tetrahedrite, tennantite | Transverse sections (polished sections) | EMPA, LA-ICPMS, MC-ICPMS | JEOL JXA-8100 EPMA; Teledyne Cetac Technologies Analyte Excite laser ablation system coupled with an Agilent Technologies 7700x quadrupole ICP-MS; ESI NWR Image GEO 193 coupled with TOFWERK icp TOF R; Neptune Plus multicollector ICP-MS (Thermo Fisher Scientific, Bremen, Germany) coupled with a Geolas HD excimer ArF laser ablation system (Coherent, Göttingen, Germany); Bruker M4 Tornado™ system | SIO, MNR; China University of Petroleum (East China), Qingdao, China; Nanjing Focu MS Technology Co. Ltd., Nanjing, China; Shanghai Chemlab Laboratory, Shanghai, China; Wuhan Sample Solution Analytical Technology Co. Ltd., Wuhan, China | EPMA: beam current of 10 nA, beam size of 1–5 μm, accelerating voltage of 20 kV. Micro-XRF: rhodium target X-ray tube operating at 50 kV and 800 nA, polycapillary lens providing a 40-μm spot size on a 20-μm raster, dwell time of 5 ms per pixel. LA-ICP-MS: 193-nm ArF excimer laser, fluence of 6 J/cm², 6 Hz repetition rate for 40 seconds (240 pulses), 30-second pre-ablation blank, total run time 70 seconds, spot size 32–44 μm, He carrier gas mixed with Ar. LA-ICP-TOF-MS: 193 nm ArF excimer laser, spot diameter ~20 µm, repetition rate ~20 Hz, laser fluence ~7 J/cm², scan speed ~4000 µm/s, He carrier gas ~600 ml/min, washout time 50 ms. S isotope MC-ICP-MS: spot size ~44 μm, pulse frequency ~2 Hz, laser fluence ~5 J/cm², He carrier gas with Ar make-up gas. | MASS-1 (Fe-Cu-Zn-S pressed pellet) and GSE-1G (synthetic basaltic glass) from the United States Geological Survey; pyrite PPP-1; chalcopyrite GBW07268; pyrrhotite SP-Po-01 (δ34S = 1.4‰ ± 0.4‰); chalcopyrite SP-CP-01 (δ34S = 5.45‰ ± 0.3‰); natural and synthetic minerals from USA SPI Supplies | 53.5583 |  |  |  | 1.613 | [15 empty] | 4.2798 | [5 empty] | 36.1134 | [5 empty] | 353874.5718 | [9 empty] | 319614.0519 | [13 empty] | 13.3889 | [11 empty] | 5.4649 |  | 2.3099 |  | 12.7216 | [7 empty] | 0.095461 | [5 empty] | 0.6466 | [15 empty] | 325200.6358 |  | 0.11549 |  |  |  | 137.1079 | [5 empty] | 1.875 | [17 empty] | 0.74927 |  | 0.39323 | [7 empty] | 425.7377 |  |  |  |  | 2025
| Xunmei vent field, Niaochao vent field |  | Seafloor hydrothermal | Volcanic-hosted massive sulfide (VMS) | seafloor massive sulfide (SMS) | Cu, Zn, Au, Ag | Co, Pb, Sb | Cu, Zn, Au, Ag, Co, Pb, Sb |  |  | I-Ccp1 (n=15)-4 | I-Ccp1 (n=15)-4 | seafloor vent field |  |  |  |  | ore material | grab | grab | mineral separate | [5 empty] | mineralisation | sulfide chimney | pyrite, marcasite, chalcopyrite |  | pyrite, marcasite, chalcopyrite | multiple stages: colloform marcasite-pyrite intergrowths (outermost wall), replacement assemblages (transition layers), dense recrystallized assemblages, marcasite pseudomorphs after pyrrhotite (middle layer) | sulfide chimney | colloform, subhedral, anhedral, euhedral, dense coarse-grained, columnar pseudomorphs |  |  |  | sphalerite, pyrrhotite, anhydrite, galena, tetrahedrite, tennantite | Transverse sections (polished sections) | EMPA, LA-ICPMS, MC-ICPMS | JEOL JXA-8100 EPMA; Teledyne Cetac Technologies Analyte Excite laser ablation system coupled with an Agilent Technologies 7700x quadrupole ICP-MS; ESI NWR Image GEO 193 coupled with TOFWERK icp TOF R; Neptune Plus multicollector ICP-MS (Thermo Fisher Scientific, Bremen, Germany) coupled with a Geolas HD excimer ArF laser ablation system (Coherent, Göttingen, Germany); Bruker M4 Tornado™ system | SIO, MNR; China University of Petroleum (East China), Qingdao, China; Nanjing Focu MS Technology Co. Ltd., Nanjing, China; Shanghai Chemlab Laboratory, Shanghai, China; Wuhan Sample Solution Analytical Technology Co. Ltd., Wuhan, China | EPMA: beam current of 10 nA, beam size of 1–5 μm, accelerating voltage of 20 kV. Micro-XRF: rhodium target X-ray tube operating at 50 kV and 800 nA, polycapillary lens providing a 40-μm spot size on a 20-μm raster, dwell time of 5 ms per pixel. LA-ICP-MS: 193-nm ArF excimer laser, fluence of 6 J/cm², 6 Hz repetition rate for 40 seconds (240 pulses), 30-second pre-ablation blank, total run time 70 seconds, spot size 32–44 μm, He carrier gas mixed with Ar. LA-ICP-TOF-MS: 193 nm ArF excimer laser, spot diameter ~20 µm, repetition rate ~20 Hz, laser fluence ~7 J/cm², scan speed ~4000 µm/s, He carrier gas ~600 ml/min, washout time 50 ms. S isotope MC-ICP-MS: spot size ~44 μm, pulse frequency ~2 Hz, laser fluence ~5 J/cm², He carrier gas with Ar make-up gas. | MASS-1 (Fe-Cu-Zn-S pressed pellet) and GSE-1G (synthetic basaltic glass) from the United States Geological Survey; pyrite PPP-1; chalcopyrite GBW07268; pyrrhotite SP-Po-01 (δ34S = 1.4‰ ± 0.4‰); chalcopyrite SP-CP-01 (δ34S = 5.45‰ ± 0.3‰); natural and synthetic minerals from USA SPI Supplies | 66.2632 |  |  |  | 0.83045 | [15 empty] | 4.2102 | [5 empty] | 40.9528 | [5 empty] | 348964.2748 | [9 empty] | 307036.8349 | [13 empty] | 14.7038 | [11 empty] | 16.5906 |  | 3.147 |  | 16.9249 | [7 empty] | 0.15257 | [5 empty] | 10.3234 | [15 empty] | 342616.3811 |  | 0.39125 |  |  |  | 124.065 | [5 empty] | 1.3333 | [7 empty] | 0.084899 | [5 empty] | 0.011996 |  |  |  | 0.94107 |  | 0.12978 | [7 empty] | 496.5848 |  |  |  |  | 2025
| Xunmei vent field, Niaochao vent field |  | Seafloor hydrothermal | Volcanic-hosted massive sulfide (VMS) | seafloor massive sulfide (SMS) | Cu, Zn, Au, Ag | Co, Pb, Sb | Cu, Zn, Au, Ag, Co, Pb, Sb |  |  | I-Ccp1 (n=15)-5 | I-Ccp1 (n=15)-5 | seafloor vent field |  |  |  |  | ore material | grab | grab | mineral separate | [5 empty] | mineralisation | sulfide chimney | pyrite, marcasite, chalcopyrite |  | pyrite, marcasite, chalcopyrite | multiple stages: colloform marcasite-pyrite intergrowths (outermost wall), replacement assemblages (transition layers), dense recrystallized assemblages, marcasite pseudomorphs after pyrrhotite (middle layer) | sulfide chimney | colloform, subhedral, anhedral, euhedral, dense coarse-grained, columnar pseudomorphs |  |  |  | sphalerite, pyrrhotite, anhydrite, galena, tetrahedrite, tennantite | Transverse sections (polished sections) | EMPA, LA-ICPMS, MC-ICPMS | JEOL JXA-8100 EPMA; Teledyne Cetac Technologies Analyte Excite laser ablation system coupled with an Agilent Technologies 7700x quadrupole ICP-MS; ESI NWR Image GEO 193 coupled with TOFWERK icp TOF R; Neptune Plus multicollector ICP-MS (Thermo Fisher Scientific, Bremen, Germany) coupled with a Geolas HD excimer ArF laser ablation system (Coherent, Göttingen, Germany); Bruker M4 Tornado™ system | SIO, MNR; China University of Petroleum (East China), Qingdao, China; Nanjing Focu MS Technology Co. Ltd., Nanjing, China; Shanghai Chemlab Laboratory, Shanghai, China; Wuhan Sample Solution Analytical Technology Co. Ltd., Wuhan, China | EPMA: beam current of 10 nA, beam size of 1–5 μm, accelerating voltage of 20 kV. Micro-XRF: rhodium target X-ray tube operating at 50 kV and 800 nA, polycapillary lens providing a 40-μm spot size on a 20-μm raster, dwell time of 5 ms per pixel. LA-ICP-MS: 193-nm ArF excimer laser, fluence of 6 J/cm², 6 Hz repetition rate for 40 seconds (240 pulses), 30-second pre-ablation blank, total run time 70 seconds, spot size 32–44 μm, He carrier gas mixed with Ar. LA-ICP-TOF-MS: 193 nm ArF excimer laser, spot diameter ~20 µm, repetition rate ~20 Hz, laser fluence ~7 J/cm², scan speed ~4000 µm/s, He carrier gas ~600 ml/min, washout time 50 ms. S isotope MC-ICP-MS: spot size ~44 μm, pulse frequency ~2 Hz, laser fluence ~5 J/cm², He carrier gas with Ar make-up gas. | MASS-1 (Fe-Cu-Zn-S pressed pellet) and GSE-1G (synthetic basaltic glass) from the United States Geological Survey; pyrite PPP-1; chalcopyrite GBW07268; pyrrhotite SP-Po-01 (δ34S = 1.4‰ ± 0.4‰); chalcopyrite SP-CP-01 (δ34S = 5.45‰ ± 0.3‰); natural and synthetic minerals from USA SPI Supplies | 51.8854 |  |  |  | 3.2273 |  | 0.014816 |  |  |  | 0.036573 | [9 empty] | 3.8851 | [5 empty] | 20.4933 | [5 empty] | 352299.5608 | [9 empty] | 302591.9805 | [13 empty] | 12.085 | [11 empty] | 9.4633 |  | 2.1651 |  | 8.5893 | [7 empty] | 0.1003 | [5 empty] | 1.9961 | [15 empty] | 343293.5489 |  | 0.14003 |  |  |  | 148.8751 | [5 empty] | 1.2383 | [13 empty] | 0.045386 |  |  |  | 2.3929 |  | 0.36099 | [7 empty] | 651.8351 |  |  |  |  | 2025
| Xunmei vent field, Niaochao vent field |  | Seafloor hydrothermal | Volcanic-hosted massive sulfide (VMS) | seafloor massive sulfide (SMS) | Cu, Zn, Au, Ag | Co, Pb, Sb | Cu, Zn, Au, Ag, Co, Pb, Sb |  |  | I-Ccp1 (n=15)-6 | I-Ccp1 (n=15)-6 | seafloor vent field |  |  |  |  | ore material | grab | grab | mineral separate | [5 empty] | mineralisation | sulfide chimney | pyrite, marcasite, chalcopyrite |  | pyrite, marcasite, chalcopyrite | multiple stages: colloform marcasite-pyrite intergrowths (outermost wall), replacement assemblages (transition layers), dense recrystallized assemblages, marcasite pseudomorphs after pyrrhotite (middle layer) | sulfide chimney | colloform, subhedral, anhedral, euhedral, dense coarse-grained, columnar pseudomorphs |  |  |  | sphalerite, pyrrhotite, anhydrite, galena, tetrahedrite, tennantite | Transverse sections (polished sections) | EMPA, LA-ICPMS, MC-ICPMS | JEOL JXA-8100 EPMA; Teledyne Cetac Technologies Analyte Excite laser ablation system coupled with an Agilent Technologies 7700x quadrupole ICP-MS; ESI NWR Image GEO 193 coupled with TOFWERK icp TOF R; Neptune Plus multicollector ICP-MS (Thermo Fisher Scientific, Bremen, Germany) coupled with a Geolas HD excimer ArF laser ablation system (Coherent, Göttingen, Germany); Bruker M4 Tornado™ system | SIO, MNR; China University of Petroleum (East China), Qingdao, China; Nanjing Focu MS Technology Co. Ltd., Nanjing, China; Shanghai Chemlab Laboratory, Shanghai, China; Wuhan Sample Solution Analytical Technology Co. Ltd., Wuhan, China | EPMA: beam current of 10 nA, beam size of 1–5 μm, accelerating voltage of 20 kV. Micro-XRF: rhodium target X-ray tube operating at 50 kV and 800 nA, polycapillary lens providing a 40-μm spot size on a 20-μm raster, dwell time of 5 ms per pixel. LA-ICP-MS: 193-nm ArF excimer laser, fluence of 6 J/cm², 6 Hz repetition rate for 40 seconds (240 pulses), 30-second pre-ablation blank, total run time 70 seconds, spot size 32–44 μm, He carrier gas mixed with Ar. LA-ICP-TOF-MS: 193 nm ArF excimer laser, spot diameter ~20 µm, repetition rate ~20 Hz, laser fluence ~7 J/cm², scan speed ~4000 µm/s, He carrier gas ~600 ml/min, washout time 50 ms. S isotope MC-ICP-MS: spot size ~44 μm, pulse frequency ~2 Hz, laser fluence ~5 J/cm², He carrier gas with Ar make-up gas. | MASS-1 (Fe-Cu-Zn-S pressed pellet) and GSE-1G (synthetic basaltic glass) from the United States Geological Survey; pyrite PPP-1; chalcopyrite GBW07268; pyrrhotite SP-Po-01 (δ34S = 1.4‰ ± 0.4‰); chalcopyrite SP-CP-01 (δ34S = 5.45‰ ± 0.3‰); natural and synthetic minerals from USA SPI Supplies | 55.9785 | [5 empty] | 0.00899 | [13 empty] | 2.9055 | [5 empty] | 18.0472 | [5 empty] | 356286.4886 | [9 empty] | 314201.9186 | [13 empty] | 22.5156 | [11 empty] | 3.4883 |  | 1.6361 |  | 4.2655 | [7 empty] | 0.044221 | [5 empty] | 0.54274 | [15 empty] | 328281.5277 |  | 0.02765 |  |  |  | 94.9859 | [5 empty] | 3.875 | [13 empty] | 0.020109 | [5 empty] | 0.63158 | [7 empty] | 465.9186 |  |  |  |  | 2025
| Xunmei vent field, Niaochao vent field |  | Seafloor hydrothermal | Volcanic-hosted massive sulfide (VMS) | seafloor massive sulfide (SMS) | Cu, Zn, Au, Ag | Co, Pb, Sb | Cu, Zn, Au, Ag, Co, Pb, Sb |  |  | I-Ccp1 (n=15)-7 | I-Ccp1 (n=15)-7 | seafloor vent field |  |  |  |  | ore material | grab | grab | mineral separate | [5 empty] | mineralisation | sulfide chimney | pyrite, marcasite, chalcopyrite |  | pyrite, marcasite, chalcopyrite | multiple stages: colloform marcasite-pyrite intergrowths (outermost wall), replacement assemblages (transition layers), dense recrystallized assemblages, marcasite pseudomorphs after pyrrhotite (middle layer) | sulfide chimney | colloform, subhedral, anhedral, euhedral, dense coarse-grained, columnar pseudomorphs |  |  |  | sphalerite, pyrrhotite, anhydrite, galena, tetrahedrite, tennantite | Transverse sections (polished sections) | EMPA, LA-ICPMS, MC-ICPMS | JEOL JXA-8100 EPMA; Teledyne Cetac Technologies Analyte Excite laser ablation system coupled with an Agilent Technologies 7700x quadrupole ICP-MS; ESI NWR Image GEO 193 coupled with TOFWERK icp TOF R; Neptune Plus multicollector ICP-MS (Thermo Fisher Scientific, Bremen, Germany) coupled with a Geolas HD excimer ArF laser ablation system (Coherent, Göttingen, Germany); Bruker M4 Tornado™ system | SIO, MNR; China University of Petroleum (East China), Qingdao, China; Nanjing Focu MS Technology Co. Ltd., Nanjing, China; Shanghai Chemlab Laboratory, Shanghai, China; Wuhan Sample Solution Analytical Technology Co. Ltd., Wuhan, China | EPMA: beam current of 10 nA, beam size of 1–5 μm, accelerating voltage of 20 kV. Micro-XRF: rhodium target X-ray tube operating at 50 kV and 800 nA, polycapillary lens providing a 40-μm spot size on a 20-μm raster, dwell time of 5 ms per pixel. LA-ICP-MS: 193-nm ArF excimer laser, fluence of 6 J/cm², 6 Hz repetition rate for 40 seconds (240 pulses), 30-second pre-ablation blank, total run time 70 seconds, spot size 32–44 μm, He carrier gas mixed with Ar. LA-ICP-TOF-MS: 193 nm ArF excimer laser, spot diameter ~20 µm, repetition rate ~20 Hz, laser fluence ~7 J/cm², scan speed ~4000 µm/s, He carrier gas ~600 ml/min, washout time 50 ms. S isotope MC-ICP-MS: spot size ~44 μm, pulse frequency ~2 Hz, laser fluence ~5 J/cm², He carrier gas with Ar make-up gas. | MASS-1 (Fe-Cu-Zn-S pressed pellet) and GSE-1G (synthetic basaltic glass) from the United States Geological Survey; pyrite PPP-1; chalcopyrite GBW07268; pyrrhotite SP-Po-01 (δ34S = 1.4‰ ± 0.4‰); chalcopyrite SP-CP-01 (δ34S = 5.45‰ ± 0.3‰); natural and synthetic minerals from USA SPI Supplies | 39.3858 |  |  |  | 0.55117 |  | 0.005885 |  |  |  | 0.009308 |  |  |  | 0.005725 | [5 empty] | 2.4993 | [5 empty] | 40.1187 | [5 empty] | 373444.0688 | [9 empty] | 322738.2643 | [13 empty] | 10.6106 | [11 empty] | 0.17637 |  | 2.5146 |  | 0.04731 | [7 empty] | 0.075427 | [5 empty] | 0.07676 | [15 empty] | 302486.447 |  | 0.065105 |  |  |  | 176.1048 | [5 empty] | 0.71331 | [13 empty] | 0.00995 |  |  |  | 0.01394 |  | 0.060138 | [7 empty] | 638.8006 |  |  |  |  | 2025
| Xunmei vent field, Niaochao vent field |  | Seafloor hydrothermal | Volcanic-hosted massive sulfide (VMS) | seafloor massive sulfide (SMS) | Cu, Zn, Au, Ag | Co, Pb, Sb | Cu, Zn, Au, Ag, Co, Pb, Sb |  |  | I-Ccp1 (n=15)-8 | I-Ccp1 (n=15)-8 | seafloor vent field |  |  |  |  | ore material | grab | grab | mineral separate | [5 empty] | mineralisation | sulfide chimney | pyrite, marcasite, chalcopyrite |  | pyrite, marcasite, chalcopyrite | multiple stages: colloform marcasite-pyrite intergrowths (outermost wall), replacement assemblages (transition layers), dense recrystallized assemblages, marcasite pseudomorphs after pyrrhotite (middle layer) | sulfide chimney | colloform, subhedral, anhedral, euhedral, dense coarse-grained, columnar pseudomorphs |  |  |  | sphalerite, pyrrhotite, anhydrite, galena, tetrahedrite, tennantite | Transverse sections (polished sections) | EMPA, LA-ICPMS, MC-ICPMS | JEOL JXA-8100 EPMA; Teledyne Cetac Technologies Analyte Excite laser ablation system coupled with an Agilent Technologies 7700x quadrupole ICP-MS; ESI NWR Image GEO 193 coupled with TOFWERK icp TOF R; Neptune Plus multicollector ICP-MS (Thermo Fisher Scientific, Bremen, Germany) coupled with a Geolas HD excimer ArF laser ablation system (Coherent, Göttingen, Germany); Bruker M4 Tornado™ system | SIO, MNR; China University of Petroleum (East China), Qingdao, China; Nanjing Focu MS Technology Co. Ltd., Nanjing, China; Shanghai Chemlab Laboratory, Shanghai, China; Wuhan Sample Solution Analytical Technology Co. Ltd., Wuhan, China | EPMA: beam current of 10 nA, beam size of 1–5 μm, accelerating voltage of 20 kV. Micro-XRF: rhodium target X-ray tube operating at 50 kV and 800 nA, polycapillary lens providing a 40-μm spot size on a 20-μm raster, dwell time of 5 ms per pixel. LA-ICP-MS: 193-nm ArF excimer laser, fluence of 6 J/cm², 6 Hz repetition rate for 40 seconds (240 pulses), 30-second pre-ablation blank, total run time 70 seconds, spot size 32–44 μm, He carrier gas mixed with Ar. LA-ICP-TOF-MS: 193 nm ArF excimer laser, spot diameter ~20 µm, repetition rate ~20 Hz, laser fluence ~7 J/cm², scan speed ~4000 µm/s, He carrier gas ~600 ml/min, washout time 50 ms. S isotope MC-ICP-MS: spot size ~44 μm, pulse frequency ~2 Hz, laser fluence ~5 J/cm², He carrier gas with Ar make-up gas. | MASS-1 (Fe-Cu-Zn-S pressed pellet) and GSE-1G (synthetic basaltic glass) from the United States Geological Survey; pyrite PPP-1; chalcopyrite GBW07268; pyrrhotite SP-Po-01 (δ34S = 1.4‰ ± 0.4‰); chalcopyrite SP-CP-01 (δ34S = 5.45‰ ± 0.3‰); natural and synthetic minerals from USA SPI Supplies | 33.5308 |  |  |  | 3.3049 | [5 empty] | 0.82209 | [9 empty] | 4.1871 | [5 empty] | 35.9509 | [5 empty] | 337994.3998 | [9 empty] | 322661.2794 | [13 empty] | 12.4398 | [11 empty] | 31.5223 |  | 4.7358 |  | 24.2255 | [7 empty] | 1.3211 | [5 empty] | 1.8221 | [15 empty] | 336968.856 |  | 0.67431 |  |  |  | 154.7829 | [5 empty] | 1.1964 | [13 empty] | 0.011866 |  |  |  | 42.608 |  | 0.4913 | [7 empty] | 733.2184 |  |  |  |  | 2025
| Xunmei vent field, Niaochao vent field |  | Seafloor hydrothermal | Volcanic-hosted massive sulfide (VMS) | seafloor massive sulfide (SMS) | Cu, Zn, Au, Ag | Co, Pb, Sb | Cu, Zn, Au, Ag, Co, Pb, Sb |  |  | I-Ccp1 (n=15)-9 | I-Ccp1 (n=15)-9 | seafloor vent field |  |  |  |  | ore material | grab | grab | mineral separate | [5 empty] | mineralisation | sulfide chimney | pyrite, marcasite, chalcopyrite |  | pyrite, marcasite, chalcopyrite | multiple stages: colloform marcasite-pyrite intergrowths (outermost wall), replacement assemblages (transition layers), dense recrystallized assemblages, marcasite pseudomorphs after pyrrhotite (middle layer) | sulfide chimney | colloform, subhedral, anhedral, euhedral, dense coarse-grained, columnar pseudomorphs |  |  |  | sphalerite, pyrrhotite, anhydrite, galena, tetrahedrite, tennantite | Transverse sections (polished sections) | EMPA, LA-ICPMS, MC-ICPMS | JEOL JXA-8100 EPMA; Teledyne Cetac Technologies Analyte Excite laser ablation system coupled with an Agilent Technologies 7700x quadrupole ICP-MS; ESI NWR Image GEO 193 coupled with TOFWERK icp TOF R; Neptune Plus multicollector ICP-MS (Thermo Fisher Scientific, Bremen, Germany) coupled with a Geolas HD excimer ArF laser ablation system (Coherent, Göttingen, Germany); Bruker M4 Tornado™ system | SIO, MNR; China University of Petroleum (East China), Qingdao, China; Nanjing Focu MS Technology Co. Ltd., Nanjing, China; Shanghai Chemlab Laboratory, Shanghai, China; Wuhan Sample Solution Analytical Technology Co. Ltd., Wuhan, China | EPMA: beam current of 10 nA, beam size of 1–5 μm, accelerating voltage of 20 kV. Micro-XRF: rhodium target X-ray tube operating at 50 kV and 800 nA, polycapillary lens providing a 40-μm spot size on a 20-μm raster, dwell time of 5 ms per pixel. LA-ICP-MS: 193-nm ArF excimer laser, fluence of 6 J/cm², 6 Hz repetition rate for 40 seconds (240 pulses), 30-second pre-ablation blank, total run time 70 seconds, spot size 32–44 μm, He carrier gas mixed with Ar. LA-ICP-TOF-MS: 193 nm ArF excimer laser, spot diameter ~20 µm, repetition rate ~20 Hz, laser fluence ~7 J/cm², scan speed ~4000 µm/s, He carrier gas ~600 ml/min, washout time 50 ms. S isotope MC-ICP-MS: spot size ~44 μm, pulse frequency ~2 Hz, laser fluence ~5 J/cm², He carrier gas with Ar make-up gas. | MASS-1 (Fe-Cu-Zn-S pressed pellet) and GSE-1G (synthetic basaltic glass) from the United States Geological Survey; pyrite PPP-1; chalcopyrite GBW07268; pyrrhotite SP-Po-01 (δ34S = 1.4‰ ± 0.4‰); chalcopyrite SP-CP-01 (δ34S = 5.45‰ ± 0.3‰); natural and synthetic minerals from USA SPI Supplies | 52.4226 |  |  |  | 4.3326 |  | 0.014111 |  |  |  | 0.51163 |  |  |  | 0.011872 | [5 empty] | 4.0934 | [5 empty] | 35.5974 | [5 empty] | 322818.2116 | [9 empty] | 319908.5109 | [13 empty] | 9.4323 | [11 empty] | 38.4401 |  | 3.5465 |  | 63.1359 | [7 empty] | 1.5548 | [5 empty] | 7.6779 | [15 empty] | 354062.9376 |  | 0.42966 |  |  |  | 192.3968 | [5 empty] | 0.76989 | [7 empty] | 0.11972 | [5 empty] | 0.20144 |  |  |  | 13.6704 |  | 2.2107 | [7 empty] | 739.874 |  |  |  |  | 2025
| Xunmei vent field, Niaochao vent field |  | Seafloor hydrothermal | Volcanic-hosted massive sulfide (VMS) | seafloor massive sulfide (SMS) | Cu, Zn, Au, Ag | Co, Pb, Sb | Cu, Zn, Au, Ag, Co, Pb, Sb |  |  | I-Ccp1 (n=15)-10 | I-Ccp1 (n=15)-10 | seafloor vent field |  |  |  |  | ore material | grab | grab | mineral separate | [5 empty] | mineralisation | sulfide chimney | pyrite, marcasite, chalcopyrite |  | pyrite, marcasite, chalcopyrite | multiple stages: colloform marcasite-pyrite intergrowths (outermost wall), replacement assemblages (transition layers), dense recrystallized assemblages, marcasite pseudomorphs after pyrrhotite (middle layer) | sulfide chimney | colloform, subhedral, anhedral, euhedral, dense coarse-grained, columnar pseudomorphs |  |  |  | sphalerite, pyrrhotite, anhydrite, galena, tetrahedrite, tennantite | Transverse sections (polished sections) | EMPA, LA-ICPMS, MC-ICPMS | JEOL JXA-8100 EPMA; Teledyne Cetac Technologies Analyte Excite laser ablation system coupled with an Agilent Technologies 7700x quadrupole ICP-MS; ESI NWR Image GEO 193 coupled with TOFWERK icp TOF R; Neptune Plus multicollector ICP-MS (Thermo Fisher Scientific, Bremen, Germany) coupled with a Geolas HD excimer ArF laser ablation system (Coherent, Göttingen, Germany); Bruker M4 Tornado™ system | SIO, MNR; China University of Petroleum (East China), Qingdao, China; Nanjing Focu MS Technology Co. Ltd., Nanjing, China; Shanghai Chemlab Laboratory, Shanghai, China; Wuhan Sample Solution Analytical Technology Co. Ltd., Wuhan, China | EPMA: beam current of 10 nA, beam size of 1–5 μm, accelerating voltage of 20 kV. Micro-XRF: rhodium target X-ray tube operating at 50 kV and 800 nA, polycapillary lens providing a 40-μm spot size on a 20-μm raster, dwell time of 5 ms per pixel. LA-ICP-MS: 193-nm ArF excimer laser, fluence of 6 J/cm², 6 Hz repetition rate for 40 seconds (240 pulses), 30-second pre-ablation blank, total run time 70 seconds, spot size 32–44 μm, He carrier gas mixed with Ar. LA-ICP-TOF-MS: 193 nm ArF excimer laser, spot diameter ~20 µm, repetition rate ~20 Hz, laser fluence ~7 J/cm², scan speed ~4000 µm/s, He carrier gas ~600 ml/min, washout time 50 ms. S isotope MC-ICP-MS: spot size ~44 μm, pulse frequency ~2 Hz, laser fluence ~5 J/cm², He carrier gas with Ar make-up gas. | MASS-1 (Fe-Cu-Zn-S pressed pellet) and GSE-1G (synthetic basaltic glass) from the United States Geological Survey; pyrite PPP-1; chalcopyrite GBW07268; pyrrhotite SP-Po-01 (δ34S = 1.4‰ ± 0.4‰); chalcopyrite SP-CP-01 (δ34S = 5.45‰ ± 0.3‰); natural and synthetic minerals from USA SPI Supplies | 51.1973 |  |  |  | 5.1724 |  | 0.016628 |  |  |  | 0.35685 |  |  |  | 0.015692 | [5 empty] | 5.6435 | [5 empty] | 103.636 | [5 empty] | 311750.5405 | [9 empty] | 327530.4121 | [13 empty] | 14.5503 | [11 empty] | 79.9122 |  | 6.0757 |  | 207.5194 | [7 empty] | 2.8167 | [5 empty] | 4.0352 | [15 empty] | 356532.0712 |  | 0.43733 |  |  |  | 167.1147 | [5 empty] | 1.0521 | [7 empty] | 0.11402 | [5 empty] | 0.4502 |  |  |  | 5.2413 |  | 5.0675 | [7 empty] | 1010.8242 |  |  |  |  | 2025
| Xunmei vent field, Niaochao vent field |  | Seafloor hydrothermal | Volcanic-hosted massive sulfide (VMS) | seafloor massive sulfide (SMS) | Cu, Zn, Au, Ag | Co, Pb, Sb | Cu, Zn, Au, Ag, Co, Pb, Sb |  |  | I-Ccp1 (n=15)-11 | I-Ccp1 (n=15)-11 | seafloor vent field |  |  |  |  | ore material | grab | grab | mineral separate | [5 empty] | mineralisation | sulfide chimney | pyrite, marcasite, chalcopyrite |  | pyrite, marcasite, chalcopyrite | multiple stages: colloform marcasite-pyrite intergrowths (outermost wall), replacement assemblages (transition layers), dense recrystallized assemblages, marcasite pseudomorphs after pyrrhotite (middle layer) | sulfide chimney | colloform, subhedral, anhedral, euhedral, dense coarse-grained, columnar pseudomorphs |  |  |  | sphalerite, pyrrhotite, anhydrite, galena, tetrahedrite, tennantite | Transverse sections (polished sections) | EMPA, LA-ICPMS, MC-ICPMS | JEOL JXA-8100 EPMA; Teledyne Cetac Technologies Analyte Excite laser ablation system coupled with an Agilent Technologies 7700x quadrupole ICP-MS; ESI NWR Image GEO 193 coupled with TOFWERK icp TOF R; Neptune Plus multicollector ICP-MS (Thermo Fisher Scientific, Bremen, Germany) coupled with a Geolas HD excimer ArF laser ablation system (Coherent, Göttingen, Germany); Bruker M4 Tornado™ system | SIO, MNR; China University of Petroleum (East China), Qingdao, China; Nanjing Focu MS Technology Co. Ltd., Nanjing, China; Shanghai Chemlab Laboratory, Shanghai, China; Wuhan Sample Solution Analytical Technology Co. Ltd., Wuhan, China | EPMA: beam current of 10 nA, beam size of 1–5 μm, accelerating voltage of 20 kV. Micro-XRF: rhodium target X-ray tube operating at 50 kV and 800 nA, polycapillary lens providing a 40-μm spot size on a 20-μm raster, dwell time of 5 ms per pixel. LA-ICP-MS: 193-nm ArF excimer laser, fluence of 6 J/cm², 6 Hz repetition rate for 40 seconds (240 pulses), 30-second pre-ablation blank, total run time 70 seconds, spot size 32–44 μm, He carrier gas mixed with Ar. LA-ICP-TOF-MS: 193 nm ArF excimer laser, spot diameter ~20 µm, repetition rate ~20 Hz, laser fluence ~7 J/cm², scan speed ~4000 µm/s, He carrier gas ~600 ml/min, washout time 50 ms. S isotope MC-ICP-MS: spot size ~44 μm, pulse frequency ~2 Hz, laser fluence ~5 J/cm², He carrier gas with Ar make-up gas. | MASS-1 (Fe-Cu-Zn-S pressed pellet) and GSE-1G (synthetic basaltic glass) from the United States Geological Survey; pyrite PPP-1; chalcopyrite GBW07268; pyrrhotite SP-Po-01 (δ34S = 1.4‰ ± 0.4‰); chalcopyrite SP-CP-01 (δ34S = 5.45‰ ± 0.3‰); natural and synthetic minerals from USA SPI Supplies | 46.5209 |  |  |  | 1.5298 | [15 empty] | 3.7769 | [5 empty] | 34.8906 | [5 empty] | 329751.2232 | [9 empty] | 330051.616 | [13 empty] | 7.1621 | [11 empty] | 5.54 |  | 1.9419 |  | 10.0793 | [7 empty] | 0.28692 | [5 empty] | 0.28051 | [15 empty] | 338994.9602 |  | 0.037734 |  |  |  | 217.8197 | [5 empty] | 0.57942 | [7 empty] | 0.065124 | [5 empty] | 0.017157 |  |  |  | 1.1149 |  | 0.1252 | [7 empty] | 507.7596 |  |  |  |  | 2025
| Xunmei vent field, Niaochao vent field |  | Seafloor hydrothermal | Volcanic-hosted massive sulfide (VMS) | seafloor massive sulfide (SMS) | Cu, Zn, Au, Ag | Co, Pb, Sb | Cu, Zn, Au, Ag, Co, Pb, Sb |  |  | I-Ccp1 (n=15)-12 | I-Ccp1 (n=15)-12 | seafloor vent field |  |  |  |  | ore material | grab | grab | mineral separate | [5 empty] | mineralisation | sulfide chimney | pyrite, marcasite, chalcopyrite |  | pyrite, marcasite, chalcopyrite | multiple stages: colloform marcasite-pyrite intergrowths (outermost wall), replacement assemblages (transition layers), dense recrystallized assemblages, marcasite pseudomorphs after pyrrhotite (middle layer) | sulfide chimney | colloform, subhedral, anhedral, euhedral, dense coarse-grained, columnar pseudomorphs |  |  |  | sphalerite, pyrrhotite, anhydrite, galena, tetrahedrite, tennantite | Transverse sections (polished sections) | EMPA, LA-ICPMS, MC-ICPMS | JEOL JXA-8100 EPMA; Teledyne Cetac Technologies Analyte Excite laser ablation system coupled with an Agilent Technologies 7700x quadrupole ICP-MS; ESI NWR Image GEO 193 coupled with TOFWERK icp TOF R; Neptune Plus multicollector ICP-MS (Thermo Fisher Scientific, Bremen, Germany) coupled with a Geolas HD excimer ArF laser ablation system (Coherent, Göttingen, Germany); Bruker M4 Tornado™ system | SIO, MNR; China University of Petroleum (East China), Qingdao, China; Nanjing Focu MS Technology Co. Ltd., Nanjing, China; Shanghai Chemlab Laboratory, Shanghai, China; Wuhan Sample Solution Analytical Technology Co. Ltd., Wuhan, China | EPMA: beam current of 10 nA, beam size of 1–5 μm, accelerating voltage of 20 kV. Micro-XRF: rhodium target X-ray tube operating at 50 kV and 800 nA, polycapillary lens providing a 40-μm spot size on a 20-μm raster, dwell time of 5 ms per pixel. LA-ICP-MS: 193-nm ArF excimer laser, fluence of 6 J/cm², 6 Hz repetition rate for 40 seconds (240 pulses), 30-second pre-ablation blank, total run time 70 seconds, spot size 32–44 μm, He carrier gas mixed with Ar. LA-ICP-TOF-MS: 193 nm ArF excimer laser, spot diameter ~20 µm, repetition rate ~20 Hz, laser fluence ~7 J/cm², scan speed ~4000 µm/s, He carrier gas ~600 ml/min, washout time 50 ms. S isotope MC-ICP-MS: spot size ~44 μm, pulse frequency ~2 Hz, laser fluence ~5 J/cm², He carrier gas with Ar make-up gas. | MASS-1 (Fe-Cu-Zn-S pressed pellet) and GSE-1G (synthetic basaltic glass) from the United States Geological Survey; pyrite PPP-1; chalcopyrite GBW07268; pyrrhotite SP-Po-01 (δ34S = 1.4‰ ± 0.4‰); chalcopyrite SP-CP-01 (δ34S = 5.45‰ ± 0.3‰); natural and synthetic minerals from USA SPI Supplies | 40.4836 | [13 empty] | 0.009081 | [5 empty] | 2.5068 | [5 empty] | 41.5042 | [5 empty] | 332322.7466 | [9 empty] | 322674.7203 | [13 empty] | 13.0234 | [11 empty] | 0.52694 |  | 3.1331 |  | 0.13042 | [7 empty] | 0.16262 | [5 empty] | 0.066266 | [15 empty] | 343803.85 |  | 0.035615 |  |  |  | 171.2302 | [5 empty] | 1.3691 | [13 empty] | 0.008503 |  |  |  | 0.007291 |  | 0.01675 | [7 empty] | 460.479 |  |  |  |  | 2025
| Xunmei vent field, Niaochao vent field |  | Seafloor hydrothermal | Volcanic-hosted massive sulfide (VMS) | seafloor massive sulfide (SMS) | Cu, Zn, Au, Ag | Co, Pb, Sb | Cu, Zn, Au, Ag, Co, Pb, Sb |  |  | I-Ccp1 (n=15)-13 | I-Ccp1 (n=15)-13 | seafloor vent field |  |  |  |  | ore material | grab | grab | mineral separate | [5 empty] | mineralisation | sulfide chimney | pyrite, marcasite, chalcopyrite |  | pyrite, marcasite, chalcopyrite | multiple stages: colloform marcasite-pyrite intergrowths (outermost wall), replacement assemblages (transition layers), dense recrystallized assemblages, marcasite pseudomorphs after pyrrhotite (middle layer) | sulfide chimney | colloform, subhedral, anhedral, euhedral, dense coarse-grained, columnar pseudomorphs |  |  |  | sphalerite, pyrrhotite, anhydrite, galena, tetrahedrite, tennantite | Transverse sections (polished sections) | EMPA, LA-ICPMS, MC-ICPMS | JEOL JXA-8100 EPMA; Teledyne Cetac Technologies Analyte Excite laser ablation system coupled with an Agilent Technologies 7700x quadrupole ICP-MS; ESI NWR Image GEO 193 coupled with TOFWERK icp TOF R; Neptune Plus multicollector ICP-MS (Thermo Fisher Scientific, Bremen, Germany) coupled with a Geolas HD excimer ArF laser ablation system (Coherent, Göttingen, Germany); Bruker M4 Tornado™ system | SIO, MNR; China University of Petroleum (East China), Qingdao, China; Nanjing Focu MS Technology Co. Ltd., Nanjing, China; Shanghai Chemlab Laboratory, Shanghai, China; Wuhan Sample Solution Analytical Technology Co. Ltd., Wuhan, China | EPMA: beam current of 10 nA, beam size of 1–5 μm, accelerating voltage of 20 kV. Micro-XRF: rhodium target X-ray tube operating at 50 kV and 800 nA, polycapillary lens providing a 40-μm spot size on a 20-μm raster, dwell time of 5 ms per pixel. LA-ICP-MS: 193-nm ArF excimer laser, fluence of 6 J/cm², 6 Hz repetition rate for 40 seconds (240 pulses), 30-second pre-ablation blank, total run time 70 seconds, spot size 32–44 μm, He carrier gas mixed with Ar. LA-ICP-TOF-MS: 193 nm ArF excimer laser, spot diameter ~20 µm, repetition rate ~20 Hz, laser fluence ~7 J/cm², scan speed ~4000 µm/s, He carrier gas ~600 ml/min, washout time 50 ms. S isotope MC-ICP-MS: spot size ~44 μm, pulse frequency ~2 Hz, laser fluence ~5 J/cm², He carrier gas with Ar make-up gas. | MASS-1 (Fe-Cu-Zn-S pressed pellet) and GSE-1G (synthetic basaltic glass) from the United States Geological Survey; pyrite PPP-1; chalcopyrite GBW07268; pyrrhotite SP-Po-01 (δ34S = 1.4‰ ± 0.4‰); chalcopyrite SP-CP-01 (δ34S = 5.45‰ ± 0.3‰); natural and synthetic minerals from USA SPI Supplies | 32.848 | [19 empty] | 3.0215 | [5 empty] | 39.8265 | [5 empty] | 311184.2957 | [9 empty] | 344972.1595 | [13 empty] | 11.1589 | [13 empty] | 2.5969 |  | 0.095902 | [7 empty] | 0.062598 | [5 empty] | 0.038273 | [15 empty] | 342705.5632 |  | 0.06166 |  |  |  | 170.6376 | [5 empty] | 1.7145 | [17 empty] | 0.007502 |  | 0.061434 | [7 empty] | 396.3657 |  |  |  |  | 2025
| Xunmei vent field, Niaochao vent field |  | Seafloor hydrothermal | Volcanic-hosted massive sulfide (VMS) | seafloor massive sulfide (SMS) | Cu, Zn, Au, Ag | Co, Pb, Sb | Cu, Zn, Au, Ag, Co, Pb, Sb |  |  | I-Ccp1 (n=15)-14 | I-Ccp1 (n=15)-14 | seafloor vent field |  |  |  |  | ore material | grab | grab | mineral separate | [5 empty] | mineralisation | sulfide chimney | pyrite, marcasite, chalcopyrite |  | pyrite, marcasite, chalcopyrite | multiple stages: colloform marcasite-pyrite intergrowths (outermost wall), replacement assemblages (transition layers), dense recrystallized assemblages, marcasite pseudomorphs after pyrrhotite (middle layer) | sulfide chimney | colloform, subhedral, anhedral, euhedral, dense coarse-grained, columnar pseudomorphs |  |  |  | sphalerite, pyrrhotite, anhydrite, galena, tetrahedrite, tennantite | Transverse sections (polished sections) | EMPA, LA-ICPMS, MC-ICPMS | JEOL JXA-8100 EPMA; Teledyne Cetac Technologies Analyte Excite laser ablation system coupled with an Agilent Technologies 7700x quadrupole ICP-MS; ESI NWR Image GEO 193 coupled with TOFWERK icp TOF R; Neptune Plus multicollector ICP-MS (Thermo Fisher Scientific, Bremen, Germany) coupled with a Geolas HD excimer ArF laser ablation system (Coherent, Göttingen, Germany); Bruker M4 Tornado™ system | SIO, MNR; China University of Petroleum (East China), Qingdao, China; Nanjing Focu MS Technology Co. Ltd., Nanjing, China; Shanghai Chemlab Laboratory, Shanghai, China; Wuhan Sample Solution Analytical Technology Co. Ltd., Wuhan, China | EPMA: beam current of 10 nA, beam size of 1–5 μm, accelerating voltage of 20 kV. Micro-XRF: rhodium target X-ray tube operating at 50 kV and 800 nA, polycapillary lens providing a 40-μm spot size on a 20-μm raster, dwell time of 5 ms per pixel. LA-ICP-MS: 193-nm ArF excimer laser, fluence of 6 J/cm², 6 Hz repetition rate for 40 seconds (240 pulses), 30-second pre-ablation blank, total run time 70 seconds, spot size 32–44 μm, He carrier gas mixed with Ar. LA-ICP-TOF-MS: 193 nm ArF excimer laser, spot diameter ~20 µm, repetition rate ~20 Hz, laser fluence ~7 J/cm², scan speed ~4000 µm/s, He carrier gas ~600 ml/min, washout time 50 ms. S isotope MC-ICP-MS: spot size ~44 μm, pulse frequency ~2 Hz, laser fluence ~5 J/cm², He carrier gas with Ar make-up gas. | MASS-1 (Fe-Cu-Zn-S pressed pellet) and GSE-1G (synthetic basaltic glass) from the United States Geological Survey; pyrite PPP-1; chalcopyrite GBW07268; pyrrhotite SP-Po-01 (δ34S = 1.4‰ ± 0.4‰); chalcopyrite SP-CP-01 (δ34S = 5.45‰ ± 0.3‰); natural and synthetic minerals from USA SPI Supplies | 41.3776 |  |  |  | 4.9346 | [5 empty] | 0.027175 |  |  |  | 0.005417 | [5 empty] | 4.5556 | [5 empty] | 47.444 | [5 empty] | 308027.1498 | [9 empty] | 338939.5517 | [13 empty] | 8.7856 | [11 empty] | 17.9683 |  | 3.1935 |  | 6.2901 | [7 empty] | 0.25626 | [5 empty] | 7.5035 | [15 empty] | 351620.1571 |  | 0.18173 |  |  |  | 247.6558 | [5 empty] | 1.5831 | [7 empty] | 0.094682 | [5 empty] | 0.006297 |  |  |  | 0.13027 |  | 0.095888 | [7 empty] | 529.6471 |  |  |  |  | 2025
| Xunmei vent field, Niaochao vent field |  | Seafloor hydrothermal | Volcanic-hosted massive sulfide (VMS) | seafloor massive sulfide (SMS) | Cu, Zn, Au, Ag | Co, Pb, Sb | Cu, Zn, Au, Ag, Co, Pb, Sb |  |  | I-Ccp1 (n=15)-15 | I-Ccp1 (n=15)-15 | seafloor vent field |  |  |  |  | ore material | grab | grab | mineral separate | [5 empty] | mineralisation | sulfide chimney | pyrite, marcasite, chalcopyrite |  | pyrite, marcasite, chalcopyrite | multiple stages: colloform marcasite-pyrite intergrowths (outermost wall), replacement assemblages (transition layers), dense recrystallized assemblages, marcasite pseudomorphs after pyrrhotite (middle layer) | sulfide chimney | colloform, subhedral, anhedral, euhedral, dense coarse-grained, columnar pseudomorphs |  |  |  | sphalerite, pyrrhotite, anhydrite, galena, tetrahedrite, tennantite | Transverse sections (polished sections) | EMPA, LA-ICPMS, MC-ICPMS | JEOL JXA-8100 EPMA; Teledyne Cetac Technologies Analyte Excite laser ablation system coupled with an Agilent Technologies 7700x quadrupole ICP-MS; ESI NWR Image GEO 193 coupled with TOFWERK icp TOF R; Neptune Plus multicollector ICP-MS (Thermo Fisher Scientific, Bremen, Germany) coupled with a Geolas HD excimer ArF laser ablation system (Coherent, Göttingen, Germany); Bruker M4 Tornado™ system | SIO, MNR; China University of Petroleum (East China), Qingdao, China; Nanjing Focu MS Technology Co. Ltd., Nanjing, China; Shanghai Chemlab Laboratory, Shanghai, China; Wuhan Sample Solution Analytical Technology Co. Ltd., Wuhan, China | EPMA: beam current of 10 nA, beam size of 1–5 μm, accelerating voltage of 20 kV. Micro-XRF: rhodium target X-ray tube operating at 50 kV and 800 nA, polycapillary lens providing a 40-μm spot size on a 20-μm raster, dwell time of 5 ms per pixel. LA-ICP-MS: 193-nm ArF excimer laser, fluence of 6 J/cm², 6 Hz repetition rate for 40 seconds (240 pulses), 30-second pre-ablation blank, total run time 70 seconds, spot size 32–44 μm, He carrier gas mixed with Ar. LA-ICP-TOF-MS: 193 nm ArF excimer laser, spot diameter ~20 µm, repetition rate ~20 Hz, laser fluence ~7 J/cm², scan speed ~4000 µm/s, He carrier gas ~600 ml/min, washout time 50 ms. S isotope MC-ICP-MS: spot size ~44 μm, pulse frequency ~2 Hz, laser fluence ~5 J/cm², He carrier gas with Ar make-up gas. | MASS-1 (Fe-Cu-Zn-S pressed pellet) and GSE-1G (synthetic basaltic glass) from the United States Geological Survey; pyrite PPP-1; chalcopyrite GBW07268; pyrrhotite SP-Po-01 (δ34S = 1.4‰ ± 0.4‰); chalcopyrite SP-CP-01 (δ34S = 5.45‰ ± 0.3‰); natural and synthetic minerals from USA SPI Supplies | 51.5922 | [9 empty] | 0.010865 | [9 empty] | 3.158 | [5 empty] | 40.744 | [5 empty] | 301961.1126 | [9 empty] | 342499.2872 | [13 empty] | 16.6408 | [11 empty] | 2.0322 |  | 2.5309 |  | 0.29749 | [7 empty] | 0.066294 | [5 empty] | 0.29984 | [15 empty] | 354144.8451 |  | 0.00854 |  |  |  | 159.1486 | [5 empty] | 2.1939 | [7 empty] | 0.05829 | [5 empty] | 0.011621 |  |  |  | 0.75729 |  | 0.043341 | [7 empty] | 551.1105 |  |  |  |  | 2025
| Xunmei vent field, Niaochao vent field |  | Seafloor hydrothermal | Volcanic-hosted massive sulfide (VMS) | seafloor massive sulfide (SMS) | Cu, Zn, Au, Ag | Co, Pb, Sb | Cu, Zn, Au, Ag, Co, Pb, Sb |  |  | I-Ccp1 (n=15)-16 | I-Ccp1 (n=15)-16 | seafloor vent field |  |  |  |  | ore material | grab | grab | mineral separate | [5 empty] | mineralisation | sulfide chimney | pyrite, marcasite, chalcopyrite |  | pyrite, marcasite, chalcopyrite | multiple stages: colloform marcasite-pyrite intergrowths (outermost wall), replacement assemblages (transition layers), dense recrystallized assemblages, marcasite pseudomorphs after pyrrhotite (middle layer) | sulfide chimney | colloform, subhedral, anhedral, euhedral, dense coarse-grained, columnar pseudomorphs |  |  |  | sphalerite, pyrrhotite, anhydrite, galena, tetrahedrite, tennantite | Transverse sections (polished sections) | EMPA, LA-ICPMS, MC-ICPMS | JEOL JXA-8100 EPMA; Teledyne Cetac Technologies Analyte Excite laser ablation system coupled with an Agilent Technologies 7700x quadrupole ICP-MS; ESI NWR Image GEO 193 coupled with TOFWERK icp TOF R; Neptune Plus multicollector ICP-MS (Thermo Fisher Scientific, Bremen, Germany) coupled with a Geolas HD excimer ArF laser ablation system (Coherent, Göttingen, Germany); Bruker M4 Tornado™ system | SIO, MNR; China University of Petroleum (East China), Qingdao, China; Nanjing Focu MS Technology Co. Ltd., Nanjing, China; Shanghai Chemlab Laboratory, Shanghai, China; Wuhan Sample Solution Analytical Technology Co. Ltd., Wuhan, China | EPMA: beam current of 10 nA, beam size of 1–5 μm, accelerating voltage of 20 kV. Micro-XRF: rhodium target X-ray tube operating at 50 kV and 800 nA, polycapillary lens providing a 40-μm spot size on a 20-μm raster, dwell time of 5 ms per pixel. LA-ICP-MS: 193-nm ArF excimer laser, fluence of 6 J/cm², 6 Hz repetition rate for 40 seconds (240 pulses), 30-second pre-ablation blank, total run time 70 seconds, spot size 32–44 μm, He carrier gas mixed with Ar. LA-ICP-TOF-MS: 193 nm ArF excimer laser, spot diameter ~20 µm, repetition rate ~20 Hz, laser fluence ~7 J/cm², scan speed ~4000 µm/s, He carrier gas ~600 ml/min, washout time 50 ms. S isotope MC-ICP-MS: spot size ~44 μm, pulse frequency ~2 Hz, laser fluence ~5 J/cm², He carrier gas with Ar make-up gas. | MASS-1 (Fe-Cu-Zn-S pressed pellet) and GSE-1G (synthetic basaltic glass) from the United States Geological Survey; pyrite PPP-1; chalcopyrite GBW07268; pyrrhotite SP-Po-01 (δ34S = 1.4‰ ± 0.4‰); chalcopyrite SP-CP-01 (δ34S = 5.45‰ ± 0.3‰); natural and synthetic minerals from USA SPI Supplies | 46.5209 |  |  |  | 3.2273 |  | 0.01155 |  |  |  | 0.035787 |  |  |  | 0.007567 | [5 empty] | 3.7769 | [5 empty] | 36.1134 | [5 empty] | 337994.3998 | [9 empty] | 322674.7203 | [13 empty] | 12.085 | [11 empty] | 7.5017 |  | 2.802 |  | 7.4397 | [7 empty] | 0.12644 | [5 empty] | 0.59467 | [15 empty] | 342616.3811 |  | 0.11549 |  |  |  | 170.6376 | [5 empty] | 1.2383 | [7 empty] | 0.094682 | [5 empty] | 0.011996 |  |  |  | 0.75729 |  | 0.12749 | [7 empty] | 507.7596 |  |  |  |  | 2025
| Xunmei vent field, Niaochao vent field |  | Seafloor hydrothermal | Volcanic-hosted massive sulfide (VMS) | seafloor massive sulfide (SMS) | Cu, Zn, Au, Ag | Co, Pb, Sb | Cu, Zn, Au, Ag, Co, Pb, Sb |  |  | I-Ccp1 (n=15)-17 | I-Ccp1 (n=15)-17 | seafloor vent field |  |  |  |  | ore material | grab | grab | mineral separate | [5 empty] | mineralisation | sulfide chimney | pyrite, marcasite, chalcopyrite |  | pyrite, marcasite, chalcopyrite | multiple stages: colloform marcasite-pyrite intergrowths (outermost wall), replacement assemblages (transition layers), dense recrystallized assemblages, marcasite pseudomorphs after pyrrhotite (middle layer) | sulfide chimney | colloform, subhedral, anhedral, euhedral, dense coarse-grained, columnar pseudomorphs |  |  |  | sphalerite, pyrrhotite, anhydrite, galena, tetrahedrite, tennantite | Transverse sections (polished sections) | EMPA, LA-ICPMS, MC-ICPMS | JEOL JXA-8100 EPMA; Teledyne Cetac Technologies Analyte Excite laser ablation system coupled with an Agilent Technologies 7700x quadrupole ICP-MS; ESI NWR Image GEO 193 coupled with TOFWERK icp TOF R; Neptune Plus multicollector ICP-MS (Thermo Fisher Scientific, Bremen, Germany) coupled with a Geolas HD excimer ArF laser ablation system (Coherent, Göttingen, Germany); Bruker M4 Tornado™ system | SIO, MNR; China University of Petroleum (East China), Qingdao, China; Nanjing Focu MS Technology Co. Ltd., Nanjing, China; Shanghai Chemlab Laboratory, Shanghai, China; Wuhan Sample Solution Analytical Technology Co. Ltd., Wuhan, China | EPMA: beam current of 10 nA, beam size of 1–5 μm, accelerating voltage of 20 kV. Micro-XRF: rhodium target X-ray tube operating at 50 kV and 800 nA, polycapillary lens providing a 40-μm spot size on a 20-μm raster, dwell time of 5 ms per pixel. LA-ICP-MS: 193-nm ArF excimer laser, fluence of 6 J/cm², 6 Hz repetition rate for 40 seconds (240 pulses), 30-second pre-ablation blank, total run time 70 seconds, spot size 32–44 μm, He carrier gas mixed with Ar. LA-ICP-TOF-MS: 193 nm ArF excimer laser, spot diameter ~20 µm, repetition rate ~20 Hz, laser fluence ~7 J/cm², scan speed ~4000 µm/s, He carrier gas ~600 ml/min, washout time 50 ms. S isotope MC-ICP-MS: spot size ~44 μm, pulse frequency ~2 Hz, laser fluence ~5 J/cm², He carrier gas with Ar make-up gas. | MASS-1 (Fe-Cu-Zn-S pressed pellet) and GSE-1G (synthetic basaltic glass) from the United States Geological Survey; pyrite PPP-1; chalcopyrite GBW07268; pyrrhotite SP-Po-01 (δ34S = 1.4‰ ± 0.4‰); chalcopyrite SP-CP-01 (δ34S = 5.45‰ ± 0.3‰); natural and synthetic minerals from USA SPI Supplies | 45.5009 |  |  |  | 2.8329 |  | 0.011136 |  |  |  | 0.22619 |  |  |  | 0.008974 | [5 empty] | 3.5609 | [5 empty] | 37.6839 | [5 empty] | 335842.2048 | [9 empty] | 324036.4488 | [13 empty] | 12.0386 | [11 empty] | 17.5938 |  | 3.0381 |  | 25.3096 | [7 empty] | 0.5026 | [5 empty] | 2.5339 | [15 empty] | 338479.6378 |  | 0.20047 |  |  |  | 178.1953 | [5 empty] | 1.4011 | [7 empty] | 0.10555 | [5 empty] | 0.072229 |  |  |  | 5.2113 |  | 0.69446 | [7 empty] | 554.9591 |  |  |  |  | 2025
| Xunmei vent field, Niaochao vent field |  | Seafloor hydrothermal | Volcanic-hosted massive sulfide (VMS) | seafloor massive sulfide (SMS) | Cu, Zn, Au, Ag | Co, Pb, Sb | Cu, Zn, Au, Ag, Co, Pb, Sb |  |  | I-Ccp1 (n=15)-18 | I-Ccp1 (n=15)-18 | seafloor vent field |  |  |  |  | ore material | grab | grab | mineral separate | [5 empty] | mineralisation | sulfide chimney | pyrite, marcasite, chalcopyrite |  | pyrite, marcasite, chalcopyrite | multiple stages: colloform marcasite-pyrite intergrowths (outermost wall), replacement assemblages (transition layers), dense recrystallized assemblages, marcasite pseudomorphs after pyrrhotite (middle layer) | sulfide chimney | colloform, subhedral, anhedral, euhedral, dense coarse-grained, columnar pseudomorphs |  |  |  | sphalerite, pyrrhotite, anhydrite, galena, tetrahedrite, tennantite | Transverse sections (polished sections) | EMPA, LA-ICPMS, MC-ICPMS | JEOL JXA-8100 EPMA; Teledyne Cetac Technologies Analyte Excite laser ablation system coupled with an Agilent Technologies 7700x quadrupole ICP-MS; ESI NWR Image GEO 193 coupled with TOFWERK icp TOF R; Neptune Plus multicollector ICP-MS (Thermo Fisher Scientific, Bremen, Germany) coupled with a Geolas HD excimer ArF laser ablation system (Coherent, Göttingen, Germany); Bruker M4 Tornado™ system | SIO, MNR; China University of Petroleum (East China), Qingdao, China; Nanjing Focu MS Technology Co. Ltd., Nanjing, China; Shanghai Chemlab Laboratory, Shanghai, China; Wuhan Sample Solution Analytical Technology Co. Ltd., Wuhan, China | EPMA: beam current of 10 nA, beam size of 1–5 μm, accelerating voltage of 20 kV. Micro-XRF: rhodium target X-ray tube operating at 50 kV and 800 nA, polycapillary lens providing a 40-μm spot size on a 20-μm raster, dwell time of 5 ms per pixel. LA-ICP-MS: 193-nm ArF excimer laser, fluence of 6 J/cm², 6 Hz repetition rate for 40 seconds (240 pulses), 30-second pre-ablation blank, total run time 70 seconds, spot size 32–44 μm, He carrier gas mixed with Ar. LA-ICP-TOF-MS: 193 nm ArF excimer laser, spot diameter ~20 µm, repetition rate ~20 Hz, laser fluence ~7 J/cm², scan speed ~4000 µm/s, He carrier gas ~600 ml/min, washout time 50 ms. S isotope MC-ICP-MS: spot size ~44 μm, pulse frequency ~2 Hz, laser fluence ~5 J/cm², He carrier gas with Ar make-up gas. | MASS-1 (Fe-Cu-Zn-S pressed pellet) and GSE-1G (synthetic basaltic glass) from the United States Geological Survey; pyrite PPP-1; chalcopyrite GBW07268; pyrrhotite SP-Po-01 (δ34S = 1.4‰ ± 0.4‰); chalcopyrite SP-CP-01 (δ34S = 5.45‰ ± 0.3‰); natural and synthetic minerals from USA SPI Supplies | 10.7757 |  |  |  | 1.7649 |  | 0.004633 |  |  |  | 0.30686 |  |  |  | 0.00413 | [5 empty] | 0.98086 | [5 empty] | 21.7 | [5 empty] | 21145.8991 | [9 empty] | 11863.8212 | [13 empty] | 4.1657 | [11 empty] | 23.1744 |  | 1.1635 |  | 55.018 | [7 empty] | 0.82251 | [5 empty] | 3.469 | [15 empty] | 14313.1107 |  | 0.21188 |  |  |  | 49.7319 | [5 empty] | 0.83418 | [7 empty] | 0.048326 | [5 empty] | 0.13757 |  |  |  | 11.8524 |  | 1.381 | [7 empty] | 178.8361 |  |  |  |  | 2025
| Xunmei vent field, Niaochao vent field |  | Seafloor hydrothermal | Volcanic-hosted massive sulfide (VMS) | seafloor massive sulfide (SMS) | Cu, Zn, Au, Ag | Co, Pb, Sb | Cu, Zn, Au, Ag, Co, Pb, Sb |  |  | I-Ccp2 (n=22)-1 | I-Ccp2 (n=22)-1 | seafloor vent field |  |  |  |  | ore material | grab | grab | mineral separate | [5 empty] | mineralisation | sulfide chimney | pyrite, marcasite, chalcopyrite |  | pyrite, marcasite, chalcopyrite | multiple stages: colloform marcasite-pyrite intergrowths (outermost wall), replacement assemblages (transition layers), dense recrystallized assemblages, marcasite pseudomorphs after pyrrhotite (middle layer) | sulfide chimney | colloform, subhedral, anhedral, euhedral, dense coarse-grained, columnar pseudomorphs |  |  |  | sphalerite, pyrrhotite, anhydrite, galena, tetrahedrite, tennantite | Transverse sections (polished sections) | EMPA, LA-ICPMS, MC-ICPMS | JEOL JXA-8100 EPMA; Teledyne Cetac Technologies Analyte Excite laser ablation system coupled with an Agilent Technologies 7700x quadrupole ICP-MS; ESI NWR Image GEO 193 coupled with TOFWERK icp TOF R; Neptune Plus multicollector ICP-MS (Thermo Fisher Scientific, Bremen, Germany) coupled with a Geolas HD excimer ArF laser ablation system (Coherent, Göttingen, Germany); Bruker M4 Tornado™ system | SIO, MNR; China University of Petroleum (East China), Qingdao, China; Nanjing Focu MS Technology Co. Ltd., Nanjing, China; Shanghai Chemlab Laboratory, Shanghai, China; Wuhan Sample Solution Analytical Technology Co. Ltd., Wuhan, China | EPMA: beam current of 10 nA, beam size of 1–5 μm, accelerating voltage of 20 kV. Micro-XRF: rhodium target X-ray tube operating at 50 kV and 800 nA, polycapillary lens providing a 40-μm spot size on a 20-μm raster, dwell time of 5 ms per pixel. LA-ICP-MS: 193-nm ArF excimer laser, fluence of 6 J/cm², 6 Hz repetition rate for 40 seconds (240 pulses), 30-second pre-ablation blank, total run time 70 seconds, spot size 32–44 μm, He carrier gas mixed with Ar. LA-ICP-TOF-MS: 193 nm ArF excimer laser, spot diameter ~20 µm, repetition rate ~20 Hz, laser fluence ~7 J/cm², scan speed ~4000 µm/s, He carrier gas ~600 ml/min, washout time 50 ms. S isotope MC-ICP-MS: spot size ~44 μm, pulse frequency ~2 Hz, laser fluence ~5 J/cm², He carrier gas with Ar make-up gas. | MASS-1 (Fe-Cu-Zn-S pressed pellet) and GSE-1G (synthetic basaltic glass) from the United States Geological Survey; pyrite PPP-1; chalcopyrite GBW07268; pyrrhotite SP-Po-01 (δ34S = 1.4‰ ± 0.4‰); chalcopyrite SP-CP-01 (δ34S = 5.45‰ ± 0.3‰); natural and synthetic minerals from USA SPI Supplies | 94.1132 |  |  |  | 2.384 | [5 empty] | 0.016894 | [9 empty] | 3.1479 | [5 empty] | 49.9825 | [5 empty] | 305399.4139 | [9 empty] | 330870.999 | [13 empty] | 15.833 | [11 empty] | 0.37877 |  | 4.0332 |  | 0.24395 | [7 empty] | 0.054285 | [5 empty] | 0.20835 | [15 empty] | 362434.1332 |  | 0.070739 |  |  |  | 186.496 | [5 empty] | 1.1183 | [17 empty] | 0.037411 |  | 0.067439 | [7 empty] | 661.807 |  |  |  |  | 2025
| Xunmei vent field, Niaochao vent field |  | Seafloor hydrothermal | Volcanic-hosted massive sulfide (VMS) | seafloor massive sulfide (SMS) | Cu, Zn, Au, Ag | Co, Pb, Sb | Cu, Zn, Au, Ag, Co, Pb, Sb |  |  | I-Ccp2 (n=22)-2 | I-Ccp2 (n=22)-2 | seafloor vent field |  |  |  |  | ore material | grab | grab | mineral separate | [5 empty] | mineralisation | sulfide chimney | pyrite, marcasite, chalcopyrite |  | pyrite, marcasite, chalcopyrite | multiple stages: colloform marcasite-pyrite intergrowths (outermost wall), replacement assemblages (transition layers), dense recrystallized assemblages, marcasite pseudomorphs after pyrrhotite (middle layer) | sulfide chimney | colloform, subhedral, anhedral, euhedral, dense coarse-grained, columnar pseudomorphs |  |  |  | sphalerite, pyrrhotite, anhydrite, galena, tetrahedrite, tennantite | Transverse sections (polished sections) | EMPA, LA-ICPMS, MC-ICPMS | JEOL JXA-8100 EPMA; Teledyne Cetac Technologies Analyte Excite laser ablation system coupled with an Agilent Technologies 7700x quadrupole ICP-MS; ESI NWR Image GEO 193 coupled with TOFWERK icp TOF R; Neptune Plus multicollector ICP-MS (Thermo Fisher Scientific, Bremen, Germany) coupled with a Geolas HD excimer ArF laser ablation system (Coherent, Göttingen, Germany); Bruker M4 Tornado™ system | SIO, MNR; China University of Petroleum (East China), Qingdao, China; Nanjing Focu MS Technology Co. Ltd., Nanjing, China; Shanghai Chemlab Laboratory, Shanghai, China; Wuhan Sample Solution Analytical Technology Co. Ltd., Wuhan, China | EPMA: beam current of 10 nA, beam size of 1–5 μm, accelerating voltage of 20 kV. Micro-XRF: rhodium target X-ray tube operating at 50 kV and 800 nA, polycapillary lens providing a 40-μm spot size on a 20-μm raster, dwell time of 5 ms per pixel. LA-ICP-MS: 193-nm ArF excimer laser, fluence of 6 J/cm², 6 Hz repetition rate for 40 seconds (240 pulses), 30-second pre-ablation blank, total run time 70 seconds, spot size 32–44 μm, He carrier gas mixed with Ar. LA-ICP-TOF-MS: 193 nm ArF excimer laser, spot diameter ~20 µm, repetition rate ~20 Hz, laser fluence ~7 J/cm², scan speed ~4000 µm/s, He carrier gas ~600 ml/min, washout time 50 ms. S isotope MC-ICP-MS: spot size ~44 μm, pulse frequency ~2 Hz, laser fluence ~5 J/cm², He carrier gas with Ar make-up gas. | MASS-1 (Fe-Cu-Zn-S pressed pellet) and GSE-1G (synthetic basaltic glass) from the United States Geological Survey; pyrite PPP-1; chalcopyrite GBW07268; pyrrhotite SP-Po-01 (δ34S = 1.4‰ ± 0.4‰); chalcopyrite SP-CP-01 (δ34S = 5.45‰ ± 0.3‰); natural and synthetic minerals from USA SPI Supplies | 86.8041 |  |  |  | 0.32972 | [5 empty] | 0.044008 | [9 empty] | 2.9593 | [5 empty] | 72.0453 | [5 empty] | 317696.8371 | [9 empty] | 335896.7205 | [13 empty] | 10.4798 | [11 empty] | 1.0485 |  | 5.0105 | [9 empty] | 0.044442 | [5 empty] | 0.38298 | [15 empty] | 344778.0635 |  | 0.082778 |  |  |  | 236.3854 | [5 empty] | 0.9906 | [17 empty] | 1.0465 |  | 0.098781 | [7 empty] | 535.5723 |  |  |  |  | 2025
| Xunmei vent field, Niaochao vent field |  | Seafloor hydrothermal | Volcanic-hosted massive sulfide (VMS) | seafloor massive sulfide (SMS) | Cu, Zn, Au, Ag | Co, Pb, Sb | Cu, Zn, Au, Ag, Co, Pb, Sb |  |  | I-Ccp2 (n=22)-3 | I-Ccp2 (n=22)-3 | seafloor vent field |  |  |  |  | ore material | grab | grab | mineral separate | [5 empty] | mineralisation | sulfide chimney | pyrite, marcasite, chalcopyrite |  | pyrite, marcasite, chalcopyrite | multiple stages: colloform marcasite-pyrite intergrowths (outermost wall), replacement assemblages (transition layers), dense recrystallized assemblages, marcasite pseudomorphs after pyrrhotite (middle layer) | sulfide chimney | colloform, subhedral, anhedral, euhedral, dense coarse-grained, columnar pseudomorphs |  |  |  | sphalerite, pyrrhotite, anhydrite, galena, tetrahedrite, tennantite | Transverse sections (polished sections) | EMPA, LA-ICPMS, MC-ICPMS | JEOL JXA-8100 EPMA; Teledyne Cetac Technologies Analyte Excite laser ablation system coupled with an Agilent Technologies 7700x quadrupole ICP-MS; ESI NWR Image GEO 193 coupled with TOFWERK icp TOF R; Neptune Plus multicollector ICP-MS (Thermo Fisher Scientific, Bremen, Germany) coupled with a Geolas HD excimer ArF laser ablation system (Coherent, Göttingen, Germany); Bruker M4 Tornado™ system | SIO, MNR; China University of Petroleum (East China), Qingdao, China; Nanjing Focu MS Technology Co. Ltd., Nanjing, China; Shanghai Chemlab Laboratory, Shanghai, China; Wuhan Sample Solution Analytical Technology Co. Ltd., Wuhan, China | EPMA: beam current of 10 nA, beam size of 1–5 μm, accelerating voltage of 20 kV. Micro-XRF: rhodium target X-ray tube operating at 50 kV and 800 nA, polycapillary lens providing a 40-μm spot size on a 20-μm raster, dwell time of 5 ms per pixel. LA-ICP-MS: 193-nm ArF excimer laser, fluence of 6 J/cm², 6 Hz repetition rate for 40 seconds (240 pulses), 30-second pre-ablation blank, total run time 70 seconds, spot size 32–44 μm, He carrier gas mixed with Ar. LA-ICP-TOF-MS: 193 nm ArF excimer laser, spot diameter ~20 µm, repetition rate ~20 Hz, laser fluence ~7 J/cm², scan speed ~4000 µm/s, He carrier gas ~600 ml/min, washout time 50 ms. S isotope MC-ICP-MS: spot size ~44 μm, pulse frequency ~2 Hz, laser fluence ~5 J/cm², He carrier gas with Ar make-up gas. | MASS-1 (Fe-Cu-Zn-S pressed pellet) and GSE-1G (synthetic basaltic glass) from the United States Geological Survey; pyrite PPP-1; chalcopyrite GBW07268; pyrrhotite SP-Po-01 (δ34S = 1.4‰ ± 0.4‰); chalcopyrite SP-CP-01 (δ34S = 5.45‰ ± 0.3‰); natural and synthetic minerals from USA SPI Supplies | 92.1364 |  |  |  | 1.238 | [5 empty] | 0.018399 |  |  |  | 0.019348 | [5 empty] | 2.8478 | [5 empty] | 91.2314 | [5 empty] | 312302.428 | [9 empty] | 315430.8534 | [13 empty] | 9.9358 | [11 empty] | 0.17501 |  | 6.9942 |  | 0.038812 | [7 empty] | 0.018974 | [5 empty] | 0.009279 | [15 empty] | 371050.551 | [5 empty] | 206.2671 | [5 empty] | 0.73543 | [7 empty] | 0.085456 | [11 empty] | 0.08061 | [7 empty] | 427.1544 |  |  |  |  | 2025
| Xunmei vent field, Niaochao vent field |  | Seafloor hydrothermal | Volcanic-hosted massive sulfide (VMS) | seafloor massive sulfide (SMS) | Cu, Zn, Au, Ag | Co, Pb, Sb | Cu, Zn, Au, Ag, Co, Pb, Sb |  |  | I-Ccp2 (n=22)-4 | I-Ccp2 (n=22)-4 | seafloor vent field |  |  |  |  | ore material | grab | grab | mineral separate | [5 empty] | mineralisation | sulfide chimney | pyrite, marcasite, chalcopyrite |  | pyrite, marcasite, chalcopyrite | multiple stages: colloform marcasite-pyrite intergrowths (outermost wall), replacement assemblages (transition layers), dense recrystallized assemblages, marcasite pseudomorphs after pyrrhotite (middle layer) | sulfide chimney | colloform, subhedral, anhedral, euhedral, dense coarse-grained, columnar pseudomorphs |  |  |  | sphalerite, pyrrhotite, anhydrite, galena, tetrahedrite, tennantite | Transverse sections (polished sections) | EMPA, LA-ICPMS, MC-ICPMS | JEOL JXA-8100 EPMA; Teledyne Cetac Technologies Analyte Excite laser ablation system coupled with an Agilent Technologies 7700x quadrupole ICP-MS; ESI NWR Image GEO 193 coupled with TOFWERK icp TOF R; Neptune Plus multicollector ICP-MS (Thermo Fisher Scientific, Bremen, Germany) coupled with a Geolas HD excimer ArF laser ablation system (Coherent, Göttingen, Germany); Bruker M4 Tornado™ system | SIO, MNR; China University of Petroleum (East China), Qingdao, China; Nanjing Focu MS Technology Co. Ltd., Nanjing, China; Shanghai Chemlab Laboratory, Shanghai, China; Wuhan Sample Solution Analytical Technology Co. Ltd., Wuhan, China | EPMA: beam current of 10 nA, beam size of 1–5 μm, accelerating voltage of 20 kV. Micro-XRF: rhodium target X-ray tube operating at 50 kV and 800 nA, polycapillary lens providing a 40-μm spot size on a 20-μm raster, dwell time of 5 ms per pixel. LA-ICP-MS: 193-nm ArF excimer laser, fluence of 6 J/cm², 6 Hz repetition rate for 40 seconds (240 pulses), 30-second pre-ablation blank, total run time 70 seconds, spot size 32–44 μm, He carrier gas mixed with Ar. LA-ICP-TOF-MS: 193 nm ArF excimer laser, spot diameter ~20 µm, repetition rate ~20 Hz, laser fluence ~7 J/cm², scan speed ~4000 µm/s, He carrier gas ~600 ml/min, washout time 50 ms. S isotope MC-ICP-MS: spot size ~44 μm, pulse frequency ~2 Hz, laser fluence ~5 J/cm², He carrier gas with Ar make-up gas. | MASS-1 (Fe-Cu-Zn-S pressed pellet) and GSE-1G (synthetic basaltic glass) from the United States Geological Survey; pyrite PPP-1; chalcopyrite GBW07268; pyrrhotite SP-Po-01 (δ34S = 1.4‰ ± 0.4‰); chalcopyrite SP-CP-01 (δ34S = 5.45‰ ± 0.3‰); natural and synthetic minerals from USA SPI Supplies | 89.2788 | [5 empty] | 0.014514 | [13 empty] | 2.7751 | [5 empty] | 93.9185 | [5 empty] | 332906.7548 | [9 empty] | 316970.6451 | [13 empty] | 8.1026 | [11 empty] | 0.45587 |  | 6.068 |  | 0.021974 | [13 empty] | 0.01067 | [15 empty] | 348861.8188 |  | 0.059263 |  |  |  | 252.0501 | [5 empty] | 0.53962 | [17 empty] | 0.05059 |  | 0.094827 | [7 empty] | 423.7979 |  |  |  |  | 2025
| Xunmei vent field, Niaochao vent field |  | Seafloor hydrothermal | Volcanic-hosted massive sulfide (VMS) | seafloor massive sulfide (SMS) | Cu, Zn, Au, Ag | Co, Pb, Sb | Cu, Zn, Au, Ag, Co, Pb, Sb |  |  | I-Ccp2 (n=22)-5 | I-Ccp2 (n=22)-5 | seafloor vent field |  |  |  |  | ore material | grab | grab | mineral separate | [5 empty] | mineralisation | sulfide chimney | pyrite, marcasite, chalcopyrite |  | pyrite, marcasite, chalcopyrite | multiple stages: colloform marcasite-pyrite intergrowths (outermost wall), replacement assemblages (transition layers), dense recrystallized assemblages, marcasite pseudomorphs after pyrrhotite (middle layer) | sulfide chimney | colloform, subhedral, anhedral, euhedral, dense coarse-grained, columnar pseudomorphs |  |  |  | sphalerite, pyrrhotite, anhydrite, galena, tetrahedrite, tennantite | Transverse sections (polished sections) | EMPA, LA-ICPMS, MC-ICPMS | JEOL JXA-8100 EPMA; Teledyne Cetac Technologies Analyte Excite laser ablation system coupled with an Agilent Technologies 7700x quadrupole ICP-MS; ESI NWR Image GEO 193 coupled with TOFWERK icp TOF R; Neptune Plus multicollector ICP-MS (Thermo Fisher Scientific, Bremen, Germany) coupled with a Geolas HD excimer ArF laser ablation system (Coherent, Göttingen, Germany); Bruker M4 Tornado™ system | SIO, MNR; China University of Petroleum (East China), Qingdao, China; Nanjing Focu MS Technology Co. Ltd., Nanjing, China; Shanghai Chemlab Laboratory, Shanghai, China; Wuhan Sample Solution Analytical Technology Co. Ltd., Wuhan, China | EPMA: beam current of 10 nA, beam size of 1–5 μm, accelerating voltage of 20 kV. Micro-XRF: rhodium target X-ray tube operating at 50 kV and 800 nA, polycapillary lens providing a 40-μm spot size on a 20-μm raster, dwell time of 5 ms per pixel. LA-ICP-MS: 193-nm ArF excimer laser, fluence of 6 J/cm², 6 Hz repetition rate for 40 seconds (240 pulses), 30-second pre-ablation blank, total run time 70 seconds, spot size 32–44 μm, He carrier gas mixed with Ar. LA-ICP-TOF-MS: 193 nm ArF excimer laser, spot diameter ~20 µm, repetition rate ~20 Hz, laser fluence ~7 J/cm², scan speed ~4000 µm/s, He carrier gas ~600 ml/min, washout time 50 ms. S isotope MC-ICP-MS: spot size ~44 μm, pulse frequency ~2 Hz, laser fluence ~5 J/cm², He carrier gas with Ar make-up gas. | MASS-1 (Fe-Cu-Zn-S pressed pellet) and GSE-1G (synthetic basaltic glass) from the United States Geological Survey; pyrite PPP-1; chalcopyrite GBW07268; pyrrhotite SP-Po-01 (δ34S = 1.4‰ ± 0.4‰); chalcopyrite SP-CP-01 (δ34S = 5.45‰ ± 0.3‰); natural and synthetic minerals from USA SPI Supplies | 91.7506 | [5 empty] | 0.005275 | [13 empty] | 2.9735 | [5 empty] | 107.049 | [5 empty] | 336839.6815 | [9 empty] | 320863.153 | [13 empty] | 5.9872 | [11 empty] | 0.36064 |  | 5.8403 | [9 empty] | 0.063832 | [5 empty] | 0.15021 | [15 empty] | 341085.426 |  | 0.085191 |  |  |  | 264.2124 | [5 empty] | 0.60742 | [7 empty] | 0.05646 | [5 empty] | 0.008477 |  |  |  | 0.01118 |  | 0.038846 | [7 empty] | 395.1668 |  |  |  |  | 2025
| Xunmei vent field, Niaochao vent field |  | Seafloor hydrothermal | Volcanic-hosted massive sulfide (VMS) | seafloor massive sulfide (SMS) | Cu, Zn, Au, Ag | Co, Pb, Sb | Cu, Zn, Au, Ag, Co, Pb, Sb |  |  | I-Ccp2 (n=22)-6 | I-Ccp2 (n=22)-6 | seafloor vent field |  |  |  |  | ore material | grab | grab | mineral separate | [5 empty] | mineralisation | sulfide chimney | pyrite, marcasite, chalcopyrite |  | pyrite, marcasite, chalcopyrite | multiple stages: colloform marcasite-pyrite intergrowths (outermost wall), replacement assemblages (transition layers), dense recrystallized assemblages, marcasite pseudomorphs after pyrrhotite (middle layer) | sulfide chimney | colloform, subhedral, anhedral, euhedral, dense coarse-grained, columnar pseudomorphs |  |  |  | sphalerite, pyrrhotite, anhydrite, galena, tetrahedrite, tennantite | Transverse sections (polished sections) | EMPA, LA-ICPMS, MC-ICPMS | JEOL JXA-8100 EPMA; Teledyne Cetac Technologies Analyte Excite laser ablation system coupled with an Agilent Technologies 7700x quadrupole ICP-MS; ESI NWR Image GEO 193 coupled with TOFWERK icp TOF R; Neptune Plus multicollector ICP-MS (Thermo Fisher Scientific, Bremen, Germany) coupled with a Geolas HD excimer ArF laser ablation system (Coherent, Göttingen, Germany); Bruker M4 Tornado™ system | SIO, MNR; China University of Petroleum (East China), Qingdao, China; Nanjing Focu MS Technology Co. Ltd., Nanjing, China; Shanghai Chemlab Laboratory, Shanghai, China; Wuhan Sample Solution Analytical Technology Co. Ltd., Wuhan, China | EPMA: beam current of 10 nA, beam size of 1–5 μm, accelerating voltage of 20 kV. Micro-XRF: rhodium target X-ray tube operating at 50 kV and 800 nA, polycapillary lens providing a 40-μm spot size on a 20-μm raster, dwell time of 5 ms per pixel. LA-ICP-MS: 193-nm ArF excimer laser, fluence of 6 J/cm², 6 Hz repetition rate for 40 seconds (240 pulses), 30-second pre-ablation blank, total run time 70 seconds, spot size 32–44 μm, He carrier gas mixed with Ar. LA-ICP-TOF-MS: 193 nm ArF excimer laser, spot diameter ~20 µm, repetition rate ~20 Hz, laser fluence ~7 J/cm², scan speed ~4000 µm/s, He carrier gas ~600 ml/min, washout time 50 ms. S isotope MC-ICP-MS: spot size ~44 μm, pulse frequency ~2 Hz, laser fluence ~5 J/cm², He carrier gas with Ar make-up gas. | MASS-1 (Fe-Cu-Zn-S pressed pellet) and GSE-1G (synthetic basaltic glass) from the United States Geological Survey; pyrite PPP-1; chalcopyrite GBW07268; pyrrhotite SP-Po-01 (δ34S = 1.4‰ ± 0.4‰); chalcopyrite SP-CP-01 (δ34S = 5.45‰ ± 0.3‰); natural and synthetic minerals from USA SPI Supplies | 94.269 |  |  |  | 0.48504 |  | 0.005166 | [7 empty] | 0.006065 | [5 empty] | 2.7178 | [5 empty] | 72.4482 | [5 empty] | 346022.6047 | [9 empty] | 305932.3251 | [13 empty] | 6.9203 | [11 empty] | 0.61248 |  | 4.502 |  | 0.4952 | [7 empty] | 0.10959 | [5 empty] | 0.23293 | [15 empty] | 346824.7532 | [5 empty] | 231.8463 | [5 empty] | 0.85373 | [17 empty] | 0.23924 |  | 0.080896 | [7 empty] | 387.2199 |  |  |  |  | 2025
| Xunmei vent field, Niaochao vent field |  | Seafloor hydrothermal | Volcanic-hosted massive sulfide (VMS) | seafloor massive sulfide (SMS) | Cu, Zn, Au, Ag | Co, Pb, Sb | Cu, Zn, Au, Ag, Co, Pb, Sb |  |  | I-Ccp2 (n=22)-7 | I-Ccp2 (n=22)-7 | seafloor vent field |  |  |  |  | ore material | grab | grab | mineral separate | [5 empty] | mineralisation | sulfide chimney | pyrite, marcasite, chalcopyrite |  | pyrite, marcasite, chalcopyrite | multiple stages: colloform marcasite-pyrite intergrowths (outermost wall), replacement assemblages (transition layers), dense recrystallized assemblages, marcasite pseudomorphs after pyrrhotite (middle layer) | sulfide chimney | colloform, subhedral, anhedral, euhedral, dense coarse-grained, columnar pseudomorphs |  |  |  | sphalerite, pyrrhotite, anhydrite, galena, tetrahedrite, tennantite | Transverse sections (polished sections) | EMPA, LA-ICPMS, MC-ICPMS | JEOL JXA-8100 EPMA; Teledyne Cetac Technologies Analyte Excite laser ablation system coupled with an Agilent Technologies 7700x quadrupole ICP-MS; ESI NWR Image GEO 193 coupled with TOFWERK icp TOF R; Neptune Plus multicollector ICP-MS (Thermo Fisher Scientific, Bremen, Germany) coupled with a Geolas HD excimer ArF laser ablation system (Coherent, Göttingen, Germany); Bruker M4 Tornado™ system | SIO, MNR; China University of Petroleum (East China), Qingdao, China; Nanjing Focu MS Technology Co. Ltd., Nanjing, China; Shanghai Chemlab Laboratory, Shanghai, China; Wuhan Sample Solution Analytical Technology Co. Ltd., Wuhan, China | EPMA: beam current of 10 nA, beam size of 1–5 μm, accelerating voltage of 20 kV. Micro-XRF: rhodium target X-ray tube operating at 50 kV and 800 nA, polycapillary lens providing a 40-μm spot size on a 20-μm raster, dwell time of 5 ms per pixel. LA-ICP-MS: 193-nm ArF excimer laser, fluence of 6 J/cm², 6 Hz repetition rate for 40 seconds (240 pulses), 30-second pre-ablation blank, total run time 70 seconds, spot size 32–44 μm, He carrier gas mixed with Ar. LA-ICP-TOF-MS: 193 nm ArF excimer laser, spot diameter ~20 µm, repetition rate ~20 Hz, laser fluence ~7 J/cm², scan speed ~4000 µm/s, He carrier gas ~600 ml/min, washout time 50 ms. S isotope MC-ICP-MS: spot size ~44 μm, pulse frequency ~2 Hz, laser fluence ~5 J/cm², He carrier gas with Ar make-up gas. | MASS-1 (Fe-Cu-Zn-S pressed pellet) and GSE-1G (synthetic basaltic glass) from the United States Geological Survey; pyrite PPP-1; chalcopyrite GBW07268; pyrrhotite SP-Po-01 (δ34S = 1.4‰ ± 0.4‰); chalcopyrite SP-CP-01 (δ34S = 5.45‰ ± 0.3‰); natural and synthetic minerals from USA SPI Supplies | 113.2611 |  |  |  | 0.60672 | [5 empty] | 0.082314 | [9 empty] | 3.4064 | [5 empty] | 60.2059 | [5 empty] | 354044.042 | [9 empty] | 303906.169 | [13 empty] | 25.6832 | [11 empty] | 3.7582 |  | 2.8801 |  | 0.19771 | [7 empty] | 0.038168 | [5 empty] | 0.74744 | [15 empty] | 340565.2506 | [5 empty] | 116.8797 | [5 empty] | 4.0935 | [13 empty] | 0.00646 |  |  |  | 0.67736 |  | 0.043936 | [7 empty] | 689.1284 |  |  |  |  | 2025
| Xunmei vent field, Niaochao vent field |  | Seafloor hydrothermal | Volcanic-hosted massive sulfide (VMS) | seafloor massive sulfide (SMS) | Cu, Zn, Au, Ag | Co, Pb, Sb | Cu, Zn, Au, Ag, Co, Pb, Sb |  |  | I-Ccp2 (n=22)-8 | I-Ccp2 (n=22)-8 | seafloor vent field |  |  |  |  | ore material | grab | grab | mineral separate | [5 empty] | mineralisation | sulfide chimney | pyrite, marcasite, chalcopyrite |  | pyrite, marcasite, chalcopyrite | multiple stages: colloform marcasite-pyrite intergrowths (outermost wall), replacement assemblages (transition layers), dense recrystallized assemblages, marcasite pseudomorphs after pyrrhotite (middle layer) | sulfide chimney | colloform, subhedral, anhedral, euhedral, dense coarse-grained, columnar pseudomorphs |  |  |  | sphalerite, pyrrhotite, anhydrite, galena, tetrahedrite, tennantite | Transverse sections (polished sections) | EMPA, LA-ICPMS, MC-ICPMS | JEOL JXA-8100 EPMA; Teledyne Cetac Technologies Analyte Excite laser ablation system coupled with an Agilent Technologies 7700x quadrupole ICP-MS; ESI NWR Image GEO 193 coupled with TOFWERK icp TOF R; Neptune Plus multicollector ICP-MS (Thermo Fisher Scientific, Bremen, Germany) coupled with a Geolas HD excimer ArF laser ablation system (Coherent, Göttingen, Germany); Bruker M4 Tornado™ system | SIO, MNR; China University of Petroleum (East China), Qingdao, China; Nanjing Focu MS Technology Co. Ltd., Nanjing, China; Shanghai Chemlab Laboratory, Shanghai, China; Wuhan Sample Solution Analytical Technology Co. Ltd., Wuhan, China | EPMA: beam current of 10 nA, beam size of 1–5 μm, accelerating voltage of 20 kV. Micro-XRF: rhodium target X-ray tube operating at 50 kV and 800 nA, polycapillary lens providing a 40-μm spot size on a 20-μm raster, dwell time of 5 ms per pixel. LA-ICP-MS: 193-nm ArF excimer laser, fluence of 6 J/cm², 6 Hz repetition rate for 40 seconds (240 pulses), 30-second pre-ablation blank, total run time 70 seconds, spot size 32–44 μm, He carrier gas mixed with Ar. LA-ICP-TOF-MS: 193 nm ArF excimer laser, spot diameter ~20 µm, repetition rate ~20 Hz, laser fluence ~7 J/cm², scan speed ~4000 µm/s, He carrier gas ~600 ml/min, washout time 50 ms. S isotope MC-ICP-MS: spot size ~44 μm, pulse frequency ~2 Hz, laser fluence ~5 J/cm², He carrier gas with Ar make-up gas. | MASS-1 (Fe-Cu-Zn-S pressed pellet) and GSE-1G (synthetic basaltic glass) from the United States Geological Survey; pyrite PPP-1; chalcopyrite GBW07268; pyrrhotite SP-Po-01 (δ34S = 1.4‰ ± 0.4‰); chalcopyrite SP-CP-01 (δ34S = 5.45‰ ± 0.3‰); natural and synthetic minerals from USA SPI Supplies | 112.7488 |  |  |  | 0.70177 | [9 empty] | 0.00516 | [5 empty] | 2.4736 | [5 empty] | 97.8731 | [5 empty] | 345563.4961 | [9 empty] | 310293.6675 | [13 empty] | 14.5057 | [11 empty] | 0.25837 |  | 7.7649 | [15 empty] | 0.07308 | [15 empty] | 342717.7456 | [5 empty] | 174.2071 | [5 empty] | 1 | [13 empty] | 0.007576 |  |  |  | 0.11439 |  | 0.090784 | [7 empty] | 570.7789 |  |  |  |  | 2025
| Xunmei vent field, Niaochao vent field |  | Seafloor hydrothermal | Volcanic-hosted massive sulfide (VMS) | seafloor massive sulfide (SMS) | Cu, Zn, Au, Ag | Co, Pb, Sb | Cu, Zn, Au, Ag, Co, Pb, Sb |  |  | I-Ccp2 (n=22)-9 | I-Ccp2 (n=22)-9 | seafloor vent field |  |  |  |  | ore material | grab | grab | mineral separate | [5 empty] | mineralisation | sulfide chimney | pyrite, marcasite, chalcopyrite |  | pyrite, marcasite, chalcopyrite | multiple stages: colloform marcasite-pyrite intergrowths (outermost wall), replacement assemblages (transition layers), dense recrystallized assemblages, marcasite pseudomorphs after pyrrhotite (middle layer) | sulfide chimney | colloform, subhedral, anhedral, euhedral, dense coarse-grained, columnar pseudomorphs |  |  |  | sphalerite, pyrrhotite, anhydrite, galena, tetrahedrite, tennantite | Transverse sections (polished sections) | EMPA, LA-ICPMS, MC-ICPMS | JEOL JXA-8100 EPMA; Teledyne Cetac Technologies Analyte Excite laser ablation system coupled with an Agilent Technologies 7700x quadrupole ICP-MS; ESI NWR Image GEO 193 coupled with TOFWERK icp TOF R; Neptune Plus multicollector ICP-MS (Thermo Fisher Scientific, Bremen, Germany) coupled with a Geolas HD excimer ArF laser ablation system (Coherent, Göttingen, Germany); Bruker M4 Tornado™ system | SIO, MNR; China University of Petroleum (East China), Qingdao, China; Nanjing Focu MS Technology Co. Ltd., Nanjing, China; Shanghai Chemlab Laboratory, Shanghai, China; Wuhan Sample Solution Analytical Technology Co. Ltd., Wuhan, China | EPMA: beam current of 10 nA, beam size of 1–5 μm, accelerating voltage of 20 kV. Micro-XRF: rhodium target X-ray tube operating at 50 kV and 800 nA, polycapillary lens providing a 40-μm spot size on a 20-μm raster, dwell time of 5 ms per pixel. LA-ICP-MS: 193-nm ArF excimer laser, fluence of 6 J/cm², 6 Hz repetition rate for 40 seconds (240 pulses), 30-second pre-ablation blank, total run time 70 seconds, spot size 32–44 μm, He carrier gas mixed with Ar. LA-ICP-TOF-MS: 193 nm ArF excimer laser, spot diameter ~20 µm, repetition rate ~20 Hz, laser fluence ~7 J/cm², scan speed ~4000 µm/s, He carrier gas ~600 ml/min, washout time 50 ms. S isotope MC-ICP-MS: spot size ~44 μm, pulse frequency ~2 Hz, laser fluence ~5 J/cm², He carrier gas with Ar make-up gas. | MASS-1 (Fe-Cu-Zn-S pressed pellet) and GSE-1G (synthetic basaltic glass) from the United States Geological Survey; pyrite PPP-1; chalcopyrite GBW07268; pyrrhotite SP-Po-01 (δ34S = 1.4‰ ± 0.4‰); chalcopyrite SP-CP-01 (δ34S = 5.45‰ ± 0.3‰); natural and synthetic minerals from USA SPI Supplies | 82.0246 |  |  |  | 0.52216 | [5 empty] | 0.035233 | [9 empty] | 3.0811 | [5 empty] | 49.9582 | [5 empty] | 339437.8595 | [9 empty] | 307281.0164 | [13 empty] | 9.1746 | [11 empty] | 3.4817 |  | 2.9465 |  | 1.0456 | [7 empty] | 0.1415 | [5 empty] | 1.5337 | [15 empty] | 352069.6837 | [5 empty] | 227.3959 | [5 empty] | 0.85532 | [7 empty] | 0.050427 | [9 empty] | 0.73372 |  | 0.032035 | [7 empty] | 399.051 |  |  |  |  | 2025
| Xunmei vent field, Niaochao vent field |  | Seafloor hydrothermal | Volcanic-hosted massive sulfide (VMS) | seafloor massive sulfide (SMS) | Cu, Zn, Au, Ag | Co, Pb, Sb | Cu, Zn, Au, Ag, Co, Pb, Sb |  |  | I-Ccp2 (n=22)-10 | I-Ccp2 (n=22)-10 | seafloor vent field |  |  |  |  | ore material | grab | grab | mineral separate | [5 empty] | mineralisation | sulfide chimney | pyrite, marcasite, chalcopyrite |  | pyrite, marcasite, chalcopyrite | multiple stages: colloform marcasite-pyrite intergrowths (outermost wall), replacement assemblages (transition layers), dense recrystallized assemblages, marcasite pseudomorphs after pyrrhotite (middle layer) | sulfide chimney | colloform, subhedral, anhedral, euhedral, dense coarse-grained, columnar pseudomorphs |  |  |  | sphalerite, pyrrhotite, anhydrite, galena, tetrahedrite, tennantite | Transverse sections (polished sections) | EMPA, LA-ICPMS, MC-ICPMS | JEOL JXA-8100 EPMA; Teledyne Cetac Technologies Analyte Excite laser ablation system coupled with an Agilent Technologies 7700x quadrupole ICP-MS; ESI NWR Image GEO 193 coupled with TOFWERK icp TOF R; Neptune Plus multicollector ICP-MS (Thermo Fisher Scientific, Bremen, Germany) coupled with a Geolas HD excimer ArF laser ablation system (Coherent, Göttingen, Germany); Bruker M4 Tornado™ system | SIO, MNR; China University of Petroleum (East China), Qingdao, China; Nanjing Focu MS Technology Co. Ltd., Nanjing, China; Shanghai Chemlab Laboratory, Shanghai, China; Wuhan Sample Solution Analytical Technology Co. Ltd., Wuhan, China | EPMA: beam current of 10 nA, beam size of 1–5 μm, accelerating voltage of 20 kV. Micro-XRF: rhodium target X-ray tube operating at 50 kV and 800 nA, polycapillary lens providing a 40-μm spot size on a 20-μm raster, dwell time of 5 ms per pixel. LA-ICP-MS: 193-nm ArF excimer laser, fluence of 6 J/cm², 6 Hz repetition rate for 40 seconds (240 pulses), 30-second pre-ablation blank, total run time 70 seconds, spot size 32–44 μm, He carrier gas mixed with Ar. LA-ICP-TOF-MS: 193 nm ArF excimer laser, spot diameter ~20 µm, repetition rate ~20 Hz, laser fluence ~7 J/cm², scan speed ~4000 µm/s, He carrier gas ~600 ml/min, washout time 50 ms. S isotope MC-ICP-MS: spot size ~44 μm, pulse frequency ~2 Hz, laser fluence ~5 J/cm², He carrier gas with Ar make-up gas. | MASS-1 (Fe-Cu-Zn-S pressed pellet) and GSE-1G (synthetic basaltic glass) from the United States Geological Survey; pyrite PPP-1; chalcopyrite GBW07268; pyrrhotite SP-Po-01 (δ34S = 1.4‰ ± 0.4‰); chalcopyrite SP-CP-01 (δ34S = 5.45‰ ± 0.3‰); natural and synthetic minerals from USA SPI Supplies | 89.1506 |  |  |  | 0.30204 |  | 0.008073 | [13 empty] | 2.7216 | [5 empty] | 60.7937 | [5 empty] | 345200.4663 | [9 empty] | 315938.3745 | [13 empty] | 6.6139 | [11 empty] | 0.27687 |  | 2.706 | [9 empty] | 0.20813 | [5 empty] | 0.020269 | [15 empty] | 337758.5381 | [5 empty] | 231.8908 | [5 empty] | 0.55721 | [19 empty] | 0.058508 | [7 empty] | 361.5826 |  |  |  |  | 2025
| Xunmei vent field, Niaochao vent field |  | Seafloor hydrothermal | Volcanic-hosted massive sulfide (VMS) | seafloor massive sulfide (SMS) | Cu, Zn, Au, Ag | Co, Pb, Sb | Cu, Zn, Au, Ag, Co, Pb, Sb |  |  | I-Ccp2 (n=22)-11 | I-Ccp2 (n=22)-11 | seafloor vent field |  |  |  |  | ore material | grab | grab | mineral separate | [5 empty] | mineralisation | sulfide chimney | pyrite, marcasite, chalcopyrite |  | pyrite, marcasite, chalcopyrite | multiple stages: colloform marcasite-pyrite intergrowths (outermost wall), replacement assemblages (transition layers), dense recrystallized assemblages, marcasite pseudomorphs after pyrrhotite (middle layer) | sulfide chimney | colloform, subhedral, anhedral, euhedral, dense coarse-grained, columnar pseudomorphs |  |  |  | sphalerite, pyrrhotite, anhydrite, galena, tetrahedrite, tennantite | Transverse sections (polished sections) | EMPA, LA-ICPMS, MC-ICPMS | JEOL JXA-8100 EPMA; Teledyne Cetac Technologies Analyte Excite laser ablation system coupled with an Agilent Technologies 7700x quadrupole ICP-MS; ESI NWR Image GEO 193 coupled with TOFWERK icp TOF R; Neptune Plus multicollector ICP-MS (Thermo Fisher Scientific, Bremen, Germany) coupled with a Geolas HD excimer ArF laser ablation system (Coherent, Göttingen, Germany); Bruker M4 Tornado™ system | SIO, MNR; China University of Petroleum (East China), Qingdao, China; Nanjing Focu MS Technology Co. Ltd., Nanjing, China; Shanghai Chemlab Laboratory, Shanghai, China; Wuhan Sample Solution Analytical Technology Co. Ltd., Wuhan, China | EPMA: beam current of 10 nA, beam size of 1–5 μm, accelerating voltage of 20 kV. Micro-XRF: rhodium target X-ray tube operating at 50 kV and 800 nA, polycapillary lens providing a 40-μm spot size on a 20-μm raster, dwell time of 5 ms per pixel. LA-ICP-MS: 193-nm ArF excimer laser, fluence of 6 J/cm², 6 Hz repetition rate for 40 seconds (240 pulses), 30-second pre-ablation blank, total run time 70 seconds, spot size 32–44 μm, He carrier gas mixed with Ar. LA-ICP-TOF-MS: 193 nm ArF excimer laser, spot diameter ~20 µm, repetition rate ~20 Hz, laser fluence ~7 J/cm², scan speed ~4000 µm/s, He carrier gas ~600 ml/min, washout time 50 ms. S isotope MC-ICP-MS: spot size ~44 μm, pulse frequency ~2 Hz, laser fluence ~5 J/cm², He carrier gas with Ar make-up gas. | MASS-1 (Fe-Cu-Zn-S pressed pellet) and GSE-1G (synthetic basaltic glass) from the United States Geological Survey; pyrite PPP-1; chalcopyrite GBW07268; pyrrhotite SP-Po-01 (δ34S = 1.4‰ ± 0.4‰); chalcopyrite SP-CP-01 (δ34S = 5.45‰ ± 0.3‰); natural and synthetic minerals from USA SPI Supplies | 83.7175 |  |  |  | 0.82695 | [9 empty] | 0.008725 | [5 empty] | 3.6853 | [5 empty] | 70.6628 | [5 empty] | 349124.1453 | [9 empty] | 311093.3976 | [13 empty] | 9.4347 | [11 empty] | 1.8844 |  | 3.035 |  | 0.23748 | [7 empty] | 0.08423 | [5 empty] | 2.5654 | [15 empty] | 338601.234 |  | 0.063059 |  |  |  | 138.2243 | [5 empty] | 0.60526 | [17 empty] | 0.092818 |  | 0.069384 | [7 empty] | 498.3604 |  |  |  |  | 2025
| Xunmei vent field, Niaochao vent field |  | Seafloor hydrothermal | Volcanic-hosted massive sulfide (VMS) | seafloor massive sulfide (SMS) | Cu, Zn, Au, Ag | Co, Pb, Sb | Cu, Zn, Au, Ag, Co, Pb, Sb |  |  | I-Ccp2 (n=22)-12 | I-Ccp2 (n=22)-12 | seafloor vent field |  |  |  |  | ore material | grab | grab | mineral separate | [5 empty] | mineralisation | sulfide chimney | pyrite, marcasite, chalcopyrite |  | pyrite, marcasite, chalcopyrite | multiple stages: colloform marcasite-pyrite intergrowths (outermost wall), replacement assemblages (transition layers), dense recrystallized assemblages, marcasite pseudomorphs after pyrrhotite (middle layer) | sulfide chimney | colloform, subhedral, anhedral, euhedral, dense coarse-grained, columnar pseudomorphs |  |  |  | sphalerite, pyrrhotite, anhydrite, galena, tetrahedrite, tennantite | Transverse sections (polished sections) | EMPA, LA-ICPMS, MC-ICPMS | JEOL JXA-8100 EPMA; Teledyne Cetac Technologies Analyte Excite laser ablation system coupled with an Agilent Technologies 7700x quadrupole ICP-MS; ESI NWR Image GEO 193 coupled with TOFWERK icp TOF R; Neptune Plus multicollector ICP-MS (Thermo Fisher Scientific, Bremen, Germany) coupled with a Geolas HD excimer ArF laser ablation system (Coherent, Göttingen, Germany); Bruker M4 Tornado™ system | SIO, MNR; China University of Petroleum (East China), Qingdao, China; Nanjing Focu MS Technology Co. Ltd., Nanjing, China; Shanghai Chemlab Laboratory, Shanghai, China; Wuhan Sample Solution Analytical Technology Co. Ltd., Wuhan, China | EPMA: beam current of 10 nA, beam size of 1–5 μm, accelerating voltage of 20 kV. Micro-XRF: rhodium target X-ray tube operating at 50 kV and 800 nA, polycapillary lens providing a 40-μm spot size on a 20-μm raster, dwell time of 5 ms per pixel. LA-ICP-MS: 193-nm ArF excimer laser, fluence of 6 J/cm², 6 Hz repetition rate for 40 seconds (240 pulses), 30-second pre-ablation blank, total run time 70 seconds, spot size 32–44 μm, He carrier gas mixed with Ar. LA-ICP-TOF-MS: 193 nm ArF excimer laser, spot diameter ~20 µm, repetition rate ~20 Hz, laser fluence ~7 J/cm², scan speed ~4000 µm/s, He carrier gas ~600 ml/min, washout time 50 ms. S isotope MC-ICP-MS: spot size ~44 μm, pulse frequency ~2 Hz, laser fluence ~5 J/cm², He carrier gas with Ar make-up gas. | MASS-1 (Fe-Cu-Zn-S pressed pellet) and GSE-1G (synthetic basaltic glass) from the United States Geological Survey; pyrite PPP-1; chalcopyrite GBW07268; pyrrhotite SP-Po-01 (δ34S = 1.4‰ ± 0.4‰); chalcopyrite SP-CP-01 (δ34S = 5.45‰ ± 0.3‰); natural and synthetic minerals from USA SPI Supplies | 91.066 |  |  |  | 0.77725 |  | 0.006706 |  |  |  | 0.005004 | [9 empty] | 2.7219 | [5 empty] | 47.4259 | [5 empty] | 343591.1624 | [9 empty] | 312808.6261 | [13 empty] | 18.457 | [11 empty] | 0.14026 |  | 4.4517 | [15 empty] | 0.093123 | [15 empty] | 342285.083 | [5 empty] | 207.8736 | [5 empty] | 1.6827 | [7 empty] | 0.17004 | [11 empty] | 0.027931 | [7 empty] | 596.8089 |  |  |  |  | 2025
| Xunmei vent field, Niaochao vent field |  | Seafloor hydrothermal | Volcanic-hosted massive sulfide (VMS) | seafloor massive sulfide (SMS) | Cu, Zn, Au, Ag | Co, Pb, Sb | Cu, Zn, Au, Ag, Co, Pb, Sb |  |  | I-Ccp2 (n=22)-13 | I-Ccp2 (n=22)-13 | seafloor vent field |  |  |  |  | ore material | grab | grab | mineral separate | [5 empty] | mineralisation | sulfide chimney | pyrite, marcasite, chalcopyrite |  | pyrite, marcasite, chalcopyrite | multiple stages: colloform marcasite-pyrite intergrowths (outermost wall), replacement assemblages (transition layers), dense recrystallized assemblages, marcasite pseudomorphs after pyrrhotite (middle layer) | sulfide chimney | colloform, subhedral, anhedral, euhedral, dense coarse-grained, columnar pseudomorphs |  |  |  | sphalerite, pyrrhotite, anhydrite, galena, tetrahedrite, tennantite | Transverse sections (polished sections) | EMPA, LA-ICPMS, MC-ICPMS | JEOL JXA-8100 EPMA; Teledyne Cetac Technologies Analyte Excite laser ablation system coupled with an Agilent Technologies 7700x quadrupole ICP-MS; ESI NWR Image GEO 193 coupled with TOFWERK icp TOF R; Neptune Plus multicollector ICP-MS (Thermo Fisher Scientific, Bremen, Germany) coupled with a Geolas HD excimer ArF laser ablation system (Coherent, Göttingen, Germany); Bruker M4 Tornado™ system | SIO, MNR; China University of Petroleum (East China), Qingdao, China; Nanjing Focu MS Technology Co. Ltd., Nanjing, China; Shanghai Chemlab Laboratory, Shanghai, China; Wuhan Sample Solution Analytical Technology Co. Ltd., Wuhan, China | EPMA: beam current of 10 nA, beam size of 1–5 μm, accelerating voltage of 20 kV. Micro-XRF: rhodium target X-ray tube operating at 50 kV and 800 nA, polycapillary lens providing a 40-μm spot size on a 20-μm raster, dwell time of 5 ms per pixel. LA-ICP-MS: 193-nm ArF excimer laser, fluence of 6 J/cm², 6 Hz repetition rate for 40 seconds (240 pulses), 30-second pre-ablation blank, total run time 70 seconds, spot size 32–44 μm, He carrier gas mixed with Ar. LA-ICP-TOF-MS: 193 nm ArF excimer laser, spot diameter ~20 µm, repetition rate ~20 Hz, laser fluence ~7 J/cm², scan speed ~4000 µm/s, He carrier gas ~600 ml/min, washout time 50 ms. S isotope MC-ICP-MS: spot size ~44 μm, pulse frequency ~2 Hz, laser fluence ~5 J/cm², He carrier gas with Ar make-up gas. | MASS-1 (Fe-Cu-Zn-S pressed pellet) and GSE-1G (synthetic basaltic glass) from the United States Geological Survey; pyrite PPP-1; chalcopyrite GBW07268; pyrrhotite SP-Po-01 (δ34S = 1.4‰ ± 0.4‰); chalcopyrite SP-CP-01 (δ34S = 5.45‰ ± 0.3‰); natural and synthetic minerals from USA SPI Supplies | 29.8428 | [5 empty] | 0.018908 |  |  |  | 0.073273 |  |  |  | 0.019247 | [5 empty] | 2.507 | [5 empty] | 35.5718 | [5 empty] | 354906.828 | [9 empty] | 311187.1322 | [13 empty] | 10.465 | [11 empty] | 3.5652 |  | 2.1583 | [9 empty] | 0.45136 | [5 empty] | 0.26867 | [15 empty] | 332702.7157 |  | 0.05998 |  |  |  | 153.9243 | [5 empty] | 0.80417 | [7 empty] | 0.27583 | [5 empty] | 0.008773 |  |  |  | 0.019891 |  | 0.17007 | [7 empty] | 336.8955 |  |  |  |  | 2025
| Xunmei vent field, Niaochao vent field |  | Seafloor hydrothermal | Volcanic-hosted massive sulfide (VMS) | seafloor massive sulfide (SMS) | Cu, Zn, Au, Ag | Co, Pb, Sb | Cu, Zn, Au, Ag, Co, Pb, Sb |  |  | I-Ccp2 (n=22)-14 | I-Ccp2 (n=22)-14 | seafloor vent field |  |  |  |  | ore material | grab | grab | mineral separate | [5 empty] | mineralisation | sulfide chimney | pyrite, marcasite, chalcopyrite |  | pyrite, marcasite, chalcopyrite | multiple stages: colloform marcasite-pyrite intergrowths (outermost wall), replacement assemblages (transition layers), dense recrystallized assemblages, marcasite pseudomorphs after pyrrhotite (middle layer) | sulfide chimney | colloform, subhedral, anhedral, euhedral, dense coarse-grained, columnar pseudomorphs |  |  |  | sphalerite, pyrrhotite, anhydrite, galena, tetrahedrite, tennantite | Transverse sections (polished sections) | EMPA, LA-ICPMS, MC-ICPMS | JEOL JXA-8100 EPMA; Teledyne Cetac Technologies Analyte Excite laser ablation system coupled with an Agilent Technologies 7700x quadrupole ICP-MS; ESI NWR Image GEO 193 coupled with TOFWERK icp TOF R; Neptune Plus multicollector ICP-MS (Thermo Fisher Scientific, Bremen, Germany) coupled with a Geolas HD excimer ArF laser ablation system (Coherent, Göttingen, Germany); Bruker M4 Tornado™ system | SIO, MNR; China University of Petroleum (East China), Qingdao, China; Nanjing Focu MS Technology Co. Ltd., Nanjing, China; Shanghai Chemlab Laboratory, Shanghai, China; Wuhan Sample Solution Analytical Technology Co. Ltd., Wuhan, China | EPMA: beam current of 10 nA, beam size of 1–5 μm, accelerating voltage of 20 kV. Micro-XRF: rhodium target X-ray tube operating at 50 kV and 800 nA, polycapillary lens providing a 40-μm spot size on a 20-μm raster, dwell time of 5 ms per pixel. LA-ICP-MS: 193-nm ArF excimer laser, fluence of 6 J/cm², 6 Hz repetition rate for 40 seconds (240 pulses), 30-second pre-ablation blank, total run time 70 seconds, spot size 32–44 μm, He carrier gas mixed with Ar. LA-ICP-TOF-MS: 193 nm ArF excimer laser, spot diameter ~20 µm, repetition rate ~20 Hz, laser fluence ~7 J/cm², scan speed ~4000 µm/s, He carrier gas ~600 ml/min, washout time 50 ms. S isotope MC-ICP-MS: spot size ~44 μm, pulse frequency ~2 Hz, laser fluence ~5 J/cm², He carrier gas with Ar make-up gas. | MASS-1 (Fe-Cu-Zn-S pressed pellet) and GSE-1G (synthetic basaltic glass) from the United States Geological Survey; pyrite PPP-1; chalcopyrite GBW07268; pyrrhotite SP-Po-01 (δ34S = 1.4‰ ± 0.4‰); chalcopyrite SP-CP-01 (δ34S = 5.45‰ ± 0.3‰); natural and synthetic minerals from USA SPI Supplies | 34.6626 |  |  |  | 0.94423 |  | 0.020137 |  |  |  | 0.021142 |  |  |  | 0.014289 | [5 empty] | 2.9246 | [5 empty] | 43.2511 | [5 empty] | 352353.1249 | [9 empty] | 308384.6782 | [13 empty] | 15.6854 | [11 empty] | 0.6601 |  | 2.5939 |  | 1.9533 | [7 empty] | 0.016034 | [5 empty] | 0.23846 | [15 empty] | 338030.9946 | [5 empty] | 163.5967 | [5 empty] | 0.80984 | [7 empty] | 0.09135 | [5 empty] | 0.020373 |  |  |  | 2.1139 |  | 0.25023 | [7 empty] | 468.0283 |  |  |  |  | 2025
| Xunmei vent field, Niaochao vent field |  | Seafloor hydrothermal | Volcanic-hosted massive sulfide (VMS) | seafloor massive sulfide (SMS) | Cu, Zn, Au, Ag | Co, Pb, Sb | Cu, Zn, Au, Ag, Co, Pb, Sb |  |  | I-Ccp2 (n=22)-15 | I-Ccp2 (n=22)-15 | seafloor vent field |  |  |  |  | ore material | grab | grab | mineral separate | [5 empty] | mineralisation | sulfide chimney | pyrite, marcasite, chalcopyrite |  | pyrite, marcasite, chalcopyrite | multiple stages: colloform marcasite-pyrite intergrowths (outermost wall), replacement assemblages (transition layers), dense recrystallized assemblages, marcasite pseudomorphs after pyrrhotite (middle layer) | sulfide chimney | colloform, subhedral, anhedral, euhedral, dense coarse-grained, columnar pseudomorphs |  |  |  | sphalerite, pyrrhotite, anhydrite, galena, tetrahedrite, tennantite | Transverse sections (polished sections) | EMPA, LA-ICPMS, MC-ICPMS | JEOL JXA-8100 EPMA; Teledyne Cetac Technologies Analyte Excite laser ablation system coupled with an Agilent Technologies 7700x quadrupole ICP-MS; ESI NWR Image GEO 193 coupled with TOFWERK icp TOF R; Neptune Plus multicollector ICP-MS (Thermo Fisher Scientific, Bremen, Germany) coupled with a Geolas HD excimer ArF laser ablation system (Coherent, Göttingen, Germany); Bruker M4 Tornado™ system | SIO, MNR; China University of Petroleum (East China), Qingdao, China; Nanjing Focu MS Technology Co. Ltd., Nanjing, China; Shanghai Chemlab Laboratory, Shanghai, China; Wuhan Sample Solution Analytical Technology Co. Ltd., Wuhan, China | EPMA: beam current of 10 nA, beam size of 1–5 μm, accelerating voltage of 20 kV. Micro-XRF: rhodium target X-ray tube operating at 50 kV and 800 nA, polycapillary lens providing a 40-μm spot size on a 20-μm raster, dwell time of 5 ms per pixel. LA-ICP-MS: 193-nm ArF excimer laser, fluence of 6 J/cm², 6 Hz repetition rate for 40 seconds (240 pulses), 30-second pre-ablation blank, total run time 70 seconds, spot size 32–44 μm, He carrier gas mixed with Ar. LA-ICP-TOF-MS: 193 nm ArF excimer laser, spot diameter ~20 µm, repetition rate ~20 Hz, laser fluence ~7 J/cm², scan speed ~4000 µm/s, He carrier gas ~600 ml/min, washout time 50 ms. S isotope MC-ICP-MS: spot size ~44 μm, pulse frequency ~2 Hz, laser fluence ~5 J/cm², He carrier gas with Ar make-up gas. | MASS-1 (Fe-Cu-Zn-S pressed pellet) and GSE-1G (synthetic basaltic glass) from the United States Geological Survey; pyrite PPP-1; chalcopyrite GBW07268; pyrrhotite SP-Po-01 (δ34S = 1.4‰ ± 0.4‰); chalcopyrite SP-CP-01 (δ34S = 5.45‰ ± 0.3‰); natural and synthetic minerals from USA SPI Supplies | 38.3013 |  |  |  | 0.79309 | [5 empty] | 0.009459 | [9 empty] | 2.1728 | [5 empty] | 62.4316 | [5 empty] | 345210.499 | [9 empty] | 316363.299 | [13 empty] | 7.7582 | [13 empty] | 2.8063 |  | 0.03799 | [7 empty] | 0.052973 | [5 empty] | 0.013066 | [15 empty] | 337866.7707 | [5 empty] | 145.0543 | [5 empty] | 0.48114 | [7 empty] | 0.13952 | [11 empty] | 0.12101 | [7 empty] | 192.6772 |  |  |  |  | 2025
| Xunmei vent field, Niaochao vent field |  | Seafloor hydrothermal | Volcanic-hosted massive sulfide (VMS) | seafloor massive sulfide (SMS) | Cu, Zn, Au, Ag | Co, Pb, Sb | Cu, Zn, Au, Ag, Co, Pb, Sb |  |  | I-Ccp2 (n=22)-16 | I-Ccp2 (n=22)-16 | seafloor vent field |  |  |  |  | ore material | grab | grab | mineral separate | [5 empty] | mineralisation | sulfide chimney | pyrite, marcasite, chalcopyrite |  | pyrite, marcasite, chalcopyrite | multiple stages: colloform marcasite-pyrite intergrowths (outermost wall), replacement assemblages (transition layers), dense recrystallized assemblages, marcasite pseudomorphs after pyrrhotite (middle layer) | sulfide chimney | colloform, subhedral, anhedral, euhedral, dense coarse-grained, columnar pseudomorphs |  |  |  | sphalerite, pyrrhotite, anhydrite, galena, tetrahedrite, tennantite | Transverse sections (polished sections) | EMPA, LA-ICPMS, MC-ICPMS | JEOL JXA-8100 EPMA; Teledyne Cetac Technologies Analyte Excite laser ablation system coupled with an Agilent Technologies 7700x quadrupole ICP-MS; ESI NWR Image GEO 193 coupled with TOFWERK icp TOF R; Neptune Plus multicollector ICP-MS (Thermo Fisher Scientific, Bremen, Germany) coupled with a Geolas HD excimer ArF laser ablation system (Coherent, Göttingen, Germany); Bruker M4 Tornado™ system | SIO, MNR; China University of Petroleum (East China), Qingdao, China; Nanjing Focu MS Technology Co. Ltd., Nanjing, China; Shanghai Chemlab Laboratory, Shanghai, China; Wuhan Sample Solution Analytical Technology Co. Ltd., Wuhan, China | EPMA: beam current of 10 nA, beam size of 1–5 μm, accelerating voltage of 20 kV. Micro-XRF: rhodium target X-ray tube operating at 50 kV and 800 nA, polycapillary lens providing a 40-μm spot size on a 20-μm raster, dwell time of 5 ms per pixel. LA-ICP-MS: 193-nm ArF excimer laser, fluence of 6 J/cm², 6 Hz repetition rate for 40 seconds (240 pulses), 30-second pre-ablation blank, total run time 70 seconds, spot size 32–44 μm, He carrier gas mixed with Ar. LA-ICP-TOF-MS: 193 nm ArF excimer laser, spot diameter ~20 µm, repetition rate ~20 Hz, laser fluence ~7 J/cm², scan speed ~4000 µm/s, He carrier gas ~600 ml/min, washout time 50 ms. S isotope MC-ICP-MS: spot size ~44 μm, pulse frequency ~2 Hz, laser fluence ~5 J/cm², He carrier gas with Ar make-up gas. | MASS-1 (Fe-Cu-Zn-S pressed pellet) and GSE-1G (synthetic basaltic glass) from the United States Geological Survey; pyrite PPP-1; chalcopyrite GBW07268; pyrrhotite SP-Po-01 (δ34S = 1.4‰ ± 0.4‰); chalcopyrite SP-CP-01 (δ34S = 5.45‰ ± 0.3‰); natural and synthetic minerals from USA SPI Supplies | 35.9656 | [5 empty] | 0.016067 | [7 empty] | 0.012674 | [5 empty] | 2.6405 | [5 empty] | 75.4747 | [5 empty] | 354491.8436 | [9 empty] | 323334.0742 | [13 empty] | 21.8715 | [11 empty] | 0.31336 |  | 3.1816 |  | 0.044896 | [7 empty] | 0.1019 | [5 empty] | 0.076506 | [15 empty] | 321227.5775 | [5 empty] | 96.1887 | [5 empty] | 3.996 | [7 empty] | 0.01543 | [9 empty] | 0.008798 |  | 0.136 | [7 empty] | 382.9749 |  |  |  |  | 2025
| Xunmei vent field, Niaochao vent field |  | Seafloor hydrothermal | Volcanic-hosted massive sulfide (VMS) | seafloor massive sulfide (SMS) | Cu, Zn, Au, Ag | Co, Pb, Sb | Cu, Zn, Au, Ag, Co, Pb, Sb |  |  | I-Ccp2 (n=22)-17 | I-Ccp2 (n=22)-17 | seafloor vent field |  |  |  |  | ore material | grab | grab | mineral separate | [5 empty] | mineralisation | sulfide chimney | pyrite, marcasite, chalcopyrite |  | pyrite, marcasite, chalcopyrite | multiple stages: colloform marcasite-pyrite intergrowths (outermost wall), replacement assemblages (transition layers), dense recrystallized assemblages, marcasite pseudomorphs after pyrrhotite (middle layer) | sulfide chimney | colloform, subhedral, anhedral, euhedral, dense coarse-grained, columnar pseudomorphs |  |  |  | sphalerite, pyrrhotite, anhydrite, galena, tetrahedrite, tennantite | Transverse sections (polished sections) | EMPA, LA-ICPMS, MC-ICPMS | JEOL JXA-8100 EPMA; Teledyne Cetac Technologies Analyte Excite laser ablation system coupled with an Agilent Technologies 7700x quadrupole ICP-MS; ESI NWR Image GEO 193 coupled with TOFWERK icp TOF R; Neptune Plus multicollector ICP-MS (Thermo Fisher Scientific, Bremen, Germany) coupled with a Geolas HD excimer ArF laser ablation system (Coherent, Göttingen, Germany); Bruker M4 Tornado™ system | SIO, MNR; China University of Petroleum (East China), Qingdao, China; Nanjing Focu MS Technology Co. Ltd., Nanjing, China; Shanghai Chemlab Laboratory, Shanghai, China; Wuhan Sample Solution Analytical Technology Co. Ltd., Wuhan, China | EPMA: beam current of 10 nA, beam size of 1–5 μm, accelerating voltage of 20 kV. Micro-XRF: rhodium target X-ray tube operating at 50 kV and 800 nA, polycapillary lens providing a 40-μm spot size on a 20-μm raster, dwell time of 5 ms per pixel. LA-ICP-MS: 193-nm ArF excimer laser, fluence of 6 J/cm², 6 Hz repetition rate for 40 seconds (240 pulses), 30-second pre-ablation blank, total run time 70 seconds, spot size 32–44 μm, He carrier gas mixed with Ar. LA-ICP-TOF-MS: 193 nm ArF excimer laser, spot diameter ~20 µm, repetition rate ~20 Hz, laser fluence ~7 J/cm², scan speed ~4000 µm/s, He carrier gas ~600 ml/min, washout time 50 ms. S isotope MC-ICP-MS: spot size ~44 μm, pulse frequency ~2 Hz, laser fluence ~5 J/cm², He carrier gas with Ar make-up gas. | MASS-1 (Fe-Cu-Zn-S pressed pellet) and GSE-1G (synthetic basaltic glass) from the United States Geological Survey; pyrite PPP-1; chalcopyrite GBW07268; pyrrhotite SP-Po-01 (δ34S = 1.4‰ ± 0.4‰); chalcopyrite SP-CP-01 (δ34S = 5.45‰ ± 0.3‰); natural and synthetic minerals from USA SPI Supplies | 36.24 |  |  |  | 0.39141 | [9 empty] | 0.009125 | [5 empty] | 2.9322 | [5 empty] | 37.7085 | [5 empty] | 336087.3516 | [9 empty] | 311251.4173 | [13 empty] | 11.3452 | [11 empty] | 1.2559 |  | 1.8875 |  | 1.2969 | [13 empty] | 0.19834 | [15 empty] | 351718.2094 |  | 0.047131 |  |  |  | 193.3218 | [5 empty] | 1.136 | [7 empty] | 0.068693 | [5 empty] | 0.041852 |  |  |  | 0.24395 |  | 0.064859 | [7 empty] | 187.5293 |  |  |  |  | 2025
| Xunmei vent field, Niaochao vent field |  | Seafloor hydrothermal | Volcanic-hosted massive sulfide (VMS) | seafloor massive sulfide (SMS) | Cu, Zn, Au, Ag | Co, Pb, Sb | Cu, Zn, Au, Ag, Co, Pb, Sb |  |  | I-Ccp2 (n=22)-18 | I-Ccp2 (n=22)-18 | seafloor vent field |  |  |  |  | ore material | grab | grab | mineral separate | [5 empty] | mineralisation | sulfide chimney | pyrite, marcasite, chalcopyrite |  | pyrite, marcasite, chalcopyrite | multiple stages: colloform marcasite-pyrite intergrowths (outermost wall), replacement assemblages (transition layers), dense recrystallized assemblages, marcasite pseudomorphs after pyrrhotite (middle layer) | sulfide chimney | colloform, subhedral, anhedral, euhedral, dense coarse-grained, columnar pseudomorphs |  |  |  | sphalerite, pyrrhotite, anhydrite, galena, tetrahedrite, tennantite | Transverse sections (polished sections) | EMPA, LA-ICPMS, MC-ICPMS | JEOL JXA-8100 EPMA; Teledyne Cetac Technologies Analyte Excite laser ablation system coupled with an Agilent Technologies 7700x quadrupole ICP-MS; ESI NWR Image GEO 193 coupled with TOFWERK icp TOF R; Neptune Plus multicollector ICP-MS (Thermo Fisher Scientific, Bremen, Germany) coupled with a Geolas HD excimer ArF laser ablation system (Coherent, Göttingen, Germany); Bruker M4 Tornado™ system | SIO, MNR; China University of Petroleum (East China), Qingdao, China; Nanjing Focu MS Technology Co. Ltd., Nanjing, China; Shanghai Chemlab Laboratory, Shanghai, China; Wuhan Sample Solution Analytical Technology Co. Ltd., Wuhan, China | EPMA: beam current of 10 nA, beam size of 1–5 μm, accelerating voltage of 20 kV. Micro-XRF: rhodium target X-ray tube operating at 50 kV and 800 nA, polycapillary lens providing a 40-μm spot size on a 20-μm raster, dwell time of 5 ms per pixel. LA-ICP-MS: 193-nm ArF excimer laser, fluence of 6 J/cm², 6 Hz repetition rate for 40 seconds (240 pulses), 30-second pre-ablation blank, total run time 70 seconds, spot size 32–44 μm, He carrier gas mixed with Ar. LA-ICP-TOF-MS: 193 nm ArF excimer laser, spot diameter ~20 µm, repetition rate ~20 Hz, laser fluence ~7 J/cm², scan speed ~4000 µm/s, He carrier gas ~600 ml/min, washout time 50 ms. S isotope MC-ICP-MS: spot size ~44 μm, pulse frequency ~2 Hz, laser fluence ~5 J/cm², He carrier gas with Ar make-up gas. | MASS-1 (Fe-Cu-Zn-S pressed pellet) and GSE-1G (synthetic basaltic glass) from the United States Geological Survey; pyrite PPP-1; chalcopyrite GBW07268; pyrrhotite SP-Po-01 (δ34S = 1.4‰ ± 0.4‰); chalcopyrite SP-CP-01 (δ34S = 5.45‰ ± 0.3‰); natural and synthetic minerals from USA SPI Supplies | 36.1468 |  |  |  | 0.99379 | [5 empty] | 0.020486 | [9 empty] | 2.1841 | [5 empty] | 45.7863 | [5 empty] | 352831.0193 | [9 empty] | 313301.9771 | [13 empty] | 10.4689 | [11 empty] | 0.13671 |  | 1.699 | [15 empty] | 0.012983 | [15 empty] | 333116.5045 |  | 0.054892 |  |  |  | 152.9579 | [5 empty] | 1.4063 | [13 empty] | 0.00675 | [5 empty] | 0.098056 | [7 empty] | 168.1921 |  |  |  |  | 2025
| Xunmei vent field, Niaochao vent field |  | Seafloor hydrothermal | Volcanic-hosted massive sulfide (VMS) | seafloor massive sulfide (SMS) | Cu, Zn, Au, Ag | Co, Pb, Sb | Cu, Zn, Au, Ag, Co, Pb, Sb |  |  | I-Ccp2 (n=22)-19 | I-Ccp2 (n=22)-19 | seafloor vent field |  |  |  |  | ore material | grab | grab | mineral separate | [5 empty] | mineralisation | sulfide chimney | pyrite, marcasite, chalcopyrite |  | pyrite, marcasite, chalcopyrite | multiple stages: colloform marcasite-pyrite intergrowths (outermost wall), replacement assemblages (transition layers), dense recrystallized assemblages, marcasite pseudomorphs after pyrrhotite (middle layer) | sulfide chimney | colloform, subhedral, anhedral, euhedral, dense coarse-grained, columnar pseudomorphs |  |  |  | sphalerite, pyrrhotite, anhydrite, galena, tetrahedrite, tennantite | Transverse sections (polished sections) | EMPA, LA-ICPMS, MC-ICPMS | JEOL JXA-8100 EPMA; Teledyne Cetac Technologies Analyte Excite laser ablation system coupled with an Agilent Technologies 7700x quadrupole ICP-MS; ESI NWR Image GEO 193 coupled with TOFWERK icp TOF R; Neptune Plus multicollector ICP-MS (Thermo Fisher Scientific, Bremen, Germany) coupled with a Geolas HD excimer ArF laser ablation system (Coherent, Göttingen, Germany); Bruker M4 Tornado™ system | SIO, MNR; China University of Petroleum (East China), Qingdao, China; Nanjing Focu MS Technology Co. Ltd., Nanjing, China; Shanghai Chemlab Laboratory, Shanghai, China; Wuhan Sample Solution Analytical Technology Co. Ltd., Wuhan, China | EPMA: beam current of 10 nA, beam size of 1–5 μm, accelerating voltage of 20 kV. Micro-XRF: rhodium target X-ray tube operating at 50 kV and 800 nA, polycapillary lens providing a 40-μm spot size on a 20-μm raster, dwell time of 5 ms per pixel. LA-ICP-MS: 193-nm ArF excimer laser, fluence of 6 J/cm², 6 Hz repetition rate for 40 seconds (240 pulses), 30-second pre-ablation blank, total run time 70 seconds, spot size 32–44 μm, He carrier gas mixed with Ar. LA-ICP-TOF-MS: 193 nm ArF excimer laser, spot diameter ~20 µm, repetition rate ~20 Hz, laser fluence ~7 J/cm², scan speed ~4000 µm/s, He carrier gas ~600 ml/min, washout time 50 ms. S isotope MC-ICP-MS: spot size ~44 μm, pulse frequency ~2 Hz, laser fluence ~5 J/cm², He carrier gas with Ar make-up gas. | MASS-1 (Fe-Cu-Zn-S pressed pellet) and GSE-1G (synthetic basaltic glass) from the United States Geological Survey; pyrite PPP-1; chalcopyrite GBW07268; pyrrhotite SP-Po-01 (δ34S = 1.4‰ ± 0.4‰); chalcopyrite SP-CP-01 (δ34S = 5.45‰ ± 0.3‰); natural and synthetic minerals from USA SPI Supplies | 37.0769 |  |  |  | 1.593 | [15 empty] | 1.9121 | [5 empty] | 55.7048 | [5 empty] | 349832.0382 | [9 empty] | 320733.5145 | [13 empty] | 9.9116 | [11 empty] | 0.10674 |  | 14.8381 |  | 0.34078 | [13 empty] | 0.32777 | [15 empty] | 328551.5912 | [5 empty] | 108.7445 | [5 empty] | 0.73849 | [19 empty] | 0.1213 | [7 empty] | 228.4895 |  |  |  |  | 2025
| Xunmei vent field, Niaochao vent field |  | Seafloor hydrothermal | Volcanic-hosted massive sulfide (VMS) | seafloor massive sulfide (SMS) | Cu, Zn, Au, Ag | Co, Pb, Sb | Cu, Zn, Au, Ag, Co, Pb, Sb |  |  | I-Ccp2 (n=22)-20 | I-Ccp2 (n=22)-20 | seafloor vent field |  |  |  |  | ore material | grab | grab | mineral separate | [5 empty] | mineralisation | sulfide chimney | pyrite, marcasite, chalcopyrite |  | pyrite, marcasite, chalcopyrite | multiple stages: colloform marcasite-pyrite intergrowths (outermost wall), replacement assemblages (transition layers), dense recrystallized assemblages, marcasite pseudomorphs after pyrrhotite (middle layer) | sulfide chimney | colloform, subhedral, anhedral, euhedral, dense coarse-grained, columnar pseudomorphs |  |  |  | sphalerite, pyrrhotite, anhydrite, galena, tetrahedrite, tennantite | Transverse sections (polished sections) | EMPA, LA-ICPMS, MC-ICPMS | JEOL JXA-8100 EPMA; Teledyne Cetac Technologies Analyte Excite laser ablation system coupled with an Agilent Technologies 7700x quadrupole ICP-MS; ESI NWR Image GEO 193 coupled with TOFWERK icp TOF R; Neptune Plus multicollector ICP-MS (Thermo Fisher Scientific, Bremen, Germany) coupled with a Geolas HD excimer ArF laser ablation system (Coherent, Göttingen, Germany); Bruker M4 Tornado™ system | SIO, MNR; China University of Petroleum (East China), Qingdao, China; Nanjing Focu MS Technology Co. Ltd., Nanjing, China; Shanghai Chemlab Laboratory, Shanghai, China; Wuhan Sample Solution Analytical Technology Co. Ltd., Wuhan, China | EPMA: beam current of 10 nA, beam size of 1–5 μm, accelerating voltage of 20 kV. Micro-XRF: rhodium target X-ray tube operating at 50 kV and 800 nA, polycapillary lens providing a 40-μm spot size on a 20-μm raster, dwell time of 5 ms per pixel. LA-ICP-MS: 193-nm ArF excimer laser, fluence of 6 J/cm², 6 Hz repetition rate for 40 seconds (240 pulses), 30-second pre-ablation blank, total run time 70 seconds, spot size 32–44 μm, He carrier gas mixed with Ar. LA-ICP-TOF-MS: 193 nm ArF excimer laser, spot diameter ~20 µm, repetition rate ~20 Hz, laser fluence ~7 J/cm², scan speed ~4000 µm/s, He carrier gas ~600 ml/min, washout time 50 ms. S isotope MC-ICP-MS: spot size ~44 μm, pulse frequency ~2 Hz, laser fluence ~5 J/cm², He carrier gas with Ar make-up gas. | MASS-1 (Fe-Cu-Zn-S pressed pellet) and GSE-1G (synthetic basaltic glass) from the United States Geological Survey; pyrite PPP-1; chalcopyrite GBW07268; pyrrhotite SP-Po-01 (δ34S = 1.4‰ ± 0.4‰); chalcopyrite SP-CP-01 (δ34S = 5.45‰ ± 0.3‰); natural and synthetic minerals from USA SPI Supplies | 47.1496 |  |  |  | 0.72266 |  | 0.00786 | [13 empty] | 2.3155 | [5 empty] | 52.4279 | [5 empty] | 355441.3102 | [9 empty] | 318511.6825 | [13 empty] | 11.7697 | [13 empty] | 2.331 |  | 0.05395 | [7 empty] | 0.11397 | [21 empty] | 325293.663 | [5 empty] | 114.6455 | [5 empty] | 1.48 | [7 empty] | 0.19201 | [9 empty] | 0.020709 |  | 0.17961 | [7 empty] | 180.0466 |  |  |  |  | 2025
| Xunmei vent field, Niaochao vent field |  | Seafloor hydrothermal | Volcanic-hosted massive sulfide (VMS) | seafloor massive sulfide (SMS) | Cu, Zn, Au, Ag | Co, Pb, Sb | Cu, Zn, Au, Ag, Co, Pb, Sb |  |  | I-Ccp2 (n=22)-21 | I-Ccp2 (n=22)-21 | seafloor vent field |  |  |  |  | ore material | grab | grab | mineral separate | [5 empty] | mineralisation | sulfide chimney | pyrite, marcasite, chalcopyrite |  | pyrite, marcasite, chalcopyrite | multiple stages: colloform marcasite-pyrite intergrowths (outermost wall), replacement assemblages (transition layers), dense recrystallized assemblages, marcasite pseudomorphs after pyrrhotite (middle layer) | sulfide chimney | colloform, subhedral, anhedral, euhedral, dense coarse-grained, columnar pseudomorphs |  |  |  | sphalerite, pyrrhotite, anhydrite, galena, tetrahedrite, tennantite | Transverse sections (polished sections) | EMPA, LA-ICPMS, MC-ICPMS | JEOL JXA-8100 EPMA; Teledyne Cetac Technologies Analyte Excite laser ablation system coupled with an Agilent Technologies 7700x quadrupole ICP-MS; ESI NWR Image GEO 193 coupled with TOFWERK icp TOF R; Neptune Plus multicollector ICP-MS (Thermo Fisher Scientific, Bremen, Germany) coupled with a Geolas HD excimer ArF laser ablation system (Coherent, Göttingen, Germany); Bruker M4 Tornado™ system | SIO, MNR; China University of Petroleum (East China), Qingdao, China; Nanjing Focu MS Technology Co. Ltd., Nanjing, China; Shanghai Chemlab Laboratory, Shanghai, China; Wuhan Sample Solution Analytical Technology Co. Ltd., Wuhan, China | EPMA: beam current of 10 nA, beam size of 1–5 μm, accelerating voltage of 20 kV. Micro-XRF: rhodium target X-ray tube operating at 50 kV and 800 nA, polycapillary lens providing a 40-μm spot size on a 20-μm raster, dwell time of 5 ms per pixel. LA-ICP-MS: 193-nm ArF excimer laser, fluence of 6 J/cm², 6 Hz repetition rate for 40 seconds (240 pulses), 30-second pre-ablation blank, total run time 70 seconds, spot size 32–44 μm, He carrier gas mixed with Ar. LA-ICP-TOF-MS: 193 nm ArF excimer laser, spot diameter ~20 µm, repetition rate ~20 Hz, laser fluence ~7 J/cm², scan speed ~4000 µm/s, He carrier gas ~600 ml/min, washout time 50 ms. S isotope MC-ICP-MS: spot size ~44 μm, pulse frequency ~2 Hz, laser fluence ~5 J/cm², He carrier gas with Ar make-up gas. | MASS-1 (Fe-Cu-Zn-S pressed pellet) and GSE-1G (synthetic basaltic glass) from the United States Geological Survey; pyrite PPP-1; chalcopyrite GBW07268; pyrrhotite SP-Po-01 (δ34S = 1.4‰ ± 0.4‰); chalcopyrite SP-CP-01 (δ34S = 5.45‰ ± 0.3‰); natural and synthetic minerals from USA SPI Supplies | 45.0902 |  |  |  | 1.0965 |  | 0.012585 |  |  |  | 0.071059 | [9 empty] | 4.0019 | [5 empty] | 38.0482 | [5 empty] | 346899.1932 | [9 empty] | 312057.1941 | [13 empty] | 8.0277 | [11 empty] | 4.1076 |  | 2.0562 |  | 1.3386 | [13 empty] | 0.007684 | [15 empty] | 340264.5269 | [5 empty] | 137.6567 | [5 empty] | 0.4265 | [7 empty] | 0.10673 | [9 empty] | 0.063983 |  | 0.14126 | [7 empty] | 262.438 |  |  |  |  | 2025
| Xunmei vent field, Niaochao vent field |  | Seafloor hydrothermal | Volcanic-hosted massive sulfide (VMS) | seafloor massive sulfide (SMS) | Cu, Zn, Au, Ag | Co, Pb, Sb | Cu, Zn, Au, Ag, Co, Pb, Sb |  |  | I-Ccp2 (n=22)-22 | I-Ccp2 (n=22)-22 | seafloor vent field |  |  |  |  | ore material | grab | grab | mineral separate | [5 empty] | mineralisation | sulfide chimney | pyrite, marcasite, chalcopyrite |  | pyrite, marcasite, chalcopyrite | multiple stages: colloform marcasite-pyrite intergrowths (outermost wall), replacement assemblages (transition layers), dense recrystallized assemblages, marcasite pseudomorphs after pyrrhotite (middle layer) | sulfide chimney | colloform, subhedral, anhedral, euhedral, dense coarse-grained, columnar pseudomorphs |  |  |  | sphalerite, pyrrhotite, anhydrite, galena, tetrahedrite, tennantite | Transverse sections (polished sections) | EMPA, LA-ICPMS, MC-ICPMS | JEOL JXA-8100 EPMA; Teledyne Cetac Technologies Analyte Excite laser ablation system coupled with an Agilent Technologies 7700x quadrupole ICP-MS; ESI NWR Image GEO 193 coupled with TOFWERK icp TOF R; Neptune Plus multicollector ICP-MS (Thermo Fisher Scientific, Bremen, Germany) coupled with a Geolas HD excimer ArF laser ablation system (Coherent, Göttingen, Germany); Bruker M4 Tornado™ system | SIO, MNR; China University of Petroleum (East China), Qingdao, China; Nanjing Focu MS Technology Co. Ltd., Nanjing, China; Shanghai Chemlab Laboratory, Shanghai, China; Wuhan Sample Solution Analytical Technology Co. Ltd., Wuhan, China | EPMA: beam current of 10 nA, beam size of 1–5 μm, accelerating voltage of 20 kV. Micro-XRF: rhodium target X-ray tube operating at 50 kV and 800 nA, polycapillary lens providing a 40-μm spot size on a 20-μm raster, dwell time of 5 ms per pixel. LA-ICP-MS: 193-nm ArF excimer laser, fluence of 6 J/cm², 6 Hz repetition rate for 40 seconds (240 pulses), 30-second pre-ablation blank, total run time 70 seconds, spot size 32–44 μm, He carrier gas mixed with Ar. LA-ICP-TOF-MS: 193 nm ArF excimer laser, spot diameter ~20 µm, repetition rate ~20 Hz, laser fluence ~7 J/cm², scan speed ~4000 µm/s, He carrier gas ~600 ml/min, washout time 50 ms. S isotope MC-ICP-MS: spot size ~44 μm, pulse frequency ~2 Hz, laser fluence ~5 J/cm², He carrier gas with Ar make-up gas. | MASS-1 (Fe-Cu-Zn-S pressed pellet) and GSE-1G (synthetic basaltic glass) from the United States Geological Survey; pyrite PPP-1; chalcopyrite GBW07268; pyrrhotite SP-Po-01 (δ34S = 1.4‰ ± 0.4‰); chalcopyrite SP-CP-01 (δ34S = 5.45‰ ± 0.3‰); natural and synthetic minerals from USA SPI Supplies | 47.8162 | [19 empty] | 2.1558 | [5 empty] | 47.1337 | [5 empty] | 352033.0157 | [9 empty] | 314262.5561 | [13 empty] | 10.922 | [11 empty] | 0.08477 |  | 2.3112 |  | 0.051194 | [13 empty] | 0.026279 | [15 empty] | 332988.8988 |  | 0.095049 |  |  |  | 96.3821 | [5 empty] | 1.0256 | [7 empty] | 0.45485 | [9 empty] | 0.008399 |  | 0.095011 | [7 empty] | 197.9955 |  |  |  |  | 2025
| Xunmei vent field, Niaochao vent field |  | Seafloor hydrothermal | Volcanic-hosted massive sulfide (VMS) | seafloor massive sulfide (SMS) | Cu, Zn, Au, Ag | Co, Pb, Sb | Cu, Zn, Au, Ag, Co, Pb, Sb |  |  | I-Ccp2 (n=22)-23 | I-Ccp2 (n=22)-23 | seafloor vent field |  |  |  |  | ore material | grab | grab | mineral separate | [5 empty] | mineralisation | sulfide chimney | pyrite, marcasite, chalcopyrite |  | pyrite, marcasite, chalcopyrite | multiple stages: colloform marcasite-pyrite intergrowths (outermost wall), replacement assemblages (transition layers), dense recrystallized assemblages, marcasite pseudomorphs after pyrrhotite (middle layer) | sulfide chimney | colloform, subhedral, anhedral, euhedral, dense coarse-grained, columnar pseudomorphs |  |  |  | sphalerite, pyrrhotite, anhydrite, galena, tetrahedrite, tennantite | Transverse sections (polished sections) | EMPA, LA-ICPMS, MC-ICPMS | JEOL JXA-8100 EPMA; Teledyne Cetac Technologies Analyte Excite laser ablation system coupled with an Agilent Technologies 7700x quadrupole ICP-MS; ESI NWR Image GEO 193 coupled with TOFWERK icp TOF R; Neptune Plus multicollector ICP-MS (Thermo Fisher Scientific, Bremen, Germany) coupled with a Geolas HD excimer ArF laser ablation system (Coherent, Göttingen, Germany); Bruker M4 Tornado™ system | SIO, MNR; China University of Petroleum (East China), Qingdao, China; Nanjing Focu MS Technology Co. Ltd., Nanjing, China; Shanghai Chemlab Laboratory, Shanghai, China; Wuhan Sample Solution Analytical Technology Co. Ltd., Wuhan, China | EPMA: beam current of 10 nA, beam size of 1–5 μm, accelerating voltage of 20 kV. Micro-XRF: rhodium target X-ray tube operating at 50 kV and 800 nA, polycapillary lens providing a 40-μm spot size on a 20-μm raster, dwell time of 5 ms per pixel. LA-ICP-MS: 193-nm ArF excimer laser, fluence of 6 J/cm², 6 Hz repetition rate for 40 seconds (240 pulses), 30-second pre-ablation blank, total run time 70 seconds, spot size 32–44 μm, He carrier gas mixed with Ar. LA-ICP-TOF-MS: 193 nm ArF excimer laser, spot diameter ~20 µm, repetition rate ~20 Hz, laser fluence ~7 J/cm², scan speed ~4000 µm/s, He carrier gas ~600 ml/min, washout time 50 ms. S isotope MC-ICP-MS: spot size ~44 μm, pulse frequency ~2 Hz, laser fluence ~5 J/cm², He carrier gas with Ar make-up gas. | MASS-1 (Fe-Cu-Zn-S pressed pellet) and GSE-1G (synthetic basaltic glass) from the United States Geological Survey; pyrite PPP-1; chalcopyrite GBW07268; pyrrhotite SP-Po-01 (δ34S = 1.4‰ ± 0.4‰); chalcopyrite SP-CP-01 (δ34S = 5.45‰ ± 0.3‰); natural and synthetic minerals from USA SPI Supplies | 82.8711 |  |  |  | 0.77725 |  | 0.010329 |  |  |  | 0.021142 |  |  |  | 0.010899 | [5 empty] | 2.7485 | [5 empty] | 57.9554 | [5 empty] | 345793.0504 | [9 empty] | 313782.2666 | [13 empty] | 10.467 | [11 empty] | 0.41732 |  | 2.9907 |  | 0.23748 | [7 empty] | 0.074031 | [5 empty] | 0.15021 | [15 empty] | 340414.8887 |  | 0.063059 |  |  |  | 168.9019 | [5 empty] | 0.85452 | [7 empty] | 0.09904 | [5 empty] | 0.008477 |  |  |  | 0.078401 |  | 0.092805 | [7 empty] | 391.1934 |  |  |  |  | 2025
| Xunmei vent field, Niaochao vent field |  | Seafloor hydrothermal | Volcanic-hosted massive sulfide (VMS) | seafloor massive sulfide (SMS) | Cu, Zn, Au, Ag | Co, Pb, Sb | Cu, Zn, Au, Ag, Co, Pb, Sb |  |  | I-Ccp2 (n=22)-24 | I-Ccp2 (n=22)-24 | seafloor vent field |  |  |  |  | ore material | grab | grab | mineral separate | [5 empty] | mineralisation | sulfide chimney | pyrite, marcasite, chalcopyrite |  | pyrite, marcasite, chalcopyrite | multiple stages: colloform marcasite-pyrite intergrowths (outermost wall), replacement assemblages (transition layers), dense recrystallized assemblages, marcasite pseudomorphs after pyrrhotite (middle layer) | sulfide chimney | colloform, subhedral, anhedral, euhedral, dense coarse-grained, columnar pseudomorphs |  |  |  | sphalerite, pyrrhotite, anhydrite, galena, tetrahedrite, tennantite | Transverse sections (polished sections) | EMPA, LA-ICPMS, MC-ICPMS | JEOL JXA-8100 EPMA; Teledyne Cetac Technologies Analyte Excite laser ablation system coupled with an Agilent Technologies 7700x quadrupole ICP-MS; ESI NWR Image GEO 193 coupled with TOFWERK icp TOF R; Neptune Plus multicollector ICP-MS (Thermo Fisher Scientific, Bremen, Germany) coupled with a Geolas HD excimer ArF laser ablation system (Coherent, Göttingen, Germany); Bruker M4 Tornado™ system | SIO, MNR; China University of Petroleum (East China), Qingdao, China; Nanjing Focu MS Technology Co. Ltd., Nanjing, China; Shanghai Chemlab Laboratory, Shanghai, China; Wuhan Sample Solution Analytical Technology Co. Ltd., Wuhan, China | EPMA: beam current of 10 nA, beam size of 1–5 μm, accelerating voltage of 20 kV. Micro-XRF: rhodium target X-ray tube operating at 50 kV and 800 nA, polycapillary lens providing a 40-μm spot size on a 20-μm raster, dwell time of 5 ms per pixel. LA-ICP-MS: 193-nm ArF excimer laser, fluence of 6 J/cm², 6 Hz repetition rate for 40 seconds (240 pulses), 30-second pre-ablation blank, total run time 70 seconds, spot size 32–44 μm, He carrier gas mixed with Ar. LA-ICP-TOF-MS: 193 nm ArF excimer laser, spot diameter ~20 µm, repetition rate ~20 Hz, laser fluence ~7 J/cm², scan speed ~4000 µm/s, He carrier gas ~600 ml/min, washout time 50 ms. S isotope MC-ICP-MS: spot size ~44 μm, pulse frequency ~2 Hz, laser fluence ~5 J/cm², He carrier gas with Ar make-up gas. | MASS-1 (Fe-Cu-Zn-S pressed pellet) and GSE-1G (synthetic basaltic glass) from the United States Geological Survey; pyrite PPP-1; chalcopyrite GBW07268; pyrrhotite SP-Po-01 (δ34S = 1.4‰ ± 0.4‰); chalcopyrite SP-CP-01 (δ34S = 5.45‰ ± 0.3‰); natural and synthetic minerals from USA SPI Supplies | 68.5733 |  |  |  | 0.8652 |  | 0.011529 |  |  |  | 0.036116 |  |  |  | 0.011829 | [5 empty] | 2.7844 | [5 empty] | 62.1424 | [5 empty] | 342191.5961 | [9 empty] | 315303.3397 | [13 empty] | 11.7888 | [11 empty] | 1.1531 |  | 4.1862 |  | 0.49322 | [7 empty] | 0.1071 | [5 empty] | 0.34272 | [15 empty] | 341399.7151 |  | 0.068676 |  |  |  | 174.3728 | [5 empty] | 1.1792 | [7 empty] | 0.14223 | [5 empty] | 0.014323 |  |  |  | 0.34268 |  | 0.098245 | [7 empty] | 388.7134 |  |  |  |  | 2025
| Xunmei vent field, Niaochao vent field |  | Seafloor hydrothermal | Volcanic-hosted massive sulfide (VMS) | seafloor massive sulfide (SMS) | Cu, Zn, Au, Ag | Co, Pb, Sb | Cu, Zn, Au, Ag, Co, Pb, Sb |  |  | I-Ccp2 (n=22)-25 | I-Ccp2 (n=22)-25 | seafloor vent field |  |  |  |  | ore material | grab | grab | mineral separate | [5 empty] | mineralisation | sulfide chimney | pyrite, marcasite, chalcopyrite |  | pyrite, marcasite, chalcopyrite | multiple stages: colloform marcasite-pyrite intergrowths (outermost wall), replacement assemblages (transition layers), dense recrystallized assemblages, marcasite pseudomorphs after pyrrhotite (middle layer) | sulfide chimney | colloform, subhedral, anhedral, euhedral, dense coarse-grained, columnar pseudomorphs |  |  |  | sphalerite, pyrrhotite, anhydrite, galena, tetrahedrite, tennantite | Transverse sections (polished sections) | EMPA, LA-ICPMS, MC-ICPMS | JEOL JXA-8100 EPMA; Teledyne Cetac Technologies Analyte Excite laser ablation system coupled with an Agilent Technologies 7700x quadrupole ICP-MS; ESI NWR Image GEO 193 coupled with TOFWERK icp TOF R; Neptune Plus multicollector ICP-MS (Thermo Fisher Scientific, Bremen, Germany) coupled with a Geolas HD excimer ArF laser ablation system (Coherent, Göttingen, Germany); Bruker M4 Tornado™ system | SIO, MNR; China University of Petroleum (East China), Qingdao, China; Nanjing Focu MS Technology Co. Ltd., Nanjing, China; Shanghai Chemlab Laboratory, Shanghai, China; Wuhan Sample Solution Analytical Technology Co. Ltd., Wuhan, China | EPMA: beam current of 10 nA, beam size of 1–5 μm, accelerating voltage of 20 kV. Micro-XRF: rhodium target X-ray tube operating at 50 kV and 800 nA, polycapillary lens providing a 40-μm spot size on a 20-μm raster, dwell time of 5 ms per pixel. LA-ICP-MS: 193-nm ArF excimer laser, fluence of 6 J/cm², 6 Hz repetition rate for 40 seconds (240 pulses), 30-second pre-ablation blank, total run time 70 seconds, spot size 32–44 μm, He carrier gas mixed with Ar. LA-ICP-TOF-MS: 193 nm ArF excimer laser, spot diameter ~20 µm, repetition rate ~20 Hz, laser fluence ~7 J/cm², scan speed ~4000 µm/s, He carrier gas ~600 ml/min, washout time 50 ms. S isotope MC-ICP-MS: spot size ~44 μm, pulse frequency ~2 Hz, laser fluence ~5 J/cm², He carrier gas with Ar make-up gas. | MASS-1 (Fe-Cu-Zn-S pressed pellet) and GSE-1G (synthetic basaltic glass) from the United States Geological Survey; pyrite PPP-1; chalcopyrite GBW07268; pyrrhotite SP-Po-01 (δ34S = 1.4‰ ± 0.4‰); chalcopyrite SP-CP-01 (δ34S = 5.45‰ ± 0.3‰); natural and synthetic minerals from USA SPI Supplies | 28.9614 |  |  |  | 0.51664 |  | 0.005651 |  |  |  | 0.027621 |  |  |  | 0.005516 | [5 empty] | 0.50379 | [5 empty] | 20.692 | [5 empty] | 14013.2638 | [9 empty] | 7665.3679 | [13 empty] | 5.0319 | [11 empty] | 1.3971 |  | 2.9325 |  | 0.61299 | [7 empty] | 0.11192 | [5 empty] | 0.61603 | [15 empty] | 11410.888 |  | 0.015896 |  |  |  | 52.5092 | [5 empty] | 0.98332 | [7 empty] | 0.1218 | [5 empty] | 0.013065 |  |  |  | 0.56743 |  | 0.05353 | [7 empty] | 159.8426 |  |  |  |  | 2025
| Xunmei vent field, Niaochao vent field |  | Seafloor hydrothermal | Volcanic-hosted massive sulfide (VMS) | seafloor massive sulfide (SMS) | Cu, Zn, Au, Ag | Co, Pb, Sb | Cu, Zn, Au, Ag, Co, Pb, Sb |  |  | II-Mrc2 (n = 10)-1 | II-Mrc2 (n = 10)-1 | seafloor vent field |  |  |  |  | ore material | grab | grab | mineral separate | [5 empty] | mineralisation | sulfide chimney | pyrite, marcasite, chalcopyrite |  | pyrite, marcasite, chalcopyrite | multiple stages: colloform marcasite-pyrite intergrowths (outermost wall), replacement assemblages (transition layers), dense recrystallized assemblages, marcasite pseudomorphs after pyrrhotite (middle layer) | sulfide chimney | colloform, subhedral, anhedral, euhedral, dense coarse-grained, columnar pseudomorphs |  |  |  | sphalerite, pyrrhotite, anhydrite, galena, tetrahedrite, tennantite | Transverse sections (polished sections) | EMPA, LA-ICPMS, MC-ICPMS | JEOL JXA-8100 EPMA; Teledyne Cetac Technologies Analyte Excite laser ablation system coupled with an Agilent Technologies 7700x quadrupole ICP-MS; ESI NWR Image GEO 193 coupled with TOFWERK icp TOF R; Neptune Plus multicollector ICP-MS (Thermo Fisher Scientific, Bremen, Germany) coupled with a Geolas HD excimer ArF laser ablation system (Coherent, Göttingen, Germany); Bruker M4 Tornado™ system | SIO, MNR; China University of Petroleum (East China), Qingdao, China; Nanjing Focu MS Technology Co. Ltd., Nanjing, China; Shanghai Chemlab Laboratory, Shanghai, China; Wuhan Sample Solution Analytical Technology Co. Ltd., Wuhan, China | EPMA: beam current of 10 nA, beam size of 1–5 μm, accelerating voltage of 20 kV. Micro-XRF: rhodium target X-ray tube operating at 50 kV and 800 nA, polycapillary lens providing a 40-μm spot size on a 20-μm raster, dwell time of 5 ms per pixel. LA-ICP-MS: 193-nm ArF excimer laser, fluence of 6 J/cm², 6 Hz repetition rate for 40 seconds (240 pulses), 30-second pre-ablation blank, total run time 70 seconds, spot size 32–44 μm, He carrier gas mixed with Ar. LA-ICP-TOF-MS: 193 nm ArF excimer laser, spot diameter ~20 µm, repetition rate ~20 Hz, laser fluence ~7 J/cm², scan speed ~4000 µm/s, He carrier gas ~600 ml/min, washout time 50 ms. S isotope MC-ICP-MS: spot size ~44 μm, pulse frequency ~2 Hz, laser fluence ~5 J/cm², He carrier gas with Ar make-up gas. | MASS-1 (Fe-Cu-Zn-S pressed pellet) and GSE-1G (synthetic basaltic glass) from the United States Geological Survey; pyrite PPP-1; chalcopyrite GBW07268; pyrrhotite SP-Po-01 (δ34S = 1.4‰ ± 0.4‰); chalcopyrite SP-CP-01 (δ34S = 5.45‰ ± 0.3‰); natural and synthetic minerals from USA SPI Supplies | 0.212 |  |  |  | 38.2622 |  | 0.041726 | [13 empty] | 0.25238 | [11 empty] | 39.6819 | [9 empty] | 501291.5351 | [25 empty] | 2.3158 |  | 208.3057 |  | 48.0453 | [7 empty] | 1.6024 | [5 empty] | 65.6864 | [15 empty] | 497554.3476 |  | 5.7371 |  |  |  | 1.5406 | [5 empty] | 0.18595 | [13 empty] | 4.5043 |  |  |  | 1.9648 |  | 2.4124 | [7 empty] | 368.8323 |  |  |  |  | 2025
| Xunmei vent field, Niaochao vent field |  | Seafloor hydrothermal | Volcanic-hosted massive sulfide (VMS) | seafloor massive sulfide (SMS) | Cu, Zn, Au, Ag | Co, Pb, Sb | Cu, Zn, Au, Ag, Co, Pb, Sb |  |  | II-Mrc2 (n = 10)-2 | II-Mrc2 (n = 10)-2 | seafloor vent field |  |  |  |  | ore material | grab | grab | mineral separate | [5 empty] | mineralisation | sulfide chimney | pyrite, marcasite, chalcopyrite |  | pyrite, marcasite, chalcopyrite | multiple stages: colloform marcasite-pyrite intergrowths (outermost wall), replacement assemblages (transition layers), dense recrystallized assemblages, marcasite pseudomorphs after pyrrhotite (middle layer) | sulfide chimney | colloform, subhedral, anhedral, euhedral, dense coarse-grained, columnar pseudomorphs |  |  |  | sphalerite, pyrrhotite, anhydrite, galena, tetrahedrite, tennantite | Transverse sections (polished sections) | EMPA, LA-ICPMS, MC-ICPMS | JEOL JXA-8100 EPMA; Teledyne Cetac Technologies Analyte Excite laser ablation system coupled with an Agilent Technologies 7700x quadrupole ICP-MS; ESI NWR Image GEO 193 coupled with TOFWERK icp TOF R; Neptune Plus multicollector ICP-MS (Thermo Fisher Scientific, Bremen, Germany) coupled with a Geolas HD excimer ArF laser ablation system (Coherent, Göttingen, Germany); Bruker M4 Tornado™ system | SIO, MNR; China University of Petroleum (East China), Qingdao, China; Nanjing Focu MS Technology Co. Ltd., Nanjing, China; Shanghai Chemlab Laboratory, Shanghai, China; Wuhan Sample Solution Analytical Technology Co. Ltd., Wuhan, China | EPMA: beam current of 10 nA, beam size of 1–5 μm, accelerating voltage of 20 kV. Micro-XRF: rhodium target X-ray tube operating at 50 kV and 800 nA, polycapillary lens providing a 40-μm spot size on a 20-μm raster, dwell time of 5 ms per pixel. LA-ICP-MS: 193-nm ArF excimer laser, fluence of 6 J/cm², 6 Hz repetition rate for 40 seconds (240 pulses), 30-second pre-ablation blank, total run time 70 seconds, spot size 32–44 μm, He carrier gas mixed with Ar. LA-ICP-TOF-MS: 193 nm ArF excimer laser, spot diameter ~20 µm, repetition rate ~20 Hz, laser fluence ~7 J/cm², scan speed ~4000 µm/s, He carrier gas ~600 ml/min, washout time 50 ms. S isotope MC-ICP-MS: spot size ~44 μm, pulse frequency ~2 Hz, laser fluence ~5 J/cm², He carrier gas with Ar make-up gas. | MASS-1 (Fe-Cu-Zn-S pressed pellet) and GSE-1G (synthetic basaltic glass) from the United States Geological Survey; pyrite PPP-1; chalcopyrite GBW07268; pyrrhotite SP-Po-01 (δ34S = 1.4‰ ± 0.4‰); chalcopyrite SP-CP-01 (δ34S = 5.45‰ ± 0.3‰); natural and synthetic minerals from USA SPI Supplies | 0.27899 |  |  |  | 22.85 |  | 0.026234 | [13 empty] | 0.30875 | [5 empty] | 0.023904 | [5 empty] | 39.6981 | [9 empty] | 496469.7477 | [13 empty] | 0.015068 | [11 empty] | 3.9503 |  | 628.5077 |  | 92.6 | [7 empty] | 2.6876 | [5 empty] | 31.3019 | [15 empty] | 502414.3042 |  | 6.0273 | [17 empty] | 0.023377 | [5 empty] | 8.5152 |  |  |  | 0.68858 |  | 2.384 | [7 empty] | 113.1987 |  |  |  |  | 2025
| Xunmei vent field, Niaochao vent field |  | Seafloor hydrothermal | Volcanic-hosted massive sulfide (VMS) | seafloor massive sulfide (SMS) | Cu, Zn, Au, Ag | Co, Pb, Sb | Cu, Zn, Au, Ag, Co, Pb, Sb |  |  | II-Mrc2 (n = 10)-3 | II-Mrc2 (n = 10)-3 | seafloor vent field |  |  |  |  | ore material | grab | grab | mineral separate | [5 empty] | mineralisation | sulfide chimney | pyrite, marcasite, chalcopyrite |  | pyrite, marcasite, chalcopyrite | multiple stages: colloform marcasite-pyrite intergrowths (outermost wall), replacement assemblages (transition layers), dense recrystallized assemblages, marcasite pseudomorphs after pyrrhotite (middle layer) | sulfide chimney | colloform, subhedral, anhedral, euhedral, dense coarse-grained, columnar pseudomorphs |  |  |  | sphalerite, pyrrhotite, anhydrite, galena, tetrahedrite, tennantite | Transverse sections (polished sections) | EMPA, LA-ICPMS, MC-ICPMS | JEOL JXA-8100 EPMA; Teledyne Cetac Technologies Analyte Excite laser ablation system coupled with an Agilent Technologies 7700x quadrupole ICP-MS; ESI NWR Image GEO 193 coupled with TOFWERK icp TOF R; Neptune Plus multicollector ICP-MS (Thermo Fisher Scientific, Bremen, Germany) coupled with a Geolas HD excimer ArF laser ablation system (Coherent, Göttingen, Germany); Bruker M4 Tornado™ system | SIO, MNR; China University of Petroleum (East China), Qingdao, China; Nanjing Focu MS Technology Co. Ltd., Nanjing, China; Shanghai Chemlab Laboratory, Shanghai, China; Wuhan Sample Solution Analytical Technology Co. Ltd., Wuhan, China | EPMA: beam current of 10 nA, beam size of 1–5 μm, accelerating voltage of 20 kV. Micro-XRF: rhodium target X-ray tube operating at 50 kV and 800 nA, polycapillary lens providing a 40-μm spot size on a 20-μm raster, dwell time of 5 ms per pixel. LA-ICP-MS: 193-nm ArF excimer laser, fluence of 6 J/cm², 6 Hz repetition rate for 40 seconds (240 pulses), 30-second pre-ablation blank, total run time 70 seconds, spot size 32–44 μm, He carrier gas mixed with Ar. LA-ICP-TOF-MS: 193 nm ArF excimer laser, spot diameter ~20 µm, repetition rate ~20 Hz, laser fluence ~7 J/cm², scan speed ~4000 µm/s, He carrier gas ~600 ml/min, washout time 50 ms. S isotope MC-ICP-MS: spot size ~44 μm, pulse frequency ~2 Hz, laser fluence ~5 J/cm², He carrier gas with Ar make-up gas. | MASS-1 (Fe-Cu-Zn-S pressed pellet) and GSE-1G (synthetic basaltic glass) from the United States Geological Survey; pyrite PPP-1; chalcopyrite GBW07268; pyrrhotite SP-Po-01 (δ34S = 1.4‰ ± 0.4‰); chalcopyrite SP-CP-01 (δ34S = 5.45‰ ± 0.3‰); natural and synthetic minerals from USA SPI Supplies | 0.4401 |  |  |  | 30.0664 |  | 0.040216 |  |  |  | 0.007793 | [15 empty] | 0.026042 | [5 empty] | 59.3553 | [9 empty] | 499312.669 | [25 empty] | 4.1512 |  | 611.6968 |  | 104.0412 | [7 empty] | 3.5211 | [5 empty] | 57.8035 | [15 empty] | 499423.8081 |  | 9.1363 | [17 empty] | 0.070031 | [5 empty] | 7.3567 |  |  |  | 1.65 |  | 2.4407 | [7 empty] | 97.1473 |  |  |  |  | 2025
| Xunmei vent field, Niaochao vent field |  | Seafloor hydrothermal | Volcanic-hosted massive sulfide (VMS) | seafloor massive sulfide (SMS) | Cu, Zn, Au, Ag | Co, Pb, Sb | Cu, Zn, Au, Ag, Co, Pb, Sb |  |  | II-Mrc2 (n = 10)-4 | II-Mrc2 (n = 10)-4 | seafloor vent field |  |  |  |  | ore material | grab | grab | mineral separate | [5 empty] | mineralisation | sulfide chimney | pyrite, marcasite, chalcopyrite |  | pyrite, marcasite, chalcopyrite | multiple stages: colloform marcasite-pyrite intergrowths (outermost wall), replacement assemblages (transition layers), dense recrystallized assemblages, marcasite pseudomorphs after pyrrhotite (middle layer) | sulfide chimney | colloform, subhedral, anhedral, euhedral, dense coarse-grained, columnar pseudomorphs |  |  |  | sphalerite, pyrrhotite, anhydrite, galena, tetrahedrite, tennantite | Transverse sections (polished sections) | EMPA, LA-ICPMS, MC-ICPMS | JEOL JXA-8100 EPMA; Teledyne Cetac Technologies Analyte Excite laser ablation system coupled with an Agilent Technologies 7700x quadrupole ICP-MS; ESI NWR Image GEO 193 coupled with TOFWERK icp TOF R; Neptune Plus multicollector ICP-MS (Thermo Fisher Scientific, Bremen, Germany) coupled with a Geolas HD excimer ArF laser ablation system (Coherent, Göttingen, Germany); Bruker M4 Tornado™ system | SIO, MNR; China University of Petroleum (East China), Qingdao, China; Nanjing Focu MS Technology Co. Ltd., Nanjing, China; Shanghai Chemlab Laboratory, Shanghai, China; Wuhan Sample Solution Analytical Technology Co. Ltd., Wuhan, China | EPMA: beam current of 10 nA, beam size of 1–5 μm, accelerating voltage of 20 kV. Micro-XRF: rhodium target X-ray tube operating at 50 kV and 800 nA, polycapillary lens providing a 40-μm spot size on a 20-μm raster, dwell time of 5 ms per pixel. LA-ICP-MS: 193-nm ArF excimer laser, fluence of 6 J/cm², 6 Hz repetition rate for 40 seconds (240 pulses), 30-second pre-ablation blank, total run time 70 seconds, spot size 32–44 μm, He carrier gas mixed with Ar. LA-ICP-TOF-MS: 193 nm ArF excimer laser, spot diameter ~20 µm, repetition rate ~20 Hz, laser fluence ~7 J/cm², scan speed ~4000 µm/s, He carrier gas ~600 ml/min, washout time 50 ms. S isotope MC-ICP-MS: spot size ~44 μm, pulse frequency ~2 Hz, laser fluence ~5 J/cm², He carrier gas with Ar make-up gas. | MASS-1 (Fe-Cu-Zn-S pressed pellet) and GSE-1G (synthetic basaltic glass) from the United States Geological Survey; pyrite PPP-1; chalcopyrite GBW07268; pyrrhotite SP-Po-01 (δ34S = 1.4‰ ± 0.4‰); chalcopyrite SP-CP-01 (δ34S = 5.45‰ ± 0.3‰); natural and synthetic minerals from USA SPI Supplies | 0.042847 |  |  |  | 167.1381 |  | 0.024054 | [19 empty] | 0.01597 | [5 empty] | 1.0856 | [9 empty] | 489510.2492 | [25 empty] | 0.47712 |  | 15.5421 |  | 8.8052 | [7 empty] | 0.12089 | [5 empty] | 302.7832 | [15 empty] | 509787.3898 |  | 84.2064 | [23 empty] | 0.43304 |  |  |  | 0.1641 |  | 0.69243 | [7 empty] | 5.726 |  |  |  |  | 2025
| Xunmei vent field, Niaochao vent field |  | Seafloor hydrothermal | Volcanic-hosted massive sulfide (VMS) | seafloor massive sulfide (SMS) | Cu, Zn, Au, Ag | Co, Pb, Sb | Cu, Zn, Au, Ag, Co, Pb, Sb |  |  | II-Mrc2 (n = 10)-5 | II-Mrc2 (n = 10)-5 | seafloor vent field |  |  |  |  | ore material | grab | grab | mineral separate | [5 empty] | mineralisation | sulfide chimney | pyrite, marcasite, chalcopyrite |  | pyrite, marcasite, chalcopyrite | multiple stages: colloform marcasite-pyrite intergrowths (outermost wall), replacement assemblages (transition layers), dense recrystallized assemblages, marcasite pseudomorphs after pyrrhotite (middle layer) | sulfide chimney | colloform, subhedral, anhedral, euhedral, dense coarse-grained, columnar pseudomorphs |  |  |  | sphalerite, pyrrhotite, anhydrite, galena, tetrahedrite, tennantite | Transverse sections (polished sections) | EMPA, LA-ICPMS, MC-ICPMS | JEOL JXA-8100 EPMA; Teledyne Cetac Technologies Analyte Excite laser ablation system coupled with an Agilent Technologies 7700x quadrupole ICP-MS; ESI NWR Image GEO 193 coupled with TOFWERK icp TOF R; Neptune Plus multicollector ICP-MS (Thermo Fisher Scientific, Bremen, Germany) coupled with a Geolas HD excimer ArF laser ablation system (Coherent, Göttingen, Germany); Bruker M4 Tornado™ system | SIO, MNR; China University of Petroleum (East China), Qingdao, China; Nanjing Focu MS Technology Co. Ltd., Nanjing, China; Shanghai Chemlab Laboratory, Shanghai, China; Wuhan Sample Solution Analytical Technology Co. Ltd., Wuhan, China | EPMA: beam current of 10 nA, beam size of 1–5 μm, accelerating voltage of 20 kV. Micro-XRF: rhodium target X-ray tube operating at 50 kV and 800 nA, polycapillary lens providing a 40-μm spot size on a 20-μm raster, dwell time of 5 ms per pixel. LA-ICP-MS: 193-nm ArF excimer laser, fluence of 6 J/cm², 6 Hz repetition rate for 40 seconds (240 pulses), 30-second pre-ablation blank, total run time 70 seconds, spot size 32–44 μm, He carrier gas mixed with Ar. LA-ICP-TOF-MS: 193 nm ArF excimer laser, spot diameter ~20 µm, repetition rate ~20 Hz, laser fluence ~7 J/cm², scan speed ~4000 µm/s, He carrier gas ~600 ml/min, washout time 50 ms. S isotope MC-ICP-MS: spot size ~44 μm, pulse frequency ~2 Hz, laser fluence ~5 J/cm², He carrier gas with Ar make-up gas. | MASS-1 (Fe-Cu-Zn-S pressed pellet) and GSE-1G (synthetic basaltic glass) from the United States Geological Survey; pyrite PPP-1; chalcopyrite GBW07268; pyrrhotite SP-Po-01 (δ34S = 1.4‰ ± 0.4‰); chalcopyrite SP-CP-01 (δ34S = 5.45‰ ± 0.3‰); natural and synthetic minerals from USA SPI Supplies | 0.05668 |  |  |  | 34.2277 | [27 empty] | 3.4114 | [9 empty] | 484230.1036 | [25 empty] | 1.4747 |  | 228.9443 |  | 34.1414 | [13 empty] | 65.6886 | [15 empty] | 515051.3835 |  | 24.5263 | [9 empty] | 0.1204 | [13 empty] | 0.45416 |  |  |  | 0.10207 |  | 1.89 | [7 empty] | 21.5584 |  |  |  |  | 2025
| Xunmei vent field, Niaochao vent field |  | Seafloor hydrothermal | Volcanic-hosted massive sulfide (VMS) | seafloor massive sulfide (SMS) | Cu, Zn, Au, Ag | Co, Pb, Sb | Cu, Zn, Au, Ag, Co, Pb, Sb |  |  | II-Mrc2 (n = 10)-6 | II-Mrc2 (n = 10)-6 | seafloor vent field |  |  |  |  | ore material | grab | grab | mineral separate | [5 empty] | mineralisation | sulfide chimney | pyrite, marcasite, chalcopyrite |  | pyrite, marcasite, chalcopyrite | multiple stages: colloform marcasite-pyrite intergrowths (outermost wall), replacement assemblages (transition layers), dense recrystallized assemblages, marcasite pseudomorphs after pyrrhotite (middle layer) | sulfide chimney | colloform, subhedral, anhedral, euhedral, dense coarse-grained, columnar pseudomorphs |  |  |  | sphalerite, pyrrhotite, anhydrite, galena, tetrahedrite, tennantite | Transverse sections (polished sections) | EMPA, LA-ICPMS, MC-ICPMS | JEOL JXA-8100 EPMA; Teledyne Cetac Technologies Analyte Excite laser ablation system coupled with an Agilent Technologies 7700x quadrupole ICP-MS; ESI NWR Image GEO 193 coupled with TOFWERK icp TOF R; Neptune Plus multicollector ICP-MS (Thermo Fisher Scientific, Bremen, Germany) coupled with a Geolas HD excimer ArF laser ablation system (Coherent, Göttingen, Germany); Bruker M4 Tornado™ system | SIO, MNR; China University of Petroleum (East China), Qingdao, China; Nanjing Focu MS Technology Co. Ltd., Nanjing, China; Shanghai Chemlab Laboratory, Shanghai, China; Wuhan Sample Solution Analytical Technology Co. Ltd., Wuhan, China | EPMA: beam current of 10 nA, beam size of 1–5 μm, accelerating voltage of 20 kV. Micro-XRF: rhodium target X-ray tube operating at 50 kV and 800 nA, polycapillary lens providing a 40-μm spot size on a 20-μm raster, dwell time of 5 ms per pixel. LA-ICP-MS: 193-nm ArF excimer laser, fluence of 6 J/cm², 6 Hz repetition rate for 40 seconds (240 pulses), 30-second pre-ablation blank, total run time 70 seconds, spot size 32–44 μm, He carrier gas mixed with Ar. LA-ICP-TOF-MS: 193 nm ArF excimer laser, spot diameter ~20 µm, repetition rate ~20 Hz, laser fluence ~7 J/cm², scan speed ~4000 µm/s, He carrier gas ~600 ml/min, washout time 50 ms. S isotope MC-ICP-MS: spot size ~44 μm, pulse frequency ~2 Hz, laser fluence ~5 J/cm², He carrier gas with Ar make-up gas. | MASS-1 (Fe-Cu-Zn-S pressed pellet) and GSE-1G (synthetic basaltic glass) from the United States Geological Survey; pyrite PPP-1; chalcopyrite GBW07268; pyrrhotite SP-Po-01 (δ34S = 1.4‰ ± 0.4‰); chalcopyrite SP-CP-01 (δ34S = 5.45‰ ± 0.3‰); natural and synthetic minerals from USA SPI Supplies | 0.042608 |  |  |  | 26.158 |  | 0.019462 |  |  |  | 0.015401 | [9 empty] | 0.080972 | [5 empty] | 0.32055 | [5 empty] | 21.7647 | [9 empty] | 485986.5266 | [13 empty] | 0.005484 | [11 empty] | 0.43227 |  | 15.8058 |  | 19.198 | [13 empty] | 150.6387 | [15 empty] | 513517.663 |  | 19.814 |  |  |  | 1.1261 | [13 empty] | 0.044909 | [5 empty] | 1.4584 |  |  |  | 0.038409 |  | 1.9008 | [7 empty] | 112.75 |  |  |  |  | 2025
| Xunmei vent field, Niaochao vent field |  | Seafloor hydrothermal | Volcanic-hosted massive sulfide (VMS) | seafloor massive sulfide (SMS) | Cu, Zn, Au, Ag | Co, Pb, Sb | Cu, Zn, Au, Ag, Co, Pb, Sb |  |  | II-Mrc2 (n = 10)-7 | II-Mrc2 (n = 10)-7 | seafloor vent field |  |  |  |  | ore material | grab | grab | mineral separate | [5 empty] | mineralisation | sulfide chimney | pyrite, marcasite, chalcopyrite |  | pyrite, marcasite, chalcopyrite | multiple stages: colloform marcasite-pyrite intergrowths (outermost wall), replacement assemblages (transition layers), dense recrystallized assemblages, marcasite pseudomorphs after pyrrhotite (middle layer) | sulfide chimney | colloform, subhedral, anhedral, euhedral, dense coarse-grained, columnar pseudomorphs |  |  |  | sphalerite, pyrrhotite, anhydrite, galena, tetrahedrite, tennantite | Transverse sections (polished sections) | EMPA, LA-ICPMS, MC-ICPMS | JEOL JXA-8100 EPMA; Teledyne Cetac Technologies Analyte Excite laser ablation system coupled with an Agilent Technologies 7700x quadrupole ICP-MS; ESI NWR Image GEO 193 coupled with TOFWERK icp TOF R; Neptune Plus multicollector ICP-MS (Thermo Fisher Scientific, Bremen, Germany) coupled with a Geolas HD excimer ArF laser ablation system (Coherent, Göttingen, Germany); Bruker M4 Tornado™ system | SIO, MNR; China University of Petroleum (East China), Qingdao, China; Nanjing Focu MS Technology Co. Ltd., Nanjing, China; Shanghai Chemlab Laboratory, Shanghai, China; Wuhan Sample Solution Analytical Technology Co. Ltd., Wuhan, China | EPMA: beam current of 10 nA, beam size of 1–5 μm, accelerating voltage of 20 kV. Micro-XRF: rhodium target X-ray tube operating at 50 kV and 800 nA, polycapillary lens providing a 40-μm spot size on a 20-μm raster, dwell time of 5 ms per pixel. LA-ICP-MS: 193-nm ArF excimer laser, fluence of 6 J/cm², 6 Hz repetition rate for 40 seconds (240 pulses), 30-second pre-ablation blank, total run time 70 seconds, spot size 32–44 μm, He carrier gas mixed with Ar. LA-ICP-TOF-MS: 193 nm ArF excimer laser, spot diameter ~20 µm, repetition rate ~20 Hz, laser fluence ~7 J/cm², scan speed ~4000 µm/s, He carrier gas ~600 ml/min, washout time 50 ms. S isotope MC-ICP-MS: spot size ~44 μm, pulse frequency ~2 Hz, laser fluence ~5 J/cm², He carrier gas with Ar make-up gas. | MASS-1 (Fe-Cu-Zn-S pressed pellet) and GSE-1G (synthetic basaltic glass) from the United States Geological Survey; pyrite PPP-1; chalcopyrite GBW07268; pyrrhotite SP-Po-01 (δ34S = 1.4‰ ± 0.4‰); chalcopyrite SP-CP-01 (δ34S = 5.45‰ ± 0.3‰); natural and synthetic minerals from USA SPI Supplies | 0.03273 |  |  |  | 191.846 |  | 0.055226 | [19 empty] | 0.01815 | [5 empty] | 53.5842 | [9 empty] | 490760.3279 | [25 empty] | 0.66165 |  | 63.9085 |  | 10.6244 | [13 empty] | 335.069 | [15 empty] | 508323.8108 |  | 99.8401 | [23 empty] | 3.619 |  |  |  | 0.028757 |  | 1.4185 | [7 empty] | 25.9329 |  |  |  |  | 2025
| Xunmei vent field, Niaochao vent field |  | Seafloor hydrothermal | Volcanic-hosted massive sulfide (VMS) | seafloor massive sulfide (SMS) | Cu, Zn, Au, Ag | Co, Pb, Sb | Cu, Zn, Au, Ag, Co, Pb, Sb |  |  | II-Mrc2 (n = 10)-8 | II-Mrc2 (n = 10)-8 | seafloor vent field |  |  |  |  | ore material | grab | grab | mineral separate | [5 empty] | mineralisation | sulfide chimney | pyrite, marcasite, chalcopyrite |  | pyrite, marcasite, chalcopyrite | multiple stages: colloform marcasite-pyrite intergrowths (outermost wall), replacement assemblages (transition layers), dense recrystallized assemblages, marcasite pseudomorphs after pyrrhotite (middle layer) | sulfide chimney | colloform, subhedral, anhedral, euhedral, dense coarse-grained, columnar pseudomorphs |  |  |  | sphalerite, pyrrhotite, anhydrite, galena, tetrahedrite, tennantite | Transverse sections (polished sections) | EMPA, LA-ICPMS, MC-ICPMS | JEOL JXA-8100 EPMA; Teledyne Cetac Technologies Analyte Excite laser ablation system coupled with an Agilent Technologies 7700x quadrupole ICP-MS; ESI NWR Image GEO 193 coupled with TOFWERK icp TOF R; Neptune Plus multicollector ICP-MS (Thermo Fisher Scientific, Bremen, Germany) coupled with a Geolas HD excimer ArF laser ablation system (Coherent, Göttingen, Germany); Bruker M4 Tornado™ system | SIO, MNR; China University of Petroleum (East China), Qingdao, China; Nanjing Focu MS Technology Co. Ltd., Nanjing, China; Shanghai Chemlab Laboratory, Shanghai, China; Wuhan Sample Solution Analytical Technology Co. Ltd., Wuhan, China | EPMA: beam current of 10 nA, beam size of 1–5 μm, accelerating voltage of 20 kV. Micro-XRF: rhodium target X-ray tube operating at 50 kV and 800 nA, polycapillary lens providing a 40-μm spot size on a 20-μm raster, dwell time of 5 ms per pixel. LA-ICP-MS: 193-nm ArF excimer laser, fluence of 6 J/cm², 6 Hz repetition rate for 40 seconds (240 pulses), 30-second pre-ablation blank, total run time 70 seconds, spot size 32–44 μm, He carrier gas mixed with Ar. LA-ICP-TOF-MS: 193 nm ArF excimer laser, spot diameter ~20 µm, repetition rate ~20 Hz, laser fluence ~7 J/cm², scan speed ~4000 µm/s, He carrier gas ~600 ml/min, washout time 50 ms. S isotope MC-ICP-MS: spot size ~44 μm, pulse frequency ~2 Hz, laser fluence ~5 J/cm², He carrier gas with Ar make-up gas. | MASS-1 (Fe-Cu-Zn-S pressed pellet) and GSE-1G (synthetic basaltic glass) from the United States Geological Survey; pyrite PPP-1; chalcopyrite GBW07268; pyrrhotite SP-Po-01 (δ34S = 1.4‰ ± 0.4‰); chalcopyrite SP-CP-01 (δ34S = 5.45‰ ± 0.3‰); natural and synthetic minerals from USA SPI Supplies | 0.007532 |  |  |  | 335.5529 |  | 0.051384 |  |  |  | 0.037912 | [15 empty] | 0.015996 | [5 empty] | 64.215 | [9 empty] | 480293.9841 | [13 empty] | 0.014785 | [11 empty] | 4.1706 |  | 121.1259 |  | 26.8777 | [7 empty] | 0.17823 | [5 empty] | 125.279 | [15 empty] | 518886.515 |  | 19.3948 |  |  |  | 0.93844 | [5 empty] | 0.10881 | [13 empty] | 1.704 | [5 empty] | 1.5846 | [7 empty] | 12.344 |  |  |  |  | 2025
| Xunmei vent field, Niaochao vent field |  | Seafloor hydrothermal | Volcanic-hosted massive sulfide (VMS) | seafloor massive sulfide (SMS) | Cu, Zn, Au, Ag | Co, Pb, Sb | Cu, Zn, Au, Ag, Co, Pb, Sb |  |  | II-Mrc2 (n = 10)-9 | II-Mrc2 (n = 10)-9 | seafloor vent field |  |  |  |  | ore material | grab | grab | mineral separate | [5 empty] | mineralisation | sulfide chimney | pyrite, marcasite, chalcopyrite |  | pyrite, marcasite, chalcopyrite | multiple stages: colloform marcasite-pyrite intergrowths (outermost wall), replacement assemblages (transition layers), dense recrystallized assemblages, marcasite pseudomorphs after pyrrhotite (middle layer) | sulfide chimney | colloform, subhedral, anhedral, euhedral, dense coarse-grained, columnar pseudomorphs |  |  |  | sphalerite, pyrrhotite, anhydrite, galena, tetrahedrite, tennantite | Transverse sections (polished sections) | EMPA, LA-ICPMS, MC-ICPMS | JEOL JXA-8100 EPMA; Teledyne Cetac Technologies Analyte Excite laser ablation system coupled with an Agilent Technologies 7700x quadrupole ICP-MS; ESI NWR Image GEO 193 coupled with TOFWERK icp TOF R; Neptune Plus multicollector ICP-MS (Thermo Fisher Scientific, Bremen, Germany) coupled with a Geolas HD excimer ArF laser ablation system (Coherent, Göttingen, Germany); Bruker M4 Tornado™ system | SIO, MNR; China University of Petroleum (East China), Qingdao, China; Nanjing Focu MS Technology Co. Ltd., Nanjing, China; Shanghai Chemlab Laboratory, Shanghai, China; Wuhan Sample Solution Analytical Technology Co. Ltd., Wuhan, China | EPMA: beam current of 10 nA, beam size of 1–5 μm, accelerating voltage of 20 kV. Micro-XRF: rhodium target X-ray tube operating at 50 kV and 800 nA, polycapillary lens providing a 40-μm spot size on a 20-μm raster, dwell time of 5 ms per pixel. LA-ICP-MS: 193-nm ArF excimer laser, fluence of 6 J/cm², 6 Hz repetition rate for 40 seconds (240 pulses), 30-second pre-ablation blank, total run time 70 seconds, spot size 32–44 μm, He carrier gas mixed with Ar. LA-ICP-TOF-MS: 193 nm ArF excimer laser, spot diameter ~20 µm, repetition rate ~20 Hz, laser fluence ~7 J/cm², scan speed ~4000 µm/s, He carrier gas ~600 ml/min, washout time 50 ms. S isotope MC-ICP-MS: spot size ~44 μm, pulse frequency ~2 Hz, laser fluence ~5 J/cm², He carrier gas with Ar make-up gas. | MASS-1 (Fe-Cu-Zn-S pressed pellet) and GSE-1G (synthetic basaltic glass) from the United States Geological Survey; pyrite PPP-1; chalcopyrite GBW07268; pyrrhotite SP-Po-01 (δ34S = 1.4‰ ± 0.4‰); chalcopyrite SP-CP-01 (δ34S = 5.45‰ ± 0.3‰); natural and synthetic minerals from USA SPI Supplies |  |  |  |  | 463.9687 |  | 0.029502 |  |  |  | 0.026093 | [9 empty] | 0.063798 | [11 empty] | 66.2094 | [9 empty] | 480283.3545 | [25 empty] | 1.4271 |  | 176.8912 |  | 47.899 | [7 empty] | 0.33416 | [5 empty] | 219.2584 | [15 empty] | 518442.5073 |  | 37.6131 |  |  |  | 2.1151 | [13 empty] | 0.022908 | [5 empty] | 2.1541 | [5 empty] | 1.5738 | [7 empty] | 19.4482 |  |  |  |  | 2025
| Xunmei vent field, Niaochao vent field |  | Seafloor hydrothermal | Volcanic-hosted massive sulfide (VMS) | seafloor massive sulfide (SMS) | Cu, Zn, Au, Ag | Co, Pb, Sb | Cu, Zn, Au, Ag, Co, Pb, Sb |  |  | II-Mrc2 (n = 10)-10 | II-Mrc2 (n = 10)-10 | seafloor vent field |  |  |  |  | ore material | grab | grab | mineral separate | [5 empty] | mineralisation | sulfide chimney | pyrite, marcasite, chalcopyrite |  | pyrite, marcasite, chalcopyrite | multiple stages: colloform marcasite-pyrite intergrowths (outermost wall), replacement assemblages (transition layers), dense recrystallized assemblages, marcasite pseudomorphs after pyrrhotite (middle layer) | sulfide chimney | colloform, subhedral, anhedral, euhedral, dense coarse-grained, columnar pseudomorphs |  |  |  | sphalerite, pyrrhotite, anhydrite, galena, tetrahedrite, tennantite | Transverse sections (polished sections) | EMPA, LA-ICPMS, MC-ICPMS | JEOL JXA-8100 EPMA; Teledyne Cetac Technologies Analyte Excite laser ablation system coupled with an Agilent Technologies 7700x quadrupole ICP-MS; ESI NWR Image GEO 193 coupled with TOFWERK icp TOF R; Neptune Plus multicollector ICP-MS (Thermo Fisher Scientific, Bremen, Germany) coupled with a Geolas HD excimer ArF laser ablation system (Coherent, Göttingen, Germany); Bruker M4 Tornado™ system | SIO, MNR; China University of Petroleum (East China), Qingdao, China; Nanjing Focu MS Technology Co. Ltd., Nanjing, China; Shanghai Chemlab Laboratory, Shanghai, China; Wuhan Sample Solution Analytical Technology Co. Ltd., Wuhan, China | EPMA: beam current of 10 nA, beam size of 1–5 μm, accelerating voltage of 20 kV. Micro-XRF: rhodium target X-ray tube operating at 50 kV and 800 nA, polycapillary lens providing a 40-μm spot size on a 20-μm raster, dwell time of 5 ms per pixel. LA-ICP-MS: 193-nm ArF excimer laser, fluence of 6 J/cm², 6 Hz repetition rate for 40 seconds (240 pulses), 30-second pre-ablation blank, total run time 70 seconds, spot size 32–44 μm, He carrier gas mixed with Ar. LA-ICP-TOF-MS: 193 nm ArF excimer laser, spot diameter ~20 µm, repetition rate ~20 Hz, laser fluence ~7 J/cm², scan speed ~4000 µm/s, He carrier gas ~600 ml/min, washout time 50 ms. S isotope MC-ICP-MS: spot size ~44 μm, pulse frequency ~2 Hz, laser fluence ~5 J/cm², He carrier gas with Ar make-up gas. | MASS-1 (Fe-Cu-Zn-S pressed pellet) and GSE-1G (synthetic basaltic glass) from the United States Geological Survey; pyrite PPP-1; chalcopyrite GBW07268; pyrrhotite SP-Po-01 (δ34S = 1.4‰ ± 0.4‰); chalcopyrite SP-CP-01 (δ34S = 5.45‰ ± 0.3‰); natural and synthetic minerals from USA SPI Supplies | 0.20751 |  |  |  | 268.7152 |  | 0.042468 | [25 empty] | 54.2359 | [9 empty] | 481284.1969 | [25 empty] | 0.89932 |  | 121.4891 |  | 51.6795 | [7 empty] | 0.11921 | [5 empty] | 118.4319 | [15 empty] | 517824.54 |  | 20.8399 | [17 empty] | 0.044044 | [5 empty] | 3.6748 | [5 empty] | 0.99021 | [7 empty] | 23.8288 |  |  |  |  | 2025
| Xunmei vent field, Niaochao vent field |  | Seafloor hydrothermal | Volcanic-hosted massive sulfide (VMS) | seafloor massive sulfide (SMS) | Cu, Zn, Au, Ag | Co, Pb, Sb | Cu, Zn, Au, Ag, Co, Pb, Sb |  |  | II-Mrc2 (n = 10)-11 | II-Mrc2 (n = 10)-11 | seafloor vent field |  |  |  |  | ore material | grab | grab | mineral separate | [5 empty] | mineralisation | sulfide chimney | pyrite, marcasite, chalcopyrite |  | pyrite, marcasite, chalcopyrite | multiple stages: colloform marcasite-pyrite intergrowths (outermost wall), replacement assemblages (transition layers), dense recrystallized assemblages, marcasite pseudomorphs after pyrrhotite (middle layer) | sulfide chimney | colloform, subhedral, anhedral, euhedral, dense coarse-grained, columnar pseudomorphs |  |  |  | sphalerite, pyrrhotite, anhydrite, galena, tetrahedrite, tennantite | Transverse sections (polished sections) | EMPA, LA-ICPMS, MC-ICPMS | JEOL JXA-8100 EPMA; Teledyne Cetac Technologies Analyte Excite laser ablation system coupled with an Agilent Technologies 7700x quadrupole ICP-MS; ESI NWR Image GEO 193 coupled with TOFWERK icp TOF R; Neptune Plus multicollector ICP-MS (Thermo Fisher Scientific, Bremen, Germany) coupled with a Geolas HD excimer ArF laser ablation system (Coherent, Göttingen, Germany); Bruker M4 Tornado™ system | SIO, MNR; China University of Petroleum (East China), Qingdao, China; Nanjing Focu MS Technology Co. Ltd., Nanjing, China; Shanghai Chemlab Laboratory, Shanghai, China; Wuhan Sample Solution Analytical Technology Co. Ltd., Wuhan, China | EPMA: beam current of 10 nA, beam size of 1–5 μm, accelerating voltage of 20 kV. Micro-XRF: rhodium target X-ray tube operating at 50 kV and 800 nA, polycapillary lens providing a 40-μm spot size on a 20-μm raster, dwell time of 5 ms per pixel. LA-ICP-MS: 193-nm ArF excimer laser, fluence of 6 J/cm², 6 Hz repetition rate for 40 seconds (240 pulses), 30-second pre-ablation blank, total run time 70 seconds, spot size 32–44 μm, He carrier gas mixed with Ar. LA-ICP-TOF-MS: 193 nm ArF excimer laser, spot diameter ~20 µm, repetition rate ~20 Hz, laser fluence ~7 J/cm², scan speed ~4000 µm/s, He carrier gas ~600 ml/min, washout time 50 ms. S isotope MC-ICP-MS: spot size ~44 μm, pulse frequency ~2 Hz, laser fluence ~5 J/cm², He carrier gas with Ar make-up gas. | MASS-1 (Fe-Cu-Zn-S pressed pellet) and GSE-1G (synthetic basaltic glass) from the United States Geological Survey; pyrite PPP-1; chalcopyrite GBW07268; pyrrhotite SP-Po-01 (δ34S = 1.4‰ ± 0.4‰); chalcopyrite SP-CP-01 (δ34S = 5.45‰ ± 0.3‰); natural and synthetic minerals from USA SPI Supplies | 0.05668 |  |  |  | 102.7002 |  | 0.040216 |  |  |  | 0.020747 | [9 empty] | 0.16668 | [5 empty] | 0.021027 | [5 empty] | 46.6411 | [9 empty] | 487748.3879 | [13 empty] | 0.014785 | [11 empty] | 1.4509 |  | 149.1902 |  | 41.0202 | [7 empty] | 0.33416 | [5 empty] | 121.8554 | [15 empty] | 511652.5264 |  | 20.3269 |  |  |  | 1.3334 | [5 empty] | 0.1204 | [7 empty] | 0.044044 | [5 empty] | 2.8866 |  |  |  | 0.1641 |  | 1.7373 | [7 empty] | 24.8809 |  |  |  |  | 2025
| Xunmei vent field, Niaochao vent field |  | Seafloor hydrothermal | Volcanic-hosted massive sulfide (VMS) | seafloor massive sulfide (SMS) | Cu, Zn, Au, Ag | Co, Pb, Sb | Cu, Zn, Au, Ag, Co, Pb, Sb |  |  | II-Mrc2 (n = 10)-12 | II-Mrc2 (n = 10)-12 | seafloor vent field |  |  |  |  | ore material | grab | grab | mineral separate | [5 empty] | mineralisation | sulfide chimney | pyrite, marcasite, chalcopyrite |  | pyrite, marcasite, chalcopyrite | multiple stages: colloform marcasite-pyrite intergrowths (outermost wall), replacement assemblages (transition layers), dense recrystallized assemblages, marcasite pseudomorphs after pyrrhotite (middle layer) | sulfide chimney | colloform, subhedral, anhedral, euhedral, dense coarse-grained, columnar pseudomorphs |  |  |  | sphalerite, pyrrhotite, anhydrite, galena, tetrahedrite, tennantite | Transverse sections (polished sections) | EMPA, LA-ICPMS, MC-ICPMS | JEOL JXA-8100 EPMA; Teledyne Cetac Technologies Analyte Excite laser ablation system coupled with an Agilent Technologies 7700x quadrupole ICP-MS; ESI NWR Image GEO 193 coupled with TOFWERK icp TOF R; Neptune Plus multicollector ICP-MS (Thermo Fisher Scientific, Bremen, Germany) coupled with a Geolas HD excimer ArF laser ablation system (Coherent, Göttingen, Germany); Bruker M4 Tornado™ system | SIO, MNR; China University of Petroleum (East China), Qingdao, China; Nanjing Focu MS Technology Co. Ltd., Nanjing, China; Shanghai Chemlab Laboratory, Shanghai, China; Wuhan Sample Solution Analytical Technology Co. Ltd., Wuhan, China | EPMA: beam current of 10 nA, beam size of 1–5 μm, accelerating voltage of 20 kV. Micro-XRF: rhodium target X-ray tube operating at 50 kV and 800 nA, polycapillary lens providing a 40-μm spot size on a 20-μm raster, dwell time of 5 ms per pixel. LA-ICP-MS: 193-nm ArF excimer laser, fluence of 6 J/cm², 6 Hz repetition rate for 40 seconds (240 pulses), 30-second pre-ablation blank, total run time 70 seconds, spot size 32–44 μm, He carrier gas mixed with Ar. LA-ICP-TOF-MS: 193 nm ArF excimer laser, spot diameter ~20 µm, repetition rate ~20 Hz, laser fluence ~7 J/cm², scan speed ~4000 µm/s, He carrier gas ~600 ml/min, washout time 50 ms. S isotope MC-ICP-MS: spot size ~44 μm, pulse frequency ~2 Hz, laser fluence ~5 J/cm², He carrier gas with Ar make-up gas. | MASS-1 (Fe-Cu-Zn-S pressed pellet) and GSE-1G (synthetic basaltic glass) from the United States Geological Survey; pyrite PPP-1; chalcopyrite GBW07268; pyrrhotite SP-Po-01 (δ34S = 1.4‰ ± 0.4‰); chalcopyrite SP-CP-01 (δ34S = 5.45‰ ± 0.3‰); natural and synthetic minerals from USA SPI Supplies | 0.14678 |  |  |  | 157.8785 |  | 0.036697 |  |  |  | 0.0218 | [9 empty] | 0.17648 | [5 empty] | 0.070101 | [5 empty] | 40.3241 | [9 empty] | 488942.2694 | [13 empty] | 0.011779 | [11 empty] | 1.996 |  | 219.2217 |  | 44.3912 | [7 empty] | 1.2234 | [5 empty] | 147.1941 | [15 empty] | 510122.6269 |  | 32.7135 |  |  |  | 1.4301 | [5 empty] | 0.13839 | [7 empty] | 0.041054 | [5 empty] | 3.3874 |  |  |  | 0.66239 |  | 1.7288 | [7 empty] | 80.0766 |  |  |  |  | 2025
| Xunmei vent field, Niaochao vent field |  | Seafloor hydrothermal | Volcanic-hosted massive sulfide (VMS) | seafloor massive sulfide (SMS) | Cu, Zn, Au, Ag | Co, Pb, Sb | Cu, Zn, Au, Ag, Co, Pb, Sb |  |  | II-Mrc2 (n = 10)-13 | II-Mrc2 (n = 10)-13 | seafloor vent field |  |  |  |  | ore material | grab | grab | mineral separate | [5 empty] | mineralisation | sulfide chimney | pyrite, marcasite, chalcopyrite |  | pyrite, marcasite, chalcopyrite | multiple stages: colloform marcasite-pyrite intergrowths (outermost wall), replacement assemblages (transition layers), dense recrystallized assemblages, marcasite pseudomorphs after pyrrhotite (middle layer) | sulfide chimney | colloform, subhedral, anhedral, euhedral, dense coarse-grained, columnar pseudomorphs |  |  |  | sphalerite, pyrrhotite, anhydrite, galena, tetrahedrite, tennantite | Transverse sections (polished sections) | EMPA, LA-ICPMS, MC-ICPMS | JEOL JXA-8100 EPMA; Teledyne Cetac Technologies Analyte Excite laser ablation system coupled with an Agilent Technologies 7700x quadrupole ICP-MS; ESI NWR Image GEO 193 coupled with TOFWERK icp TOF R; Neptune Plus multicollector ICP-MS (Thermo Fisher Scientific, Bremen, Germany) coupled with a Geolas HD excimer ArF laser ablation system (Coherent, Göttingen, Germany); Bruker M4 Tornado™ system | SIO, MNR; China University of Petroleum (East China), Qingdao, China; Nanjing Focu MS Technology Co. Ltd., Nanjing, China; Shanghai Chemlab Laboratory, Shanghai, China; Wuhan Sample Solution Analytical Technology Co. Ltd., Wuhan, China | EPMA: beam current of 10 nA, beam size of 1–5 μm, accelerating voltage of 20 kV. Micro-XRF: rhodium target X-ray tube operating at 50 kV and 800 nA, polycapillary lens providing a 40-μm spot size on a 20-μm raster, dwell time of 5 ms per pixel. LA-ICP-MS: 193-nm ArF excimer laser, fluence of 6 J/cm², 6 Hz repetition rate for 40 seconds (240 pulses), 30-second pre-ablation blank, total run time 70 seconds, spot size 32–44 μm, He carrier gas mixed with Ar. LA-ICP-TOF-MS: 193 nm ArF excimer laser, spot diameter ~20 µm, repetition rate ~20 Hz, laser fluence ~7 J/cm², scan speed ~4000 µm/s, He carrier gas ~600 ml/min, washout time 50 ms. S isotope MC-ICP-MS: spot size ~44 μm, pulse frequency ~2 Hz, laser fluence ~5 J/cm², He carrier gas with Ar make-up gas. | MASS-1 (Fe-Cu-Zn-S pressed pellet) and GSE-1G (synthetic basaltic glass) from the United States Geological Survey; pyrite PPP-1; chalcopyrite GBW07268; pyrrhotite SP-Po-01 (δ34S = 1.4‰ ± 0.4‰); chalcopyrite SP-CP-01 (δ34S = 5.45‰ ± 0.3‰); natural and synthetic minerals from USA SPI Supplies | 0.14732 |  |  |  | 156.4538 |  | 0.012491 |  |  |  | 0.013104 | [9 empty] | 0.12258 | [5 empty] | 0.12276 | [5 empty] | 24.0828 | [9 empty] | 7885.9725 | [13 empty] | 0.005453 | [11 empty] | 1.5501 |  | 223.5366 |  | 32.342 | [7 empty] | 1.4074 | [5 empty] | 105.7912 | [15 empty] | 8002.4805 |  | 32.8787 |  |  |  | 0.52143 | [5 empty] | 0.041593 | [7 empty] | 0.019399 | [5 empty] | 2.7657 |  |  |  | 0.8191 |  | 0.59811 | [7 empty] | 110.1247 |  |  |  |  | 2025
| Xunmei vent field, Niaochao vent field |  | Seafloor hydrothermal | Volcanic-hosted massive sulfide (VMS) | seafloor massive sulfide (SMS) | Cu, Zn, Au, Ag | Co, Pb, Sb | Cu, Zn, Au, Ag, Co, Pb, Sb |  |  | II-Py2 (n = 10)-1 | II-Py2 (n = 10)-1 | seafloor vent field |  |  |  |  | ore material | grab | grab | mineral separate | [5 empty] | mineralisation | sulfide chimney | pyrite, marcasite, chalcopyrite |  | pyrite, marcasite, chalcopyrite | multiple stages: colloform marcasite-pyrite intergrowths (outermost wall), replacement assemblages (transition layers), dense recrystallized assemblages, marcasite pseudomorphs after pyrrhotite (middle layer) | sulfide chimney | colloform, subhedral, anhedral, euhedral, dense coarse-grained, columnar pseudomorphs |  |  |  | sphalerite, pyrrhotite, anhydrite, galena, tetrahedrite, tennantite | Transverse sections (polished sections) | EMPA, LA-ICPMS, MC-ICPMS | JEOL JXA-8100 EPMA; Teledyne Cetac Technologies Analyte Excite laser ablation system coupled with an Agilent Technologies 7700x quadrupole ICP-MS; ESI NWR Image GEO 193 coupled with TOFWERK icp TOF R; Neptune Plus multicollector ICP-MS (Thermo Fisher Scientific, Bremen, Germany) coupled with a Geolas HD excimer ArF laser ablation system (Coherent, Göttingen, Germany); Bruker M4 Tornado™ system | SIO, MNR; China University of Petroleum (East China), Qingdao, China; Nanjing Focu MS Technology Co. Ltd., Nanjing, China; Shanghai Chemlab Laboratory, Shanghai, China; Wuhan Sample Solution Analytical Technology Co. Ltd., Wuhan, China | EPMA: beam current of 10 nA, beam size of 1–5 μm, accelerating voltage of 20 kV. Micro-XRF: rhodium target X-ray tube operating at 50 kV and 800 nA, polycapillary lens providing a 40-μm spot size on a 20-μm raster, dwell time of 5 ms per pixel. LA-ICP-MS: 193-nm ArF excimer laser, fluence of 6 J/cm², 6 Hz repetition rate for 40 seconds (240 pulses), 30-second pre-ablation blank, total run time 70 seconds, spot size 32–44 μm, He carrier gas mixed with Ar. LA-ICP-TOF-MS: 193 nm ArF excimer laser, spot diameter ~20 µm, repetition rate ~20 Hz, laser fluence ~7 J/cm², scan speed ~4000 µm/s, He carrier gas ~600 ml/min, washout time 50 ms. S isotope MC-ICP-MS: spot size ~44 μm, pulse frequency ~2 Hz, laser fluence ~5 J/cm², He carrier gas with Ar make-up gas. | MASS-1 (Fe-Cu-Zn-S pressed pellet) and GSE-1G (synthetic basaltic glass) from the United States Geological Survey; pyrite PPP-1; chalcopyrite GBW07268; pyrrhotite SP-Po-01 (δ34S = 1.4‰ ± 0.4‰); chalcopyrite SP-CP-01 (δ34S = 5.45‰ ± 0.3‰); natural and synthetic minerals from USA SPI Supplies | 0.053838 |  |  |  | 195.0727 |  | 0.11647 | [19 empty] | 0.015893 | [5 empty] | 8.144 | [9 empty] | 491937.6954 | [13 empty] | 0.005608 | [13 empty] | 5.0069 |  | 1.6487 | [13 empty] | 349.7505 | [15 empty] | 507327.545 |  | 32.3168 | [9 empty] | 0.17421 | [7 empty] | 0.060872 | [5 empty] | 8.0479 |  |  |  | 0.025631 |  | 0.52649 | [7 empty] | 16.7188 |  |  |  |  | 2025
| Xunmei vent field, Niaochao vent field |  | Seafloor hydrothermal | Volcanic-hosted massive sulfide (VMS) | seafloor massive sulfide (SMS) | Cu, Zn, Au, Ag | Co, Pb, Sb | Cu, Zn, Au, Ag, Co, Pb, Sb |  |  | II-Py2 (n = 10)-2 | II-Py2 (n = 10)-2 | seafloor vent field |  |  |  |  | ore material | grab | grab | mineral separate | [5 empty] | mineralisation | sulfide chimney | pyrite, marcasite, chalcopyrite |  | pyrite, marcasite, chalcopyrite | multiple stages: colloform marcasite-pyrite intergrowths (outermost wall), replacement assemblages (transition layers), dense recrystallized assemblages, marcasite pseudomorphs after pyrrhotite (middle layer) | sulfide chimney | colloform, subhedral, anhedral, euhedral, dense coarse-grained, columnar pseudomorphs |  |  |  | sphalerite, pyrrhotite, anhydrite, galena, tetrahedrite, tennantite | Transverse sections (polished sections) | EMPA, LA-ICPMS, MC-ICPMS | JEOL JXA-8100 EPMA; Teledyne Cetac Technologies Analyte Excite laser ablation system coupled with an Agilent Technologies 7700x quadrupole ICP-MS; ESI NWR Image GEO 193 coupled with TOFWERK icp TOF R; Neptune Plus multicollector ICP-MS (Thermo Fisher Scientific, Bremen, Germany) coupled with a Geolas HD excimer ArF laser ablation system (Coherent, Göttingen, Germany); Bruker M4 Tornado™ system | SIO, MNR; China University of Petroleum (East China), Qingdao, China; Nanjing Focu MS Technology Co. Ltd., Nanjing, China; Shanghai Chemlab Laboratory, Shanghai, China; Wuhan Sample Solution Analytical Technology Co. Ltd., Wuhan, China | EPMA: beam current of 10 nA, beam size of 1–5 μm, accelerating voltage of 20 kV. Micro-XRF: rhodium target X-ray tube operating at 50 kV and 800 nA, polycapillary lens providing a 40-μm spot size on a 20-μm raster, dwell time of 5 ms per pixel. LA-ICP-MS: 193-nm ArF excimer laser, fluence of 6 J/cm², 6 Hz repetition rate for 40 seconds (240 pulses), 30-second pre-ablation blank, total run time 70 seconds, spot size 32–44 μm, He carrier gas mixed with Ar. LA-ICP-TOF-MS: 193 nm ArF excimer laser, spot diameter ~20 µm, repetition rate ~20 Hz, laser fluence ~7 J/cm², scan speed ~4000 µm/s, He carrier gas ~600 ml/min, washout time 50 ms. S isotope MC-ICP-MS: spot size ~44 μm, pulse frequency ~2 Hz, laser fluence ~5 J/cm², He carrier gas with Ar make-up gas. | MASS-1 (Fe-Cu-Zn-S pressed pellet) and GSE-1G (synthetic basaltic glass) from the United States Geological Survey; pyrite PPP-1; chalcopyrite GBW07268; pyrrhotite SP-Po-01 (δ34S = 1.4‰ ± 0.4‰); chalcopyrite SP-CP-01 (δ34S = 5.45‰ ± 0.3‰); natural and synthetic minerals from USA SPI Supplies |  |  |  |  | 25.3013 |  | 0.0518 | [19 empty] | 0.011665 | [5 empty] | 3.3191 | [9 empty] | 484804.3212 | [13 empty] | 0.005879 | [11 empty] | 0.56441 |  | 8.2425 |  | 4.1076 | [13 empty] | 125.3635 | [15 empty] | 514787.7688 |  | 5.0991 | [17 empty] | 0.042672 | [5 empty] | 0.56596 |  |  |  | 0.041588 |  | 0.59323 | [7 empty] | 15.4961 |  |  |  |  | 2025
| Xunmei vent field, Niaochao vent field |  | Seafloor hydrothermal | Volcanic-hosted massive sulfide (VMS) | seafloor massive sulfide (SMS) | Cu, Zn, Au, Ag | Co, Pb, Sb | Cu, Zn, Au, Ag, Co, Pb, Sb |  |  | II-Py2 (n = 10)-3 | II-Py2 (n = 10)-3 | seafloor vent field |  |  |  |  | ore material | grab | grab | mineral separate | [5 empty] | mineralisation | sulfide chimney | pyrite, marcasite, chalcopyrite |  | pyrite, marcasite, chalcopyrite | multiple stages: colloform marcasite-pyrite intergrowths (outermost wall), replacement assemblages (transition layers), dense recrystallized assemblages, marcasite pseudomorphs after pyrrhotite (middle layer) | sulfide chimney | colloform, subhedral, anhedral, euhedral, dense coarse-grained, columnar pseudomorphs |  |  |  | sphalerite, pyrrhotite, anhydrite, galena, tetrahedrite, tennantite | Transverse sections (polished sections) | EMPA, LA-ICPMS, MC-ICPMS | JEOL JXA-8100 EPMA; Teledyne Cetac Technologies Analyte Excite laser ablation system coupled with an Agilent Technologies 7700x quadrupole ICP-MS; ESI NWR Image GEO 193 coupled with TOFWERK icp TOF R; Neptune Plus multicollector ICP-MS (Thermo Fisher Scientific, Bremen, Germany) coupled with a Geolas HD excimer ArF laser ablation system (Coherent, Göttingen, Germany); Bruker M4 Tornado™ system | SIO, MNR; China University of Petroleum (East China), Qingdao, China; Nanjing Focu MS Technology Co. Ltd., Nanjing, China; Shanghai Chemlab Laboratory, Shanghai, China; Wuhan Sample Solution Analytical Technology Co. Ltd., Wuhan, China | EPMA: beam current of 10 nA, beam size of 1–5 μm, accelerating voltage of 20 kV. Micro-XRF: rhodium target X-ray tube operating at 50 kV and 800 nA, polycapillary lens providing a 40-μm spot size on a 20-μm raster, dwell time of 5 ms per pixel. LA-ICP-MS: 193-nm ArF excimer laser, fluence of 6 J/cm², 6 Hz repetition rate for 40 seconds (240 pulses), 30-second pre-ablation blank, total run time 70 seconds, spot size 32–44 μm, He carrier gas mixed with Ar. LA-ICP-TOF-MS: 193 nm ArF excimer laser, spot diameter ~20 µm, repetition rate ~20 Hz, laser fluence ~7 J/cm², scan speed ~4000 µm/s, He carrier gas ~600 ml/min, washout time 50 ms. S isotope MC-ICP-MS: spot size ~44 μm, pulse frequency ~2 Hz, laser fluence ~5 J/cm², He carrier gas with Ar make-up gas. | MASS-1 (Fe-Cu-Zn-S pressed pellet) and GSE-1G (synthetic basaltic glass) from the United States Geological Survey; pyrite PPP-1; chalcopyrite GBW07268; pyrrhotite SP-Po-01 (δ34S = 1.4‰ ± 0.4‰); chalcopyrite SP-CP-01 (δ34S = 5.45‰ ± 0.3‰); natural and synthetic minerals from USA SPI Supplies | 0.038777 |  |  |  | 32.7834 |  | 0.015403 | [13 empty] | 0.061005 | [11 empty] | 0.5383 | [9 empty] | 480291.7254 | [25 empty] | 0.48907 |  | 2.312 |  | 1.2553 | [13 empty] | 49.5178 | [15 empty] | 519443.56 |  | 2.6721 |  |  |  | 0.79023 | [19 empty] | 0.26751 |  |  |  | 0.005605 |  | 0.58724 | [7 empty] | 2.5032 |  |  |  |  | 2025
| Xunmei vent field, Niaochao vent field |  | Seafloor hydrothermal | Volcanic-hosted massive sulfide (VMS) | seafloor massive sulfide (SMS) | Cu, Zn, Au, Ag | Co, Pb, Sb | Cu, Zn, Au, Ag, Co, Pb, Sb |  |  | II-Py2 (n = 10)-4 | II-Py2 (n = 10)-4 | seafloor vent field |  |  |  |  | ore material | grab | grab | mineral separate | [5 empty] | mineralisation | sulfide chimney | pyrite, marcasite, chalcopyrite |  | pyrite, marcasite, chalcopyrite | multiple stages: colloform marcasite-pyrite intergrowths (outermost wall), replacement assemblages (transition layers), dense recrystallized assemblages, marcasite pseudomorphs after pyrrhotite (middle layer) | sulfide chimney | colloform, subhedral, anhedral, euhedral, dense coarse-grained, columnar pseudomorphs |  |  |  | sphalerite, pyrrhotite, anhydrite, galena, tetrahedrite, tennantite | Transverse sections (polished sections) | EMPA, LA-ICPMS, MC-ICPMS | JEOL JXA-8100 EPMA; Teledyne Cetac Technologies Analyte Excite laser ablation system coupled with an Agilent Technologies 7700x quadrupole ICP-MS; ESI NWR Image GEO 193 coupled with TOFWERK icp TOF R; Neptune Plus multicollector ICP-MS (Thermo Fisher Scientific, Bremen, Germany) coupled with a Geolas HD excimer ArF laser ablation system (Coherent, Göttingen, Germany); Bruker M4 Tornado™ system | SIO, MNR; China University of Petroleum (East China), Qingdao, China; Nanjing Focu MS Technology Co. Ltd., Nanjing, China; Shanghai Chemlab Laboratory, Shanghai, China; Wuhan Sample Solution Analytical Technology Co. Ltd., Wuhan, China | EPMA: beam current of 10 nA, beam size of 1–5 μm, accelerating voltage of 20 kV. Micro-XRF: rhodium target X-ray tube operating at 50 kV and 800 nA, polycapillary lens providing a 40-μm spot size on a 20-μm raster, dwell time of 5 ms per pixel. LA-ICP-MS: 193-nm ArF excimer laser, fluence of 6 J/cm², 6 Hz repetition rate for 40 seconds (240 pulses), 30-second pre-ablation blank, total run time 70 seconds, spot size 32–44 μm, He carrier gas mixed with Ar. LA-ICP-TOF-MS: 193 nm ArF excimer laser, spot diameter ~20 µm, repetition rate ~20 Hz, laser fluence ~7 J/cm², scan speed ~4000 µm/s, He carrier gas ~600 ml/min, washout time 50 ms. S isotope MC-ICP-MS: spot size ~44 μm, pulse frequency ~2 Hz, laser fluence ~5 J/cm², He carrier gas with Ar make-up gas. | MASS-1 (Fe-Cu-Zn-S pressed pellet) and GSE-1G (synthetic basaltic glass) from the United States Geological Survey; pyrite PPP-1; chalcopyrite GBW07268; pyrrhotite SP-Po-01 (δ34S = 1.4‰ ± 0.4‰); chalcopyrite SP-CP-01 (δ34S = 5.45‰ ± 0.3‰); natural and synthetic minerals from USA SPI Supplies | 0.075597 |  |  |  | 135.318 |  | 0.13803 | [25 empty] | 23.2802 | [9 empty] | 505172.5532 | [25 empty] | 0.39137 |  | 50.6465 |  | 8.3808 | [13 empty] | 312.6261 | [15 empty] | 493959.9266 |  | 27.9763 |  |  |  | 0.89137 | [5 empty] | 0.059623 | [7 empty] | 0.17055 | [5 empty] | 5.4044 |  |  |  | 0.044689 |  | 1.1565 | [7 empty] | 35.4454 |  |  |  |  | 2025
| Xunmei vent field, Niaochao vent field |  | Seafloor hydrothermal | Volcanic-hosted massive sulfide (VMS) | seafloor massive sulfide (SMS) | Cu, Zn, Au, Ag | Co, Pb, Sb | Cu, Zn, Au, Ag, Co, Pb, Sb |  |  | II-Py2 (n = 10)-5 | II-Py2 (n = 10)-5 | seafloor vent field |  |  |  |  | ore material | grab | grab | mineral separate | [5 empty] | mineralisation | sulfide chimney | pyrite, marcasite, chalcopyrite |  | pyrite, marcasite, chalcopyrite | multiple stages: colloform marcasite-pyrite intergrowths (outermost wall), replacement assemblages (transition layers), dense recrystallized assemblages, marcasite pseudomorphs after pyrrhotite (middle layer) | sulfide chimney | colloform, subhedral, anhedral, euhedral, dense coarse-grained, columnar pseudomorphs |  |  |  | sphalerite, pyrrhotite, anhydrite, galena, tetrahedrite, tennantite | Transverse sections (polished sections) | EMPA, LA-ICPMS, MC-ICPMS | JEOL JXA-8100 EPMA; Teledyne Cetac Technologies Analyte Excite laser ablation system coupled with an Agilent Technologies 7700x quadrupole ICP-MS; ESI NWR Image GEO 193 coupled with TOFWERK icp TOF R; Neptune Plus multicollector ICP-MS (Thermo Fisher Scientific, Bremen, Germany) coupled with a Geolas HD excimer ArF laser ablation system (Coherent, Göttingen, Germany); Bruker M4 Tornado™ system | SIO, MNR; China University of Petroleum (East China), Qingdao, China; Nanjing Focu MS Technology Co. Ltd., Nanjing, China; Shanghai Chemlab Laboratory, Shanghai, China; Wuhan Sample Solution Analytical Technology Co. Ltd., Wuhan, China | EPMA: beam current of 10 nA, beam size of 1–5 μm, accelerating voltage of 20 kV. Micro-XRF: rhodium target X-ray tube operating at 50 kV and 800 nA, polycapillary lens providing a 40-μm spot size on a 20-μm raster, dwell time of 5 ms per pixel. LA-ICP-MS: 193-nm ArF excimer laser, fluence of 6 J/cm², 6 Hz repetition rate for 40 seconds (240 pulses), 30-second pre-ablation blank, total run time 70 seconds, spot size 32–44 μm, He carrier gas mixed with Ar. LA-ICP-TOF-MS: 193 nm ArF excimer laser, spot diameter ~20 µm, repetition rate ~20 Hz, laser fluence ~7 J/cm², scan speed ~4000 µm/s, He carrier gas ~600 ml/min, washout time 50 ms. S isotope MC-ICP-MS: spot size ~44 μm, pulse frequency ~2 Hz, laser fluence ~5 J/cm², He carrier gas with Ar make-up gas. | MASS-1 (Fe-Cu-Zn-S pressed pellet) and GSE-1G (synthetic basaltic glass) from the United States Geological Survey; pyrite PPP-1; chalcopyrite GBW07268; pyrrhotite SP-Po-01 (δ34S = 1.4‰ ± 0.4‰); chalcopyrite SP-CP-01 (δ34S = 5.45‰ ± 0.3‰); natural and synthetic minerals from USA SPI Supplies | 0.31316 |  |  |  | 266.4595 |  | 0.10932 |  |  |  | 0.021786 | [21 empty] | 0.50118 | [9 empty] | 494277.2192 | [27 empty] | 7.3351 |  | 0.21462 | [7 empty] | 0.28279 | [5 empty] | 317.9197 | [15 empty] | 504765.6789 |  | 25.9738 | [23 empty] | 0.79442 |  |  |  | 0.072808 |  | 1.0766 | [7 empty] | 27.8643 |  |  |  |  | 2025
| Xunmei vent field, Niaochao vent field |  | Seafloor hydrothermal | Volcanic-hosted massive sulfide (VMS) | seafloor massive sulfide (SMS) | Cu, Zn, Au, Ag | Co, Pb, Sb | Cu, Zn, Au, Ag, Co, Pb, Sb |  |  | II-Py2 (n = 10)-6 | II-Py2 (n = 10)-6 | seafloor vent field |  |  |  |  | ore material | grab | grab | mineral separate | [5 empty] | mineralisation | sulfide chimney | pyrite, marcasite, chalcopyrite |  | pyrite, marcasite, chalcopyrite | multiple stages: colloform marcasite-pyrite intergrowths (outermost wall), replacement assemblages (transition layers), dense recrystallized assemblages, marcasite pseudomorphs after pyrrhotite (middle layer) | sulfide chimney | colloform, subhedral, anhedral, euhedral, dense coarse-grained, columnar pseudomorphs |  |  |  | sphalerite, pyrrhotite, anhydrite, galena, tetrahedrite, tennantite | Transverse sections (polished sections) | EMPA, LA-ICPMS, MC-ICPMS | JEOL JXA-8100 EPMA; Teledyne Cetac Technologies Analyte Excite laser ablation system coupled with an Agilent Technologies 7700x quadrupole ICP-MS; ESI NWR Image GEO 193 coupled with TOFWERK icp TOF R; Neptune Plus multicollector ICP-MS (Thermo Fisher Scientific, Bremen, Germany) coupled with a Geolas HD excimer ArF laser ablation system (Coherent, Göttingen, Germany); Bruker M4 Tornado™ system | SIO, MNR; China University of Petroleum (East China), Qingdao, China; Nanjing Focu MS Technology Co. Ltd., Nanjing, China; Shanghai Chemlab Laboratory, Shanghai, China; Wuhan Sample Solution Analytical Technology Co. Ltd., Wuhan, China | EPMA: beam current of 10 nA, beam size of 1–5 μm, accelerating voltage of 20 kV. Micro-XRF: rhodium target X-ray tube operating at 50 kV and 800 nA, polycapillary lens providing a 40-μm spot size on a 20-μm raster, dwell time of 5 ms per pixel. LA-ICP-MS: 193-nm ArF excimer laser, fluence of 6 J/cm², 6 Hz repetition rate for 40 seconds (240 pulses), 30-second pre-ablation blank, total run time 70 seconds, spot size 32–44 μm, He carrier gas mixed with Ar. LA-ICP-TOF-MS: 193 nm ArF excimer laser, spot diameter ~20 µm, repetition rate ~20 Hz, laser fluence ~7 J/cm², scan speed ~4000 µm/s, He carrier gas ~600 ml/min, washout time 50 ms. S isotope MC-ICP-MS: spot size ~44 μm, pulse frequency ~2 Hz, laser fluence ~5 J/cm², He carrier gas with Ar make-up gas. | MASS-1 (Fe-Cu-Zn-S pressed pellet) and GSE-1G (synthetic basaltic glass) from the United States Geological Survey; pyrite PPP-1; chalcopyrite GBW07268; pyrrhotite SP-Po-01 (δ34S = 1.4‰ ± 0.4‰); chalcopyrite SP-CP-01 (δ34S = 5.45‰ ± 0.3‰); natural and synthetic minerals from USA SPI Supplies | 2.5171 |  |  |  | 420.6605 |  | 0.30126 |  |  |  | 0.027375 | [21 empty] | 34.3491 | [9 empty] | 483854.5633 | [13 empty] | 0.00695 | [13 empty] | 56.1421 |  | 4.226 | [13 empty] | 446.3453 | [15 empty] | 514810.9452 |  | 82.1892 | [9 empty] | 0.034612 | [13 empty] | 1.4194 |  |  |  | 0.10665 |  | 0.62816 | [7 empty] | 20.219 |  |  |  |  | 2025
| Xunmei vent field, Niaochao vent field |  | Seafloor hydrothermal | Volcanic-hosted massive sulfide (VMS) | seafloor massive sulfide (SMS) | Cu, Zn, Au, Ag | Co, Pb, Sb | Cu, Zn, Au, Ag, Co, Pb, Sb |  |  | II-Py2 (n = 10)-7 | II-Py2 (n = 10)-7 | seafloor vent field |  |  |  |  | ore material | grab | grab | mineral separate | [5 empty] | mineralisation | sulfide chimney | pyrite, marcasite, chalcopyrite |  | pyrite, marcasite, chalcopyrite | multiple stages: colloform marcasite-pyrite intergrowths (outermost wall), replacement assemblages (transition layers), dense recrystallized assemblages, marcasite pseudomorphs after pyrrhotite (middle layer) | sulfide chimney | colloform, subhedral, anhedral, euhedral, dense coarse-grained, columnar pseudomorphs |  |  |  | sphalerite, pyrrhotite, anhydrite, galena, tetrahedrite, tennantite | Transverse sections (polished sections) | EMPA, LA-ICPMS, MC-ICPMS | JEOL JXA-8100 EPMA; Teledyne Cetac Technologies Analyte Excite laser ablation system coupled with an Agilent Technologies 7700x quadrupole ICP-MS; ESI NWR Image GEO 193 coupled with TOFWERK icp TOF R; Neptune Plus multicollector ICP-MS (Thermo Fisher Scientific, Bremen, Germany) coupled with a Geolas HD excimer ArF laser ablation system (Coherent, Göttingen, Germany); Bruker M4 Tornado™ system | SIO, MNR; China University of Petroleum (East China), Qingdao, China; Nanjing Focu MS Technology Co. Ltd., Nanjing, China; Shanghai Chemlab Laboratory, Shanghai, China; Wuhan Sample Solution Analytical Technology Co. Ltd., Wuhan, China | EPMA: beam current of 10 nA, beam size of 1–5 μm, accelerating voltage of 20 kV. Micro-XRF: rhodium target X-ray tube operating at 50 kV and 800 nA, polycapillary lens providing a 40-μm spot size on a 20-μm raster, dwell time of 5 ms per pixel. LA-ICP-MS: 193-nm ArF excimer laser, fluence of 6 J/cm², 6 Hz repetition rate for 40 seconds (240 pulses), 30-second pre-ablation blank, total run time 70 seconds, spot size 32–44 μm, He carrier gas mixed with Ar. LA-ICP-TOF-MS: 193 nm ArF excimer laser, spot diameter ~20 µm, repetition rate ~20 Hz, laser fluence ~7 J/cm², scan speed ~4000 µm/s, He carrier gas ~600 ml/min, washout time 50 ms. S isotope MC-ICP-MS: spot size ~44 μm, pulse frequency ~2 Hz, laser fluence ~5 J/cm², He carrier gas with Ar make-up gas. | MASS-1 (Fe-Cu-Zn-S pressed pellet) and GSE-1G (synthetic basaltic glass) from the United States Geological Survey; pyrite PPP-1; chalcopyrite GBW07268; pyrrhotite SP-Po-01 (δ34S = 1.4‰ ± 0.4‰); chalcopyrite SP-CP-01 (δ34S = 5.45‰ ± 0.3‰); natural and synthetic minerals from USA SPI Supplies | 0.1297 |  |  |  | 280.4376 |  | 0.07957 |  |  |  | 0.007307 | [9 empty] | 0.083282 | [11 empty] | 41.7475 | [9 empty] | 491013.2662 | [27 empty] | 18.6236 |  | 0.93259 | [7 empty] | 0.11235 | [5 empty] | 459.9529 | [15 empty] | 508013.4767 |  | 23.1955 | [23 empty] | 1.4449 |  |  |  | 0.071394 |  | 0.80287 | [7 empty] | 16.3617 |  |  |  |  | 2025
| Xunmei vent field, Niaochao vent field |  | Seafloor hydrothermal | Volcanic-hosted massive sulfide (VMS) | seafloor massive sulfide (SMS) | Cu, Zn, Au, Ag | Co, Pb, Sb | Cu, Zn, Au, Ag, Co, Pb, Sb |  |  | II-Py2 (n = 10)-8 | II-Py2 (n = 10)-8 | seafloor vent field |  |  |  |  | ore material | grab | grab | mineral separate | [5 empty] | mineralisation | sulfide chimney | pyrite, marcasite, chalcopyrite |  | pyrite, marcasite, chalcopyrite | multiple stages: colloform marcasite-pyrite intergrowths (outermost wall), replacement assemblages (transition layers), dense recrystallized assemblages, marcasite pseudomorphs after pyrrhotite (middle layer) | sulfide chimney | colloform, subhedral, anhedral, euhedral, dense coarse-grained, columnar pseudomorphs |  |  |  | sphalerite, pyrrhotite, anhydrite, galena, tetrahedrite, tennantite | Transverse sections (polished sections) | EMPA, LA-ICPMS, MC-ICPMS | JEOL JXA-8100 EPMA; Teledyne Cetac Technologies Analyte Excite laser ablation system coupled with an Agilent Technologies 7700x quadrupole ICP-MS; ESI NWR Image GEO 193 coupled with TOFWERK icp TOF R; Neptune Plus multicollector ICP-MS (Thermo Fisher Scientific, Bremen, Germany) coupled with a Geolas HD excimer ArF laser ablation system (Coherent, Göttingen, Germany); Bruker M4 Tornado™ system | SIO, MNR; China University of Petroleum (East China), Qingdao, China; Nanjing Focu MS Technology Co. Ltd., Nanjing, China; Shanghai Chemlab Laboratory, Shanghai, China; Wuhan Sample Solution Analytical Technology Co. Ltd., Wuhan, China | EPMA: beam current of 10 nA, beam size of 1–5 μm, accelerating voltage of 20 kV. Micro-XRF: rhodium target X-ray tube operating at 50 kV and 800 nA, polycapillary lens providing a 40-μm spot size on a 20-μm raster, dwell time of 5 ms per pixel. LA-ICP-MS: 193-nm ArF excimer laser, fluence of 6 J/cm², 6 Hz repetition rate for 40 seconds (240 pulses), 30-second pre-ablation blank, total run time 70 seconds, spot size 32–44 μm, He carrier gas mixed with Ar. LA-ICP-TOF-MS: 193 nm ArF excimer laser, spot diameter ~20 µm, repetition rate ~20 Hz, laser fluence ~7 J/cm², scan speed ~4000 µm/s, He carrier gas ~600 ml/min, washout time 50 ms. S isotope MC-ICP-MS: spot size ~44 μm, pulse frequency ~2 Hz, laser fluence ~5 J/cm², He carrier gas with Ar make-up gas. | MASS-1 (Fe-Cu-Zn-S pressed pellet) and GSE-1G (synthetic basaltic glass) from the United States Geological Survey; pyrite PPP-1; chalcopyrite GBW07268; pyrrhotite SP-Po-01 (δ34S = 1.4‰ ± 0.4‰); chalcopyrite SP-CP-01 (δ34S = 5.45‰ ± 0.3‰); natural and synthetic minerals from USA SPI Supplies | 0.090636 |  |  |  | 349.3138 |  | 0.051081 | [25 empty] | 19.7981 | [9 empty] | 491157.5477 | [13 empty] | 0.00518 | [11 empty] | 0.51471 |  | 89.144 |  | 31.6405 | [7 empty] | 0.1861 | [5 empty] | 134.7753 | [15 empty] | 507940.8165 |  | 12.1872 |  |  |  | 1.2706 | [19 empty] | 1.6353 | [5 empty] | 0.98379 | [7 empty] | 29.9232 |  |  |  |  | 2025
| Xunmei vent field, Niaochao vent field |  | Seafloor hydrothermal | Volcanic-hosted massive sulfide (VMS) | seafloor massive sulfide (SMS) | Cu, Zn, Au, Ag | Co, Pb, Sb | Cu, Zn, Au, Ag, Co, Pb, Sb |  |  | II-Py2 (n = 10)-9 | II-Py2 (n = 10)-9 | seafloor vent field |  |  |  |  | ore material | grab | grab | mineral separate | [5 empty] | mineralisation | sulfide chimney | pyrite, marcasite, chalcopyrite |  | pyrite, marcasite, chalcopyrite | multiple stages: colloform marcasite-pyrite intergrowths (outermost wall), replacement assemblages (transition layers), dense recrystallized assemblages, marcasite pseudomorphs after pyrrhotite (middle layer) | sulfide chimney | colloform, subhedral, anhedral, euhedral, dense coarse-grained, columnar pseudomorphs |  |  |  | sphalerite, pyrrhotite, anhydrite, galena, tetrahedrite, tennantite | Transverse sections (polished sections) | EMPA, LA-ICPMS, MC-ICPMS | JEOL JXA-8100 EPMA; Teledyne Cetac Technologies Analyte Excite laser ablation system coupled with an Agilent Technologies 7700x quadrupole ICP-MS; ESI NWR Image GEO 193 coupled with TOFWERK icp TOF R; Neptune Plus multicollector ICP-MS (Thermo Fisher Scientific, Bremen, Germany) coupled with a Geolas HD excimer ArF laser ablation system (Coherent, Göttingen, Germany); Bruker M4 Tornado™ system | SIO, MNR; China University of Petroleum (East China), Qingdao, China; Nanjing Focu MS Technology Co. Ltd., Nanjing, China; Shanghai Chemlab Laboratory, Shanghai, China; Wuhan Sample Solution Analytical Technology Co. Ltd., Wuhan, China | EPMA: beam current of 10 nA, beam size of 1–5 μm, accelerating voltage of 20 kV. Micro-XRF: rhodium target X-ray tube operating at 50 kV and 800 nA, polycapillary lens providing a 40-μm spot size on a 20-μm raster, dwell time of 5 ms per pixel. LA-ICP-MS: 193-nm ArF excimer laser, fluence of 6 J/cm², 6 Hz repetition rate for 40 seconds (240 pulses), 30-second pre-ablation blank, total run time 70 seconds, spot size 32–44 μm, He carrier gas mixed with Ar. LA-ICP-TOF-MS: 193 nm ArF excimer laser, spot diameter ~20 µm, repetition rate ~20 Hz, laser fluence ~7 J/cm², scan speed ~4000 µm/s, He carrier gas ~600 ml/min, washout time 50 ms. S isotope MC-ICP-MS: spot size ~44 μm, pulse frequency ~2 Hz, laser fluence ~5 J/cm², He carrier gas with Ar make-up gas. | MASS-1 (Fe-Cu-Zn-S pressed pellet) and GSE-1G (synthetic basaltic glass) from the United States Geological Survey; pyrite PPP-1; chalcopyrite GBW07268; pyrrhotite SP-Po-01 (δ34S = 1.4‰ ± 0.4‰); chalcopyrite SP-CP-01 (δ34S = 5.45‰ ± 0.3‰); natural and synthetic minerals from USA SPI Supplies | 0.1408 |  |  |  | 493.1563 |  | 0.073472 |  |  |  | 0.029046 | [9 empty] | 0.07579 | [11 empty] | 77.8926 | [9 empty] | 489699.7423 | [25 empty] | 0.57675 |  | 286.7869 |  | 54.8171 | [13 empty] | 283.0327 | [15 empty] | 508921.1812 |  | 37.47 |  |  |  | 1.4618 | [5 empty] | 0.055479 | [7 empty] | 0.1473 | [5 empty] | 3.7998 |  |  |  | 0.006123 |  | 1.0376 | [7 empty] | 59.8147 |  |  |  |  | 2025
| Xunmei vent field, Niaochao vent field |  | Seafloor hydrothermal | Volcanic-hosted massive sulfide (VMS) | seafloor massive sulfide (SMS) | Cu, Zn, Au, Ag | Co, Pb, Sb | Cu, Zn, Au, Ag, Co, Pb, Sb |  |  | II-Py2 (n = 10)-10 | II-Py2 (n = 10)-10 | seafloor vent field |  |  |  |  | ore material | grab | grab | mineral separate | [5 empty] | mineralisation | sulfide chimney | pyrite, marcasite, chalcopyrite |  | pyrite, marcasite, chalcopyrite | multiple stages: colloform marcasite-pyrite intergrowths (outermost wall), replacement assemblages (transition layers), dense recrystallized assemblages, marcasite pseudomorphs after pyrrhotite (middle layer) | sulfide chimney | colloform, subhedral, anhedral, euhedral, dense coarse-grained, columnar pseudomorphs |  |  |  | sphalerite, pyrrhotite, anhydrite, galena, tetrahedrite, tennantite | Transverse sections (polished sections) | EMPA, LA-ICPMS, MC-ICPMS | JEOL JXA-8100 EPMA; Teledyne Cetac Technologies Analyte Excite laser ablation system coupled with an Agilent Technologies 7700x quadrupole ICP-MS; ESI NWR Image GEO 193 coupled with TOFWERK icp TOF R; Neptune Plus multicollector ICP-MS (Thermo Fisher Scientific, Bremen, Germany) coupled with a Geolas HD excimer ArF laser ablation system (Coherent, Göttingen, Germany); Bruker M4 Tornado™ system | SIO, MNR; China University of Petroleum (East China), Qingdao, China; Nanjing Focu MS Technology Co. Ltd., Nanjing, China; Shanghai Chemlab Laboratory, Shanghai, China; Wuhan Sample Solution Analytical Technology Co. Ltd., Wuhan, China | EPMA: beam current of 10 nA, beam size of 1–5 μm, accelerating voltage of 20 kV. Micro-XRF: rhodium target X-ray tube operating at 50 kV and 800 nA, polycapillary lens providing a 40-μm spot size on a 20-μm raster, dwell time of 5 ms per pixel. LA-ICP-MS: 193-nm ArF excimer laser, fluence of 6 J/cm², 6 Hz repetition rate for 40 seconds (240 pulses), 30-second pre-ablation blank, total run time 70 seconds, spot size 32–44 μm, He carrier gas mixed with Ar. LA-ICP-TOF-MS: 193 nm ArF excimer laser, spot diameter ~20 µm, repetition rate ~20 Hz, laser fluence ~7 J/cm², scan speed ~4000 µm/s, He carrier gas ~600 ml/min, washout time 50 ms. S isotope MC-ICP-MS: spot size ~44 μm, pulse frequency ~2 Hz, laser fluence ~5 J/cm², He carrier gas with Ar make-up gas. | MASS-1 (Fe-Cu-Zn-S pressed pellet) and GSE-1G (synthetic basaltic glass) from the United States Geological Survey; pyrite PPP-1; chalcopyrite GBW07268; pyrrhotite SP-Po-01 (δ34S = 1.4‰ ± 0.4‰); chalcopyrite SP-CP-01 (δ34S = 5.45‰ ± 0.3‰); natural and synthetic minerals from USA SPI Supplies | 0.16413 |  |  |  | 305.876 |  | 0.075067 |  |  |  | 0.041945 | [9 empty] | 0.088329 | [5 empty] | 0.013058 | [5 empty] | 84.9915 | [9 empty] | 482760.0162 | [13 empty] | 0.006467 | [11 empty] | 0.3322 |  | 350.0569 |  | 42.0238 | [13 empty] | 181.0408 | [15 empty] | 515968.6953 |  | 42.848 | [17 empty] | 0.08121 | [5 empty] | 5.587 | [5 empty] | 0.96766 | [7 empty] | 63.1225 |  |  |  |  | 2025
| Xunmei vent field, Niaochao vent field |  | Seafloor hydrothermal | Volcanic-hosted massive sulfide (VMS) | seafloor massive sulfide (SMS) | Cu, Zn, Au, Ag | Co, Pb, Sb | Cu, Zn, Au, Ag, Co, Pb, Sb |  |  | II-Py2 (n = 10)-11 | II-Py2 (n = 10)-11 | seafloor vent field |  |  |  |  | ore material | grab | grab | mineral separate | [5 empty] | mineralisation | sulfide chimney | pyrite, marcasite, chalcopyrite |  | pyrite, marcasite, chalcopyrite | multiple stages: colloform marcasite-pyrite intergrowths (outermost wall), replacement assemblages (transition layers), dense recrystallized assemblages, marcasite pseudomorphs after pyrrhotite (middle layer) | sulfide chimney | colloform, subhedral, anhedral, euhedral, dense coarse-grained, columnar pseudomorphs |  |  |  | sphalerite, pyrrhotite, anhydrite, galena, tetrahedrite, tennantite | Transverse sections (polished sections) | EMPA, LA-ICPMS, MC-ICPMS | JEOL JXA-8100 EPMA; Teledyne Cetac Technologies Analyte Excite laser ablation system coupled with an Agilent Technologies 7700x quadrupole ICP-MS; ESI NWR Image GEO 193 coupled with TOFWERK icp TOF R; Neptune Plus multicollector ICP-MS (Thermo Fisher Scientific, Bremen, Germany) coupled with a Geolas HD excimer ArF laser ablation system (Coherent, Göttingen, Germany); Bruker M4 Tornado™ system | SIO, MNR; China University of Petroleum (East China), Qingdao, China; Nanjing Focu MS Technology Co. Ltd., Nanjing, China; Shanghai Chemlab Laboratory, Shanghai, China; Wuhan Sample Solution Analytical Technology Co. Ltd., Wuhan, China | EPMA: beam current of 10 nA, beam size of 1–5 μm, accelerating voltage of 20 kV. Micro-XRF: rhodium target X-ray tube operating at 50 kV and 800 nA, polycapillary lens providing a 40-μm spot size on a 20-μm raster, dwell time of 5 ms per pixel. LA-ICP-MS: 193-nm ArF excimer laser, fluence of 6 J/cm², 6 Hz repetition rate for 40 seconds (240 pulses), 30-second pre-ablation blank, total run time 70 seconds, spot size 32–44 μm, He carrier gas mixed with Ar. LA-ICP-TOF-MS: 193 nm ArF excimer laser, spot diameter ~20 µm, repetition rate ~20 Hz, laser fluence ~7 J/cm², scan speed ~4000 µm/s, He carrier gas ~600 ml/min, washout time 50 ms. S isotope MC-ICP-MS: spot size ~44 μm, pulse frequency ~2 Hz, laser fluence ~5 J/cm², He carrier gas with Ar make-up gas. | MASS-1 (Fe-Cu-Zn-S pressed pellet) and GSE-1G (synthetic basaltic glass) from the United States Geological Survey; pyrite PPP-1; chalcopyrite GBW07268; pyrrhotite SP-Po-01 (δ34S = 1.4‰ ± 0.4‰); chalcopyrite SP-CP-01 (δ34S = 5.45‰ ± 0.3‰); natural and synthetic minerals from USA SPI Supplies | 0.1297 |  |  |  | 273.4486 |  | 0.077319 |  |  |  | 0.027375 | [9 empty] | 0.079536 | [5 empty] | 0.013058 | [5 empty] | 21.5391 | [9 empty] | 490356.5042 | [13 empty] | 0.005879 | [11 empty] | 0.50189 |  | 34.635 |  | 4.1668 | [7 empty] | 0.1861 | [5 empty] | 297.8294 | [15 empty] | 508467.329 |  | 26.975 |  |  |  | 1.081 | [5 empty] | 0.057551 | [7 empty] | 0.08121 | [5 empty] | 1.5401 |  |  |  | 0.043139 |  | 0.88526 | [7 empty] | 24.0417 |  |  |  |  | 2025
| Xunmei vent field, Niaochao vent field |  | Seafloor hydrothermal | Volcanic-hosted massive sulfide (VMS) | seafloor massive sulfide (SMS) | Cu, Zn, Au, Ag | Co, Pb, Sb | Cu, Zn, Au, Ag, Co, Pb, Sb |  |  | II-Py2 (n = 10)-12 | II-Py2 (n = 10)-12 | seafloor vent field |  |  |  |  | ore material | grab | grab | mineral separate | [5 empty] | mineralisation | sulfide chimney | pyrite, marcasite, chalcopyrite |  | pyrite, marcasite, chalcopyrite | multiple stages: colloform marcasite-pyrite intergrowths (outermost wall), replacement assemblages (transition layers), dense recrystallized assemblages, marcasite pseudomorphs after pyrrhotite (middle layer) | sulfide chimney | colloform, subhedral, anhedral, euhedral, dense coarse-grained, columnar pseudomorphs |  |  |  | sphalerite, pyrrhotite, anhydrite, galena, tetrahedrite, tennantite | Transverse sections (polished sections) | EMPA, LA-ICPMS, MC-ICPMS | JEOL JXA-8100 EPMA; Teledyne Cetac Technologies Analyte Excite laser ablation system coupled with an Agilent Technologies 7700x quadrupole ICP-MS; ESI NWR Image GEO 193 coupled with TOFWERK icp TOF R; Neptune Plus multicollector ICP-MS (Thermo Fisher Scientific, Bremen, Germany) coupled with a Geolas HD excimer ArF laser ablation system (Coherent, Göttingen, Germany); Bruker M4 Tornado™ system | SIO, MNR; China University of Petroleum (East China), Qingdao, China; Nanjing Focu MS Technology Co. Ltd., Nanjing, China; Shanghai Chemlab Laboratory, Shanghai, China; Wuhan Sample Solution Analytical Technology Co. Ltd., Wuhan, China | EPMA: beam current of 10 nA, beam size of 1–5 μm, accelerating voltage of 20 kV. Micro-XRF: rhodium target X-ray tube operating at 50 kV and 800 nA, polycapillary lens providing a 40-μm spot size on a 20-μm raster, dwell time of 5 ms per pixel. LA-ICP-MS: 193-nm ArF excimer laser, fluence of 6 J/cm², 6 Hz repetition rate for 40 seconds (240 pulses), 30-second pre-ablation blank, total run time 70 seconds, spot size 32–44 μm, He carrier gas mixed with Ar. LA-ICP-TOF-MS: 193 nm ArF excimer laser, spot diameter ~20 µm, repetition rate ~20 Hz, laser fluence ~7 J/cm², scan speed ~4000 µm/s, He carrier gas ~600 ml/min, washout time 50 ms. S isotope MC-ICP-MS: spot size ~44 μm, pulse frequency ~2 Hz, laser fluence ~5 J/cm², He carrier gas with Ar make-up gas. | MASS-1 (Fe-Cu-Zn-S pressed pellet) and GSE-1G (synthetic basaltic glass) from the United States Geological Survey; pyrite PPP-1; chalcopyrite GBW07268; pyrrhotite SP-Po-01 (δ34S = 1.4‰ ± 0.4‰); chalcopyrite SP-CP-01 (δ34S = 5.45‰ ± 0.3‰); natural and synthetic minerals from USA SPI Supplies | 0.39152 |  |  |  | 250.4379 |  | 0.10115 |  |  |  | 0.025492 | [9 empty] | 0.077102 | [5 empty] | 0.013539 | [5 empty] | 29.4562 | [9 empty] | 489496.865 | [13 empty] | 0.006017 | [11 empty] | 0.47808 |  | 87.4296 |  | 14.9247 | [7 empty] | 0.19375 | [5 empty] | 266.0325 | [15 empty] | 509593.9594 |  | 29.1928 |  |  |  | 1.1035 | [5 empty] | 0.080982 | [7 empty] | 0.10052 | [5 empty] | 2.8967 |  |  |  | 0.046811 |  | 0.83602 | [7 empty] | 28.7469 |  |  |  |  | 2025
| Xunmei vent field, Niaochao vent field |  | Seafloor hydrothermal | Volcanic-hosted massive sulfide (VMS) | seafloor massive sulfide (SMS) | Cu, Zn, Au, Ag | Co, Pb, Sb | Cu, Zn, Au, Ag, Co, Pb, Sb |  |  | II-Py2 (n = 10)-13 | II-Py2 (n = 10)-13 | seafloor vent field |  |  |  |  | ore material | grab | grab | mineral separate | [5 empty] | mineralisation | sulfide chimney | pyrite, marcasite, chalcopyrite |  | pyrite, marcasite, chalcopyrite | multiple stages: colloform marcasite-pyrite intergrowths (outermost wall), replacement assemblages (transition layers), dense recrystallized assemblages, marcasite pseudomorphs after pyrrhotite (middle layer) | sulfide chimney | colloform, subhedral, anhedral, euhedral, dense coarse-grained, columnar pseudomorphs |  |  |  | sphalerite, pyrrhotite, anhydrite, galena, tetrahedrite, tennantite | Transverse sections (polished sections) | EMPA, LA-ICPMS, MC-ICPMS | JEOL JXA-8100 EPMA; Teledyne Cetac Technologies Analyte Excite laser ablation system coupled with an Agilent Technologies 7700x quadrupole ICP-MS; ESI NWR Image GEO 193 coupled with TOFWERK icp TOF R; Neptune Plus multicollector ICP-MS (Thermo Fisher Scientific, Bremen, Germany) coupled with a Geolas HD excimer ArF laser ablation system (Coherent, Göttingen, Germany); Bruker M4 Tornado™ system | SIO, MNR; China University of Petroleum (East China), Qingdao, China; Nanjing Focu MS Technology Co. Ltd., Nanjing, China; Shanghai Chemlab Laboratory, Shanghai, China; Wuhan Sample Solution Analytical Technology Co. Ltd., Wuhan, China | EPMA: beam current of 10 nA, beam size of 1–5 μm, accelerating voltage of 20 kV. Micro-XRF: rhodium target X-ray tube operating at 50 kV and 800 nA, polycapillary lens providing a 40-μm spot size on a 20-μm raster, dwell time of 5 ms per pixel. LA-ICP-MS: 193-nm ArF excimer laser, fluence of 6 J/cm², 6 Hz repetition rate for 40 seconds (240 pulses), 30-second pre-ablation blank, total run time 70 seconds, spot size 32–44 μm, He carrier gas mixed with Ar. LA-ICP-TOF-MS: 193 nm ArF excimer laser, spot diameter ~20 µm, repetition rate ~20 Hz, laser fluence ~7 J/cm², scan speed ~4000 µm/s, He carrier gas ~600 ml/min, washout time 50 ms. S isotope MC-ICP-MS: spot size ~44 μm, pulse frequency ~2 Hz, laser fluence ~5 J/cm², He carrier gas with Ar make-up gas. | MASS-1 (Fe-Cu-Zn-S pressed pellet) and GSE-1G (synthetic basaltic glass) from the United States Geological Survey; pyrite PPP-1; chalcopyrite GBW07268; pyrrhotite SP-Po-01 (δ34S = 1.4‰ ± 0.4‰); chalcopyrite SP-CP-01 (δ34S = 5.45‰ ± 0.3‰); natural and synthetic minerals from USA SPI Supplies | 0.80124 |  |  |  | 155.017 |  | 0.078818 |  |  |  | 0.012563 | [9 empty] | 0.011903 | [5 empty] | 0.002155 | [5 empty] | 30.8197 | [9 empty] | 7177.2047 | [13 empty] | 0.0007 | [11 empty] | 0.097415 |  | 125.8349 |  | 20.1515 | [7 empty] | 0.085474 | [5 empty] | 138.8033 | [15 empty] | 7229.5676 |  | 22.8381 |  |  |  | 0.31593 | [5 empty] | 0.06311 | [7 empty] | 0.055642 | [5 empty] | 2.6567 |  |  |  | 0.035244 |  | 0.23602 | [7 empty] | 19.5193 |  |  |  |  | 2025
| Xunmei vent field, Niaochao vent field |  | Seafloor hydrothermal | Volcanic-hosted massive sulfide (VMS) | seafloor massive sulfide (SMS) | Cu, Zn, Au, Ag | Co, Pb, Sb | Cu, Zn, Au, Ag, Co, Pb, Sb |  |  | II-Ccp (n = 8)-1 | II-Ccp (n = 8)-1 | seafloor vent field |  |  |  |  | ore material | grab | grab | mineral separate | [5 empty] | mineralisation | sulfide chimney | pyrite, marcasite, chalcopyrite |  | pyrite, marcasite, chalcopyrite | multiple stages: colloform marcasite-pyrite intergrowths (outermost wall), replacement assemblages (transition layers), dense recrystallized assemblages, marcasite pseudomorphs after pyrrhotite (middle layer) | sulfide chimney | colloform, subhedral, anhedral, euhedral, dense coarse-grained, columnar pseudomorphs |  |  |  | sphalerite, pyrrhotite, anhydrite, galena, tetrahedrite, tennantite | Transverse sections (polished sections) | EMPA, LA-ICPMS, MC-ICPMS | JEOL JXA-8100 EPMA; Teledyne Cetac Technologies Analyte Excite laser ablation system coupled with an Agilent Technologies 7700x quadrupole ICP-MS; ESI NWR Image GEO 193 coupled with TOFWERK icp TOF R; Neptune Plus multicollector ICP-MS (Thermo Fisher Scientific, Bremen, Germany) coupled with a Geolas HD excimer ArF laser ablation system (Coherent, Göttingen, Germany); Bruker M4 Tornado™ system | SIO, MNR; China University of Petroleum (East China), Qingdao, China; Nanjing Focu MS Technology Co. Ltd., Nanjing, China; Shanghai Chemlab Laboratory, Shanghai, China; Wuhan Sample Solution Analytical Technology Co. Ltd., Wuhan, China | EPMA: beam current of 10 nA, beam size of 1–5 μm, accelerating voltage of 20 kV. Micro-XRF: rhodium target X-ray tube operating at 50 kV and 800 nA, polycapillary lens providing a 40-μm spot size on a 20-μm raster, dwell time of 5 ms per pixel. LA-ICP-MS: 193-nm ArF excimer laser, fluence of 6 J/cm², 6 Hz repetition rate for 40 seconds (240 pulses), 30-second pre-ablation blank, total run time 70 seconds, spot size 32–44 μm, He carrier gas mixed with Ar. LA-ICP-TOF-MS: 193 nm ArF excimer laser, spot diameter ~20 µm, repetition rate ~20 Hz, laser fluence ~7 J/cm², scan speed ~4000 µm/s, He carrier gas ~600 ml/min, washout time 50 ms. S isotope MC-ICP-MS: spot size ~44 μm, pulse frequency ~2 Hz, laser fluence ~5 J/cm², He carrier gas with Ar make-up gas. | MASS-1 (Fe-Cu-Zn-S pressed pellet) and GSE-1G (synthetic basaltic glass) from the United States Geological Survey; pyrite PPP-1; chalcopyrite GBW07268; pyrrhotite SP-Po-01 (δ34S = 1.4‰ ± 0.4‰); chalcopyrite SP-CP-01 (δ34S = 5.45‰ ± 0.3‰); natural and synthetic minerals from USA SPI Supplies | 4.0117 | [5 empty] | 0.007465 | [13 empty] | 0.37539 | [5 empty] | 0.042467 | [5 empty] | 358267.553 | [9 empty] | 266245.0273 | [13 empty] | 14.6267 | [11 empty] | 0.28745 |  | 1.0798 |  | 0.044791 | [13 empty] | 0.017413 | [15 empty] | 374819.0018 |  | 0.009385 |  |  |  | 144.5484 | [5 empty] | 30.6838 | [7 empty] | 0.21005 | [9 empty] | 0.075404 |  | 0.046675 | [7 empty] | 53.0431 |  |  |  |  | 2025
| Xunmei vent field, Niaochao vent field |  | Seafloor hydrothermal | Volcanic-hosted massive sulfide (VMS) | seafloor massive sulfide (SMS) | Cu, Zn, Au, Ag | Co, Pb, Sb | Cu, Zn, Au, Ag, Co, Pb, Sb |  |  | II-Ccp (n = 8)-2 | II-Ccp (n = 8)-2 | seafloor vent field |  |  |  |  | ore material | grab | grab | mineral separate | [5 empty] | mineralisation | sulfide chimney | pyrite, marcasite, chalcopyrite |  | pyrite, marcasite, chalcopyrite | multiple stages: colloform marcasite-pyrite intergrowths (outermost wall), replacement assemblages (transition layers), dense recrystallized assemblages, marcasite pseudomorphs after pyrrhotite (middle layer) | sulfide chimney | colloform, subhedral, anhedral, euhedral, dense coarse-grained, columnar pseudomorphs |  |  |  | sphalerite, pyrrhotite, anhydrite, galena, tetrahedrite, tennantite | Transverse sections (polished sections) | EMPA, LA-ICPMS, MC-ICPMS | JEOL JXA-8100 EPMA; Teledyne Cetac Technologies Analyte Excite laser ablation system coupled with an Agilent Technologies 7700x quadrupole ICP-MS; ESI NWR Image GEO 193 coupled with TOFWERK icp TOF R; Neptune Plus multicollector ICP-MS (Thermo Fisher Scientific, Bremen, Germany) coupled with a Geolas HD excimer ArF laser ablation system (Coherent, Göttingen, Germany); Bruker M4 Tornado™ system | SIO, MNR; China University of Petroleum (East China), Qingdao, China; Nanjing Focu MS Technology Co. Ltd., Nanjing, China; Shanghai Chemlab Laboratory, Shanghai, China; Wuhan Sample Solution Analytical Technology Co. Ltd., Wuhan, China | EPMA: beam current of 10 nA, beam size of 1–5 μm, accelerating voltage of 20 kV. Micro-XRF: rhodium target X-ray tube operating at 50 kV and 800 nA, polycapillary lens providing a 40-μm spot size on a 20-μm raster, dwell time of 5 ms per pixel. LA-ICP-MS: 193-nm ArF excimer laser, fluence of 6 J/cm², 6 Hz repetition rate for 40 seconds (240 pulses), 30-second pre-ablation blank, total run time 70 seconds, spot size 32–44 μm, He carrier gas mixed with Ar. LA-ICP-TOF-MS: 193 nm ArF excimer laser, spot diameter ~20 µm, repetition rate ~20 Hz, laser fluence ~7 J/cm², scan speed ~4000 µm/s, He carrier gas ~600 ml/min, washout time 50 ms. S isotope MC-ICP-MS: spot size ~44 μm, pulse frequency ~2 Hz, laser fluence ~5 J/cm², He carrier gas with Ar make-up gas. | MASS-1 (Fe-Cu-Zn-S pressed pellet) and GSE-1G (synthetic basaltic glass) from the United States Geological Survey; pyrite PPP-1; chalcopyrite GBW07268; pyrrhotite SP-Po-01 (δ34S = 1.4‰ ± 0.4‰); chalcopyrite SP-CP-01 (δ34S = 5.45‰ ± 0.3‰); natural and synthetic minerals from USA SPI Supplies | 3.1302 | [13 empty] | 0.009496 | [5 empty] | 0.27885 | [5 empty] | 0.015155 | [5 empty] | 349065.7424 | [9 empty] | 259100.4728 | [13 empty] | 15.547 | [11 empty] | 1.4686 |  | 2.1118 | [9 empty] | 0.42768 | [21 empty] | 390938.374 | [5 empty] | 237.5012 | [5 empty] | 40.7745 | [7 empty] | 0.075649 | [19 empty] | 44.2984 |  |  |  |  | 2025
| Xunmei vent field, Niaochao vent field |  | Seafloor hydrothermal | Volcanic-hosted massive sulfide (VMS) | seafloor massive sulfide (SMS) | Cu, Zn, Au, Ag | Co, Pb, Sb | Cu, Zn, Au, Ag, Co, Pb, Sb |  |  | II-Ccp (n = 8)-3 | II-Ccp (n = 8)-3 | seafloor vent field |  |  |  |  | ore material | grab | grab | mineral separate | [5 empty] | mineralisation | sulfide chimney | pyrite, marcasite, chalcopyrite |  | pyrite, marcasite, chalcopyrite | multiple stages: colloform marcasite-pyrite intergrowths (outermost wall), replacement assemblages (transition layers), dense recrystallized assemblages, marcasite pseudomorphs after pyrrhotite (middle layer) | sulfide chimney | colloform, subhedral, anhedral, euhedral, dense coarse-grained, columnar pseudomorphs |  |  |  | sphalerite, pyrrhotite, anhydrite, galena, tetrahedrite, tennantite | Transverse sections (polished sections) | EMPA, LA-ICPMS, MC-ICPMS | JEOL JXA-8100 EPMA; Teledyne Cetac Technologies Analyte Excite laser ablation system coupled with an Agilent Technologies 7700x quadrupole ICP-MS; ESI NWR Image GEO 193 coupled with TOFWERK icp TOF R; Neptune Plus multicollector ICP-MS (Thermo Fisher Scientific, Bremen, Germany) coupled with a Geolas HD excimer ArF laser ablation system (Coherent, Göttingen, Germany); Bruker M4 Tornado™ system | SIO, MNR; China University of Petroleum (East China), Qingdao, China; Nanjing Focu MS Technology Co. Ltd., Nanjing, China; Shanghai Chemlab Laboratory, Shanghai, China; Wuhan Sample Solution Analytical Technology Co. Ltd., Wuhan, China | EPMA: beam current of 10 nA, beam size of 1–5 μm, accelerating voltage of 20 kV. Micro-XRF: rhodium target X-ray tube operating at 50 kV and 800 nA, polycapillary lens providing a 40-μm spot size on a 20-μm raster, dwell time of 5 ms per pixel. LA-ICP-MS: 193-nm ArF excimer laser, fluence of 6 J/cm², 6 Hz repetition rate for 40 seconds (240 pulses), 30-second pre-ablation blank, total run time 70 seconds, spot size 32–44 μm, He carrier gas mixed with Ar. LA-ICP-TOF-MS: 193 nm ArF excimer laser, spot diameter ~20 µm, repetition rate ~20 Hz, laser fluence ~7 J/cm², scan speed ~4000 µm/s, He carrier gas ~600 ml/min, washout time 50 ms. S isotope MC-ICP-MS: spot size ~44 μm, pulse frequency ~2 Hz, laser fluence ~5 J/cm², He carrier gas with Ar make-up gas. | MASS-1 (Fe-Cu-Zn-S pressed pellet) and GSE-1G (synthetic basaltic glass) from the United States Geological Survey; pyrite PPP-1; chalcopyrite GBW07268; pyrrhotite SP-Po-01 (δ34S = 1.4‰ ± 0.4‰); chalcopyrite SP-CP-01 (δ34S = 5.45‰ ± 0.3‰); natural and synthetic minerals from USA SPI Supplies | 9.4932 |  |  |  | 0.13495 |  | 0.024678 |  |  |  | 0.055333 | [9 empty] | 0.3455 | [5 empty] | 0.014241 | [5 empty] | 358718.5395 | [9 empty] | 266380.3313 | [13 empty] | 15.0186 | [11 empty] | 1.381 |  | 1.7894 | [9 empty] | 0.28239 | [21 empty] | 374166.4627 | [5 empty] | 166.5495 | [5 empty] | 33.4926 | [7 empty] | 0.30567 | [5 empty] | 0.080448 | [5 empty] | 0.13973 | [7 empty] | 44.2097 |  |  |  |  | 2025
| Xunmei vent field, Niaochao vent field |  | Seafloor hydrothermal | Volcanic-hosted massive sulfide (VMS) | seafloor massive sulfide (SMS) | Cu, Zn, Au, Ag | Co, Pb, Sb | Cu, Zn, Au, Ag, Co, Pb, Sb |  |  | II-Ccp (n = 8)-4 | II-Ccp (n = 8)-4 | seafloor vent field |  |  |  |  | ore material | grab | grab | mineral separate | [5 empty] | mineralisation | sulfide chimney | pyrite, marcasite, chalcopyrite |  | pyrite, marcasite, chalcopyrite | multiple stages: colloform marcasite-pyrite intergrowths (outermost wall), replacement assemblages (transition layers), dense recrystallized assemblages, marcasite pseudomorphs after pyrrhotite (middle layer) | sulfide chimney | colloform, subhedral, anhedral, euhedral, dense coarse-grained, columnar pseudomorphs |  |  |  | sphalerite, pyrrhotite, anhydrite, galena, tetrahedrite, tennantite | Transverse sections (polished sections) | EMPA, LA-ICPMS, MC-ICPMS | JEOL JXA-8100 EPMA; Teledyne Cetac Technologies Analyte Excite laser ablation system coupled with an Agilent Technologies 7700x quadrupole ICP-MS; ESI NWR Image GEO 193 coupled with TOFWERK icp TOF R; Neptune Plus multicollector ICP-MS (Thermo Fisher Scientific, Bremen, Germany) coupled with a Geolas HD excimer ArF laser ablation system (Coherent, Göttingen, Germany); Bruker M4 Tornado™ system | SIO, MNR; China University of Petroleum (East China), Qingdao, China; Nanjing Focu MS Technology Co. Ltd., Nanjing, China; Shanghai Chemlab Laboratory, Shanghai, China; Wuhan Sample Solution Analytical Technology Co. Ltd., Wuhan, China | EPMA: beam current of 10 nA, beam size of 1–5 μm, accelerating voltage of 20 kV. Micro-XRF: rhodium target X-ray tube operating at 50 kV and 800 nA, polycapillary lens providing a 40-μm spot size on a 20-μm raster, dwell time of 5 ms per pixel. LA-ICP-MS: 193-nm ArF excimer laser, fluence of 6 J/cm², 6 Hz repetition rate for 40 seconds (240 pulses), 30-second pre-ablation blank, total run time 70 seconds, spot size 32–44 μm, He carrier gas mixed with Ar. LA-ICP-TOF-MS: 193 nm ArF excimer laser, spot diameter ~20 µm, repetition rate ~20 Hz, laser fluence ~7 J/cm², scan speed ~4000 µm/s, He carrier gas ~600 ml/min, washout time 50 ms. S isotope MC-ICP-MS: spot size ~44 μm, pulse frequency ~2 Hz, laser fluence ~5 J/cm², He carrier gas with Ar make-up gas. | MASS-1 (Fe-Cu-Zn-S pressed pellet) and GSE-1G (synthetic basaltic glass) from the United States Geological Survey; pyrite PPP-1; chalcopyrite GBW07268; pyrrhotite SP-Po-01 (δ34S = 1.4‰ ± 0.4‰); chalcopyrite SP-CP-01 (δ34S = 5.45‰ ± 0.3‰); natural and synthetic minerals from USA SPI Supplies | 4.2283 |  |  |  | 0.12775 | [5 empty] | 0.024971 | [9 empty] | 0.55039 | [5 empty] | 0.030249 | [5 empty] | 354910.2869 | [9 empty] | 269287.4908 | [13 empty] | 14.5392 | [11 empty] | 6.3358 |  | 1.5657 | [15 empty] | 0.013314 | [15 empty] | 374991.2758 |  | 0.19713 |  |  |  | 170.7178 | [5 empty] | 44.3878 | [7 empty] | 0.27648 | [5 empty] | 0.01378 | [5 empty] | 0.10452 | [7 empty] | 42.8879 |  |  |  |  | 2025
| Xunmei vent field, Niaochao vent field |  | Seafloor hydrothermal | Volcanic-hosted massive sulfide (VMS) | seafloor massive sulfide (SMS) | Cu, Zn, Au, Ag | Co, Pb, Sb | Cu, Zn, Au, Ag, Co, Pb, Sb |  |  | II-Ccp (n = 8)-5 | II-Ccp (n = 8)-5 | seafloor vent field |  |  |  |  | ore material | grab | grab | mineral separate | [5 empty] | mineralisation | sulfide chimney | pyrite, marcasite, chalcopyrite |  | pyrite, marcasite, chalcopyrite | multiple stages: colloform marcasite-pyrite intergrowths (outermost wall), replacement assemblages (transition layers), dense recrystallized assemblages, marcasite pseudomorphs after pyrrhotite (middle layer) | sulfide chimney | colloform, subhedral, anhedral, euhedral, dense coarse-grained, columnar pseudomorphs |  |  |  | sphalerite, pyrrhotite, anhydrite, galena, tetrahedrite, tennantite | Transverse sections (polished sections) | EMPA, LA-ICPMS, MC-ICPMS | JEOL JXA-8100 EPMA; Teledyne Cetac Technologies Analyte Excite laser ablation system coupled with an Agilent Technologies 7700x quadrupole ICP-MS; ESI NWR Image GEO 193 coupled with TOFWERK icp TOF R; Neptune Plus multicollector ICP-MS (Thermo Fisher Scientific, Bremen, Germany) coupled with a Geolas HD excimer ArF laser ablation system (Coherent, Göttingen, Germany); Bruker M4 Tornado™ system | SIO, MNR; China University of Petroleum (East China), Qingdao, China; Nanjing Focu MS Technology Co. Ltd., Nanjing, China; Shanghai Chemlab Laboratory, Shanghai, China; Wuhan Sample Solution Analytical Technology Co. Ltd., Wuhan, China | EPMA: beam current of 10 nA, beam size of 1–5 μm, accelerating voltage of 20 kV. Micro-XRF: rhodium target X-ray tube operating at 50 kV and 800 nA, polycapillary lens providing a 40-μm spot size on a 20-μm raster, dwell time of 5 ms per pixel. LA-ICP-MS: 193-nm ArF excimer laser, fluence of 6 J/cm², 6 Hz repetition rate for 40 seconds (240 pulses), 30-second pre-ablation blank, total run time 70 seconds, spot size 32–44 μm, He carrier gas mixed with Ar. LA-ICP-TOF-MS: 193 nm ArF excimer laser, spot diameter ~20 µm, repetition rate ~20 Hz, laser fluence ~7 J/cm², scan speed ~4000 µm/s, He carrier gas ~600 ml/min, washout time 50 ms. S isotope MC-ICP-MS: spot size ~44 μm, pulse frequency ~2 Hz, laser fluence ~5 J/cm², He carrier gas with Ar make-up gas. | MASS-1 (Fe-Cu-Zn-S pressed pellet) and GSE-1G (synthetic basaltic glass) from the United States Geological Survey; pyrite PPP-1; chalcopyrite GBW07268; pyrrhotite SP-Po-01 (δ34S = 1.4‰ ± 0.4‰); chalcopyrite SP-CP-01 (δ34S = 5.45‰ ± 0.3‰); natural and synthetic minerals from USA SPI Supplies | 6.6357 |  |  |  | 0.61587 |  | 0.03839 |  |  |  | 0.050742 |  |  |  | 0.01031 | [5 empty] | 0.58027 | [11 empty] | 340457.8458 | [9 empty] | 268827.2011 | [13 empty] | 18.4852 | [11 empty] | 2.0714 |  | 2.2733 |  | 0.067679 | [13 empty] | 0.093039 | [15 empty] | 389815.5349 | [5 empty] | 240.7865 | [5 empty] | 83.0221 | [7 empty] | 0.4938 | [5 empty] | 0.025162 | [5 empty] | 0.21779 | [7 empty] | 41.854 |  |  |  |  | 2025
| Xunmei vent field, Niaochao vent field |  | Seafloor hydrothermal | Volcanic-hosted massive sulfide (VMS) | seafloor massive sulfide (SMS) | Cu, Zn, Au, Ag | Co, Pb, Sb | Cu, Zn, Au, Ag, Co, Pb, Sb |  |  | II-Ccp (n = 8)-6 | II-Ccp (n = 8)-6 | seafloor vent field |  |  |  |  | ore material | grab | grab | mineral separate | [5 empty] | mineralisation | sulfide chimney | pyrite, marcasite, chalcopyrite |  | pyrite, marcasite, chalcopyrite | multiple stages: colloform marcasite-pyrite intergrowths (outermost wall), replacement assemblages (transition layers), dense recrystallized assemblages, marcasite pseudomorphs after pyrrhotite (middle layer) | sulfide chimney | colloform, subhedral, anhedral, euhedral, dense coarse-grained, columnar pseudomorphs |  |  |  | sphalerite, pyrrhotite, anhydrite, galena, tetrahedrite, tennantite | Transverse sections (polished sections) | EMPA, LA-ICPMS, MC-ICPMS | JEOL JXA-8100 EPMA; Teledyne Cetac Technologies Analyte Excite laser ablation system coupled with an Agilent Technologies 7700x quadrupole ICP-MS; ESI NWR Image GEO 193 coupled with TOFWERK icp TOF R; Neptune Plus multicollector ICP-MS (Thermo Fisher Scientific, Bremen, Germany) coupled with a Geolas HD excimer ArF laser ablation system (Coherent, Göttingen, Germany); Bruker M4 Tornado™ system | SIO, MNR; China University of Petroleum (East China), Qingdao, China; Nanjing Focu MS Technology Co. Ltd., Nanjing, China; Shanghai Chemlab Laboratory, Shanghai, China; Wuhan Sample Solution Analytical Technology Co. Ltd., Wuhan, China | EPMA: beam current of 10 nA, beam size of 1–5 μm, accelerating voltage of 20 kV. Micro-XRF: rhodium target X-ray tube operating at 50 kV and 800 nA, polycapillary lens providing a 40-μm spot size on a 20-μm raster, dwell time of 5 ms per pixel. LA-ICP-MS: 193-nm ArF excimer laser, fluence of 6 J/cm², 6 Hz repetition rate for 40 seconds (240 pulses), 30-second pre-ablation blank, total run time 70 seconds, spot size 32–44 μm, He carrier gas mixed with Ar. LA-ICP-TOF-MS: 193 nm ArF excimer laser, spot diameter ~20 µm, repetition rate ~20 Hz, laser fluence ~7 J/cm², scan speed ~4000 µm/s, He carrier gas ~600 ml/min, washout time 50 ms. S isotope MC-ICP-MS: spot size ~44 μm, pulse frequency ~2 Hz, laser fluence ~5 J/cm², He carrier gas with Ar make-up gas. | MASS-1 (Fe-Cu-Zn-S pressed pellet) and GSE-1G (synthetic basaltic glass) from the United States Geological Survey; pyrite PPP-1; chalcopyrite GBW07268; pyrrhotite SP-Po-01 (δ34S = 1.4‰ ± 0.4‰); chalcopyrite SP-CP-01 (δ34S = 5.45‰ ± 0.3‰); natural and synthetic minerals from USA SPI Supplies | 2.9384 |  |  |  | 1.5249 |  | 0.012821 | [13 empty] | 0.52208 | [5 empty] | 0.03616 | [5 empty] | 354626.6715 | [9 empty] | 294211.0754 | [13 empty] | 66.0256 | [11 empty] | 0.17354 |  | 1.0181 |  | 0.62369 | [13 empty] | 0.062173 | [15 empty] | 349929.7055 |  | 0.10624 |  |  |  | 102.1715 | [5 empty] | 12.1342 | [7 empty] | 0.11775 | [5 empty] | 0.080485 | [5 empty] | 0.12928 | [7 empty] | 582.8045 |  |  |  |  | 2025
| Xunmei vent field, Niaochao vent field |  | Seafloor hydrothermal | Volcanic-hosted massive sulfide (VMS) | seafloor massive sulfide (SMS) | Cu, Zn, Au, Ag | Co, Pb, Sb | Cu, Zn, Au, Ag, Co, Pb, Sb |  |  | II-Ccp (n = 8)-7 | II-Ccp (n = 8)-7 | seafloor vent field |  |  |  |  | ore material | grab | grab | mineral separate | [5 empty] | mineralisation | sulfide chimney | pyrite, marcasite, chalcopyrite |  | pyrite, marcasite, chalcopyrite | multiple stages: colloform marcasite-pyrite intergrowths (outermost wall), replacement assemblages (transition layers), dense recrystallized assemblages, marcasite pseudomorphs after pyrrhotite (middle layer) | sulfide chimney | colloform, subhedral, anhedral, euhedral, dense coarse-grained, columnar pseudomorphs |  |  |  | sphalerite, pyrrhotite, anhydrite, galena, tetrahedrite, tennantite | Transverse sections (polished sections) | EMPA, LA-ICPMS, MC-ICPMS | JEOL JXA-8100 EPMA; Teledyne Cetac Technologies Analyte Excite laser ablation system coupled with an Agilent Technologies 7700x quadrupole ICP-MS; ESI NWR Image GEO 193 coupled with TOFWERK icp TOF R; Neptune Plus multicollector ICP-MS (Thermo Fisher Scientific, Bremen, Germany) coupled with a Geolas HD excimer ArF laser ablation system (Coherent, Göttingen, Germany); Bruker M4 Tornado™ system | SIO, MNR; China University of Petroleum (East China), Qingdao, China; Nanjing Focu MS Technology Co. Ltd., Nanjing, China; Shanghai Chemlab Laboratory, Shanghai, China; Wuhan Sample Solution Analytical Technology Co. Ltd., Wuhan, China | EPMA: beam current of 10 nA, beam size of 1–5 μm, accelerating voltage of 20 kV. Micro-XRF: rhodium target X-ray tube operating at 50 kV and 800 nA, polycapillary lens providing a 40-μm spot size on a 20-μm raster, dwell time of 5 ms per pixel. LA-ICP-MS: 193-nm ArF excimer laser, fluence of 6 J/cm², 6 Hz repetition rate for 40 seconds (240 pulses), 30-second pre-ablation blank, total run time 70 seconds, spot size 32–44 μm, He carrier gas mixed with Ar. LA-ICP-TOF-MS: 193 nm ArF excimer laser, spot diameter ~20 µm, repetition rate ~20 Hz, laser fluence ~7 J/cm², scan speed ~4000 µm/s, He carrier gas ~600 ml/min, washout time 50 ms. S isotope MC-ICP-MS: spot size ~44 μm, pulse frequency ~2 Hz, laser fluence ~5 J/cm², He carrier gas with Ar make-up gas. | MASS-1 (Fe-Cu-Zn-S pressed pellet) and GSE-1G (synthetic basaltic glass) from the United States Geological Survey; pyrite PPP-1; chalcopyrite GBW07268; pyrrhotite SP-Po-01 (δ34S = 1.4‰ ± 0.4‰); chalcopyrite SP-CP-01 (δ34S = 5.45‰ ± 0.3‰); natural and synthetic minerals from USA SPI Supplies | 3.6265 |  |  |  | 0.50964 |  | 0.03436 |  |  |  | 0.022653 | [9 empty] | 0.26536 | [5 empty] | 0.033203 | [5 empty] | 356667.2705 | [9 empty] | 277937.4561 | [13 empty] | 51.3063 | [11 empty] | 0.63701 |  | 1.5595 |  | 0.11975 | [7 empty] | 0.11537 | [21 empty] | 364568.6299 | [5 empty] | 223.2108 | [5 empty] | 112.8041 | [7 empty] | 1.5857 | [5 empty] | 0.053204 | [5 empty] | 0.12034 | [7 empty] | 49.8291 |  |  |  |  | 2025
| Xunmei vent field, Niaochao vent field |  | Seafloor hydrothermal | Volcanic-hosted massive sulfide (VMS) | seafloor massive sulfide (SMS) | Cu, Zn, Au, Ag | Co, Pb, Sb | Cu, Zn, Au, Ag, Co, Pb, Sb |  |  | II-Ccp (n = 8)-8 | II-Ccp (n = 8)-8 | seafloor vent field |  |  |  |  | ore material | grab | grab | mineral separate | [5 empty] | mineralisation | sulfide chimney | pyrite, marcasite, chalcopyrite |  | pyrite, marcasite, chalcopyrite | multiple stages: colloform marcasite-pyrite intergrowths (outermost wall), replacement assemblages (transition layers), dense recrystallized assemblages, marcasite pseudomorphs after pyrrhotite (middle layer) | sulfide chimney | colloform, subhedral, anhedral, euhedral, dense coarse-grained, columnar pseudomorphs |  |  |  | sphalerite, pyrrhotite, anhydrite, galena, tetrahedrite, tennantite | Transverse sections (polished sections) | EMPA, LA-ICPMS, MC-ICPMS | JEOL JXA-8100 EPMA; Teledyne Cetac Technologies Analyte Excite laser ablation system coupled with an Agilent Technologies 7700x quadrupole ICP-MS; ESI NWR Image GEO 193 coupled with TOFWERK icp TOF R; Neptune Plus multicollector ICP-MS (Thermo Fisher Scientific, Bremen, Germany) coupled with a Geolas HD excimer ArF laser ablation system (Coherent, Göttingen, Germany); Bruker M4 Tornado™ system | SIO, MNR; China University of Petroleum (East China), Qingdao, China; Nanjing Focu MS Technology Co. Ltd., Nanjing, China; Shanghai Chemlab Laboratory, Shanghai, China; Wuhan Sample Solution Analytical Technology Co. Ltd., Wuhan, China | EPMA: beam current of 10 nA, beam size of 1–5 μm, accelerating voltage of 20 kV. Micro-XRF: rhodium target X-ray tube operating at 50 kV and 800 nA, polycapillary lens providing a 40-μm spot size on a 20-μm raster, dwell time of 5 ms per pixel. LA-ICP-MS: 193-nm ArF excimer laser, fluence of 6 J/cm², 6 Hz repetition rate for 40 seconds (240 pulses), 30-second pre-ablation blank, total run time 70 seconds, spot size 32–44 μm, He carrier gas mixed with Ar. LA-ICP-TOF-MS: 193 nm ArF excimer laser, spot diameter ~20 µm, repetition rate ~20 Hz, laser fluence ~7 J/cm², scan speed ~4000 µm/s, He carrier gas ~600 ml/min, washout time 50 ms. S isotope MC-ICP-MS: spot size ~44 μm, pulse frequency ~2 Hz, laser fluence ~5 J/cm², He carrier gas with Ar make-up gas. | MASS-1 (Fe-Cu-Zn-S pressed pellet) and GSE-1G (synthetic basaltic glass) from the United States Geological Survey; pyrite PPP-1; chalcopyrite GBW07268; pyrrhotite SP-Po-01 (δ34S = 1.4‰ ± 0.4‰); chalcopyrite SP-CP-01 (δ34S = 5.45‰ ± 0.3‰); natural and synthetic minerals from USA SPI Supplies | 3.0215 |  |  |  | 2.472 | [9 empty] | 0.007327 | [5 empty] | 0.52377 | [11 empty] | 352066.8847 | [9 empty] | 285421.7379 | [13 empty] | 44.5439 | [13 empty] | 1.5923 |  | 0.019209 | [29 empty] | 361997.5582 |  | 0.099395 |  |  |  | 209.5486 | [5 empty] | 89.2304 | [7 empty] | 1.5261 | [9 empty] | 0.007196 |  | 0.11893 | [7 empty] | 50.2342 |  |  |  |  | 2025
| Xunmei vent field, Niaochao vent field |  | Seafloor hydrothermal | Volcanic-hosted massive sulfide (VMS) | seafloor massive sulfide (SMS) | Cu, Zn, Au, Ag | Co, Pb, Sb | Cu, Zn, Au, Ag, Co, Pb, Sb |  |  | II-Ccp (n = 8)-9 | II-Ccp (n = 8)-9 | seafloor vent field |  |  |  |  | ore material | grab | grab | mineral separate | [5 empty] | mineralisation | sulfide chimney | pyrite, marcasite, chalcopyrite |  | pyrite, marcasite, chalcopyrite | multiple stages: colloform marcasite-pyrite intergrowths (outermost wall), replacement assemblages (transition layers), dense recrystallized assemblages, marcasite pseudomorphs after pyrrhotite (middle layer) | sulfide chimney | colloform, subhedral, anhedral, euhedral, dense coarse-grained, columnar pseudomorphs |  |  |  | sphalerite, pyrrhotite, anhydrite, galena, tetrahedrite, tennantite | Transverse sections (polished sections) | EMPA, LA-ICPMS, MC-ICPMS | JEOL JXA-8100 EPMA; Teledyne Cetac Technologies Analyte Excite laser ablation system coupled with an Agilent Technologies 7700x quadrupole ICP-MS; ESI NWR Image GEO 193 coupled with TOFWERK icp TOF R; Neptune Plus multicollector ICP-MS (Thermo Fisher Scientific, Bremen, Germany) coupled with a Geolas HD excimer ArF laser ablation system (Coherent, Göttingen, Germany); Bruker M4 Tornado™ system | SIO, MNR; China University of Petroleum (East China), Qingdao, China; Nanjing Focu MS Technology Co. Ltd., Nanjing, China; Shanghai Chemlab Laboratory, Shanghai, China; Wuhan Sample Solution Analytical Technology Co. Ltd., Wuhan, China | EPMA: beam current of 10 nA, beam size of 1–5 μm, accelerating voltage of 20 kV. Micro-XRF: rhodium target X-ray tube operating at 50 kV and 800 nA, polycapillary lens providing a 40-μm spot size on a 20-μm raster, dwell time of 5 ms per pixel. LA-ICP-MS: 193-nm ArF excimer laser, fluence of 6 J/cm², 6 Hz repetition rate for 40 seconds (240 pulses), 30-second pre-ablation blank, total run time 70 seconds, spot size 32–44 μm, He carrier gas mixed with Ar. LA-ICP-TOF-MS: 193 nm ArF excimer laser, spot diameter ~20 µm, repetition rate ~20 Hz, laser fluence ~7 J/cm², scan speed ~4000 µm/s, He carrier gas ~600 ml/min, washout time 50 ms. S isotope MC-ICP-MS: spot size ~44 μm, pulse frequency ~2 Hz, laser fluence ~5 J/cm², He carrier gas with Ar make-up gas. | MASS-1 (Fe-Cu-Zn-S pressed pellet) and GSE-1G (synthetic basaltic glass) from the United States Geological Survey; pyrite PPP-1; chalcopyrite GBW07268; pyrrhotite SP-Po-01 (δ34S = 1.4‰ ± 0.4‰); chalcopyrite SP-CP-01 (δ34S = 5.45‰ ± 0.3‰); natural and synthetic minerals from USA SPI Supplies | 3.8191 |  |  |  | 0.56276 |  | 0.024678 |  |  |  | 0.037856 |  |  |  | 0.009496 | [5 empty] | 0.44873 | [5 empty] | 0.031726 | [5 empty] | 354768.4792 | [9 empty] | 269057.3459 | [13 empty] | 17.0161 | [11 empty] | 1.381 |  | 1.579 |  | 0.067679 | [7 empty] | 0.28239 | [5 empty] | 0.039793 | [15 empty] | 374492.7322 |  | 0.10282 |  |  |  | 190.1332 | [5 empty] | 42.5812 | [7 empty] | 0.29107 | [5 empty] | 0.053204 |  |  |  | 0.0413 |  | 0.12034 | [7 empty] | 47.0637 |  |  |  |  | 2025
| Xunmei vent field, Niaochao vent field |  | Seafloor hydrothermal | Volcanic-hosted massive sulfide (VMS) | seafloor massive sulfide (SMS) | Cu, Zn, Au, Ag | Co, Pb, Sb | Cu, Zn, Au, Ag, Co, Pb, Sb |  |  | II-Ccp (n = 8)-10 | II-Ccp (n = 8)-10 | seafloor vent field |  |  |  |  | ore material | grab | grab | mineral separate | [5 empty] | mineralisation | sulfide chimney | pyrite, marcasite, chalcopyrite |  | pyrite, marcasite, chalcopyrite | multiple stages: colloform marcasite-pyrite intergrowths (outermost wall), replacement assemblages (transition layers), dense recrystallized assemblages, marcasite pseudomorphs after pyrrhotite (middle layer) | sulfide chimney | colloform, subhedral, anhedral, euhedral, dense coarse-grained, columnar pseudomorphs |  |  |  | sphalerite, pyrrhotite, anhydrite, galena, tetrahedrite, tennantite | Transverse sections (polished sections) | EMPA, LA-ICPMS, MC-ICPMS | JEOL JXA-8100 EPMA; Teledyne Cetac Technologies Analyte Excite laser ablation system coupled with an Agilent Technologies 7700x quadrupole ICP-MS; ESI NWR Image GEO 193 coupled with TOFWERK icp TOF R; Neptune Plus multicollector ICP-MS (Thermo Fisher Scientific, Bremen, Germany) coupled with a Geolas HD excimer ArF laser ablation system (Coherent, Göttingen, Germany); Bruker M4 Tornado™ system | SIO, MNR; China University of Petroleum (East China), Qingdao, China; Nanjing Focu MS Technology Co. Ltd., Nanjing, China; Shanghai Chemlab Laboratory, Shanghai, China; Wuhan Sample Solution Analytical Technology Co. Ltd., Wuhan, China | EPMA: beam current of 10 nA, beam size of 1–5 μm, accelerating voltage of 20 kV. Micro-XRF: rhodium target X-ray tube operating at 50 kV and 800 nA, polycapillary lens providing a 40-μm spot size on a 20-μm raster, dwell time of 5 ms per pixel. LA-ICP-MS: 193-nm ArF excimer laser, fluence of 6 J/cm², 6 Hz repetition rate for 40 seconds (240 pulses), 30-second pre-ablation blank, total run time 70 seconds, spot size 32–44 μm, He carrier gas mixed with Ar. LA-ICP-TOF-MS: 193 nm ArF excimer laser, spot diameter ~20 µm, repetition rate ~20 Hz, laser fluence ~7 J/cm², scan speed ~4000 µm/s, He carrier gas ~600 ml/min, washout time 50 ms. S isotope MC-ICP-MS: spot size ~44 μm, pulse frequency ~2 Hz, laser fluence ~5 J/cm², He carrier gas with Ar make-up gas. | MASS-1 (Fe-Cu-Zn-S pressed pellet) and GSE-1G (synthetic basaltic glass) from the United States Geological Survey; pyrite PPP-1; chalcopyrite GBW07268; pyrrhotite SP-Po-01 (δ34S = 1.4‰ ± 0.4‰); chalcopyrite SP-CP-01 (δ34S = 5.45‰ ± 0.3‰); natural and synthetic minerals from USA SPI Supplies | 4.6357 |  |  |  | 0.89752 |  | 0.023543 |  |  |  | 0.038425 |  |  |  | 0.009045 | [5 empty] | 0.4302 | [5 empty] | 0.028579 | [5 empty] | 353097.5993 | [9 empty] | 273426.3491 | [13 empty] | 30.0116 | [11 empty] | 1.765 |  | 1.6238 |  | 0.17502 | [7 empty] | 0.27515 | [5 empty] | 0.046485 | [15 empty] | 372653.3179 |  | 0.10304 |  |  |  | 186.8793 | [5 empty] | 55.8162 | [7 empty] | 0.57389 | [5 empty] | 0.050616 |  |  |  | 0.0413 |  | 0.12532 | [7 empty] | 113.6451 |  |  |  |  | 2025
| Xunmei vent field, Niaochao vent field |  | Seafloor hydrothermal | Volcanic-hosted massive sulfide (VMS) | seafloor massive sulfide (SMS) | Cu, Zn, Au, Ag | Co, Pb, Sb | Cu, Zn, Au, Ag, Co, Pb, Sb |  |  | II-Ccp (n = 8)-11 | II-Ccp (n = 8)-11 | seafloor vent field |  |  |  |  | ore material | grab | grab | mineral separate | [5 empty] | mineralisation | sulfide chimney | pyrite, marcasite, chalcopyrite |  | pyrite, marcasite, chalcopyrite | multiple stages: colloform marcasite-pyrite intergrowths (outermost wall), replacement assemblages (transition layers), dense recrystallized assemblages, marcasite pseudomorphs after pyrrhotite (middle layer) | sulfide chimney | colloform, subhedral, anhedral, euhedral, dense coarse-grained, columnar pseudomorphs |  |  |  | sphalerite, pyrrhotite, anhydrite, galena, tetrahedrite, tennantite | Transverse sections (polished sections) | EMPA, LA-ICPMS, MC-ICPMS | JEOL JXA-8100 EPMA; Teledyne Cetac Technologies Analyte Excite laser ablation system coupled with an Agilent Technologies 7700x quadrupole ICP-MS; ESI NWR Image GEO 193 coupled with TOFWERK icp TOF R; Neptune Plus multicollector ICP-MS (Thermo Fisher Scientific, Bremen, Germany) coupled with a Geolas HD excimer ArF laser ablation system (Coherent, Göttingen, Germany); Bruker M4 Tornado™ system | SIO, MNR; China University of Petroleum (East China), Qingdao, China; Nanjing Focu MS Technology Co. Ltd., Nanjing, China; Shanghai Chemlab Laboratory, Shanghai, China; Wuhan Sample Solution Analytical Technology Co. Ltd., Wuhan, China | EPMA: beam current of 10 nA, beam size of 1–5 μm, accelerating voltage of 20 kV. Micro-XRF: rhodium target X-ray tube operating at 50 kV and 800 nA, polycapillary lens providing a 40-μm spot size on a 20-μm raster, dwell time of 5 ms per pixel. LA-ICP-MS: 193-nm ArF excimer laser, fluence of 6 J/cm², 6 Hz repetition rate for 40 seconds (240 pulses), 30-second pre-ablation blank, total run time 70 seconds, spot size 32–44 μm, He carrier gas mixed with Ar. LA-ICP-TOF-MS: 193 nm ArF excimer laser, spot diameter ~20 µm, repetition rate ~20 Hz, laser fluence ~7 J/cm², scan speed ~4000 µm/s, He carrier gas ~600 ml/min, washout time 50 ms. S isotope MC-ICP-MS: spot size ~44 μm, pulse frequency ~2 Hz, laser fluence ~5 J/cm², He carrier gas with Ar make-up gas. | MASS-1 (Fe-Cu-Zn-S pressed pellet) and GSE-1G (synthetic basaltic glass) from the United States Geological Survey; pyrite PPP-1; chalcopyrite GBW07268; pyrrhotite SP-Po-01 (δ34S = 1.4‰ ± 0.4‰); chalcopyrite SP-CP-01 (δ34S = 5.45‰ ± 0.3‰); natural and synthetic minerals from USA SPI Supplies | 2.2967 |  |  |  | 0.92481 |  | 0.013344 |  |  |  | 0.017004 |  |  |  | 0.001542 | [5 empty] | 0.12785 | [5 empty] | 0.011492 | [5 empty] | 6021.0518 | [9 empty] | 11594.18 | [13 empty] | 20.7179 | [11 empty] | 2.1296 |  | 0.44058 |  | 0.25354 | [7 empty] | 0.15628 | [5 empty] | 0.038118 | [15 empty] | 13818.2114 |  | 0.076699 |  |  |  | 49.1997 | [5 empty] | 34.8451 | [7 empty] | 0.61943 | [5 empty] | 0.030796 |  |  |  | 0.048231 |  | 0.050755 | [7 empty] | 189.6114 |  |  |  |  | 2025
| Xunmei vent field, Niaochao vent field |  | Seafloor hydrothermal | Volcanic-hosted massive sulfide (VMS) | seafloor massive sulfide (SMS) | Cu, Zn, Au, Ag | Co, Pb, Sb | Cu, Zn, Au, Ag, Co, Pb, Sb |  |  | Detection of Limit (DOL)-1 | Detection of Limit (DOL)-1 | seafloor vent field |  |  |  |  | ore material | grab | grab | mineral separate | [5 empty] | mineralisation | sulfide chimney | pyrite, marcasite, chalcopyrite |  | pyrite, marcasite, chalcopyrite | multiple stages: colloform marcasite-pyrite intergrowths (outermost wall), replacement assemblages (transition layers), dense recrystallized assemblages, marcasite pseudomorphs after pyrrhotite (middle layer) | sulfide chimney | colloform, subhedral, anhedral, euhedral, dense coarse-grained, columnar pseudomorphs |  |  |  | sphalerite, pyrrhotite, anhydrite, galena, tetrahedrite, tennantite | Transverse sections (polished sections) | EMPA, LA-ICPMS, MC-ICPMS | JEOL JXA-8100 EPMA; Teledyne Cetac Technologies Analyte Excite laser ablation system coupled with an Agilent Technologies 7700x quadrupole ICP-MS; ESI NWR Image GEO 193 coupled with TOFWERK icp TOF R; Neptune Plus multicollector ICP-MS (Thermo Fisher Scientific, Bremen, Germany) coupled with a Geolas HD excimer ArF laser ablation system (Coherent, Göttingen, Germany); Bruker M4 Tornado™ system | SIO, MNR; China University of Petroleum (East China), Qingdao, China; Nanjing Focu MS Technology Co. Ltd., Nanjing, China; Shanghai Chemlab Laboratory, Shanghai, China; Wuhan Sample Solution Analytical Technology Co. Ltd., Wuhan, China | EPMA: beam current of 10 nA, beam size of 1–5 μm, accelerating voltage of 20 kV. Micro-XRF: rhodium target X-ray tube operating at 50 kV and 800 nA, polycapillary lens providing a 40-μm spot size on a 20-μm raster, dwell time of 5 ms per pixel. LA-ICP-MS: 193-nm ArF excimer laser, fluence of 6 J/cm², 6 Hz repetition rate for 40 seconds (240 pulses), 30-second pre-ablation blank, total run time 70 seconds, spot size 32–44 μm, He carrier gas mixed with Ar. LA-ICP-TOF-MS: 193 nm ArF excimer laser, spot diameter ~20 µm, repetition rate ~20 Hz, laser fluence ~7 J/cm², scan speed ~4000 µm/s, He carrier gas ~600 ml/min, washout time 50 ms. S isotope MC-ICP-MS: spot size ~44 μm, pulse frequency ~2 Hz, laser fluence ~5 J/cm², He carrier gas with Ar make-up gas. | MASS-1 (Fe-Cu-Zn-S pressed pellet) and GSE-1G (synthetic basaltic glass) from the United States Geological Survey; pyrite PPP-1; chalcopyrite GBW07268; pyrrhotite SP-Po-01 (δ34S = 1.4‰ ± 0.4‰); chalcopyrite SP-CP-01 (δ34S = 5.45‰ ± 0.3‰); natural and synthetic minerals from USA SPI Supplies | [147 empty] | 2025
| Xunmei vent field, Niaochao vent field |  | Seafloor hydrothermal | Volcanic-hosted massive sulfide (VMS) | seafloor massive sulfide (SMS) | Cu, Zn, Au, Ag | Co, Pb, Sb | Cu, Zn, Au, Ag, Co, Pb, Sb |  |  | 1/2Median of Py DOL-1 | 1/2Median of Py DOL-1 | seafloor vent field |  |  |  |  | ore material | grab | grab | mineral separate | [5 empty] | mineralisation | sulfide chimney | pyrite, marcasite, chalcopyrite |  | pyrite, marcasite, chalcopyrite | multiple stages: colloform marcasite-pyrite intergrowths (outermost wall), replacement assemblages (transition layers), dense recrystallized assemblages, marcasite pseudomorphs after pyrrhotite (middle layer) | sulfide chimney | colloform, subhedral, anhedral, euhedral, dense coarse-grained, columnar pseudomorphs |  |  |  | sphalerite, pyrrhotite, anhydrite, galena, tetrahedrite, tennantite | Transverse sections (polished sections) | EMPA, LA-ICPMS, MC-ICPMS | JEOL JXA-8100 EPMA; Teledyne Cetac Technologies Analyte Excite laser ablation system coupled with an Agilent Technologies 7700x quadrupole ICP-MS; ESI NWR Image GEO 193 coupled with TOFWERK icp TOF R; Neptune Plus multicollector ICP-MS (Thermo Fisher Scientific, Bremen, Germany) coupled with a Geolas HD excimer ArF laser ablation system (Coherent, Göttingen, Germany); Bruker M4 Tornado™ system | SIO, MNR; China University of Petroleum (East China), Qingdao, China; Nanjing Focu MS Technology Co. Ltd., Nanjing, China; Shanghai Chemlab Laboratory, Shanghai, China; Wuhan Sample Solution Analytical Technology Co. Ltd., Wuhan, China | EPMA: beam current of 10 nA, beam size of 1–5 μm, accelerating voltage of 20 kV. Micro-XRF: rhodium target X-ray tube operating at 50 kV and 800 nA, polycapillary lens providing a 40-μm spot size on a 20-μm raster, dwell time of 5 ms per pixel. LA-ICP-MS: 193-nm ArF excimer laser, fluence of 6 J/cm², 6 Hz repetition rate for 40 seconds (240 pulses), 30-second pre-ablation blank, total run time 70 seconds, spot size 32–44 μm, He carrier gas mixed with Ar. LA-ICP-TOF-MS: 193 nm ArF excimer laser, spot diameter ~20 µm, repetition rate ~20 Hz, laser fluence ~7 J/cm², scan speed ~4000 µm/s, He carrier gas ~600 ml/min, washout time 50 ms. S isotope MC-ICP-MS: spot size ~44 μm, pulse frequency ~2 Hz, laser fluence ~5 J/cm², He carrier gas with Ar make-up gas. | MASS-1 (Fe-Cu-Zn-S pressed pellet) and GSE-1G (synthetic basaltic glass) from the United States Geological Survey; pyrite PPP-1; chalcopyrite GBW07268; pyrrhotite SP-Po-01 (δ34S = 1.4‰ ± 0.4‰); chalcopyrite SP-CP-01 (δ34S = 5.45‰ ± 0.3‰); natural and synthetic minerals from USA SPI Supplies | 0.006976 |  |  |  | 0.33031 |  | 0.004275 |  |  |  | 0.011477 |  |  |  | 0.004516 | [5 empty] | 0.062049 | [5 empty] | 0.009411 | [5 empty] | 0.11317 | [9 empty] | 2.9726 | [13 empty] | 0.002887 | [11 empty] | 0.20003 |  | 0.092109 |  | 0.014348 | [7 empty] | 0.058178 | [5 empty] | 0.009349 | [15 empty] | 452.0633 |  | 0.023226 |  |  |  | 0.3976 | [5 empty] | 0.082571 | [7 empty] | 0.070643 | [5 empty] | 0.008988 |  |  |  | 0.001993 |  | 0.021781 | [7 empty] | 0.20641 |  |  |  |  | 2025
| Xunmei vent field, Niaochao vent field |  | Seafloor hydrothermal | Volcanic-hosted massive sulfide (VMS) | seafloor massive sulfide (SMS) | Cu, Zn, Au, Ag | Co, Pb, Sb | Cu, Zn, Au, Ag, Co, Pb, Sb |  |  | Xunmei vent field-2 | Xunmei vent field-2 | seafloor vent field |  |  |  |  | ore material | grab | grab | mineral separate | [5 empty] | mineralisation | sulfide chimney | pyrite, marcasite, chalcopyrite |  | pyrite, marcasite, chalcopyrite | multiple stages: colloform marcasite-pyrite intergrowths (outermost wall), replacement assemblages (transition layers), dense recrystallized assemblages, marcasite pseudomorphs after pyrrhotite (middle layer) | sulfide chimney | colloform, subhedral, anhedral, euhedral, dense coarse-grained, columnar pseudomorphs |  |  |  | sphalerite, pyrrhotite, anhydrite, galena, tetrahedrite, tennantite | Transverse sections (polished sections) | EMPA, LA-ICPMS, MC-ICPMS | JEOL JXA-8100 EPMA; Teledyne Cetac Technologies Analyte Excite laser ablation system coupled with an Agilent Technologies 7700x quadrupole ICP-MS; ESI NWR Image GEO 193 coupled with TOFWERK icp TOF R; Neptune Plus multicollector ICP-MS (Thermo Fisher Scientific, Bremen, Germany) coupled with a Geolas HD excimer ArF laser ablation system (Coherent, Göttingen, Germany); Bruker M4 Tornado™ system | SIO, MNR; China University of Petroleum (East China), Qingdao, China; Nanjing Focu MS Technology Co. Ltd., Nanjing, China; Shanghai Chemlab Laboratory, Shanghai, China; Wuhan Sample Solution Analytical Technology Co. Ltd., Wuhan, China | EPMA: beam current of 10 nA, beam size of 1–5 μm, accelerating voltage of 20 kV. Micro-XRF: rhodium target X-ray tube operating at 50 kV and 800 nA, polycapillary lens providing a 40-μm spot size on a 20-μm raster, dwell time of 5 ms per pixel. LA-ICP-MS: 193-nm ArF excimer laser, fluence of 6 J/cm², 6 Hz repetition rate for 40 seconds (240 pulses), 30-second pre-ablation blank, total run time 70 seconds, spot size 32–44 μm, He carrier gas mixed with Ar. LA-ICP-TOF-MS: 193 nm ArF excimer laser, spot diameter ~20 µm, repetition rate ~20 Hz, laser fluence ~7 J/cm², scan speed ~4000 µm/s, He carrier gas ~600 ml/min, washout time 50 ms. S isotope MC-ICP-MS: spot size ~44 μm, pulse frequency ~2 Hz, laser fluence ~5 J/cm², He carrier gas with Ar make-up gas. | MASS-1 (Fe-Cu-Zn-S pressed pellet) and GSE-1G (synthetic basaltic glass) from the United States Geological Survey; pyrite PPP-1; chalcopyrite GBW07268; pyrrhotite SP-Po-01 (δ34S = 1.4‰ ± 0.4‰); chalcopyrite SP-CP-01 (δ34S = 5.45‰ ± 0.3‰); natural and synthetic minerals from USA SPI Supplies | [147 empty] | 2025
| Xunmei vent field, Niaochao vent field |  | Seafloor hydrothermal | Volcanic-hosted massive sulfide (VMS) | seafloor massive sulfide (SMS) | Cu, Zn, Au, Ag | Co, Pb, Sb | Cu, Zn, Au, Ag, Co, Pb, Sb |  |  | I-Mrc1 (n=9)-13 | I-Mrc1 (n=9)-13 | seafloor vent field |  |  |  |  | ore material | grab | grab | mineral separate | [5 empty] | mineralisation | sulfide chimney | pyrite, marcasite, chalcopyrite |  | pyrite, marcasite, chalcopyrite | multiple stages: colloform marcasite-pyrite intergrowths (outermost wall), replacement assemblages (transition layers), dense recrystallized assemblages, marcasite pseudomorphs after pyrrhotite (middle layer) | sulfide chimney | colloform, subhedral, anhedral, euhedral, dense coarse-grained, columnar pseudomorphs |  |  |  | sphalerite, pyrrhotite, anhydrite, galena, tetrahedrite, tennantite | Transverse sections (polished sections) | EMPA, LA-ICPMS, MC-ICPMS | JEOL JXA-8100 EPMA; Teledyne Cetac Technologies Analyte Excite laser ablation system coupled with an Agilent Technologies 7700x quadrupole ICP-MS; ESI NWR Image GEO 193 coupled with TOFWERK icp TOF R; Neptune Plus multicollector ICP-MS (Thermo Fisher Scientific, Bremen, Germany) coupled with a Geolas HD excimer ArF laser ablation system (Coherent, Göttingen, Germany); Bruker M4 Tornado™ system | SIO, MNR; China University of Petroleum (East China), Qingdao, China; Nanjing Focu MS Technology Co. Ltd., Nanjing, China; Shanghai Chemlab Laboratory, Shanghai, China; Wuhan Sample Solution Analytical Technology Co. Ltd., Wuhan, China | EPMA: beam current of 10 nA, beam size of 1–5 μm, accelerating voltage of 20 kV. Micro-XRF: rhodium target X-ray tube operating at 50 kV and 800 nA, polycapillary lens providing a 40-μm spot size on a 20-μm raster, dwell time of 5 ms per pixel. LA-ICP-MS: 193-nm ArF excimer laser, fluence of 6 J/cm², 6 Hz repetition rate for 40 seconds (240 pulses), 30-second pre-ablation blank, total run time 70 seconds, spot size 32–44 μm, He carrier gas mixed with Ar. LA-ICP-TOF-MS: 193 nm ArF excimer laser, spot diameter ~20 µm, repetition rate ~20 Hz, laser fluence ~7 J/cm², scan speed ~4000 µm/s, He carrier gas ~600 ml/min, washout time 50 ms. S isotope MC-ICP-MS: spot size ~44 μm, pulse frequency ~2 Hz, laser fluence ~5 J/cm², He carrier gas with Ar make-up gas. | MASS-1 (Fe-Cu-Zn-S pressed pellet) and GSE-1G (synthetic basaltic glass) from the United States Geological Survey; pyrite PPP-1; chalcopyrite GBW07268; pyrrhotite SP-Po-01 (δ34S = 1.4‰ ± 0.4‰); chalcopyrite SP-CP-01 (δ34S = 5.45‰ ± 0.3‰); natural and synthetic minerals from USA SPI Supplies | 0.037941 |  |  |  | 0.96336 |  | 0.067279 |  |  |  | 0.037279 |  |  |  | 0.00776 | [5 empty] | 0.1027 | [5 empty] | 0.041307 | [5 empty] | 0.34725 | [9 empty] | 9.3995 | [13 empty] | 0.01824 | [11 empty] | 0.768 |  | 0.28828 |  | 0.047363 | [7 empty] | 0.14363 | [5 empty] | 0.029262 | [15 empty] | 1275.0845 |  | 0.066991 |  |  |  | 1.1808 | [5 empty] | 0.25525 | [7 empty] | 0.51548 | [5 empty] | 0.015774 |  |  |  | 0.009535 |  | 0.093742 | [7 empty] | 0.75452 |  |  |  |  | 2025
| Xunmei vent field, Niaochao vent field |  | Seafloor hydrothermal | Volcanic-hosted massive sulfide (VMS) | seafloor massive sulfide (SMS) | Cu, Zn, Au, Ag | Co, Pb, Sb | Cu, Zn, Au, Ag, Co, Pb, Sb |  |  | I-Mrc1 (n=9)-14 | I-Mrc1 (n=9)-14 | seafloor vent field |  |  |  |  | ore material | grab | grab | mineral separate | [5 empty] | mineralisation | sulfide chimney | pyrite, marcasite, chalcopyrite |  | pyrite, marcasite, chalcopyrite | multiple stages: colloform marcasite-pyrite intergrowths (outermost wall), replacement assemblages (transition layers), dense recrystallized assemblages, marcasite pseudomorphs after pyrrhotite (middle layer) | sulfide chimney | colloform, subhedral, anhedral, euhedral, dense coarse-grained, columnar pseudomorphs |  |  |  | sphalerite, pyrrhotite, anhydrite, galena, tetrahedrite, tennantite | Transverse sections (polished sections) | EMPA, LA-ICPMS, MC-ICPMS | JEOL JXA-8100 EPMA; Teledyne Cetac Technologies Analyte Excite laser ablation system coupled with an Agilent Technologies 7700x quadrupole ICP-MS; ESI NWR Image GEO 193 coupled with TOFWERK icp TOF R; Neptune Plus multicollector ICP-MS (Thermo Fisher Scientific, Bremen, Germany) coupled with a Geolas HD excimer ArF laser ablation system (Coherent, Göttingen, Germany); Bruker M4 Tornado™ system | SIO, MNR; China University of Petroleum (East China), Qingdao, China; Nanjing Focu MS Technology Co. Ltd., Nanjing, China; Shanghai Chemlab Laboratory, Shanghai, China; Wuhan Sample Solution Analytical Technology Co. Ltd., Wuhan, China | EPMA: beam current of 10 nA, beam size of 1–5 μm, accelerating voltage of 20 kV. Micro-XRF: rhodium target X-ray tube operating at 50 kV and 800 nA, polycapillary lens providing a 40-μm spot size on a 20-μm raster, dwell time of 5 ms per pixel. LA-ICP-MS: 193-nm ArF excimer laser, fluence of 6 J/cm², 6 Hz repetition rate for 40 seconds (240 pulses), 30-second pre-ablation blank, total run time 70 seconds, spot size 32–44 μm, He carrier gas mixed with Ar. LA-ICP-TOF-MS: 193 nm ArF excimer laser, spot diameter ~20 µm, repetition rate ~20 Hz, laser fluence ~7 J/cm², scan speed ~4000 µm/s, He carrier gas ~600 ml/min, washout time 50 ms. S isotope MC-ICP-MS: spot size ~44 μm, pulse frequency ~2 Hz, laser fluence ~5 J/cm², He carrier gas with Ar make-up gas. | MASS-1 (Fe-Cu-Zn-S pressed pellet) and GSE-1G (synthetic basaltic glass) from the United States Geological Survey; pyrite PPP-1; chalcopyrite GBW07268; pyrrhotite SP-Po-01 (δ34S = 1.4‰ ± 0.4‰); chalcopyrite SP-CP-01 (δ34S = 5.45‰ ± 0.3‰); natural and synthetic minerals from USA SPI Supplies | 0.020504 |  |  |  | 0.93012 |  | 0.010102 |  |  |  | 0.044367 |  |  |  | 0.013312 | [5 empty] | 0.22402 | [5 empty] | 0.024393 | [5 empty] | 0.26317 | [9 empty] | 8.5517 | [13 empty] | 0.005179 | [11 empty] | 0.34619 |  | 0.19856 |  | 0.06432 | [7 empty] | 0.15399 | [5 empty] | 0.025072 | [15 empty] | 1055.0797 |  | 0.06773 |  |  |  | 0.93112 | [5 empty] | 0.21484 | [7 empty] | 0.22108 | [5 empty] | 0.03357 |  |  |  | 0.012804 |  | 0.050467 | [7 empty] | 0.49301 |  |  |  |  | 2025
| Xunmei vent field, Niaochao vent field |  | Seafloor hydrothermal | Volcanic-hosted massive sulfide (VMS) | seafloor massive sulfide (SMS) | Cu, Zn, Au, Ag | Co, Pb, Sb | Cu, Zn, Au, Ag, Co, Pb, Sb |  |  | I-Mrc1 (n=9)-15 | I-Mrc1 (n=9)-15 | seafloor vent field |  |  |  |  | ore material | grab | grab | mineral separate | [5 empty] | mineralisation | sulfide chimney | pyrite, marcasite, chalcopyrite |  | pyrite, marcasite, chalcopyrite | multiple stages: colloform marcasite-pyrite intergrowths (outermost wall), replacement assemblages (transition layers), dense recrystallized assemblages, marcasite pseudomorphs after pyrrhotite (middle layer) | sulfide chimney | colloform, subhedral, anhedral, euhedral, dense coarse-grained, columnar pseudomorphs |  |  |  | sphalerite, pyrrhotite, anhydrite, galena, tetrahedrite, tennantite | Transverse sections (polished sections) | EMPA, LA-ICPMS, MC-ICPMS | JEOL JXA-8100 EPMA; Teledyne Cetac Technologies Analyte Excite laser ablation system coupled with an Agilent Technologies 7700x quadrupole ICP-MS; ESI NWR Image GEO 193 coupled with TOFWERK icp TOF R; Neptune Plus multicollector ICP-MS (Thermo Fisher Scientific, Bremen, Germany) coupled with a Geolas HD excimer ArF laser ablation system (Coherent, Göttingen, Germany); Bruker M4 Tornado™ system | SIO, MNR; China University of Petroleum (East China), Qingdao, China; Nanjing Focu MS Technology Co. Ltd., Nanjing, China; Shanghai Chemlab Laboratory, Shanghai, China; Wuhan Sample Solution Analytical Technology Co. Ltd., Wuhan, China | EPMA: beam current of 10 nA, beam size of 1–5 μm, accelerating voltage of 20 kV. Micro-XRF: rhodium target X-ray tube operating at 50 kV and 800 nA, polycapillary lens providing a 40-μm spot size on a 20-μm raster, dwell time of 5 ms per pixel. LA-ICP-MS: 193-nm ArF excimer laser, fluence of 6 J/cm², 6 Hz repetition rate for 40 seconds (240 pulses), 30-second pre-ablation blank, total run time 70 seconds, spot size 32–44 μm, He carrier gas mixed with Ar. LA-ICP-TOF-MS: 193 nm ArF excimer laser, spot diameter ~20 µm, repetition rate ~20 Hz, laser fluence ~7 J/cm², scan speed ~4000 µm/s, He carrier gas ~600 ml/min, washout time 50 ms. S isotope MC-ICP-MS: spot size ~44 μm, pulse frequency ~2 Hz, laser fluence ~5 J/cm², He carrier gas with Ar make-up gas. | MASS-1 (Fe-Cu-Zn-S pressed pellet) and GSE-1G (synthetic basaltic glass) from the United States Geological Survey; pyrite PPP-1; chalcopyrite GBW07268; pyrrhotite SP-Po-01 (δ34S = 1.4‰ ± 0.4‰); chalcopyrite SP-CP-01 (δ34S = 5.45‰ ± 0.3‰); natural and synthetic minerals from USA SPI Supplies | 0.046739 |  |  |  | 0.97439 |  | 0.022513 |  |  |  | 0.044674 |  |  |  | 0.018449 | [5 empty] | 0.089019 | [5 empty] | 0.036682 | [5 empty] | 0.25049 | [9 empty] | 9.0828 | [13 empty] | 0.010454 | [11 empty] | 0.28857 |  | 0.22466 |  | 0.064927 | [7 empty] | 0.20376 | [5 empty] | 0.036115 | [15 empty] | 959.1682 |  | 0.054413 |  |  |  | 1.1168 | [5 empty] | 0.23837 | [7 empty] | 0.22355 | [5 empty] | 0.020139 |  |  |  | 0.004127 |  | 0.056164 | [7 empty] | 0.48437 |  |  |  |  | 2025
| Xunmei vent field, Niaochao vent field |  | Seafloor hydrothermal | Volcanic-hosted massive sulfide (VMS) | seafloor massive sulfide (SMS) | Cu, Zn, Au, Ag | Co, Pb, Sb | Cu, Zn, Au, Ag, Co, Pb, Sb |  |  | I-Mrc1 (n=9)-16 | I-Mrc1 (n=9)-16 | seafloor vent field |  |  |  |  | ore material | grab | grab | mineral separate | [5 empty] | mineralisation | sulfide chimney | pyrite, marcasite, chalcopyrite |  | pyrite, marcasite, chalcopyrite | multiple stages: colloform marcasite-pyrite intergrowths (outermost wall), replacement assemblages (transition layers), dense recrystallized assemblages, marcasite pseudomorphs after pyrrhotite (middle layer) | sulfide chimney | colloform, subhedral, anhedral, euhedral, dense coarse-grained, columnar pseudomorphs |  |  |  | sphalerite, pyrrhotite, anhydrite, galena, tetrahedrite, tennantite | Transverse sections (polished sections) | EMPA, LA-ICPMS, MC-ICPMS | JEOL JXA-8100 EPMA; Teledyne Cetac Technologies Analyte Excite laser ablation system coupled with an Agilent Technologies 7700x quadrupole ICP-MS; ESI NWR Image GEO 193 coupled with TOFWERK icp TOF R; Neptune Plus multicollector ICP-MS (Thermo Fisher Scientific, Bremen, Germany) coupled with a Geolas HD excimer ArF laser ablation system (Coherent, Göttingen, Germany); Bruker M4 Tornado™ system | SIO, MNR; China University of Petroleum (East China), Qingdao, China; Nanjing Focu MS Technology Co. Ltd., Nanjing, China; Shanghai Chemlab Laboratory, Shanghai, China; Wuhan Sample Solution Analytical Technology Co. Ltd., Wuhan, China | EPMA: beam current of 10 nA, beam size of 1–5 μm, accelerating voltage of 20 kV. Micro-XRF: rhodium target X-ray tube operating at 50 kV and 800 nA, polycapillary lens providing a 40-μm spot size on a 20-μm raster, dwell time of 5 ms per pixel. LA-ICP-MS: 193-nm ArF excimer laser, fluence of 6 J/cm², 6 Hz repetition rate for 40 seconds (240 pulses), 30-second pre-ablation blank, total run time 70 seconds, spot size 32–44 μm, He carrier gas mixed with Ar. LA-ICP-TOF-MS: 193 nm ArF excimer laser, spot diameter ~20 µm, repetition rate ~20 Hz, laser fluence ~7 J/cm², scan speed ~4000 µm/s, He carrier gas ~600 ml/min, washout time 50 ms. S isotope MC-ICP-MS: spot size ~44 μm, pulse frequency ~2 Hz, laser fluence ~5 J/cm², He carrier gas with Ar make-up gas. | MASS-1 (Fe-Cu-Zn-S pressed pellet) and GSE-1G (synthetic basaltic glass) from the United States Geological Survey; pyrite PPP-1; chalcopyrite GBW07268; pyrrhotite SP-Po-01 (δ34S = 1.4‰ ± 0.4‰); chalcopyrite SP-CP-01 (δ34S = 5.45‰ ± 0.3‰); natural and synthetic minerals from USA SPI Supplies | 0.014915 |  |  |  | 1.1902 |  | 0.03231 |  |  |  | 0 |  |  |  | 0.013047 | [5 empty] | 0.18995 | [5 empty] | 0.030826 | [5 empty] | 0.30465 | [9 empty] | 10.2568 | [13 empty] | 0.005266 | [11 empty] | 0.8734 |  | 0.23961 |  | 0.029529 | [7 empty] | 0.18942 | [5 empty] | 0.033324 | [15 empty] | 1171.6134 |  | 0.068763 |  |  |  | 1.3536 | [5 empty] | 0.24959 | [7 empty] | 0.31455 | [5 empty] | 0.031147 |  |  |  | 0.004185 |  | 0.087005 | [7 empty] | 0.5273 |  |  |  |  | 2025
| Xunmei vent field, Niaochao vent field |  | Seafloor hydrothermal | Volcanic-hosted massive sulfide (VMS) | seafloor massive sulfide (SMS) | Cu, Zn, Au, Ag | Co, Pb, Sb | Cu, Zn, Au, Ag, Co, Pb, Sb |  |  | I-Mrc1 (n=9)-17 | I-Mrc1 (n=9)-17 | seafloor vent field |  |  |  |  | ore material | grab | grab | mineral separate | [5 empty] | mineralisation | sulfide chimney | pyrite, marcasite, chalcopyrite |  | pyrite, marcasite, chalcopyrite | multiple stages: colloform marcasite-pyrite intergrowths (outermost wall), replacement assemblages (transition layers), dense recrystallized assemblages, marcasite pseudomorphs after pyrrhotite (middle layer) | sulfide chimney | colloform, subhedral, anhedral, euhedral, dense coarse-grained, columnar pseudomorphs |  |  |  | sphalerite, pyrrhotite, anhydrite, galena, tetrahedrite, tennantite | Transverse sections (polished sections) | EMPA, LA-ICPMS, MC-ICPMS | JEOL JXA-8100 EPMA; Teledyne Cetac Technologies Analyte Excite laser ablation system coupled with an Agilent Technologies 7700x quadrupole ICP-MS; ESI NWR Image GEO 193 coupled with TOFWERK icp TOF R; Neptune Plus multicollector ICP-MS (Thermo Fisher Scientific, Bremen, Germany) coupled with a Geolas HD excimer ArF laser ablation system (Coherent, Göttingen, Germany); Bruker M4 Tornado™ system | SIO, MNR; China University of Petroleum (East China), Qingdao, China; Nanjing Focu MS Technology Co. Ltd., Nanjing, China; Shanghai Chemlab Laboratory, Shanghai, China; Wuhan Sample Solution Analytical Technology Co. Ltd., Wuhan, China | EPMA: beam current of 10 nA, beam size of 1–5 μm, accelerating voltage of 20 kV. Micro-XRF: rhodium target X-ray tube operating at 50 kV and 800 nA, polycapillary lens providing a 40-μm spot size on a 20-μm raster, dwell time of 5 ms per pixel. LA-ICP-MS: 193-nm ArF excimer laser, fluence of 6 J/cm², 6 Hz repetition rate for 40 seconds (240 pulses), 30-second pre-ablation blank, total run time 70 seconds, spot size 32–44 μm, He carrier gas mixed with Ar. LA-ICP-TOF-MS: 193 nm ArF excimer laser, spot diameter ~20 µm, repetition rate ~20 Hz, laser fluence ~7 J/cm², scan speed ~4000 µm/s, He carrier gas ~600 ml/min, washout time 50 ms. S isotope MC-ICP-MS: spot size ~44 μm, pulse frequency ~2 Hz, laser fluence ~5 J/cm², He carrier gas with Ar make-up gas. | MASS-1 (Fe-Cu-Zn-S pressed pellet) and GSE-1G (synthetic basaltic glass) from the United States Geological Survey; pyrite PPP-1; chalcopyrite GBW07268; pyrrhotite SP-Po-01 (δ34S = 1.4‰ ± 0.4‰); chalcopyrite SP-CP-01 (δ34S = 5.45‰ ± 0.3‰); natural and synthetic minerals from USA SPI Supplies | 0.014171 |  |  |  | 1.1122 |  | 0.021707 |  |  |  | 0.030777 |  |  |  | 0.015124 | [5 empty] | 0.21544 | [5 empty] | 0.024279 | [5 empty] | 0.32257 | [9 empty] | 8.374 | [13 empty] | 0.006866 | [11 empty] | 0.42653 |  | 0.19274 |  | 0.028083 | [7 empty] | 0.19375 | [5 empty] | 0.029083 | [15 empty] | 1352.6023 |  | 0.043597 |  |  |  | 0.85475 | [5 empty] | 0.20075 | [7 empty] | 0.21502 | [5 empty] | 0.027164 |  |  |  | 0.00399 |  | 0.054408 | [7 empty] | 0.52755 |  |  |  |  | 2025
| Xunmei vent field, Niaochao vent field |  | Seafloor hydrothermal | Volcanic-hosted massive sulfide (VMS) | seafloor massive sulfide (SMS) | Cu, Zn, Au, Ag | Co, Pb, Sb | Cu, Zn, Au, Ag, Co, Pb, Sb |  |  | I-Mrc1 (n=9)-18 | I-Mrc1 (n=9)-18 | seafloor vent field |  |  |  |  | ore material | grab | grab | mineral separate | [5 empty] | mineralisation | sulfide chimney | pyrite, marcasite, chalcopyrite |  | pyrite, marcasite, chalcopyrite | multiple stages: colloform marcasite-pyrite intergrowths (outermost wall), replacement assemblages (transition layers), dense recrystallized assemblages, marcasite pseudomorphs after pyrrhotite (middle layer) | sulfide chimney | colloform, subhedral, anhedral, euhedral, dense coarse-grained, columnar pseudomorphs |  |  |  | sphalerite, pyrrhotite, anhydrite, galena, tetrahedrite, tennantite | Transverse sections (polished sections) | EMPA, LA-ICPMS, MC-ICPMS | JEOL JXA-8100 EPMA; Teledyne Cetac Technologies Analyte Excite laser ablation system coupled with an Agilent Technologies 7700x quadrupole ICP-MS; ESI NWR Image GEO 193 coupled with TOFWERK icp TOF R; Neptune Plus multicollector ICP-MS (Thermo Fisher Scientific, Bremen, Germany) coupled with a Geolas HD excimer ArF laser ablation system (Coherent, Göttingen, Germany); Bruker M4 Tornado™ system | SIO, MNR; China University of Petroleum (East China), Qingdao, China; Nanjing Focu MS Technology Co. Ltd., Nanjing, China; Shanghai Chemlab Laboratory, Shanghai, China; Wuhan Sample Solution Analytical Technology Co. Ltd., Wuhan, China | EPMA: beam current of 10 nA, beam size of 1–5 μm, accelerating voltage of 20 kV. Micro-XRF: rhodium target X-ray tube operating at 50 kV and 800 nA, polycapillary lens providing a 40-μm spot size on a 20-μm raster, dwell time of 5 ms per pixel. LA-ICP-MS: 193-nm ArF excimer laser, fluence of 6 J/cm², 6 Hz repetition rate for 40 seconds (240 pulses), 30-second pre-ablation blank, total run time 70 seconds, spot size 32–44 μm, He carrier gas mixed with Ar. LA-ICP-TOF-MS: 193 nm ArF excimer laser, spot diameter ~20 µm, repetition rate ~20 Hz, laser fluence ~7 J/cm², scan speed ~4000 µm/s, He carrier gas ~600 ml/min, washout time 50 ms. S isotope MC-ICP-MS: spot size ~44 μm, pulse frequency ~2 Hz, laser fluence ~5 J/cm², He carrier gas with Ar make-up gas. | MASS-1 (Fe-Cu-Zn-S pressed pellet) and GSE-1G (synthetic basaltic glass) from the United States Geological Survey; pyrite PPP-1; chalcopyrite GBW07268; pyrrhotite SP-Po-01 (δ34S = 1.4‰ ± 0.4‰); chalcopyrite SP-CP-01 (δ34S = 5.45‰ ± 0.3‰); natural and synthetic minerals from USA SPI Supplies | 0.030885 |  |  |  | 0.60785 |  | 0.021971 |  |  |  | 0.023361 |  |  |  | 0.009466 | [5 empty] | 0.084107 | [5 empty] | 0.012259 | [5 empty] | 0.17755 | [9 empty] | 8.9719 | [13 empty] | 0.006095 | [11 empty] | 0.44068 |  | 0.1528 |  | 0.061978 | [7 empty] | 0.13894 | [5 empty] | 0.014118 | [15 empty] | 671.6028 |  | 0.048638 |  |  |  | 0.69985 | [5 empty] | 0.169 | [7 empty] | 0.1487 | [5 empty] | 0.027244 |  |  |  | 0 |  | 0.062022 | [7 empty] | 0.33521 |  |  |  |  | 2025
| Xunmei vent field, Niaochao vent field |  | Seafloor hydrothermal | Volcanic-hosted massive sulfide (VMS) | seafloor massive sulfide (SMS) | Cu, Zn, Au, Ag | Co, Pb, Sb | Cu, Zn, Au, Ag, Co, Pb, Sb |  |  | I-Mrc1 (n=9)-19 | I-Mrc1 (n=9)-19 | seafloor vent field |  |  |  |  | ore material | grab | grab | mineral separate | [5 empty] | mineralisation | sulfide chimney | pyrite, marcasite, chalcopyrite |  | pyrite, marcasite, chalcopyrite | multiple stages: colloform marcasite-pyrite intergrowths (outermost wall), replacement assemblages (transition layers), dense recrystallized assemblages, marcasite pseudomorphs after pyrrhotite (middle layer) | sulfide chimney | colloform, subhedral, anhedral, euhedral, dense coarse-grained, columnar pseudomorphs |  |  |  | sphalerite, pyrrhotite, anhydrite, galena, tetrahedrite, tennantite | Transverse sections (polished sections) | EMPA, LA-ICPMS, MC-ICPMS | JEOL JXA-8100 EPMA; Teledyne Cetac Technologies Analyte Excite laser ablation system coupled with an Agilent Technologies 7700x quadrupole ICP-MS; ESI NWR Image GEO 193 coupled with TOFWERK icp TOF R; Neptune Plus multicollector ICP-MS (Thermo Fisher Scientific, Bremen, Germany) coupled with a Geolas HD excimer ArF laser ablation system (Coherent, Göttingen, Germany); Bruker M4 Tornado™ system | SIO, MNR; China University of Petroleum (East China), Qingdao, China; Nanjing Focu MS Technology Co. Ltd., Nanjing, China; Shanghai Chemlab Laboratory, Shanghai, China; Wuhan Sample Solution Analytical Technology Co. Ltd., Wuhan, China | EPMA: beam current of 10 nA, beam size of 1–5 μm, accelerating voltage of 20 kV. Micro-XRF: rhodium target X-ray tube operating at 50 kV and 800 nA, polycapillary lens providing a 40-μm spot size on a 20-μm raster, dwell time of 5 ms per pixel. LA-ICP-MS: 193-nm ArF excimer laser, fluence of 6 J/cm², 6 Hz repetition rate for 40 seconds (240 pulses), 30-second pre-ablation blank, total run time 70 seconds, spot size 32–44 μm, He carrier gas mixed with Ar. LA-ICP-TOF-MS: 193 nm ArF excimer laser, spot diameter ~20 µm, repetition rate ~20 Hz, laser fluence ~7 J/cm², scan speed ~4000 µm/s, He carrier gas ~600 ml/min, washout time 50 ms. S isotope MC-ICP-MS: spot size ~44 μm, pulse frequency ~2 Hz, laser fluence ~5 J/cm², He carrier gas with Ar make-up gas. | MASS-1 (Fe-Cu-Zn-S pressed pellet) and GSE-1G (synthetic basaltic glass) from the United States Geological Survey; pyrite PPP-1; chalcopyrite GBW07268; pyrrhotite SP-Po-01 (δ34S = 1.4‰ ± 0.4‰); chalcopyrite SP-CP-01 (δ34S = 5.45‰ ± 0.3‰); natural and synthetic minerals from USA SPI Supplies | 0.010585 |  |  |  | 0.62458 |  | 0 |  |  |  | 0.053692 |  |  |  | 0.008995 | [5 empty] | 0.16851 | [5 empty] | 0.019282 | [5 empty] | 0.16488 | [9 empty] | 8.2372 | [13 empty] | 0.003994 | [11 empty] | 0.37276 |  | 0.20958 |  | 0 | [7 empty] | 0.11716 | [5 empty] | 0.01103 | [15 empty] | 864.1198 |  | 0.078655 |  |  |  | 0.95649 | [5 empty] | 0.17468 | [7 empty] | 0.15554 | [5 empty] | 0.028142 |  |  |  | 0.007505 |  | 0.064201 | [7 empty] | 0.50023 |  |  |  |  | 2025
| Xunmei vent field, Niaochao vent field |  | Seafloor hydrothermal | Volcanic-hosted massive sulfide (VMS) | seafloor massive sulfide (SMS) | Cu, Zn, Au, Ag | Co, Pb, Sb | Cu, Zn, Au, Ag, Co, Pb, Sb |  |  | I-Mrc1 (n=9)-20 | I-Mrc1 (n=9)-20 | seafloor vent field |  |  |  |  | ore material | grab | grab | mineral separate | [5 empty] | mineralisation | sulfide chimney | pyrite, marcasite, chalcopyrite |  | pyrite, marcasite, chalcopyrite | multiple stages: colloform marcasite-pyrite intergrowths (outermost wall), replacement assemblages (transition layers), dense recrystallized assemblages, marcasite pseudomorphs after pyrrhotite (middle layer) | sulfide chimney | colloform, subhedral, anhedral, euhedral, dense coarse-grained, columnar pseudomorphs |  |  |  | sphalerite, pyrrhotite, anhydrite, galena, tetrahedrite, tennantite | Transverse sections (polished sections) | EMPA, LA-ICPMS, MC-ICPMS | JEOL JXA-8100 EPMA; Teledyne Cetac Technologies Analyte Excite laser ablation system coupled with an Agilent Technologies 7700x quadrupole ICP-MS; ESI NWR Image GEO 193 coupled with TOFWERK icp TOF R; Neptune Plus multicollector ICP-MS (Thermo Fisher Scientific, Bremen, Germany) coupled with a Geolas HD excimer ArF laser ablation system (Coherent, Göttingen, Germany); Bruker M4 Tornado™ system | SIO, MNR; China University of Petroleum (East China), Qingdao, China; Nanjing Focu MS Technology Co. Ltd., Nanjing, China; Shanghai Chemlab Laboratory, Shanghai, China; Wuhan Sample Solution Analytical Technology Co. Ltd., Wuhan, China | EPMA: beam current of 10 nA, beam size of 1–5 μm, accelerating voltage of 20 kV. Micro-XRF: rhodium target X-ray tube operating at 50 kV and 800 nA, polycapillary lens providing a 40-μm spot size on a 20-μm raster, dwell time of 5 ms per pixel. LA-ICP-MS: 193-nm ArF excimer laser, fluence of 6 J/cm², 6 Hz repetition rate for 40 seconds (240 pulses), 30-second pre-ablation blank, total run time 70 seconds, spot size 32–44 μm, He carrier gas mixed with Ar. LA-ICP-TOF-MS: 193 nm ArF excimer laser, spot diameter ~20 µm, repetition rate ~20 Hz, laser fluence ~7 J/cm², scan speed ~4000 µm/s, He carrier gas ~600 ml/min, washout time 50 ms. S isotope MC-ICP-MS: spot size ~44 μm, pulse frequency ~2 Hz, laser fluence ~5 J/cm², He carrier gas with Ar make-up gas. | MASS-1 (Fe-Cu-Zn-S pressed pellet) and GSE-1G (synthetic basaltic glass) from the United States Geological Survey; pyrite PPP-1; chalcopyrite GBW07268; pyrrhotite SP-Po-01 (δ34S = 1.4‰ ± 0.4‰); chalcopyrite SP-CP-01 (δ34S = 5.45‰ ± 0.3‰); natural and synthetic minerals from USA SPI Supplies | 0.013751 |  |  |  | 1.0889 |  | 0.021315 |  |  |  | 0.066643 |  |  |  | 0.014618 | [5 empty] | 0.1625 | [5 empty] | 0.020855 | [5 empty] | 0.25734 | [9 empty] | 8.6553 | [13 empty] | 0.008403 | [11 empty] | 0.30288 |  | 0.21269 |  | 0 | [7 empty] | 0.19665 | [5 empty] | 0.017182 | [15 empty] | 918.518 |  | 0.041665 |  |  |  | 1.2498 | [5 empty] | 0.23339 | [7 empty] | 0 | [5 empty] | 0.02877 |  |  |  | 0.005306 |  | 0.071351 | [7 empty] | 0.42776 |  |  |  |  | 2025
| Xunmei vent field, Niaochao vent field |  | Seafloor hydrothermal | Volcanic-hosted massive sulfide (VMS) | seafloor massive sulfide (SMS) | Cu, Zn, Au, Ag | Co, Pb, Sb | Cu, Zn, Au, Ag, Co, Pb, Sb |  |  | I-Mrc1 (n=9)-21 | I-Mrc1 (n=9)-21 | seafloor vent field |  |  |  |  | ore material | grab | grab | mineral separate | [5 empty] | mineralisation | sulfide chimney | pyrite, marcasite, chalcopyrite |  | pyrite, marcasite, chalcopyrite | multiple stages: colloform marcasite-pyrite intergrowths (outermost wall), replacement assemblages (transition layers), dense recrystallized assemblages, marcasite pseudomorphs after pyrrhotite (middle layer) | sulfide chimney | colloform, subhedral, anhedral, euhedral, dense coarse-grained, columnar pseudomorphs |  |  |  | sphalerite, pyrrhotite, anhydrite, galena, tetrahedrite, tennantite | Transverse sections (polished sections) | EMPA, LA-ICPMS, MC-ICPMS | JEOL JXA-8100 EPMA; Teledyne Cetac Technologies Analyte Excite laser ablation system coupled with an Agilent Technologies 7700x quadrupole ICP-MS; ESI NWR Image GEO 193 coupled with TOFWERK icp TOF R; Neptune Plus multicollector ICP-MS (Thermo Fisher Scientific, Bremen, Germany) coupled with a Geolas HD excimer ArF laser ablation system (Coherent, Göttingen, Germany); Bruker M4 Tornado™ system | SIO, MNR; China University of Petroleum (East China), Qingdao, China; Nanjing Focu MS Technology Co. Ltd., Nanjing, China; Shanghai Chemlab Laboratory, Shanghai, China; Wuhan Sample Solution Analytical Technology Co. Ltd., Wuhan, China | EPMA: beam current of 10 nA, beam size of 1–5 μm, accelerating voltage of 20 kV. Micro-XRF: rhodium target X-ray tube operating at 50 kV and 800 nA, polycapillary lens providing a 40-μm spot size on a 20-μm raster, dwell time of 5 ms per pixel. LA-ICP-MS: 193-nm ArF excimer laser, fluence of 6 J/cm², 6 Hz repetition rate for 40 seconds (240 pulses), 30-second pre-ablation blank, total run time 70 seconds, spot size 32–44 μm, He carrier gas mixed with Ar. LA-ICP-TOF-MS: 193 nm ArF excimer laser, spot diameter ~20 µm, repetition rate ~20 Hz, laser fluence ~7 J/cm², scan speed ~4000 µm/s, He carrier gas ~600 ml/min, washout time 50 ms. S isotope MC-ICP-MS: spot size ~44 μm, pulse frequency ~2 Hz, laser fluence ~5 J/cm², He carrier gas with Ar make-up gas. | MASS-1 (Fe-Cu-Zn-S pressed pellet) and GSE-1G (synthetic basaltic glass) from the United States Geological Survey; pyrite PPP-1; chalcopyrite GBW07268; pyrrhotite SP-Po-01 (δ34S = 1.4‰ ± 0.4‰); chalcopyrite SP-CP-01 (δ34S = 5.45‰ ± 0.3‰); natural and synthetic minerals from USA SPI Supplies | 0.032359 |  |  |  | 0.89334 |  | 0.009497 |  |  |  | 0.086994 |  |  |  | 0.013203 | [5 empty] | 0.23398 | [5 empty] | 0.020585 | [5 empty] | 0.21897 | [9 empty] | 7.7853 | [13 empty] | 0.003465 | [11 empty] | 0.49812 |  | 0.19197 |  | 0.063455 | [7 empty] | 0.13042 | [5 empty] | 0.031491 | [15 empty] | 1043.1812 |  | 0.065207 |  |  |  | 0.50869 | [5 empty] | 0.1941 | [7 empty] | 0.39726 | [5 empty] | 0.021217 |  |  |  | 0.00523 |  | 0.040394 | [7 empty] | 0.51219 |  |  |  |  | 2025
| Xunmei vent field, Niaochao vent field |  | Seafloor hydrothermal | Volcanic-hosted massive sulfide (VMS) | seafloor massive sulfide (SMS) | Cu, Zn, Au, Ag | Co, Pb, Sb | Cu, Zn, Au, Ag, Co, Pb, Sb |  |  | I-Py1 (n=9)-13 | I-Py1 (n=9)-13 | seafloor vent field |  |  |  |  | ore material | grab | grab | mineral separate | [5 empty] | mineralisation | sulfide chimney | pyrite, marcasite, chalcopyrite |  | pyrite, marcasite, chalcopyrite | multiple stages: colloform marcasite-pyrite intergrowths (outermost wall), replacement assemblages (transition layers), dense recrystallized assemblages, marcasite pseudomorphs after pyrrhotite (middle layer) | sulfide chimney | colloform, subhedral, anhedral, euhedral, dense coarse-grained, columnar pseudomorphs |  |  |  | sphalerite, pyrrhotite, anhydrite, galena, tetrahedrite, tennantite | Transverse sections (polished sections) | EMPA, LA-ICPMS, MC-ICPMS | JEOL JXA-8100 EPMA; Teledyne Cetac Technologies Analyte Excite laser ablation system coupled with an Agilent Technologies 7700x quadrupole ICP-MS; ESI NWR Image GEO 193 coupled with TOFWERK icp TOF R; Neptune Plus multicollector ICP-MS (Thermo Fisher Scientific, Bremen, Germany) coupled with a Geolas HD excimer ArF laser ablation system (Coherent, Göttingen, Germany); Bruker M4 Tornado™ system | SIO, MNR; China University of Petroleum (East China), Qingdao, China; Nanjing Focu MS Technology Co. Ltd., Nanjing, China; Shanghai Chemlab Laboratory, Shanghai, China; Wuhan Sample Solution Analytical Technology Co. Ltd., Wuhan, China | EPMA: beam current of 10 nA, beam size of 1–5 μm, accelerating voltage of 20 kV. Micro-XRF: rhodium target X-ray tube operating at 50 kV and 800 nA, polycapillary lens providing a 40-μm spot size on a 20-μm raster, dwell time of 5 ms per pixel. LA-ICP-MS: 193-nm ArF excimer laser, fluence of 6 J/cm², 6 Hz repetition rate for 40 seconds (240 pulses), 30-second pre-ablation blank, total run time 70 seconds, spot size 32–44 μm, He carrier gas mixed with Ar. LA-ICP-TOF-MS: 193 nm ArF excimer laser, spot diameter ~20 µm, repetition rate ~20 Hz, laser fluence ~7 J/cm², scan speed ~4000 µm/s, He carrier gas ~600 ml/min, washout time 50 ms. S isotope MC-ICP-MS: spot size ~44 μm, pulse frequency ~2 Hz, laser fluence ~5 J/cm², He carrier gas with Ar make-up gas. | MASS-1 (Fe-Cu-Zn-S pressed pellet) and GSE-1G (synthetic basaltic glass) from the United States Geological Survey; pyrite PPP-1; chalcopyrite GBW07268; pyrrhotite SP-Po-01 (δ34S = 1.4‰ ± 0.4‰); chalcopyrite SP-CP-01 (δ34S = 5.45‰ ± 0.3‰); natural and synthetic minerals from USA SPI Supplies | [147 empty] | 2025
| Xunmei vent field, Niaochao vent field |  | Seafloor hydrothermal | Volcanic-hosted massive sulfide (VMS) | seafloor massive sulfide (SMS) | Cu, Zn, Au, Ag | Co, Pb, Sb | Cu, Zn, Au, Ag, Co, Pb, Sb |  |  | I-Py1 (n=9)-14 | I-Py1 (n=9)-14 | seafloor vent field |  |  |  |  | ore material | grab | grab | mineral separate | [5 empty] | mineralisation | sulfide chimney | pyrite, marcasite, chalcopyrite |  | pyrite, marcasite, chalcopyrite | multiple stages: colloform marcasite-pyrite intergrowths (outermost wall), replacement assemblages (transition layers), dense recrystallized assemblages, marcasite pseudomorphs after pyrrhotite (middle layer) | sulfide chimney | colloform, subhedral, anhedral, euhedral, dense coarse-grained, columnar pseudomorphs |  |  |  | sphalerite, pyrrhotite, anhydrite, galena, tetrahedrite, tennantite | Transverse sections (polished sections) | EMPA, LA-ICPMS, MC-ICPMS | JEOL JXA-8100 EPMA; Teledyne Cetac Technologies Analyte Excite laser ablation system coupled with an Agilent Technologies 7700x quadrupole ICP-MS; ESI NWR Image GEO 193 coupled with TOFWERK icp TOF R; Neptune Plus multicollector ICP-MS (Thermo Fisher Scientific, Bremen, Germany) coupled with a Geolas HD excimer ArF laser ablation system (Coherent, Göttingen, Germany); Bruker M4 Tornado™ system | SIO, MNR; China University of Petroleum (East China), Qingdao, China; Nanjing Focu MS Technology Co. Ltd., Nanjing, China; Shanghai Chemlab Laboratory, Shanghai, China; Wuhan Sample Solution Analytical Technology Co. Ltd., Wuhan, China | EPMA: beam current of 10 nA, beam size of 1–5 μm, accelerating voltage of 20 kV. Micro-XRF: rhodium target X-ray tube operating at 50 kV and 800 nA, polycapillary lens providing a 40-μm spot size on a 20-μm raster, dwell time of 5 ms per pixel. LA-ICP-MS: 193-nm ArF excimer laser, fluence of 6 J/cm², 6 Hz repetition rate for 40 seconds (240 pulses), 30-second pre-ablation blank, total run time 70 seconds, spot size 32–44 μm, He carrier gas mixed with Ar. LA-ICP-TOF-MS: 193 nm ArF excimer laser, spot diameter ~20 µm, repetition rate ~20 Hz, laser fluence ~7 J/cm², scan speed ~4000 µm/s, He carrier gas ~600 ml/min, washout time 50 ms. S isotope MC-ICP-MS: spot size ~44 μm, pulse frequency ~2 Hz, laser fluence ~5 J/cm², He carrier gas with Ar make-up gas. | MASS-1 (Fe-Cu-Zn-S pressed pellet) and GSE-1G (synthetic basaltic glass) from the United States Geological Survey; pyrite PPP-1; chalcopyrite GBW07268; pyrrhotite SP-Po-01 (δ34S = 1.4‰ ± 0.4‰); chalcopyrite SP-CP-01 (δ34S = 5.45‰ ± 0.3‰); natural and synthetic minerals from USA SPI Supplies | 0.010446 |  |  |  | 0.73869 |  | 0.007319 |  |  |  | 0.032082 |  |  |  | 0.00898 | [5 empty] | 0.086154 | [5 empty] | 0.011411 | [5 empty] | 0.13729 | [9 empty] | 6.7553 | [13 empty] | 0.002671 | [11 empty] | 0.35161 |  | 0.19965 |  | 0.059976 | [7 empty] | 0.13247 | [5 empty] | 0.012101 | [15 empty] | 781.2107 |  | 0.038241 |  |  |  | 0.69602 | [5 empty] | 0.14765 | [7 empty] | 0 | [5 empty] | 0.014116 |  |  |  | 0 |  | 0.033631 | [7 empty] | 0.37245 |  |  |  |  | 2025
| Xunmei vent field, Niaochao vent field |  | Seafloor hydrothermal | Volcanic-hosted massive sulfide (VMS) | seafloor massive sulfide (SMS) | Cu, Zn, Au, Ag | Co, Pb, Sb | Cu, Zn, Au, Ag, Co, Pb, Sb |  |  | I-Py1 (n=9)-15 | I-Py1 (n=9)-15 | seafloor vent field |  |  |  |  | ore material | grab | grab | mineral separate | [5 empty] | mineralisation | sulfide chimney | pyrite, marcasite, chalcopyrite |  | pyrite, marcasite, chalcopyrite | multiple stages: colloform marcasite-pyrite intergrowths (outermost wall), replacement assemblages (transition layers), dense recrystallized assemblages, marcasite pseudomorphs after pyrrhotite (middle layer) | sulfide chimney | colloform, subhedral, anhedral, euhedral, dense coarse-grained, columnar pseudomorphs |  |  |  | sphalerite, pyrrhotite, anhydrite, galena, tetrahedrite, tennantite | Transverse sections (polished sections) | EMPA, LA-ICPMS, MC-ICPMS | JEOL JXA-8100 EPMA; Teledyne Cetac Technologies Analyte Excite laser ablation system coupled with an Agilent Technologies 7700x quadrupole ICP-MS; ESI NWR Image GEO 193 coupled with TOFWERK icp TOF R; Neptune Plus multicollector ICP-MS (Thermo Fisher Scientific, Bremen, Germany) coupled with a Geolas HD excimer ArF laser ablation system (Coherent, Göttingen, Germany); Bruker M4 Tornado™ system | SIO, MNR; China University of Petroleum (East China), Qingdao, China; Nanjing Focu MS Technology Co. Ltd., Nanjing, China; Shanghai Chemlab Laboratory, Shanghai, China; Wuhan Sample Solution Analytical Technology Co. Ltd., Wuhan, China | EPMA: beam current of 10 nA, beam size of 1–5 μm, accelerating voltage of 20 kV. Micro-XRF: rhodium target X-ray tube operating at 50 kV and 800 nA, polycapillary lens providing a 40-μm spot size on a 20-μm raster, dwell time of 5 ms per pixel. LA-ICP-MS: 193-nm ArF excimer laser, fluence of 6 J/cm², 6 Hz repetition rate for 40 seconds (240 pulses), 30-second pre-ablation blank, total run time 70 seconds, spot size 32–44 μm, He carrier gas mixed with Ar. LA-ICP-TOF-MS: 193 nm ArF excimer laser, spot diameter ~20 µm, repetition rate ~20 Hz, laser fluence ~7 J/cm², scan speed ~4000 µm/s, He carrier gas ~600 ml/min, washout time 50 ms. S isotope MC-ICP-MS: spot size ~44 μm, pulse frequency ~2 Hz, laser fluence ~5 J/cm², He carrier gas with Ar make-up gas. | MASS-1 (Fe-Cu-Zn-S pressed pellet) and GSE-1G (synthetic basaltic glass) from the United States Geological Survey; pyrite PPP-1; chalcopyrite GBW07268; pyrrhotite SP-Po-01 (δ34S = 1.4‰ ± 0.4‰); chalcopyrite SP-CP-01 (δ34S = 5.45‰ ± 0.3‰); natural and synthetic minerals from USA SPI Supplies | 0.023306 |  |  |  | 0.61623 |  | 0.019786 |  |  |  | 0.075844 |  |  |  | 0.00989 | [5 empty] | 0.17414 | [5 empty] | 0.030404 | [5 empty] | 0.23789 | [9 empty] | 6.3752 | [13 empty] | 0.012288 | [11 empty] | 0.40001 |  | 0.17483 |  | 0 | [7 empty] | 0.11206 | [5 empty] | 0.023525 | [15 empty] | 806.1909 |  | 0.049453 |  |  |  | 0.91854 | [5 empty] | 0.17163 | [7 empty] | 0.15535 | [5 empty] | 0.025848 |  |  |  | 0.005586 |  | 0.042816 | [7 empty] | 0.45926 |  |  |  |  | 2025
| Xunmei vent field, Niaochao vent field |  | Seafloor hydrothermal | Volcanic-hosted massive sulfide (VMS) | seafloor massive sulfide (SMS) | Cu, Zn, Au, Ag | Co, Pb, Sb | Cu, Zn, Au, Ag, Co, Pb, Sb |  |  | I-Py1 (n=9)-16 | I-Py1 (n=9)-16 | seafloor vent field |  |  |  |  | ore material | grab | grab | mineral separate | [5 empty] | mineralisation | sulfide chimney | pyrite, marcasite, chalcopyrite |  | pyrite, marcasite, chalcopyrite | multiple stages: colloform marcasite-pyrite intergrowths (outermost wall), replacement assemblages (transition layers), dense recrystallized assemblages, marcasite pseudomorphs after pyrrhotite (middle layer) | sulfide chimney | colloform, subhedral, anhedral, euhedral, dense coarse-grained, columnar pseudomorphs |  |  |  | sphalerite, pyrrhotite, anhydrite, galena, tetrahedrite, tennantite | Transverse sections (polished sections) | EMPA, LA-ICPMS, MC-ICPMS | JEOL JXA-8100 EPMA; Teledyne Cetac Technologies Analyte Excite laser ablation system coupled with an Agilent Technologies 7700x quadrupole ICP-MS; ESI NWR Image GEO 193 coupled with TOFWERK icp TOF R; Neptune Plus multicollector ICP-MS (Thermo Fisher Scientific, Bremen, Germany) coupled with a Geolas HD excimer ArF laser ablation system (Coherent, Göttingen, Germany); Bruker M4 Tornado™ system | SIO, MNR; China University of Petroleum (East China), Qingdao, China; Nanjing Focu MS Technology Co. Ltd., Nanjing, China; Shanghai Chemlab Laboratory, Shanghai, China; Wuhan Sample Solution Analytical Technology Co. Ltd., Wuhan, China | EPMA: beam current of 10 nA, beam size of 1–5 μm, accelerating voltage of 20 kV. Micro-XRF: rhodium target X-ray tube operating at 50 kV and 800 nA, polycapillary lens providing a 40-μm spot size on a 20-μm raster, dwell time of 5 ms per pixel. LA-ICP-MS: 193-nm ArF excimer laser, fluence of 6 J/cm², 6 Hz repetition rate for 40 seconds (240 pulses), 30-second pre-ablation blank, total run time 70 seconds, spot size 32–44 μm, He carrier gas mixed with Ar. LA-ICP-TOF-MS: 193 nm ArF excimer laser, spot diameter ~20 µm, repetition rate ~20 Hz, laser fluence ~7 J/cm², scan speed ~4000 µm/s, He carrier gas ~600 ml/min, washout time 50 ms. S isotope MC-ICP-MS: spot size ~44 μm, pulse frequency ~2 Hz, laser fluence ~5 J/cm², He carrier gas with Ar make-up gas. | MASS-1 (Fe-Cu-Zn-S pressed pellet) and GSE-1G (synthetic basaltic glass) from the United States Geological Survey; pyrite PPP-1; chalcopyrite GBW07268; pyrrhotite SP-Po-01 (δ34S = 1.4‰ ± 0.4‰); chalcopyrite SP-CP-01 (δ34S = 5.45‰ ± 0.3‰); natural and synthetic minerals from USA SPI Supplies | 0.010529 |  |  |  | 0.6592 |  | 0.007369 |  |  |  | 0.055718 |  |  |  | 0.010945 | [5 empty] | 0.12489 | [5 empty] | 0.020849 | [5 empty] | 0.15904 | [9 empty] | 7.0635 | [13 empty] | 0.005947 | [11 empty] | 0.44937 |  | 0.13735 |  | 0 | [7 empty] | 0.12869 | [5 empty] | 0.013216 | [15 empty] | 774.4697 |  | 0.017708 |  |  |  | 0.78726 | [5 empty] | 0.17858 | [7 empty] | 0 | [5 empty] | 0.019695 |  |  |  | 0.005843 |  | 0.050903 | [7 empty] | 0.44289 |  |  |  |  | 2025
| Xunmei vent field, Niaochao vent field |  | Seafloor hydrothermal | Volcanic-hosted massive sulfide (VMS) | seafloor massive sulfide (SMS) | Cu, Zn, Au, Ag | Co, Pb, Sb | Cu, Zn, Au, Ag, Co, Pb, Sb |  |  | I-Py1 (n=9)-17 | I-Py1 (n=9)-17 | seafloor vent field |  |  |  |  | ore material | grab | grab | mineral separate | [5 empty] | mineralisation | sulfide chimney | pyrite, marcasite, chalcopyrite |  | pyrite, marcasite, chalcopyrite | multiple stages: colloform marcasite-pyrite intergrowths (outermost wall), replacement assemblages (transition layers), dense recrystallized assemblages, marcasite pseudomorphs after pyrrhotite (middle layer) | sulfide chimney | colloform, subhedral, anhedral, euhedral, dense coarse-grained, columnar pseudomorphs |  |  |  | sphalerite, pyrrhotite, anhydrite, galena, tetrahedrite, tennantite | Transverse sections (polished sections) | EMPA, LA-ICPMS, MC-ICPMS | JEOL JXA-8100 EPMA; Teledyne Cetac Technologies Analyte Excite laser ablation system coupled with an Agilent Technologies 7700x quadrupole ICP-MS; ESI NWR Image GEO 193 coupled with TOFWERK icp TOF R; Neptune Plus multicollector ICP-MS (Thermo Fisher Scientific, Bremen, Germany) coupled with a Geolas HD excimer ArF laser ablation system (Coherent, Göttingen, Germany); Bruker M4 Tornado™ system | SIO, MNR; China University of Petroleum (East China), Qingdao, China; Nanjing Focu MS Technology Co. Ltd., Nanjing, China; Shanghai Chemlab Laboratory, Shanghai, China; Wuhan Sample Solution Analytical Technology Co. Ltd., Wuhan, China | EPMA: beam current of 10 nA, beam size of 1–5 μm, accelerating voltage of 20 kV. Micro-XRF: rhodium target X-ray tube operating at 50 kV and 800 nA, polycapillary lens providing a 40-μm spot size on a 20-μm raster, dwell time of 5 ms per pixel. LA-ICP-MS: 193-nm ArF excimer laser, fluence of 6 J/cm², 6 Hz repetition rate for 40 seconds (240 pulses), 30-second pre-ablation blank, total run time 70 seconds, spot size 32–44 μm, He carrier gas mixed with Ar. LA-ICP-TOF-MS: 193 nm ArF excimer laser, spot diameter ~20 µm, repetition rate ~20 Hz, laser fluence ~7 J/cm², scan speed ~4000 µm/s, He carrier gas ~600 ml/min, washout time 50 ms. S isotope MC-ICP-MS: spot size ~44 μm, pulse frequency ~2 Hz, laser fluence ~5 J/cm², He carrier gas with Ar make-up gas. | MASS-1 (Fe-Cu-Zn-S pressed pellet) and GSE-1G (synthetic basaltic glass) from the United States Geological Survey; pyrite PPP-1; chalcopyrite GBW07268; pyrrhotite SP-Po-01 (δ34S = 1.4‰ ± 0.4‰); chalcopyrite SP-CP-01 (δ34S = 5.45‰ ± 0.3‰); natural and synthetic minerals from USA SPI Supplies | 0.010332 |  |  |  | 0.56816 |  | 0.012142 |  |  |  | 0 |  |  |  | 0.009699 | [5 empty] | 0.15601 | [5 empty] | 0.010448 | [5 empty] | 0.17036 | [9 empty] | 6.8598 | [13 empty] | 0.003679 | [11 empty] | 0.32429 |  | 0.15885 |  | 0.040927 | [7 empty] | 0.11119 | [5 empty] | 0.016517 | [15 empty] | 749.2403 |  | 0.064448 |  |  |  | 0.71659 | [5 empty] | 0.15755 | [7 empty] | 0 | [5 empty] | 0.015704 |  |  |  | 0.003996 |  | 0.039824 | [7 empty] | 0.38452 |  |  |  |  | 2025
| Xunmei vent field, Niaochao vent field |  | Seafloor hydrothermal | Volcanic-hosted massive sulfide (VMS) | seafloor massive sulfide (SMS) | Cu, Zn, Au, Ag | Co, Pb, Sb | Cu, Zn, Au, Ag, Co, Pb, Sb |  |  | I-Py1 (n=9)-18 | I-Py1 (n=9)-18 | seafloor vent field |  |  |  |  | ore material | grab | grab | mineral separate | [5 empty] | mineralisation | sulfide chimney | pyrite, marcasite, chalcopyrite |  | pyrite, marcasite, chalcopyrite | multiple stages: colloform marcasite-pyrite intergrowths (outermost wall), replacement assemblages (transition layers), dense recrystallized assemblages, marcasite pseudomorphs after pyrrhotite (middle layer) | sulfide chimney | colloform, subhedral, anhedral, euhedral, dense coarse-grained, columnar pseudomorphs |  |  |  | sphalerite, pyrrhotite, anhydrite, galena, tetrahedrite, tennantite | Transverse sections (polished sections) | EMPA, LA-ICPMS, MC-ICPMS | JEOL JXA-8100 EPMA; Teledyne Cetac Technologies Analyte Excite laser ablation system coupled with an Agilent Technologies 7700x quadrupole ICP-MS; ESI NWR Image GEO 193 coupled with TOFWERK icp TOF R; Neptune Plus multicollector ICP-MS (Thermo Fisher Scientific, Bremen, Germany) coupled with a Geolas HD excimer ArF laser ablation system (Coherent, Göttingen, Germany); Bruker M4 Tornado™ system | SIO, MNR; China University of Petroleum (East China), Qingdao, China; Nanjing Focu MS Technology Co. Ltd., Nanjing, China; Shanghai Chemlab Laboratory, Shanghai, China; Wuhan Sample Solution Analytical Technology Co. Ltd., Wuhan, China | EPMA: beam current of 10 nA, beam size of 1–5 μm, accelerating voltage of 20 kV. Micro-XRF: rhodium target X-ray tube operating at 50 kV and 800 nA, polycapillary lens providing a 40-μm spot size on a 20-μm raster, dwell time of 5 ms per pixel. LA-ICP-MS: 193-nm ArF excimer laser, fluence of 6 J/cm², 6 Hz repetition rate for 40 seconds (240 pulses), 30-second pre-ablation blank, total run time 70 seconds, spot size 32–44 μm, He carrier gas mixed with Ar. LA-ICP-TOF-MS: 193 nm ArF excimer laser, spot diameter ~20 µm, repetition rate ~20 Hz, laser fluence ~7 J/cm², scan speed ~4000 µm/s, He carrier gas ~600 ml/min, washout time 50 ms. S isotope MC-ICP-MS: spot size ~44 μm, pulse frequency ~2 Hz, laser fluence ~5 J/cm², He carrier gas with Ar make-up gas. | MASS-1 (Fe-Cu-Zn-S pressed pellet) and GSE-1G (synthetic basaltic glass) from the United States Geological Survey; pyrite PPP-1; chalcopyrite GBW07268; pyrrhotite SP-Po-01 (δ34S = 1.4‰ ± 0.4‰); chalcopyrite SP-CP-01 (δ34S = 5.45‰ ± 0.3‰); natural and synthetic minerals from USA SPI Supplies | 0.02335 |  |  |  | 0.57518 |  | 0.014655 |  |  |  | 0 |  |  |  | 0.008155 | [5 empty] | 0.18411 | [5 empty] | 0.017651 | [5 empty] | 0.2444 | [9 empty] | 7.0877 | [13 empty] | 0.007198 | [11 empty] | 0.49218 |  | 0.17207 |  | 0.087826 | [7 empty] | 0.1511 | [5 empty] | 0.017517 | [15 empty] | 980.6396 |  | 0.048808 |  |  |  | 0.66848 | [5 empty] | 0.16121 | [7 empty] | 0.15795 | [5 empty] | 0.021012 |  |  |  | 0.007469 |  | 0.026829 | [7 empty] | 0.36763 |  |  |  |  | 2025
| Xunmei vent field, Niaochao vent field |  | Seafloor hydrothermal | Volcanic-hosted massive sulfide (VMS) | seafloor massive sulfide (SMS) | Cu, Zn, Au, Ag | Co, Pb, Sb | Cu, Zn, Au, Ag, Co, Pb, Sb |  |  | I-Py1 (n=9)-19 | I-Py1 (n=9)-19 | seafloor vent field |  |  |  |  | ore material | grab | grab | mineral separate | [5 empty] | mineralisation | sulfide chimney | pyrite, marcasite, chalcopyrite |  | pyrite, marcasite, chalcopyrite | multiple stages: colloform marcasite-pyrite intergrowths (outermost wall), replacement assemblages (transition layers), dense recrystallized assemblages, marcasite pseudomorphs after pyrrhotite (middle layer) | sulfide chimney | colloform, subhedral, anhedral, euhedral, dense coarse-grained, columnar pseudomorphs |  |  |  | sphalerite, pyrrhotite, anhydrite, galena, tetrahedrite, tennantite | Transverse sections (polished sections) | EMPA, LA-ICPMS, MC-ICPMS | JEOL JXA-8100 EPMA; Teledyne Cetac Technologies Analyte Excite laser ablation system coupled with an Agilent Technologies 7700x quadrupole ICP-MS; ESI NWR Image GEO 193 coupled with TOFWERK icp TOF R; Neptune Plus multicollector ICP-MS (Thermo Fisher Scientific, Bremen, Germany) coupled with a Geolas HD excimer ArF laser ablation system (Coherent, Göttingen, Germany); Bruker M4 Tornado™ system | SIO, MNR; China University of Petroleum (East China), Qingdao, China; Nanjing Focu MS Technology Co. Ltd., Nanjing, China; Shanghai Chemlab Laboratory, Shanghai, China; Wuhan Sample Solution Analytical Technology Co. Ltd., Wuhan, China | EPMA: beam current of 10 nA, beam size of 1–5 μm, accelerating voltage of 20 kV. Micro-XRF: rhodium target X-ray tube operating at 50 kV and 800 nA, polycapillary lens providing a 40-μm spot size on a 20-μm raster, dwell time of 5 ms per pixel. LA-ICP-MS: 193-nm ArF excimer laser, fluence of 6 J/cm², 6 Hz repetition rate for 40 seconds (240 pulses), 30-second pre-ablation blank, total run time 70 seconds, spot size 32–44 μm, He carrier gas mixed with Ar. LA-ICP-TOF-MS: 193 nm ArF excimer laser, spot diameter ~20 µm, repetition rate ~20 Hz, laser fluence ~7 J/cm², scan speed ~4000 µm/s, He carrier gas ~600 ml/min, washout time 50 ms. S isotope MC-ICP-MS: spot size ~44 μm, pulse frequency ~2 Hz, laser fluence ~5 J/cm², He carrier gas with Ar make-up gas. | MASS-1 (Fe-Cu-Zn-S pressed pellet) and GSE-1G (synthetic basaltic glass) from the United States Geological Survey; pyrite PPP-1; chalcopyrite GBW07268; pyrrhotite SP-Po-01 (δ34S = 1.4‰ ± 0.4‰); chalcopyrite SP-CP-01 (δ34S = 5.45‰ ± 0.3‰); natural and synthetic minerals from USA SPI Supplies | 0.04087 |  |  |  | 0.74646 |  | 0.007742 |  |  |  | 0 |  |  |  | 0.017932 | [5 empty] | 0.12749 | [5 empty] | 0.020739 | [5 empty] | 0.23377 | [9 empty] | 5.1154 | [13 empty] | 0.004773 | [11 empty] | 0.4341 |  | 0.12545 |  | 0.053076 | [7 empty] | 0.098223 | [5 empty] | 0.019815 | [15 empty] | 867.4151 |  | 0.03621 |  |  |  | 0.76583 | [5 empty] | 0.18833 | [7 empty] | 0 | [5 empty] | 0.014175 |  |  |  | 0.010442 |  | 0.032532 | [7 empty] | 0.32981 |  |  |  |  | 2025
| Xunmei vent field, Niaochao vent field |  | Seafloor hydrothermal | Volcanic-hosted massive sulfide (VMS) | seafloor massive sulfide (SMS) | Cu, Zn, Au, Ag | Co, Pb, Sb | Cu, Zn, Au, Ag, Co, Pb, Sb |  |  | I-Py1 (n=9)-20 | I-Py1 (n=9)-20 | seafloor vent field |  |  |  |  | ore material | grab | grab | mineral separate | [5 empty] | mineralisation | sulfide chimney | pyrite, marcasite, chalcopyrite |  | pyrite, marcasite, chalcopyrite | multiple stages: colloform marcasite-pyrite intergrowths (outermost wall), replacement assemblages (transition layers), dense recrystallized assemblages, marcasite pseudomorphs after pyrrhotite (middle layer) | sulfide chimney | colloform, subhedral, anhedral, euhedral, dense coarse-grained, columnar pseudomorphs |  |  |  | sphalerite, pyrrhotite, anhydrite, galena, tetrahedrite, tennantite | Transverse sections (polished sections) | EMPA, LA-ICPMS, MC-ICPMS | JEOL JXA-8100 EPMA; Teledyne Cetac Technologies Analyte Excite laser ablation system coupled with an Agilent Technologies 7700x quadrupole ICP-MS; ESI NWR Image GEO 193 coupled with TOFWERK icp TOF R; Neptune Plus multicollector ICP-MS (Thermo Fisher Scientific, Bremen, Germany) coupled with a Geolas HD excimer ArF laser ablation system (Coherent, Göttingen, Germany); Bruker M4 Tornado™ system | SIO, MNR; China University of Petroleum (East China), Qingdao, China; Nanjing Focu MS Technology Co. Ltd., Nanjing, China; Shanghai Chemlab Laboratory, Shanghai, China; Wuhan Sample Solution Analytical Technology Co. Ltd., Wuhan, China | EPMA: beam current of 10 nA, beam size of 1–5 μm, accelerating voltage of 20 kV. Micro-XRF: rhodium target X-ray tube operating at 50 kV and 800 nA, polycapillary lens providing a 40-μm spot size on a 20-μm raster, dwell time of 5 ms per pixel. LA-ICP-MS: 193-nm ArF excimer laser, fluence of 6 J/cm², 6 Hz repetition rate for 40 seconds (240 pulses), 30-second pre-ablation blank, total run time 70 seconds, spot size 32–44 μm, He carrier gas mixed with Ar. LA-ICP-TOF-MS: 193 nm ArF excimer laser, spot diameter ~20 µm, repetition rate ~20 Hz, laser fluence ~7 J/cm², scan speed ~4000 µm/s, He carrier gas ~600 ml/min, washout time 50 ms. S isotope MC-ICP-MS: spot size ~44 μm, pulse frequency ~2 Hz, laser fluence ~5 J/cm², He carrier gas with Ar make-up gas. | MASS-1 (Fe-Cu-Zn-S pressed pellet) and GSE-1G (synthetic basaltic glass) from the United States Geological Survey; pyrite PPP-1; chalcopyrite GBW07268; pyrrhotite SP-Po-01 (δ34S = 1.4‰ ± 0.4‰); chalcopyrite SP-CP-01 (δ34S = 5.45‰ ± 0.3‰); natural and synthetic minerals from USA SPI Supplies | 0.019964 |  |  |  | 0.49131 |  | 0 |  |  |  | 0 |  |  |  | 0.011433 | [5 empty] | 0.083053 | [5 empty] | 0.016829 | [5 empty] | 0.20586 | [9 empty] | 6.2163 | [13 empty] | 0.010333 | [11 empty] | 0.36565 |  | 0.16637 |  | 0.027605 | [7 empty] | 0.067188 | [5 empty] | 0.012567 | [15 empty] | 701.6803 |  | 0.039986 |  |  |  | 0.65653 | [5 empty] | 0.16744 | [7 empty] | 0.25113 | [5 empty] | 0.018288 |  |  |  | 0.003863 |  | 0.047652 | [7 empty] | 0.32108 |  |  |  |  | 2025
| Xunmei vent field, Niaochao vent field |  | Seafloor hydrothermal | Volcanic-hosted massive sulfide (VMS) | seafloor massive sulfide (SMS) | Cu, Zn, Au, Ag | Co, Pb, Sb | Cu, Zn, Au, Ag, Co, Pb, Sb |  |  | I-Py1 (n=9)-21 | I-Py1 (n=9)-21 | seafloor vent field |  |  |  |  | ore material | grab | grab | mineral separate | [5 empty] | mineralisation | sulfide chimney | pyrite, marcasite, chalcopyrite |  | pyrite, marcasite, chalcopyrite | multiple stages: colloform marcasite-pyrite intergrowths (outermost wall), replacement assemblages (transition layers), dense recrystallized assemblages, marcasite pseudomorphs after pyrrhotite (middle layer) | sulfide chimney | colloform, subhedral, anhedral, euhedral, dense coarse-grained, columnar pseudomorphs |  |  |  | sphalerite, pyrrhotite, anhydrite, galena, tetrahedrite, tennantite | Transverse sections (polished sections) | EMPA, LA-ICPMS, MC-ICPMS | JEOL JXA-8100 EPMA; Teledyne Cetac Technologies Analyte Excite laser ablation system coupled with an Agilent Technologies 7700x quadrupole ICP-MS; ESI NWR Image GEO 193 coupled with TOFWERK icp TOF R; Neptune Plus multicollector ICP-MS (Thermo Fisher Scientific, Bremen, Germany) coupled with a Geolas HD excimer ArF laser ablation system (Coherent, Göttingen, Germany); Bruker M4 Tornado™ system | SIO, MNR; China University of Petroleum (East China), Qingdao, China; Nanjing Focu MS Technology Co. Ltd., Nanjing, China; Shanghai Chemlab Laboratory, Shanghai, China; Wuhan Sample Solution Analytical Technology Co. Ltd., Wuhan, China | EPMA: beam current of 10 nA, beam size of 1–5 μm, accelerating voltage of 20 kV. Micro-XRF: rhodium target X-ray tube operating at 50 kV and 800 nA, polycapillary lens providing a 40-μm spot size on a 20-μm raster, dwell time of 5 ms per pixel. LA-ICP-MS: 193-nm ArF excimer laser, fluence of 6 J/cm², 6 Hz repetition rate for 40 seconds (240 pulses), 30-second pre-ablation blank, total run time 70 seconds, spot size 32–44 μm, He carrier gas mixed with Ar. LA-ICP-TOF-MS: 193 nm ArF excimer laser, spot diameter ~20 µm, repetition rate ~20 Hz, laser fluence ~7 J/cm², scan speed ~4000 µm/s, He carrier gas ~600 ml/min, washout time 50 ms. S isotope MC-ICP-MS: spot size ~44 μm, pulse frequency ~2 Hz, laser fluence ~5 J/cm², He carrier gas with Ar make-up gas. | MASS-1 (Fe-Cu-Zn-S pressed pellet) and GSE-1G (synthetic basaltic glass) from the United States Geological Survey; pyrite PPP-1; chalcopyrite GBW07268; pyrrhotite SP-Po-01 (δ34S = 1.4‰ ± 0.4‰); chalcopyrite SP-CP-01 (δ34S = 5.45‰ ± 0.3‰); natural and synthetic minerals from USA SPI Supplies | 0.022671 |  |  |  | 0.64257 |  | 0.018681 |  |  |  | 0.054743 |  |  |  | 0.014021 | [5 empty] | 0.22039 | [5 empty] | 0.019485 | [5 empty] | 0.20902 | [9 empty] | 7.1599 | [13 empty] | 0.004827 | [11 empty] | 0.55136 |  | 0.18122 |  | 0.049672 | [7 empty] | 0.1117 | [5 empty] | 0.021969 | [15 empty] | 1017.0665 |  | 0.055828 |  |  |  | 1.0126 | [5 empty] | 0.16862 | [7 empty] | 0.33972 | [5 empty] | 0.017923 |  |  |  | 0.017243 |  | 0.044762 | [7 empty] | 0.45784 |  |  |  |  | 2025
| Xunmei vent field, Niaochao vent field |  | Seafloor hydrothermal | Volcanic-hosted massive sulfide (VMS) | seafloor massive sulfide (SMS) | Cu, Zn, Au, Ag | Co, Pb, Sb | Cu, Zn, Au, Ag, Co, Pb, Sb |  |  | I-Py1 (n=9)-22 | I-Py1 (n=9)-22 | seafloor vent field |  |  |  |  | ore material | grab | grab | mineral separate | [5 empty] | mineralisation | sulfide chimney | pyrite, marcasite, chalcopyrite |  | pyrite, marcasite, chalcopyrite | multiple stages: colloform marcasite-pyrite intergrowths (outermost wall), replacement assemblages (transition layers), dense recrystallized assemblages, marcasite pseudomorphs after pyrrhotite (middle layer) | sulfide chimney | colloform, subhedral, anhedral, euhedral, dense coarse-grained, columnar pseudomorphs |  |  |  | sphalerite, pyrrhotite, anhydrite, galena, tetrahedrite, tennantite | Transverse sections (polished sections) | EMPA, LA-ICPMS, MC-ICPMS | JEOL JXA-8100 EPMA; Teledyne Cetac Technologies Analyte Excite laser ablation system coupled with an Agilent Technologies 7700x quadrupole ICP-MS; ESI NWR Image GEO 193 coupled with TOFWERK icp TOF R; Neptune Plus multicollector ICP-MS (Thermo Fisher Scientific, Bremen, Germany) coupled with a Geolas HD excimer ArF laser ablation system (Coherent, Göttingen, Germany); Bruker M4 Tornado™ system | SIO, MNR; China University of Petroleum (East China), Qingdao, China; Nanjing Focu MS Technology Co. Ltd., Nanjing, China; Shanghai Chemlab Laboratory, Shanghai, China; Wuhan Sample Solution Analytical Technology Co. Ltd., Wuhan, China | EPMA: beam current of 10 nA, beam size of 1–5 μm, accelerating voltage of 20 kV. Micro-XRF: rhodium target X-ray tube operating at 50 kV and 800 nA, polycapillary lens providing a 40-μm spot size on a 20-μm raster, dwell time of 5 ms per pixel. LA-ICP-MS: 193-nm ArF excimer laser, fluence of 6 J/cm², 6 Hz repetition rate for 40 seconds (240 pulses), 30-second pre-ablation blank, total run time 70 seconds, spot size 32–44 μm, He carrier gas mixed with Ar. LA-ICP-TOF-MS: 193 nm ArF excimer laser, spot diameter ~20 µm, repetition rate ~20 Hz, laser fluence ~7 J/cm², scan speed ~4000 µm/s, He carrier gas ~600 ml/min, washout time 50 ms. S isotope MC-ICP-MS: spot size ~44 μm, pulse frequency ~2 Hz, laser fluence ~5 J/cm², He carrier gas with Ar make-up gas. | MASS-1 (Fe-Cu-Zn-S pressed pellet) and GSE-1G (synthetic basaltic glass) from the United States Geological Survey; pyrite PPP-1; chalcopyrite GBW07268; pyrrhotite SP-Po-01 (δ34S = 1.4‰ ± 0.4‰); chalcopyrite SP-CP-01 (δ34S = 5.45‰ ± 0.3‰); natural and synthetic minerals from USA SPI Supplies | 0.016615 |  |  |  | 0.71388 |  | 0 |  |  |  | 0 |  |  |  | 0.010354 | [5 empty] | 0.071289 | [5 empty] | 0.018434 | [5 empty] | 0.24794 | [9 empty] | 6.7621 | [13 empty] | 0.010432 | [11 empty] | 0.62141 |  | 0.17748 |  | 0.047258 | [7 empty] | 0.1147 | [5 empty] | 0.008752 | [15 empty] | 1028.8129 |  | 0.062221 |  |  |  | 0.7639 | [5 empty] | 0.22214 | [7 empty] | 0 | [5 empty] | 0.02193 |  |  |  | 0 |  | 0.059365 | [7 empty] | 0.30498 |  |  |  |  | 2025
| Xunmei vent field, Niaochao vent field |  | Seafloor hydrothermal | Volcanic-hosted massive sulfide (VMS) | seafloor massive sulfide (SMS) | Cu, Zn, Au, Ag | Co, Pb, Sb | Cu, Zn, Au, Ag, Co, Pb, Sb |  |  | I-Py2 (n=11)-15 | I-Py2 (n=11)-15 | seafloor vent field |  |  |  |  | ore material | grab | grab | mineral separate | [5 empty] | mineralisation | sulfide chimney | pyrite, marcasite, chalcopyrite |  | pyrite, marcasite, chalcopyrite | multiple stages: colloform marcasite-pyrite intergrowths (outermost wall), replacement assemblages (transition layers), dense recrystallized assemblages, marcasite pseudomorphs after pyrrhotite (middle layer) | sulfide chimney | colloform, subhedral, anhedral, euhedral, dense coarse-grained, columnar pseudomorphs |  |  |  | sphalerite, pyrrhotite, anhydrite, galena, tetrahedrite, tennantite | Transverse sections (polished sections) | EMPA, LA-ICPMS, MC-ICPMS | JEOL JXA-8100 EPMA; Teledyne Cetac Technologies Analyte Excite laser ablation system coupled with an Agilent Technologies 7700x quadrupole ICP-MS; ESI NWR Image GEO 193 coupled with TOFWERK icp TOF R; Neptune Plus multicollector ICP-MS (Thermo Fisher Scientific, Bremen, Germany) coupled with a Geolas HD excimer ArF laser ablation system (Coherent, Göttingen, Germany); Bruker M4 Tornado™ system | SIO, MNR; China University of Petroleum (East China), Qingdao, China; Nanjing Focu MS Technology Co. Ltd., Nanjing, China; Shanghai Chemlab Laboratory, Shanghai, China; Wuhan Sample Solution Analytical Technology Co. Ltd., Wuhan, China | EPMA: beam current of 10 nA, beam size of 1–5 μm, accelerating voltage of 20 kV. Micro-XRF: rhodium target X-ray tube operating at 50 kV and 800 nA, polycapillary lens providing a 40-μm spot size on a 20-μm raster, dwell time of 5 ms per pixel. LA-ICP-MS: 193-nm ArF excimer laser, fluence of 6 J/cm², 6 Hz repetition rate for 40 seconds (240 pulses), 30-second pre-ablation blank, total run time 70 seconds, spot size 32–44 μm, He carrier gas mixed with Ar. LA-ICP-TOF-MS: 193 nm ArF excimer laser, spot diameter ~20 µm, repetition rate ~20 Hz, laser fluence ~7 J/cm², scan speed ~4000 µm/s, He carrier gas ~600 ml/min, washout time 50 ms. S isotope MC-ICP-MS: spot size ~44 μm, pulse frequency ~2 Hz, laser fluence ~5 J/cm², He carrier gas with Ar make-up gas. | MASS-1 (Fe-Cu-Zn-S pressed pellet) and GSE-1G (synthetic basaltic glass) from the United States Geological Survey; pyrite PPP-1; chalcopyrite GBW07268; pyrrhotite SP-Po-01 (δ34S = 1.4‰ ± 0.4‰); chalcopyrite SP-CP-01 (δ34S = 5.45‰ ± 0.3‰); natural and synthetic minerals from USA SPI Supplies | [147 empty] | 2025
| Xunmei vent field, Niaochao vent field |  | Seafloor hydrothermal | Volcanic-hosted massive sulfide (VMS) | seafloor massive sulfide (SMS) | Cu, Zn, Au, Ag | Co, Pb, Sb | Cu, Zn, Au, Ag, Co, Pb, Sb |  |  | I-Py2 (n=11)-16 | I-Py2 (n=11)-16 | seafloor vent field |  |  |  |  | ore material | grab | grab | mineral separate | [5 empty] | mineralisation | sulfide chimney | pyrite, marcasite, chalcopyrite |  | pyrite, marcasite, chalcopyrite | multiple stages: colloform marcasite-pyrite intergrowths (outermost wall), replacement assemblages (transition layers), dense recrystallized assemblages, marcasite pseudomorphs after pyrrhotite (middle layer) | sulfide chimney | colloform, subhedral, anhedral, euhedral, dense coarse-grained, columnar pseudomorphs |  |  |  | sphalerite, pyrrhotite, anhydrite, galena, tetrahedrite, tennantite | Transverse sections (polished sections) | EMPA, LA-ICPMS, MC-ICPMS | JEOL JXA-8100 EPMA; Teledyne Cetac Technologies Analyte Excite laser ablation system coupled with an Agilent Technologies 7700x quadrupole ICP-MS; ESI NWR Image GEO 193 coupled with TOFWERK icp TOF R; Neptune Plus multicollector ICP-MS (Thermo Fisher Scientific, Bremen, Germany) coupled with a Geolas HD excimer ArF laser ablation system (Coherent, Göttingen, Germany); Bruker M4 Tornado™ system | SIO, MNR; China University of Petroleum (East China), Qingdao, China; Nanjing Focu MS Technology Co. Ltd., Nanjing, China; Shanghai Chemlab Laboratory, Shanghai, China; Wuhan Sample Solution Analytical Technology Co. Ltd., Wuhan, China | EPMA: beam current of 10 nA, beam size of 1–5 μm, accelerating voltage of 20 kV. Micro-XRF: rhodium target X-ray tube operating at 50 kV and 800 nA, polycapillary lens providing a 40-μm spot size on a 20-μm raster, dwell time of 5 ms per pixel. LA-ICP-MS: 193-nm ArF excimer laser, fluence of 6 J/cm², 6 Hz repetition rate for 40 seconds (240 pulses), 30-second pre-ablation blank, total run time 70 seconds, spot size 32–44 μm, He carrier gas mixed with Ar. LA-ICP-TOF-MS: 193 nm ArF excimer laser, spot diameter ~20 µm, repetition rate ~20 Hz, laser fluence ~7 J/cm², scan speed ~4000 µm/s, He carrier gas ~600 ml/min, washout time 50 ms. S isotope MC-ICP-MS: spot size ~44 μm, pulse frequency ~2 Hz, laser fluence ~5 J/cm², He carrier gas with Ar make-up gas. | MASS-1 (Fe-Cu-Zn-S pressed pellet) and GSE-1G (synthetic basaltic glass) from the United States Geological Survey; pyrite PPP-1; chalcopyrite GBW07268; pyrrhotite SP-Po-01 (δ34S = 1.4‰ ± 0.4‰); chalcopyrite SP-CP-01 (δ34S = 5.45‰ ± 0.3‰); natural and synthetic minerals from USA SPI Supplies | 0.01043 |  |  |  | 0.64577 |  | 0.023747 |  |  |  | 0.031789 |  |  |  | 0.004815 | [5 empty] | 0.14688 | [5 empty] | 0.010229 | [5 empty] | 0.19981 | [9 empty] | 5.8342 | [13 empty] | 0.008098 | [11 empty] | 0.51141 |  | 0.17641 |  | 0.039534 | [7 empty] | 0.06963 | [5 empty] | 0.014159 | [15 empty] | 965.2582 |  | 0.042864 |  |  |  | 0.69964 | [5 empty] | 0.14047 | [7 empty] | 0.15923 | [5 empty] | 0.016724 |  |  |  | 0.002968 |  | 0.041477 | [7 empty] | 0.42492 |  |  |  |  | 2025
| Xunmei vent field, Niaochao vent field |  | Seafloor hydrothermal | Volcanic-hosted massive sulfide (VMS) | seafloor massive sulfide (SMS) | Cu, Zn, Au, Ag | Co, Pb, Sb | Cu, Zn, Au, Ag, Co, Pb, Sb |  |  | I-Py2 (n=11)-17 | I-Py2 (n=11)-17 | seafloor vent field |  |  |  |  | ore material | grab | grab | mineral separate | [5 empty] | mineralisation | sulfide chimney | pyrite, marcasite, chalcopyrite |  | pyrite, marcasite, chalcopyrite | multiple stages: colloform marcasite-pyrite intergrowths (outermost wall), replacement assemblages (transition layers), dense recrystallized assemblages, marcasite pseudomorphs after pyrrhotite (middle layer) | sulfide chimney | colloform, subhedral, anhedral, euhedral, dense coarse-grained, columnar pseudomorphs |  |  |  | sphalerite, pyrrhotite, anhydrite, galena, tetrahedrite, tennantite | Transverse sections (polished sections) | EMPA, LA-ICPMS, MC-ICPMS | JEOL JXA-8100 EPMA; Teledyne Cetac Technologies Analyte Excite laser ablation system coupled with an Agilent Technologies 7700x quadrupole ICP-MS; ESI NWR Image GEO 193 coupled with TOFWERK icp TOF R; Neptune Plus multicollector ICP-MS (Thermo Fisher Scientific, Bremen, Germany) coupled with a Geolas HD excimer ArF laser ablation system (Coherent, Göttingen, Germany); Bruker M4 Tornado™ system | SIO, MNR; China University of Petroleum (East China), Qingdao, China; Nanjing Focu MS Technology Co. Ltd., Nanjing, China; Shanghai Chemlab Laboratory, Shanghai, China; Wuhan Sample Solution Analytical Technology Co. Ltd., Wuhan, China | EPMA: beam current of 10 nA, beam size of 1–5 μm, accelerating voltage of 20 kV. Micro-XRF: rhodium target X-ray tube operating at 50 kV and 800 nA, polycapillary lens providing a 40-μm spot size on a 20-μm raster, dwell time of 5 ms per pixel. LA-ICP-MS: 193-nm ArF excimer laser, fluence of 6 J/cm², 6 Hz repetition rate for 40 seconds (240 pulses), 30-second pre-ablation blank, total run time 70 seconds, spot size 32–44 μm, He carrier gas mixed with Ar. LA-ICP-TOF-MS: 193 nm ArF excimer laser, spot diameter ~20 µm, repetition rate ~20 Hz, laser fluence ~7 J/cm², scan speed ~4000 µm/s, He carrier gas ~600 ml/min, washout time 50 ms. S isotope MC-ICP-MS: spot size ~44 μm, pulse frequency ~2 Hz, laser fluence ~5 J/cm², He carrier gas with Ar make-up gas. | MASS-1 (Fe-Cu-Zn-S pressed pellet) and GSE-1G (synthetic basaltic glass) from the United States Geological Survey; pyrite PPP-1; chalcopyrite GBW07268; pyrrhotite SP-Po-01 (δ34S = 1.4‰ ± 0.4‰); chalcopyrite SP-CP-01 (δ34S = 5.45‰ ± 0.3‰); natural and synthetic minerals from USA SPI Supplies | 0.013775 |  |  |  | 0.59339 |  | 0.013894 |  |  |  | 0 |  |  |  | 0.007267 | [5 empty] | 0.13934 | [5 empty] | 0.018743 | [5 empty] | 0.24023 | [9 empty] | 5.5472 | [13 empty] | 0.003532 | [11 empty] | 0.21005 |  | 0.1448 |  | 0.064003 | [7 empty] | 0.15257 | [5 empty] | 0.017124 | [15 empty] | 864.355 |  | 0.040507 |  |  |  | 0.70553 | [5 empty] | 0.14621 | [7 empty] | 0 | [5 empty] | 0.010206 |  |  |  | 0.003934 |  | 0.039281 | [7 empty] | 0.32119 |  |  |  |  | 2025
| Xunmei vent field, Niaochao vent field |  | Seafloor hydrothermal | Volcanic-hosted massive sulfide (VMS) | seafloor massive sulfide (SMS) | Cu, Zn, Au, Ag | Co, Pb, Sb | Cu, Zn, Au, Ag, Co, Pb, Sb |  |  | I-Py2 (n=11)-18 | I-Py2 (n=11)-18 | seafloor vent field |  |  |  |  | ore material | grab | grab | mineral separate | [5 empty] | mineralisation | sulfide chimney | pyrite, marcasite, chalcopyrite |  | pyrite, marcasite, chalcopyrite | multiple stages: colloform marcasite-pyrite intergrowths (outermost wall), replacement assemblages (transition layers), dense recrystallized assemblages, marcasite pseudomorphs after pyrrhotite (middle layer) | sulfide chimney | colloform, subhedral, anhedral, euhedral, dense coarse-grained, columnar pseudomorphs |  |  |  | sphalerite, pyrrhotite, anhydrite, galena, tetrahedrite, tennantite | Transverse sections (polished sections) | EMPA, LA-ICPMS, MC-ICPMS | JEOL JXA-8100 EPMA; Teledyne Cetac Technologies Analyte Excite laser ablation system coupled with an Agilent Technologies 7700x quadrupole ICP-MS; ESI NWR Image GEO 193 coupled with TOFWERK icp TOF R; Neptune Plus multicollector ICP-MS (Thermo Fisher Scientific, Bremen, Germany) coupled with a Geolas HD excimer ArF laser ablation system (Coherent, Göttingen, Germany); Bruker M4 Tornado™ system | SIO, MNR; China University of Petroleum (East China), Qingdao, China; Nanjing Focu MS Technology Co. Ltd., Nanjing, China; Shanghai Chemlab Laboratory, Shanghai, China; Wuhan Sample Solution Analytical Technology Co. Ltd., Wuhan, China | EPMA: beam current of 10 nA, beam size of 1–5 μm, accelerating voltage of 20 kV. Micro-XRF: rhodium target X-ray tube operating at 50 kV and 800 nA, polycapillary lens providing a 40-μm spot size on a 20-μm raster, dwell time of 5 ms per pixel. LA-ICP-MS: 193-nm ArF excimer laser, fluence of 6 J/cm², 6 Hz repetition rate for 40 seconds (240 pulses), 30-second pre-ablation blank, total run time 70 seconds, spot size 32–44 μm, He carrier gas mixed with Ar. LA-ICP-TOF-MS: 193 nm ArF excimer laser, spot diameter ~20 µm, repetition rate ~20 Hz, laser fluence ~7 J/cm², scan speed ~4000 µm/s, He carrier gas ~600 ml/min, washout time 50 ms. S isotope MC-ICP-MS: spot size ~44 μm, pulse frequency ~2 Hz, laser fluence ~5 J/cm², He carrier gas with Ar make-up gas. | MASS-1 (Fe-Cu-Zn-S pressed pellet) and GSE-1G (synthetic basaltic glass) from the United States Geological Survey; pyrite PPP-1; chalcopyrite GBW07268; pyrrhotite SP-Po-01 (δ34S = 1.4‰ ± 0.4‰); chalcopyrite SP-CP-01 (δ34S = 5.45‰ ± 0.3‰); natural and synthetic minerals from USA SPI Supplies | 0.028975 |  |  |  | 0.65969 |  | 0.007353 |  |  |  | 0.050678 |  |  |  | 0.006643 | [5 empty] | 0.23458 | [5 empty] | 0.017324 | [5 empty] | 0.20398 | [9 empty] | 6.7521 | [13 empty] | 0.005359 | [11 empty] | 0.45825 |  | 0.16941 |  | 0.049505 | [7 empty] | 0.17031 | [5 empty] | 0.019847 | [15 empty] | 836.6096 |  | 0.042986 |  |  |  | 0.64128 | [5 empty] | 0.1558 | [7 empty] | 0.51967 | [5 empty] | 0.018755 |  |  |  | 0.005985 |  | 0.023624 | [7 empty] | 0.59539 |  |  |  |  | 2025
| Xunmei vent field, Niaochao vent field |  | Seafloor hydrothermal | Volcanic-hosted massive sulfide (VMS) | seafloor massive sulfide (SMS) | Cu, Zn, Au, Ag | Co, Pb, Sb | Cu, Zn, Au, Ag, Co, Pb, Sb |  |  | I-Py2 (n=11)-19 | I-Py2 (n=11)-19 | seafloor vent field |  |  |  |  | ore material | grab | grab | mineral separate | [5 empty] | mineralisation | sulfide chimney | pyrite, marcasite, chalcopyrite |  | pyrite, marcasite, chalcopyrite | multiple stages: colloform marcasite-pyrite intergrowths (outermost wall), replacement assemblages (transition layers), dense recrystallized assemblages, marcasite pseudomorphs after pyrrhotite (middle layer) | sulfide chimney | colloform, subhedral, anhedral, euhedral, dense coarse-grained, columnar pseudomorphs |  |  |  | sphalerite, pyrrhotite, anhydrite, galena, tetrahedrite, tennantite | Transverse sections (polished sections) | EMPA, LA-ICPMS, MC-ICPMS | JEOL JXA-8100 EPMA; Teledyne Cetac Technologies Analyte Excite laser ablation system coupled with an Agilent Technologies 7700x quadrupole ICP-MS; ESI NWR Image GEO 193 coupled with TOFWERK icp TOF R; Neptune Plus multicollector ICP-MS (Thermo Fisher Scientific, Bremen, Germany) coupled with a Geolas HD excimer ArF laser ablation system (Coherent, Göttingen, Germany); Bruker M4 Tornado™ system | SIO, MNR; China University of Petroleum (East China), Qingdao, China; Nanjing Focu MS Technology Co. Ltd., Nanjing, China; Shanghai Chemlab Laboratory, Shanghai, China; Wuhan Sample Solution Analytical Technology Co. Ltd., Wuhan, China | EPMA: beam current of 10 nA, beam size of 1–5 μm, accelerating voltage of 20 kV. Micro-XRF: rhodium target X-ray tube operating at 50 kV and 800 nA, polycapillary lens providing a 40-μm spot size on a 20-μm raster, dwell time of 5 ms per pixel. LA-ICP-MS: 193-nm ArF excimer laser, fluence of 6 J/cm², 6 Hz repetition rate for 40 seconds (240 pulses), 30-second pre-ablation blank, total run time 70 seconds, spot size 32–44 μm, He carrier gas mixed with Ar. LA-ICP-TOF-MS: 193 nm ArF excimer laser, spot diameter ~20 µm, repetition rate ~20 Hz, laser fluence ~7 J/cm², scan speed ~4000 µm/s, He carrier gas ~600 ml/min, washout time 50 ms. S isotope MC-ICP-MS: spot size ~44 μm, pulse frequency ~2 Hz, laser fluence ~5 J/cm², He carrier gas with Ar make-up gas. | MASS-1 (Fe-Cu-Zn-S pressed pellet) and GSE-1G (synthetic basaltic glass) from the United States Geological Survey; pyrite PPP-1; chalcopyrite GBW07268; pyrrhotite SP-Po-01 (δ34S = 1.4‰ ± 0.4‰); chalcopyrite SP-CP-01 (δ34S = 5.45‰ ± 0.3‰); natural and synthetic minerals from USA SPI Supplies | 0.035823 |  |  |  | 0.55658 |  | 0.016258 |  |  |  | 0 |  |  |  | 0.013302 | [5 empty] | 0 | [5 empty] | 0.016686 | [5 empty] | 0.1136 | [9 empty] | 5.7413 | [13 empty] | 0.00511 | [11 empty] | 0.28457 |  | 0.16834 |  | 0.034778 | [7 empty] | 0.124 | [5 empty] | 0.014289 | [15 empty] | 818.1307 |  | 0.061454 |  |  |  | 0.83536 | [5 empty] | 0.13367 | [7 empty] | 0.15978 | [5 empty] | 0.014988 |  |  |  | 0 |  | 0.057922 | [7 empty] | 0.39356 |  |  |  |  | 2025
| Xunmei vent field, Niaochao vent field |  | Seafloor hydrothermal | Volcanic-hosted massive sulfide (VMS) | seafloor massive sulfide (SMS) | Cu, Zn, Au, Ag | Co, Pb, Sb | Cu, Zn, Au, Ag, Co, Pb, Sb |  |  | I-Py2 (n=11)-20 | I-Py2 (n=11)-20 | seafloor vent field |  |  |  |  | ore material | grab | grab | mineral separate | [5 empty] | mineralisation | sulfide chimney | pyrite, marcasite, chalcopyrite |  | pyrite, marcasite, chalcopyrite | multiple stages: colloform marcasite-pyrite intergrowths (outermost wall), replacement assemblages (transition layers), dense recrystallized assemblages, marcasite pseudomorphs after pyrrhotite (middle layer) | sulfide chimney | colloform, subhedral, anhedral, euhedral, dense coarse-grained, columnar pseudomorphs |  |  |  | sphalerite, pyrrhotite, anhydrite, galena, tetrahedrite, tennantite | Transverse sections (polished sections) | EMPA, LA-ICPMS, MC-ICPMS | JEOL JXA-8100 EPMA; Teledyne Cetac Technologies Analyte Excite laser ablation system coupled with an Agilent Technologies 7700x quadrupole ICP-MS; ESI NWR Image GEO 193 coupled with TOFWERK icp TOF R; Neptune Plus multicollector ICP-MS (Thermo Fisher Scientific, Bremen, Germany) coupled with a Geolas HD excimer ArF laser ablation system (Coherent, Göttingen, Germany); Bruker M4 Tornado™ system | SIO, MNR; China University of Petroleum (East China), Qingdao, China; Nanjing Focu MS Technology Co. Ltd., Nanjing, China; Shanghai Chemlab Laboratory, Shanghai, China; Wuhan Sample Solution Analytical Technology Co. Ltd., Wuhan, China | EPMA: beam current of 10 nA, beam size of 1–5 μm, accelerating voltage of 20 kV. Micro-XRF: rhodium target X-ray tube operating at 50 kV and 800 nA, polycapillary lens providing a 40-μm spot size on a 20-μm raster, dwell time of 5 ms per pixel. LA-ICP-MS: 193-nm ArF excimer laser, fluence of 6 J/cm², 6 Hz repetition rate for 40 seconds (240 pulses), 30-second pre-ablation blank, total run time 70 seconds, spot size 32–44 μm, He carrier gas mixed with Ar. LA-ICP-TOF-MS: 193 nm ArF excimer laser, spot diameter ~20 µm, repetition rate ~20 Hz, laser fluence ~7 J/cm², scan speed ~4000 µm/s, He carrier gas ~600 ml/min, washout time 50 ms. S isotope MC-ICP-MS: spot size ~44 μm, pulse frequency ~2 Hz, laser fluence ~5 J/cm², He carrier gas with Ar make-up gas. | MASS-1 (Fe-Cu-Zn-S pressed pellet) and GSE-1G (synthetic basaltic glass) from the United States Geological Survey; pyrite PPP-1; chalcopyrite GBW07268; pyrrhotite SP-Po-01 (δ34S = 1.4‰ ± 0.4‰); chalcopyrite SP-CP-01 (δ34S = 5.45‰ ± 0.3‰); natural and synthetic minerals from USA SPI Supplies | 0.027316 |  |  |  | 0.61766 |  | 0.02221 |  |  |  | 0.023668 |  |  |  | 0.012113 | [5 empty] | 0.15271 | [5 empty] | 0.022567 | [5 empty] | 0.26776 | [9 empty] | 5.491 | [13 empty] | 0 | [11 empty] | 0.40919 |  | 0.15297 |  | 0.050881 | [7 empty] | 0.086249 | [5 empty] | 0.023596 | [15 empty] | 924.191 |  | 0.03529 |  |  |  | 0.7001 | [5 empty] | 0.15366 | [7 empty] | 0.33037 | [5 empty] | 0.022944 |  |  |  | 0.012937 |  | 0.057469 | [7 empty] | 0.4245 |  |  |  |  | 2025
| Xunmei vent field, Niaochao vent field |  | Seafloor hydrothermal | Volcanic-hosted massive sulfide (VMS) | seafloor massive sulfide (SMS) | Cu, Zn, Au, Ag | Co, Pb, Sb | Cu, Zn, Au, Ag, Co, Pb, Sb |  |  | I-Py2 (n=11)-21 | I-Py2 (n=11)-21 | seafloor vent field |  |  |  |  | ore material | grab | grab | mineral separate | [5 empty] | mineralisation | sulfide chimney | pyrite, marcasite, chalcopyrite |  | pyrite, marcasite, chalcopyrite | multiple stages: colloform marcasite-pyrite intergrowths (outermost wall), replacement assemblages (transition layers), dense recrystallized assemblages, marcasite pseudomorphs after pyrrhotite (middle layer) | sulfide chimney | colloform, subhedral, anhedral, euhedral, dense coarse-grained, columnar pseudomorphs |  |  |  | sphalerite, pyrrhotite, anhydrite, galena, tetrahedrite, tennantite | Transverse sections (polished sections) | EMPA, LA-ICPMS, MC-ICPMS | JEOL JXA-8100 EPMA; Teledyne Cetac Technologies Analyte Excite laser ablation system coupled with an Agilent Technologies 7700x quadrupole ICP-MS; ESI NWR Image GEO 193 coupled with TOFWERK icp TOF R; Neptune Plus multicollector ICP-MS (Thermo Fisher Scientific, Bremen, Germany) coupled with a Geolas HD excimer ArF laser ablation system (Coherent, Göttingen, Germany); Bruker M4 Tornado™ system | SIO, MNR; China University of Petroleum (East China), Qingdao, China; Nanjing Focu MS Technology Co. Ltd., Nanjing, China; Shanghai Chemlab Laboratory, Shanghai, China; Wuhan Sample Solution Analytical Technology Co. Ltd., Wuhan, China | EPMA: beam current of 10 nA, beam size of 1–5 μm, accelerating voltage of 20 kV. Micro-XRF: rhodium target X-ray tube operating at 50 kV and 800 nA, polycapillary lens providing a 40-μm spot size on a 20-μm raster, dwell time of 5 ms per pixel. LA-ICP-MS: 193-nm ArF excimer laser, fluence of 6 J/cm², 6 Hz repetition rate for 40 seconds (240 pulses), 30-second pre-ablation blank, total run time 70 seconds, spot size 32–44 μm, He carrier gas mixed with Ar. LA-ICP-TOF-MS: 193 nm ArF excimer laser, spot diameter ~20 µm, repetition rate ~20 Hz, laser fluence ~7 J/cm², scan speed ~4000 µm/s, He carrier gas ~600 ml/min, washout time 50 ms. S isotope MC-ICP-MS: spot size ~44 μm, pulse frequency ~2 Hz, laser fluence ~5 J/cm², He carrier gas with Ar make-up gas. | MASS-1 (Fe-Cu-Zn-S pressed pellet) and GSE-1G (synthetic basaltic glass) from the United States Geological Survey; pyrite PPP-1; chalcopyrite GBW07268; pyrrhotite SP-Po-01 (δ34S = 1.4‰ ± 0.4‰); chalcopyrite SP-CP-01 (δ34S = 5.45‰ ± 0.3‰); natural and synthetic minerals from USA SPI Supplies | 0.030752 |  |  |  | 0.75724 |  | 0 |  |  |  | 0.067534 |  |  |  | 0.005151 | [5 empty] | 0.16984 | [5 empty] | 0.017595 | [5 empty] | 0.23499 | [9 empty] | 6.5547 | [13 empty] | 0 | [11 empty] | 0.40982 |  | 0.18404 |  | 0.04367 | [7 empty] | 0.13963 | [5 empty] | 0.025218 | [15 empty] | 901.3654 |  | 0.030565 |  |  |  | 0.90602 | [5 empty] | 0.18861 | [7 empty] | 0.37417 | [5 empty] | 0.019152 |  |  |  | 0 |  | 0.033763 | [7 empty] | 0.41372 |  |  |  |  | 2025
| Xunmei vent field, Niaochao vent field |  | Seafloor hydrothermal | Volcanic-hosted massive sulfide (VMS) | seafloor massive sulfide (SMS) | Cu, Zn, Au, Ag | Co, Pb, Sb | Cu, Zn, Au, Ag, Co, Pb, Sb |  |  | I-Py2 (n=11)-22 | I-Py2 (n=11)-22 | seafloor vent field |  |  |  |  | ore material | grab | grab | mineral separate | [5 empty] | mineralisation | sulfide chimney | pyrite, marcasite, chalcopyrite |  | pyrite, marcasite, chalcopyrite | multiple stages: colloform marcasite-pyrite intergrowths (outermost wall), replacement assemblages (transition layers), dense recrystallized assemblages, marcasite pseudomorphs after pyrrhotite (middle layer) | sulfide chimney | colloform, subhedral, anhedral, euhedral, dense coarse-grained, columnar pseudomorphs |  |  |  | sphalerite, pyrrhotite, anhydrite, galena, tetrahedrite, tennantite | Transverse sections (polished sections) | EMPA, LA-ICPMS, MC-ICPMS | JEOL JXA-8100 EPMA; Teledyne Cetac Technologies Analyte Excite laser ablation system coupled with an Agilent Technologies 7700x quadrupole ICP-MS; ESI NWR Image GEO 193 coupled with TOFWERK icp TOF R; Neptune Plus multicollector ICP-MS (Thermo Fisher Scientific, Bremen, Germany) coupled with a Geolas HD excimer ArF laser ablation system (Coherent, Göttingen, Germany); Bruker M4 Tornado™ system | SIO, MNR; China University of Petroleum (East China), Qingdao, China; Nanjing Focu MS Technology Co. Ltd., Nanjing, China; Shanghai Chemlab Laboratory, Shanghai, China; Wuhan Sample Solution Analytical Technology Co. Ltd., Wuhan, China | EPMA: beam current of 10 nA, beam size of 1–5 μm, accelerating voltage of 20 kV. Micro-XRF: rhodium target X-ray tube operating at 50 kV and 800 nA, polycapillary lens providing a 40-μm spot size on a 20-μm raster, dwell time of 5 ms per pixel. LA-ICP-MS: 193-nm ArF excimer laser, fluence of 6 J/cm², 6 Hz repetition rate for 40 seconds (240 pulses), 30-second pre-ablation blank, total run time 70 seconds, spot size 32–44 μm, He carrier gas mixed with Ar. LA-ICP-TOF-MS: 193 nm ArF excimer laser, spot diameter ~20 µm, repetition rate ~20 Hz, laser fluence ~7 J/cm², scan speed ~4000 µm/s, He carrier gas ~600 ml/min, washout time 50 ms. S isotope MC-ICP-MS: spot size ~44 μm, pulse frequency ~2 Hz, laser fluence ~5 J/cm², He carrier gas with Ar make-up gas. | MASS-1 (Fe-Cu-Zn-S pressed pellet) and GSE-1G (synthetic basaltic glass) from the United States Geological Survey; pyrite PPP-1; chalcopyrite GBW07268; pyrrhotite SP-Po-01 (δ34S = 1.4‰ ± 0.4‰); chalcopyrite SP-CP-01 (δ34S = 5.45‰ ± 0.3‰); natural and synthetic minerals from USA SPI Supplies | 0.010219 |  |  |  | 0.53137 |  | 0 |  |  |  | 0.022231 |  |  |  | 0.010677 | [5 empty] | 0.066455 | [5 empty] | 0.01894 | [5 empty] | 0.17319 | [9 empty] | 5.5295 | [13 empty] | 0.003619 | [11 empty] | 0.53304 |  | 0.15785 |  | 0.10165 | [7 empty] | 0.10032 | [5 empty] | 0.005456 | [15 empty] | 848.7273 |  | 0.046593 |  |  |  | 0.58442 | [5 empty] | 0.13945 | [7 empty] | 0.26183 | [5 empty] | 0.021212 |  |  |  | 0.00402 |  | 0.03767 | [7 empty] | 0.48452 |  |  |  |  | 2025
| Xunmei vent field, Niaochao vent field |  | Seafloor hydrothermal | Volcanic-hosted massive sulfide (VMS) | seafloor massive sulfide (SMS) | Cu, Zn, Au, Ag | Co, Pb, Sb | Cu, Zn, Au, Ag, Co, Pb, Sb |  |  | I-Py2 (n=11)-23 | I-Py2 (n=11)-23 | seafloor vent field |  |  |  |  | ore material | grab | grab | mineral separate | [5 empty] | mineralisation | sulfide chimney | pyrite, marcasite, chalcopyrite |  | pyrite, marcasite, chalcopyrite | multiple stages: colloform marcasite-pyrite intergrowths (outermost wall), replacement assemblages (transition layers), dense recrystallized assemblages, marcasite pseudomorphs after pyrrhotite (middle layer) | sulfide chimney | colloform, subhedral, anhedral, euhedral, dense coarse-grained, columnar pseudomorphs |  |  |  | sphalerite, pyrrhotite, anhydrite, galena, tetrahedrite, tennantite | Transverse sections (polished sections) | EMPA, LA-ICPMS, MC-ICPMS | JEOL JXA-8100 EPMA; Teledyne Cetac Technologies Analyte Excite laser ablation system coupled with an Agilent Technologies 7700x quadrupole ICP-MS; ESI NWR Image GEO 193 coupled with TOFWERK icp TOF R; Neptune Plus multicollector ICP-MS (Thermo Fisher Scientific, Bremen, Germany) coupled with a Geolas HD excimer ArF laser ablation system (Coherent, Göttingen, Germany); Bruker M4 Tornado™ system | SIO, MNR; China University of Petroleum (East China), Qingdao, China; Nanjing Focu MS Technology Co. Ltd., Nanjing, China; Shanghai Chemlab Laboratory, Shanghai, China; Wuhan Sample Solution Analytical Technology Co. Ltd., Wuhan, China | EPMA: beam current of 10 nA, beam size of 1–5 μm, accelerating voltage of 20 kV. Micro-XRF: rhodium target X-ray tube operating at 50 kV and 800 nA, polycapillary lens providing a 40-μm spot size on a 20-μm raster, dwell time of 5 ms per pixel. LA-ICP-MS: 193-nm ArF excimer laser, fluence of 6 J/cm², 6 Hz repetition rate for 40 seconds (240 pulses), 30-second pre-ablation blank, total run time 70 seconds, spot size 32–44 μm, He carrier gas mixed with Ar. LA-ICP-TOF-MS: 193 nm ArF excimer laser, spot diameter ~20 µm, repetition rate ~20 Hz, laser fluence ~7 J/cm², scan speed ~4000 µm/s, He carrier gas ~600 ml/min, washout time 50 ms. S isotope MC-ICP-MS: spot size ~44 μm, pulse frequency ~2 Hz, laser fluence ~5 J/cm², He carrier gas with Ar make-up gas. | MASS-1 (Fe-Cu-Zn-S pressed pellet) and GSE-1G (synthetic basaltic glass) from the United States Geological Survey; pyrite PPP-1; chalcopyrite GBW07268; pyrrhotite SP-Po-01 (δ34S = 1.4‰ ± 0.4‰); chalcopyrite SP-CP-01 (δ34S = 5.45‰ ± 0.3‰); natural and synthetic minerals from USA SPI Supplies | 0.039923 |  |  |  | 0.66591 |  | 0 |  |  |  | 0 |  |  |  | 0.016653 | [5 empty] | 0 | [5 empty] | 0.047092 | [5 empty] | 0.25209 | [9 empty] | 5.3047 | [13 empty] | 0.0059 | [11 empty] | 0.52916 |  | 0.29152 |  | 0 | [7 empty] | 0.081444 | [5 empty] | 0.040632 | [15 empty] | 928.0175 |  | 0.073298 |  |  |  | 0.92994 | [5 empty] | 0.14896 | [7 empty] | 0.26276 | [5 empty] | 0.019276 |  |  |  | 0.009501 |  | 0.050845 | [7 empty] | 0.53779 |  |  |  |  | 2025
| Xunmei vent field, Niaochao vent field |  | Seafloor hydrothermal | Volcanic-hosted massive sulfide (VMS) | seafloor massive sulfide (SMS) | Cu, Zn, Au, Ag | Co, Pb, Sb | Cu, Zn, Au, Ag, Co, Pb, Sb |  |  | I-Py2 (n=11)-24 | I-Py2 (n=11)-24 | seafloor vent field |  |  |  |  | ore material | grab | grab | mineral separate | [5 empty] | mineralisation | sulfide chimney | pyrite, marcasite, chalcopyrite |  | pyrite, marcasite, chalcopyrite | multiple stages: colloform marcasite-pyrite intergrowths (outermost wall), replacement assemblages (transition layers), dense recrystallized assemblages, marcasite pseudomorphs after pyrrhotite (middle layer) | sulfide chimney | colloform, subhedral, anhedral, euhedral, dense coarse-grained, columnar pseudomorphs |  |  |  | sphalerite, pyrrhotite, anhydrite, galena, tetrahedrite, tennantite | Transverse sections (polished sections) | EMPA, LA-ICPMS, MC-ICPMS | JEOL JXA-8100 EPMA; Teledyne Cetac Technologies Analyte Excite laser ablation system coupled with an Agilent Technologies 7700x quadrupole ICP-MS; ESI NWR Image GEO 193 coupled with TOFWERK icp TOF R; Neptune Plus multicollector ICP-MS (Thermo Fisher Scientific, Bremen, Germany) coupled with a Geolas HD excimer ArF laser ablation system (Coherent, Göttingen, Germany); Bruker M4 Tornado™ system | SIO, MNR; China University of Petroleum (East China), Qingdao, China; Nanjing Focu MS Technology Co. Ltd., Nanjing, China; Shanghai Chemlab Laboratory, Shanghai, China; Wuhan Sample Solution Analytical Technology Co. Ltd., Wuhan, China | EPMA: beam current of 10 nA, beam size of 1–5 μm, accelerating voltage of 20 kV. Micro-XRF: rhodium target X-ray tube operating at 50 kV and 800 nA, polycapillary lens providing a 40-μm spot size on a 20-μm raster, dwell time of 5 ms per pixel. LA-ICP-MS: 193-nm ArF excimer laser, fluence of 6 J/cm², 6 Hz repetition rate for 40 seconds (240 pulses), 30-second pre-ablation blank, total run time 70 seconds, spot size 32–44 μm, He carrier gas mixed with Ar. LA-ICP-TOF-MS: 193 nm ArF excimer laser, spot diameter ~20 µm, repetition rate ~20 Hz, laser fluence ~7 J/cm², scan speed ~4000 µm/s, He carrier gas ~600 ml/min, washout time 50 ms. S isotope MC-ICP-MS: spot size ~44 μm, pulse frequency ~2 Hz, laser fluence ~5 J/cm², He carrier gas with Ar make-up gas. | MASS-1 (Fe-Cu-Zn-S pressed pellet) and GSE-1G (synthetic basaltic glass) from the United States Geological Survey; pyrite PPP-1; chalcopyrite GBW07268; pyrrhotite SP-Po-01 (δ34S = 1.4‰ ± 0.4‰); chalcopyrite SP-CP-01 (δ34S = 5.45‰ ± 0.3‰); natural and synthetic minerals from USA SPI Supplies | 0.010242 |  |  |  | 0.64082 |  | 0.026705 |  |  |  | 0.022089 |  |  |  | 0.010692 | [5 empty] | 0 | [5 empty] | 0.027062 | [5 empty] | 0.19425 | [9 empty] | 5.1523 | [13 empty] | 0 | [11 empty] | 0.37619 |  | 0.17284 |  | 0.019768 | [7 empty] | 0.086772 | [5 empty] | 0.013881 | [15 empty] | 810.0602 |  | 0.043182 |  |  |  | 0.68856 | [5 empty] | 0.1553 | [7 empty] | 0.16132 | [5 empty] | 0.016695 |  |  |  | 0.006318 |  | 0.036803 | [7 empty] | 0.37458 |  |  |  |  | 2025
| Xunmei vent field, Niaochao vent field |  | Seafloor hydrothermal | Volcanic-hosted massive sulfide (VMS) | seafloor massive sulfide (SMS) | Cu, Zn, Au, Ag | Co, Pb, Sb | Cu, Zn, Au, Ag, Co, Pb, Sb |  |  | I-Py2 (n=11)-25 | I-Py2 (n=11)-25 | seafloor vent field |  |  |  |  | ore material | grab | grab | mineral separate | [5 empty] | mineralisation | sulfide chimney | pyrite, marcasite, chalcopyrite |  | pyrite, marcasite, chalcopyrite | multiple stages: colloform marcasite-pyrite intergrowths (outermost wall), replacement assemblages (transition layers), dense recrystallized assemblages, marcasite pseudomorphs after pyrrhotite (middle layer) | sulfide chimney | colloform, subhedral, anhedral, euhedral, dense coarse-grained, columnar pseudomorphs |  |  |  | sphalerite, pyrrhotite, anhydrite, galena, tetrahedrite, tennantite | Transverse sections (polished sections) | EMPA, LA-ICPMS, MC-ICPMS | JEOL JXA-8100 EPMA; Teledyne Cetac Technologies Analyte Excite laser ablation system coupled with an Agilent Technologies 7700x quadrupole ICP-MS; ESI NWR Image GEO 193 coupled with TOFWERK icp TOF R; Neptune Plus multicollector ICP-MS (Thermo Fisher Scientific, Bremen, Germany) coupled with a Geolas HD excimer ArF laser ablation system (Coherent, Göttingen, Germany); Bruker M4 Tornado™ system | SIO, MNR; China University of Petroleum (East China), Qingdao, China; Nanjing Focu MS Technology Co. Ltd., Nanjing, China; Shanghai Chemlab Laboratory, Shanghai, China; Wuhan Sample Solution Analytical Technology Co. Ltd., Wuhan, China | EPMA: beam current of 10 nA, beam size of 1–5 μm, accelerating voltage of 20 kV. Micro-XRF: rhodium target X-ray tube operating at 50 kV and 800 nA, polycapillary lens providing a 40-μm spot size on a 20-μm raster, dwell time of 5 ms per pixel. LA-ICP-MS: 193-nm ArF excimer laser, fluence of 6 J/cm², 6 Hz repetition rate for 40 seconds (240 pulses), 30-second pre-ablation blank, total run time 70 seconds, spot size 32–44 μm, He carrier gas mixed with Ar. LA-ICP-TOF-MS: 193 nm ArF excimer laser, spot diameter ~20 µm, repetition rate ~20 Hz, laser fluence ~7 J/cm², scan speed ~4000 µm/s, He carrier gas ~600 ml/min, washout time 50 ms. S isotope MC-ICP-MS: spot size ~44 μm, pulse frequency ~2 Hz, laser fluence ~5 J/cm², He carrier gas with Ar make-up gas. | MASS-1 (Fe-Cu-Zn-S pressed pellet) and GSE-1G (synthetic basaltic glass) from the United States Geological Survey; pyrite PPP-1; chalcopyrite GBW07268; pyrrhotite SP-Po-01 (δ34S = 1.4‰ ± 0.4‰); chalcopyrite SP-CP-01 (δ34S = 5.45‰ ± 0.3‰); natural and synthetic minerals from USA SPI Supplies | 0.014374 |  |  |  | 0.88551 |  | 0.010125 |  |  |  | 0.043752 |  |  |  | 0.0048 | [5 empty] | 0.12959 | [5 empty] | 0.020391 | [5 empty] | 0.27789 | [9 empty] | 7.8236 | [13 empty] | 0.006163 | [11 empty] | 0.64946 |  | 0.22161 |  | 0.088756 | [7 empty] | 0.2182 | [5 empty] | 0.029403 | [15 empty] | 1188.0639 |  | 0.050966 |  |  |  | 1.012 | [5 empty] | 0.1824 | [7 empty] | 0.48584 | [5 empty] | 0.02654 |  |  |  | 0.011923 |  | 0.052564 | [7 empty] | 0.58279 |  |  |  |  | 2025
| Xunmei vent field, Niaochao vent field |  | Seafloor hydrothermal | Volcanic-hosted massive sulfide (VMS) | seafloor massive sulfide (SMS) | Cu, Zn, Au, Ag | Co, Pb, Sb | Cu, Zn, Au, Ag, Co, Pb, Sb |  |  | I-Py2 (n=11)-26 | I-Py2 (n=11)-26 | seafloor vent field |  |  |  |  | ore material | grab | grab | mineral separate | [5 empty] | mineralisation | sulfide chimney | pyrite, marcasite, chalcopyrite |  | pyrite, marcasite, chalcopyrite | multiple stages: colloform marcasite-pyrite intergrowths (outermost wall), replacement assemblages (transition layers), dense recrystallized assemblages, marcasite pseudomorphs after pyrrhotite (middle layer) | sulfide chimney | colloform, subhedral, anhedral, euhedral, dense coarse-grained, columnar pseudomorphs |  |  |  | sphalerite, pyrrhotite, anhydrite, galena, tetrahedrite, tennantite | Transverse sections (polished sections) | EMPA, LA-ICPMS, MC-ICPMS | JEOL JXA-8100 EPMA; Teledyne Cetac Technologies Analyte Excite laser ablation system coupled with an Agilent Technologies 7700x quadrupole ICP-MS; ESI NWR Image GEO 193 coupled with TOFWERK icp TOF R; Neptune Plus multicollector ICP-MS (Thermo Fisher Scientific, Bremen, Germany) coupled with a Geolas HD excimer ArF laser ablation system (Coherent, Göttingen, Germany); Bruker M4 Tornado™ system | SIO, MNR; China University of Petroleum (East China), Qingdao, China; Nanjing Focu MS Technology Co. Ltd., Nanjing, China; Shanghai Chemlab Laboratory, Shanghai, China; Wuhan Sample Solution Analytical Technology Co. Ltd., Wuhan, China | EPMA: beam current of 10 nA, beam size of 1–5 μm, accelerating voltage of 20 kV. Micro-XRF: rhodium target X-ray tube operating at 50 kV and 800 nA, polycapillary lens providing a 40-μm spot size on a 20-μm raster, dwell time of 5 ms per pixel. LA-ICP-MS: 193-nm ArF excimer laser, fluence of 6 J/cm², 6 Hz repetition rate for 40 seconds (240 pulses), 30-second pre-ablation blank, total run time 70 seconds, spot size 32–44 μm, He carrier gas mixed with Ar. LA-ICP-TOF-MS: 193 nm ArF excimer laser, spot diameter ~20 µm, repetition rate ~20 Hz, laser fluence ~7 J/cm², scan speed ~4000 µm/s, He carrier gas ~600 ml/min, washout time 50 ms. S isotope MC-ICP-MS: spot size ~44 μm, pulse frequency ~2 Hz, laser fluence ~5 J/cm², He carrier gas with Ar make-up gas. | MASS-1 (Fe-Cu-Zn-S pressed pellet) and GSE-1G (synthetic basaltic glass) from the United States Geological Survey; pyrite PPP-1; chalcopyrite GBW07268; pyrrhotite SP-Po-01 (δ34S = 1.4‰ ± 0.4‰); chalcopyrite SP-CP-01 (δ34S = 5.45‰ ± 0.3‰); natural and synthetic minerals from USA SPI Supplies | 0 |  |  |  | 0.66453 |  | 0 |  |  |  | 0.0318 |  |  |  | 0.012994 | [5 empty] | 0.21323 | [5 empty] | 0.018783 | [5 empty] | 0.19782 | [9 empty] | 6.376 | [13 empty] | 0.003717 | [11 empty] | 0.45037 |  | 0.1844 |  | 0.041104 | [7 empty] | 0.1401 | [5 empty] | 0.028475 | [15 empty] | 847.6667 |  | 0.056211 |  |  |  | 0.73418 | [5 empty] | 0.1368 | [7 empty] | 0 | [5 empty] | 0.01112 |  |  |  | 0 |  | 0.040633 | [7 empty] | 0.37578 |  |  |  |  | 2025
| Xunmei vent field, Niaochao vent field |  | Seafloor hydrothermal | Volcanic-hosted massive sulfide (VMS) | seafloor massive sulfide (SMS) | Cu, Zn, Au, Ag | Co, Pb, Sb | Cu, Zn, Au, Ag, Co, Pb, Sb |  |  | I-Mrc2 (n=8)-13 | I-Mrc2 (n=8)-13 | seafloor vent field |  |  |  |  | ore material | grab | grab | mineral separate | [5 empty] | mineralisation | sulfide chimney | pyrite, marcasite, chalcopyrite |  | pyrite, marcasite, chalcopyrite | multiple stages: colloform marcasite-pyrite intergrowths (outermost wall), replacement assemblages (transition layers), dense recrystallized assemblages, marcasite pseudomorphs after pyrrhotite (middle layer) | sulfide chimney | colloform, subhedral, anhedral, euhedral, dense coarse-grained, columnar pseudomorphs |  |  |  | sphalerite, pyrrhotite, anhydrite, galena, tetrahedrite, tennantite | Transverse sections (polished sections) | EMPA, LA-ICPMS, MC-ICPMS | JEOL JXA-8100 EPMA; Teledyne Cetac Technologies Analyte Excite laser ablation system coupled with an Agilent Technologies 7700x quadrupole ICP-MS; ESI NWR Image GEO 193 coupled with TOFWERK icp TOF R; Neptune Plus multicollector ICP-MS (Thermo Fisher Scientific, Bremen, Germany) coupled with a Geolas HD excimer ArF laser ablation system (Coherent, Göttingen, Germany); Bruker M4 Tornado™ system | SIO, MNR; China University of Petroleum (East China), Qingdao, China; Nanjing Focu MS Technology Co. Ltd., Nanjing, China; Shanghai Chemlab Laboratory, Shanghai, China; Wuhan Sample Solution Analytical Technology Co. Ltd., Wuhan, China | EPMA: beam current of 10 nA, beam size of 1–5 μm, accelerating voltage of 20 kV. Micro-XRF: rhodium target X-ray tube operating at 50 kV and 800 nA, polycapillary lens providing a 40-μm spot size on a 20-μm raster, dwell time of 5 ms per pixel. LA-ICP-MS: 193-nm ArF excimer laser, fluence of 6 J/cm², 6 Hz repetition rate for 40 seconds (240 pulses), 30-second pre-ablation blank, total run time 70 seconds, spot size 32–44 μm, He carrier gas mixed with Ar. LA-ICP-TOF-MS: 193 nm ArF excimer laser, spot diameter ~20 µm, repetition rate ~20 Hz, laser fluence ~7 J/cm², scan speed ~4000 µm/s, He carrier gas ~600 ml/min, washout time 50 ms. S isotope MC-ICP-MS: spot size ~44 μm, pulse frequency ~2 Hz, laser fluence ~5 J/cm², He carrier gas with Ar make-up gas. | MASS-1 (Fe-Cu-Zn-S pressed pellet) and GSE-1G (synthetic basaltic glass) from the United States Geological Survey; pyrite PPP-1; chalcopyrite GBW07268; pyrrhotite SP-Po-01 (δ34S = 1.4‰ ± 0.4‰); chalcopyrite SP-CP-01 (δ34S = 5.45‰ ± 0.3‰); natural and synthetic minerals from USA SPI Supplies | 0.032484 |  |  |  | 0.73488 |  | 0 |  |  |  | 0.093234 |  |  |  | 0.019236 | [5 empty] | 0.25312 | [5 empty] | 0.024278 | [5 empty] | 0.21745 | [9 empty] | 8.115 | [13 empty] | 0.008291 | [11 empty] | 0.57053 |  | 0.23429 |  | 0.027025 | [7 empty] | 0.18765 | [5 empty] | 0.028546 | [15 empty] | 1246.4972 |  | 0.059635 |  |  |  | 0.81553 | [5 empty] | 0.20697 | [7 empty] | 0.41469 | [5 empty] | 0.021605 |  |  |  | 0 |  | 0.046079 | [7 empty] | 0.46744 |  |  |  |  | 2025
| Xunmei vent field, Niaochao vent field |  | Seafloor hydrothermal | Volcanic-hosted massive sulfide (VMS) | seafloor massive sulfide (SMS) | Cu, Zn, Au, Ag | Co, Pb, Sb | Cu, Zn, Au, Ag, Co, Pb, Sb |  |  | I-Mrc2 (n=8)-14 | I-Mrc2 (n=8)-14 | seafloor vent field |  |  |  |  | ore material | grab | grab | mineral separate | [5 empty] | mineralisation | sulfide chimney | pyrite, marcasite, chalcopyrite |  | pyrite, marcasite, chalcopyrite | multiple stages: colloform marcasite-pyrite intergrowths (outermost wall), replacement assemblages (transition layers), dense recrystallized assemblages, marcasite pseudomorphs after pyrrhotite (middle layer) | sulfide chimney | colloform, subhedral, anhedral, euhedral, dense coarse-grained, columnar pseudomorphs |  |  |  | sphalerite, pyrrhotite, anhydrite, galena, tetrahedrite, tennantite | Transverse sections (polished sections) | EMPA, LA-ICPMS, MC-ICPMS | JEOL JXA-8100 EPMA; Teledyne Cetac Technologies Analyte Excite laser ablation system coupled with an Agilent Technologies 7700x quadrupole ICP-MS; ESI NWR Image GEO 193 coupled with TOFWERK icp TOF R; Neptune Plus multicollector ICP-MS (Thermo Fisher Scientific, Bremen, Germany) coupled with a Geolas HD excimer ArF laser ablation system (Coherent, Göttingen, Germany); Bruker M4 Tornado™ system | SIO, MNR; China University of Petroleum (East China), Qingdao, China; Nanjing Focu MS Technology Co. Ltd., Nanjing, China; Shanghai Chemlab Laboratory, Shanghai, China; Wuhan Sample Solution Analytical Technology Co. Ltd., Wuhan, China | EPMA: beam current of 10 nA, beam size of 1–5 μm, accelerating voltage of 20 kV. Micro-XRF: rhodium target X-ray tube operating at 50 kV and 800 nA, polycapillary lens providing a 40-μm spot size on a 20-μm raster, dwell time of 5 ms per pixel. LA-ICP-MS: 193-nm ArF excimer laser, fluence of 6 J/cm², 6 Hz repetition rate for 40 seconds (240 pulses), 30-second pre-ablation blank, total run time 70 seconds, spot size 32–44 μm, He carrier gas mixed with Ar. LA-ICP-TOF-MS: 193 nm ArF excimer laser, spot diameter ~20 µm, repetition rate ~20 Hz, laser fluence ~7 J/cm², scan speed ~4000 µm/s, He carrier gas ~600 ml/min, washout time 50 ms. S isotope MC-ICP-MS: spot size ~44 μm, pulse frequency ~2 Hz, laser fluence ~5 J/cm², He carrier gas with Ar make-up gas. | MASS-1 (Fe-Cu-Zn-S pressed pellet) and GSE-1G (synthetic basaltic glass) from the United States Geological Survey; pyrite PPP-1; chalcopyrite GBW07268; pyrrhotite SP-Po-01 (δ34S = 1.4‰ ± 0.4‰); chalcopyrite SP-CP-01 (δ34S = 5.45‰ ± 0.3‰); natural and synthetic minerals from USA SPI Supplies | 0.032191 |  |  |  | 0.93661 |  | 0.024508 |  |  |  | 0.064119 |  |  |  | 0.01524 | [5 empty] | 0.092975 | [5 empty] | 0.026413 | [5 empty] | 0.22056 | [9 empty] | 10.2843 | [13 empty] | 0.014282 | [11 empty] | 0.7148 |  | 0.24647 |  | 0.040423 | [7 empty] | 0.1289 | [5 empty] | 0.01732 | [15 empty] | 1114.6195 |  | 0.069108 |  |  |  | 0.82625 | [5 empty] | 0.17313 | [7 empty] | 0 | [5 empty] | 0.023694 |  |  |  | 0.009971 |  | 0.073027 | [7 empty] | 0.4408 |  |  |  |  | 2025
| Xunmei vent field, Niaochao vent field |  | Seafloor hydrothermal | Volcanic-hosted massive sulfide (VMS) | seafloor massive sulfide (SMS) | Cu, Zn, Au, Ag | Co, Pb, Sb | Cu, Zn, Au, Ag, Co, Pb, Sb |  |  | I-Mrc2 (n=8)-15 | I-Mrc2 (n=8)-15 | seafloor vent field |  |  |  |  | ore material | grab | grab | mineral separate | [5 empty] | mineralisation | sulfide chimney | pyrite, marcasite, chalcopyrite |  | pyrite, marcasite, chalcopyrite | multiple stages: colloform marcasite-pyrite intergrowths (outermost wall), replacement assemblages (transition layers), dense recrystallized assemblages, marcasite pseudomorphs after pyrrhotite (middle layer) | sulfide chimney | colloform, subhedral, anhedral, euhedral, dense coarse-grained, columnar pseudomorphs |  |  |  | sphalerite, pyrrhotite, anhydrite, galena, tetrahedrite, tennantite | Transverse sections (polished sections) | EMPA, LA-ICPMS, MC-ICPMS | JEOL JXA-8100 EPMA; Teledyne Cetac Technologies Analyte Excite laser ablation system coupled with an Agilent Technologies 7700x quadrupole ICP-MS; ESI NWR Image GEO 193 coupled with TOFWERK icp TOF R; Neptune Plus multicollector ICP-MS (Thermo Fisher Scientific, Bremen, Germany) coupled with a Geolas HD excimer ArF laser ablation system (Coherent, Göttingen, Germany); Bruker M4 Tornado™ system | SIO, MNR; China University of Petroleum (East China), Qingdao, China; Nanjing Focu MS Technology Co. Ltd., Nanjing, China; Shanghai Chemlab Laboratory, Shanghai, China; Wuhan Sample Solution Analytical Technology Co. Ltd., Wuhan, China | EPMA: beam current of 10 nA, beam size of 1–5 μm, accelerating voltage of 20 kV. Micro-XRF: rhodium target X-ray tube operating at 50 kV and 800 nA, polycapillary lens providing a 40-μm spot size on a 20-μm raster, dwell time of 5 ms per pixel. LA-ICP-MS: 193-nm ArF excimer laser, fluence of 6 J/cm², 6 Hz repetition rate for 40 seconds (240 pulses), 30-second pre-ablation blank, total run time 70 seconds, spot size 32–44 μm, He carrier gas mixed with Ar. LA-ICP-TOF-MS: 193 nm ArF excimer laser, spot diameter ~20 µm, repetition rate ~20 Hz, laser fluence ~7 J/cm², scan speed ~4000 µm/s, He carrier gas ~600 ml/min, washout time 50 ms. S isotope MC-ICP-MS: spot size ~44 μm, pulse frequency ~2 Hz, laser fluence ~5 J/cm², He carrier gas with Ar make-up gas. | MASS-1 (Fe-Cu-Zn-S pressed pellet) and GSE-1G (synthetic basaltic glass) from the United States Geological Survey; pyrite PPP-1; chalcopyrite GBW07268; pyrrhotite SP-Po-01 (δ34S = 1.4‰ ± 0.4‰); chalcopyrite SP-CP-01 (δ34S = 5.45‰ ± 0.3‰); natural and synthetic minerals from USA SPI Supplies | 0.036519 |  |  |  | 0.80944 |  | 0 |  |  |  | 0.08801 |  |  |  | 0.011459 | [5 empty] | 0.27911 | [5 empty] | 0.030548 | [5 empty] | 0.27258 | [9 empty] | 9.4267 | [13 empty] | 0.007765 | [11 empty] | 0.63416 |  | 0.24518 |  | 0.079241 | [7 empty] | 0.11568 | [5 empty] | 0.013601 | [15 empty] | 1300.5959 |  | 0.065215 |  |  |  | 1.4445 | [5 empty] | 0.24081 | [7 empty] | 0 | [5 empty] | 0.025914 |  |  |  | 0.007215 |  | 0.046678 | [7 empty] | 0.61195 |  |  |  |  | 2025
| Xunmei vent field, Niaochao vent field |  | Seafloor hydrothermal | Volcanic-hosted massive sulfide (VMS) | seafloor massive sulfide (SMS) | Cu, Zn, Au, Ag | Co, Pb, Sb | Cu, Zn, Au, Ag, Co, Pb, Sb |  |  | I-Mrc2 (n=8)-16 | I-Mrc2 (n=8)-16 | seafloor vent field |  |  |  |  | ore material | grab | grab | mineral separate | [5 empty] | mineralisation | sulfide chimney | pyrite, marcasite, chalcopyrite |  | pyrite, marcasite, chalcopyrite | multiple stages: colloform marcasite-pyrite intergrowths (outermost wall), replacement assemblages (transition layers), dense recrystallized assemblages, marcasite pseudomorphs after pyrrhotite (middle layer) | sulfide chimney | colloform, subhedral, anhedral, euhedral, dense coarse-grained, columnar pseudomorphs |  |  |  | sphalerite, pyrrhotite, anhydrite, galena, tetrahedrite, tennantite | Transverse sections (polished sections) | EMPA, LA-ICPMS, MC-ICPMS | JEOL JXA-8100 EPMA; Teledyne Cetac Technologies Analyte Excite laser ablation system coupled with an Agilent Technologies 7700x quadrupole ICP-MS; ESI NWR Image GEO 193 coupled with TOFWERK icp TOF R; Neptune Plus multicollector ICP-MS (Thermo Fisher Scientific, Bremen, Germany) coupled with a Geolas HD excimer ArF laser ablation system (Coherent, Göttingen, Germany); Bruker M4 Tornado™ system | SIO, MNR; China University of Petroleum (East China), Qingdao, China; Nanjing Focu MS Technology Co. Ltd., Nanjing, China; Shanghai Chemlab Laboratory, Shanghai, China; Wuhan Sample Solution Analytical Technology Co. Ltd., Wuhan, China | EPMA: beam current of 10 nA, beam size of 1–5 μm, accelerating voltage of 20 kV. Micro-XRF: rhodium target X-ray tube operating at 50 kV and 800 nA, polycapillary lens providing a 40-μm spot size on a 20-μm raster, dwell time of 5 ms per pixel. LA-ICP-MS: 193-nm ArF excimer laser, fluence of 6 J/cm², 6 Hz repetition rate for 40 seconds (240 pulses), 30-second pre-ablation blank, total run time 70 seconds, spot size 32–44 μm, He carrier gas mixed with Ar. LA-ICP-TOF-MS: 193 nm ArF excimer laser, spot diameter ~20 µm, repetition rate ~20 Hz, laser fluence ~7 J/cm², scan speed ~4000 µm/s, He carrier gas ~600 ml/min, washout time 50 ms. S isotope MC-ICP-MS: spot size ~44 μm, pulse frequency ~2 Hz, laser fluence ~5 J/cm², He carrier gas with Ar make-up gas. | MASS-1 (Fe-Cu-Zn-S pressed pellet) and GSE-1G (synthetic basaltic glass) from the United States Geological Survey; pyrite PPP-1; chalcopyrite GBW07268; pyrrhotite SP-Po-01 (δ34S = 1.4‰ ± 0.4‰); chalcopyrite SP-CP-01 (δ34S = 5.45‰ ± 0.3‰); natural and synthetic minerals from USA SPI Supplies | 0.023243 |  |  |  | 0.64379 |  | 0.013472 |  |  |  | 0.059817 |  |  |  | 0.01683 | [5 empty] | 0.18127 | [5 empty] | 0.032175 | [5 empty] | 0.31438 | [9 empty] | 6.4335 | [13 empty] | 0.01098 | [11 empty] | 0.40107 |  | 0.1846 |  | 0.026901 | [7 empty] | 0.16584 | [5 empty] | 0.021235 | [15 empty] | 1077.365 |  | 0.040448 |  |  |  | 0.75231 | [5 empty] | 0.18305 | [7 empty] | 0.42098 | [5 empty] | 0.025538 |  |  |  | 0 |  | 0.069466 | [7 empty] | 0.45657 |  |  |  |  | 2025
| Xunmei vent field, Niaochao vent field |  | Seafloor hydrothermal | Volcanic-hosted massive sulfide (VMS) | seafloor massive sulfide (SMS) | Cu, Zn, Au, Ag | Co, Pb, Sb | Cu, Zn, Au, Ag, Co, Pb, Sb |  |  | I-Mrc2 (n=8)-17 | I-Mrc2 (n=8)-17 | seafloor vent field |  |  |  |  | ore material | grab | grab | mineral separate | [5 empty] | mineralisation | sulfide chimney | pyrite, marcasite, chalcopyrite |  | pyrite, marcasite, chalcopyrite | multiple stages: colloform marcasite-pyrite intergrowths (outermost wall), replacement assemblages (transition layers), dense recrystallized assemblages, marcasite pseudomorphs after pyrrhotite (middle layer) | sulfide chimney | colloform, subhedral, anhedral, euhedral, dense coarse-grained, columnar pseudomorphs |  |  |  | sphalerite, pyrrhotite, anhydrite, galena, tetrahedrite, tennantite | Transverse sections (polished sections) | EMPA, LA-ICPMS, MC-ICPMS | JEOL JXA-8100 EPMA; Teledyne Cetac Technologies Analyte Excite laser ablation system coupled with an Agilent Technologies 7700x quadrupole ICP-MS; ESI NWR Image GEO 193 coupled with TOFWERK icp TOF R; Neptune Plus multicollector ICP-MS (Thermo Fisher Scientific, Bremen, Germany) coupled with a Geolas HD excimer ArF laser ablation system (Coherent, Göttingen, Germany); Bruker M4 Tornado™ system | SIO, MNR; China University of Petroleum (East China), Qingdao, China; Nanjing Focu MS Technology Co. Ltd., Nanjing, China; Shanghai Chemlab Laboratory, Shanghai, China; Wuhan Sample Solution Analytical Technology Co. Ltd., Wuhan, China | EPMA: beam current of 10 nA, beam size of 1–5 μm, accelerating voltage of 20 kV. Micro-XRF: rhodium target X-ray tube operating at 50 kV and 800 nA, polycapillary lens providing a 40-μm spot size on a 20-μm raster, dwell time of 5 ms per pixel. LA-ICP-MS: 193-nm ArF excimer laser, fluence of 6 J/cm², 6 Hz repetition rate for 40 seconds (240 pulses), 30-second pre-ablation blank, total run time 70 seconds, spot size 32–44 μm, He carrier gas mixed with Ar. LA-ICP-TOF-MS: 193 nm ArF excimer laser, spot diameter ~20 µm, repetition rate ~20 Hz, laser fluence ~7 J/cm², scan speed ~4000 µm/s, He carrier gas ~600 ml/min, washout time 50 ms. S isotope MC-ICP-MS: spot size ~44 μm, pulse frequency ~2 Hz, laser fluence ~5 J/cm², He carrier gas with Ar make-up gas. | MASS-1 (Fe-Cu-Zn-S pressed pellet) and GSE-1G (synthetic basaltic glass) from the United States Geological Survey; pyrite PPP-1; chalcopyrite GBW07268; pyrrhotite SP-Po-01 (δ34S = 1.4‰ ± 0.4‰); chalcopyrite SP-CP-01 (δ34S = 5.45‰ ± 0.3‰); natural and synthetic minerals from USA SPI Supplies | 0 |  |  |  | 1.0432 |  | 0.012859 |  |  |  | 0.068104 |  |  |  | 0.007366 | [5 empty] | 0.19044 | [5 empty] | 0.029203 | [5 empty] | 0.23219 | [9 empty] | 5.2591 | [13 empty] | 0.012926 | [11 empty] | 0.52951 |  | 0.2387 |  | 0 | [7 empty] | 0.15187 | [5 empty] | 0.036616 | [15 empty] | 1325.9187 |  | 0.030869 |  |  |  | 1.0326 | [5 empty] | 0.21012 | [7 empty] | 0.56673 | [5 empty] | 0.019714 |  |  |  | 0.008158 |  | 0.06054 | [7 empty] | 0.46635 |  |  |  |  | 2025
| Xunmei vent field, Niaochao vent field |  | Seafloor hydrothermal | Volcanic-hosted massive sulfide (VMS) | seafloor massive sulfide (SMS) | Cu, Zn, Au, Ag | Co, Pb, Sb | Cu, Zn, Au, Ag, Co, Pb, Sb |  |  | I-Mrc2 (n=8)-18 | I-Mrc2 (n=8)-18 | seafloor vent field |  |  |  |  | ore material | grab | grab | mineral separate | [5 empty] | mineralisation | sulfide chimney | pyrite, marcasite, chalcopyrite |  | pyrite, marcasite, chalcopyrite | multiple stages: colloform marcasite-pyrite intergrowths (outermost wall), replacement assemblages (transition layers), dense recrystallized assemblages, marcasite pseudomorphs after pyrrhotite (middle layer) | sulfide chimney | colloform, subhedral, anhedral, euhedral, dense coarse-grained, columnar pseudomorphs |  |  |  | sphalerite, pyrrhotite, anhydrite, galena, tetrahedrite, tennantite | Transverse sections (polished sections) | EMPA, LA-ICPMS, MC-ICPMS | JEOL JXA-8100 EPMA; Teledyne Cetac Technologies Analyte Excite laser ablation system coupled with an Agilent Technologies 7700x quadrupole ICP-MS; ESI NWR Image GEO 193 coupled with TOFWERK icp TOF R; Neptune Plus multicollector ICP-MS (Thermo Fisher Scientific, Bremen, Germany) coupled with a Geolas HD excimer ArF laser ablation system (Coherent, Göttingen, Germany); Bruker M4 Tornado™ system | SIO, MNR; China University of Petroleum (East China), Qingdao, China; Nanjing Focu MS Technology Co. Ltd., Nanjing, China; Shanghai Chemlab Laboratory, Shanghai, China; Wuhan Sample Solution Analytical Technology Co. Ltd., Wuhan, China | EPMA: beam current of 10 nA, beam size of 1–5 μm, accelerating voltage of 20 kV. Micro-XRF: rhodium target X-ray tube operating at 50 kV and 800 nA, polycapillary lens providing a 40-μm spot size on a 20-μm raster, dwell time of 5 ms per pixel. LA-ICP-MS: 193-nm ArF excimer laser, fluence of 6 J/cm², 6 Hz repetition rate for 40 seconds (240 pulses), 30-second pre-ablation blank, total run time 70 seconds, spot size 32–44 μm, He carrier gas mixed with Ar. LA-ICP-TOF-MS: 193 nm ArF excimer laser, spot diameter ~20 µm, repetition rate ~20 Hz, laser fluence ~7 J/cm², scan speed ~4000 µm/s, He carrier gas ~600 ml/min, washout time 50 ms. S isotope MC-ICP-MS: spot size ~44 μm, pulse frequency ~2 Hz, laser fluence ~5 J/cm², He carrier gas with Ar make-up gas. | MASS-1 (Fe-Cu-Zn-S pressed pellet) and GSE-1G (synthetic basaltic glass) from the United States Geological Survey; pyrite PPP-1; chalcopyrite GBW07268; pyrrhotite SP-Po-01 (δ34S = 1.4‰ ± 0.4‰); chalcopyrite SP-CP-01 (δ34S = 5.45‰ ± 0.3‰); natural and synthetic minerals from USA SPI Supplies | 0.018728 |  |  |  | 0.75491 |  | 0.009381 |  |  |  | 0 |  |  |  | 0.011338 | [5 empty] | 0.31833 | [5 empty] | 0.02044 | [5 empty] | 0.24696 | [9 empty] | 6.9494 | [13 empty] | 0.005673 | [11 empty] | 0.3123 |  | 0.20544 |  | 0.078924 | [7 empty] | 0.15344 | [5 empty] | 0.030302 | [15 empty] | 1133.0119 |  | 0.060305 |  |  |  | 0.75966 | [5 empty] | 0.16501 | [7 empty] | 0.20842 | [5 empty] | 0.022231 |  |  |  | 0 |  | 0.045274 | [7 empty] | 0.52802 |  |  |  |  | 2025
| Xunmei vent field, Niaochao vent field |  | Seafloor hydrothermal | Volcanic-hosted massive sulfide (VMS) | seafloor massive sulfide (SMS) | Cu, Zn, Au, Ag | Co, Pb, Sb | Cu, Zn, Au, Ag, Co, Pb, Sb |  |  | I-Mrc2 (n=8)-19 | I-Mrc2 (n=8)-19 | seafloor vent field |  |  |  |  | ore material | grab | grab | mineral separate | [5 empty] | mineralisation | sulfide chimney | pyrite, marcasite, chalcopyrite |  | pyrite, marcasite, chalcopyrite | multiple stages: colloform marcasite-pyrite intergrowths (outermost wall), replacement assemblages (transition layers), dense recrystallized assemblages, marcasite pseudomorphs after pyrrhotite (middle layer) | sulfide chimney | colloform, subhedral, anhedral, euhedral, dense coarse-grained, columnar pseudomorphs |  |  |  | sphalerite, pyrrhotite, anhydrite, galena, tetrahedrite, tennantite | Transverse sections (polished sections) | EMPA, LA-ICPMS, MC-ICPMS | JEOL JXA-8100 EPMA; Teledyne Cetac Technologies Analyte Excite laser ablation system coupled with an Agilent Technologies 7700x quadrupole ICP-MS; ESI NWR Image GEO 193 coupled with TOFWERK icp TOF R; Neptune Plus multicollector ICP-MS (Thermo Fisher Scientific, Bremen, Germany) coupled with a Geolas HD excimer ArF laser ablation system (Coherent, Göttingen, Germany); Bruker M4 Tornado™ system | SIO, MNR; China University of Petroleum (East China), Qingdao, China; Nanjing Focu MS Technology Co. Ltd., Nanjing, China; Shanghai Chemlab Laboratory, Shanghai, China; Wuhan Sample Solution Analytical Technology Co. Ltd., Wuhan, China | EPMA: beam current of 10 nA, beam size of 1–5 μm, accelerating voltage of 20 kV. Micro-XRF: rhodium target X-ray tube operating at 50 kV and 800 nA, polycapillary lens providing a 40-μm spot size on a 20-μm raster, dwell time of 5 ms per pixel. LA-ICP-MS: 193-nm ArF excimer laser, fluence of 6 J/cm², 6 Hz repetition rate for 40 seconds (240 pulses), 30-second pre-ablation blank, total run time 70 seconds, spot size 32–44 μm, He carrier gas mixed with Ar. LA-ICP-TOF-MS: 193 nm ArF excimer laser, spot diameter ~20 µm, repetition rate ~20 Hz, laser fluence ~7 J/cm², scan speed ~4000 µm/s, He carrier gas ~600 ml/min, washout time 50 ms. S isotope MC-ICP-MS: spot size ~44 μm, pulse frequency ~2 Hz, laser fluence ~5 J/cm², He carrier gas with Ar make-up gas. | MASS-1 (Fe-Cu-Zn-S pressed pellet) and GSE-1G (synthetic basaltic glass) from the United States Geological Survey; pyrite PPP-1; chalcopyrite GBW07268; pyrrhotite SP-Po-01 (δ34S = 1.4‰ ± 0.4‰); chalcopyrite SP-CP-01 (δ34S = 5.45‰ ± 0.3‰); natural and synthetic minerals from USA SPI Supplies | 0.013212 |  |  |  | 0.70682 |  | 0 |  |  |  | 0.086463 |  |  |  | 0.008774 | [5 empty] | 0.18873 | [5 empty] | 0.016276 | [5 empty] | 0.2447 | [9 empty] | 5.5957 | [13 empty] | 0.00462 | [11 empty] | 0.61657 |  | 0.18241 |  | 0.025536 | [7 empty] | 0.14466 | [5 empty] | 0.025783 | [15 empty] | 1038.4888 |  | 0.07374 |  |  |  | 1.0328 | [5 empty] | 0.1846 | [7 empty] | 0.45412 | [5 empty] | 0.014664 |  |  |  | 0.011194 |  | 0.062928 | [7 empty] | 0.37556 |  |  |  |  | 2025
| Xunmei vent field, Niaochao vent field |  | Seafloor hydrothermal | Volcanic-hosted massive sulfide (VMS) | seafloor massive sulfide (SMS) | Cu, Zn, Au, Ag | Co, Pb, Sb | Cu, Zn, Au, Ag, Co, Pb, Sb |  |  | I-Mrc2 (n=8)-20 | I-Mrc2 (n=8)-20 | seafloor vent field |  |  |  |  | ore material | grab | grab | mineral separate | [5 empty] | mineralisation | sulfide chimney | pyrite, marcasite, chalcopyrite |  | pyrite, marcasite, chalcopyrite | multiple stages: colloform marcasite-pyrite intergrowths (outermost wall), replacement assemblages (transition layers), dense recrystallized assemblages, marcasite pseudomorphs after pyrrhotite (middle layer) | sulfide chimney | colloform, subhedral, anhedral, euhedral, dense coarse-grained, columnar pseudomorphs |  |  |  | sphalerite, pyrrhotite, anhydrite, galena, tetrahedrite, tennantite | Transverse sections (polished sections) | EMPA, LA-ICPMS, MC-ICPMS | JEOL JXA-8100 EPMA; Teledyne Cetac Technologies Analyte Excite laser ablation system coupled with an Agilent Technologies 7700x quadrupole ICP-MS; ESI NWR Image GEO 193 coupled with TOFWERK icp TOF R; Neptune Plus multicollector ICP-MS (Thermo Fisher Scientific, Bremen, Germany) coupled with a Geolas HD excimer ArF laser ablation system (Coherent, Göttingen, Germany); Bruker M4 Tornado™ system | SIO, MNR; China University of Petroleum (East China), Qingdao, China; Nanjing Focu MS Technology Co. Ltd., Nanjing, China; Shanghai Chemlab Laboratory, Shanghai, China; Wuhan Sample Solution Analytical Technology Co. Ltd., Wuhan, China | EPMA: beam current of 10 nA, beam size of 1–5 μm, accelerating voltage of 20 kV. Micro-XRF: rhodium target X-ray tube operating at 50 kV and 800 nA, polycapillary lens providing a 40-μm spot size on a 20-μm raster, dwell time of 5 ms per pixel. LA-ICP-MS: 193-nm ArF excimer laser, fluence of 6 J/cm², 6 Hz repetition rate for 40 seconds (240 pulses), 30-second pre-ablation blank, total run time 70 seconds, spot size 32–44 μm, He carrier gas mixed with Ar. LA-ICP-TOF-MS: 193 nm ArF excimer laser, spot diameter ~20 µm, repetition rate ~20 Hz, laser fluence ~7 J/cm², scan speed ~4000 µm/s, He carrier gas ~600 ml/min, washout time 50 ms. S isotope MC-ICP-MS: spot size ~44 μm, pulse frequency ~2 Hz, laser fluence ~5 J/cm², He carrier gas with Ar make-up gas. | MASS-1 (Fe-Cu-Zn-S pressed pellet) and GSE-1G (synthetic basaltic glass) from the United States Geological Survey; pyrite PPP-1; chalcopyrite GBW07268; pyrrhotite SP-Po-01 (δ34S = 1.4‰ ± 0.4‰); chalcopyrite SP-CP-01 (δ34S = 5.45‰ ± 0.3‰); natural and synthetic minerals from USA SPI Supplies | 0.048613 |  |  |  | 0.79845 |  | 0.023455 |  |  |  | 0 |  |  |  | 0.012516 | [5 empty] | 0.33185 | [5 empty] | 0.028989 | [5 empty] | 0.2308 | [9 empty] | 7.0531 | [13 empty] | 0.009452 | [11 empty] | 0.84729 |  | 0.21895 |  | 0.091371 | [7 empty] | 0.13072 | [5 empty] | 0.022768 | [15 empty] | 1143.0062 |  | 0.058113 |  |  |  | 0.78855 | [5 empty] | 0.17675 | [7 empty] | 0 | [5 empty] | 0.022216 |  |  |  | 0.003933 |  | 0.057231 | [7 empty] | 0.46551 |  |  |  |  | 2025
| Xunmei vent field, Niaochao vent field |  | Seafloor hydrothermal | Volcanic-hosted massive sulfide (VMS) | seafloor massive sulfide (SMS) | Cu, Zn, Au, Ag | Co, Pb, Sb | Cu, Zn, Au, Ag, Co, Pb, Sb |  |  | I-Py3 (n=24)-28 | I-Py3 (n=24)-28 | seafloor vent field |  |  |  |  | ore material | grab | grab | mineral separate | [5 empty] | mineralisation | sulfide chimney | pyrite, marcasite, chalcopyrite |  | pyrite, marcasite, chalcopyrite | multiple stages: colloform marcasite-pyrite intergrowths (outermost wall), replacement assemblages (transition layers), dense recrystallized assemblages, marcasite pseudomorphs after pyrrhotite (middle layer) | sulfide chimney | colloform, subhedral, anhedral, euhedral, dense coarse-grained, columnar pseudomorphs |  |  |  | sphalerite, pyrrhotite, anhydrite, galena, tetrahedrite, tennantite | Transverse sections (polished sections) | EMPA, LA-ICPMS, MC-ICPMS | JEOL JXA-8100 EPMA; Teledyne Cetac Technologies Analyte Excite laser ablation system coupled with an Agilent Technologies 7700x quadrupole ICP-MS; ESI NWR Image GEO 193 coupled with TOFWERK icp TOF R; Neptune Plus multicollector ICP-MS (Thermo Fisher Scientific, Bremen, Germany) coupled with a Geolas HD excimer ArF laser ablation system (Coherent, Göttingen, Germany); Bruker M4 Tornado™ system | SIO, MNR; China University of Petroleum (East China), Qingdao, China; Nanjing Focu MS Technology Co. Ltd., Nanjing, China; Shanghai Chemlab Laboratory, Shanghai, China; Wuhan Sample Solution Analytical Technology Co. Ltd., Wuhan, China | EPMA: beam current of 10 nA, beam size of 1–5 μm, accelerating voltage of 20 kV. Micro-XRF: rhodium target X-ray tube operating at 50 kV and 800 nA, polycapillary lens providing a 40-μm spot size on a 20-μm raster, dwell time of 5 ms per pixel. LA-ICP-MS: 193-nm ArF excimer laser, fluence of 6 J/cm², 6 Hz repetition rate for 40 seconds (240 pulses), 30-second pre-ablation blank, total run time 70 seconds, spot size 32–44 μm, He carrier gas mixed with Ar. LA-ICP-TOF-MS: 193 nm ArF excimer laser, spot diameter ~20 µm, repetition rate ~20 Hz, laser fluence ~7 J/cm², scan speed ~4000 µm/s, He carrier gas ~600 ml/min, washout time 50 ms. S isotope MC-ICP-MS: spot size ~44 μm, pulse frequency ~2 Hz, laser fluence ~5 J/cm², He carrier gas with Ar make-up gas. | MASS-1 (Fe-Cu-Zn-S pressed pellet) and GSE-1G (synthetic basaltic glass) from the United States Geological Survey; pyrite PPP-1; chalcopyrite GBW07268; pyrrhotite SP-Po-01 (δ34S = 1.4‰ ± 0.4‰); chalcopyrite SP-CP-01 (δ34S = 5.45‰ ± 0.3‰); natural and synthetic minerals from USA SPI Supplies | [147 empty] | 2025
| Xunmei vent field, Niaochao vent field |  | Seafloor hydrothermal | Volcanic-hosted massive sulfide (VMS) | seafloor massive sulfide (SMS) | Cu, Zn, Au, Ag | Co, Pb, Sb | Cu, Zn, Au, Ag, Co, Pb, Sb |  |  | I-Py3 (n=24)-29 | I-Py3 (n=24)-29 | seafloor vent field |  |  |  |  | ore material | grab | grab | mineral separate | [5 empty] | mineralisation | sulfide chimney | pyrite, marcasite, chalcopyrite |  | pyrite, marcasite, chalcopyrite | multiple stages: colloform marcasite-pyrite intergrowths (outermost wall), replacement assemblages (transition layers), dense recrystallized assemblages, marcasite pseudomorphs after pyrrhotite (middle layer) | sulfide chimney | colloform, subhedral, anhedral, euhedral, dense coarse-grained, columnar pseudomorphs |  |  |  | sphalerite, pyrrhotite, anhydrite, galena, tetrahedrite, tennantite | Transverse sections (polished sections) | EMPA, LA-ICPMS, MC-ICPMS | JEOL JXA-8100 EPMA; Teledyne Cetac Technologies Analyte Excite laser ablation system coupled with an Agilent Technologies 7700x quadrupole ICP-MS; ESI NWR Image GEO 193 coupled with TOFWERK icp TOF R; Neptune Plus multicollector ICP-MS (Thermo Fisher Scientific, Bremen, Germany) coupled with a Geolas HD excimer ArF laser ablation system (Coherent, Göttingen, Germany); Bruker M4 Tornado™ system | SIO, MNR; China University of Petroleum (East China), Qingdao, China; Nanjing Focu MS Technology Co. Ltd., Nanjing, China; Shanghai Chemlab Laboratory, Shanghai, China; Wuhan Sample Solution Analytical Technology Co. Ltd., Wuhan, China | EPMA: beam current of 10 nA, beam size of 1–5 μm, accelerating voltage of 20 kV. Micro-XRF: rhodium target X-ray tube operating at 50 kV and 800 nA, polycapillary lens providing a 40-μm spot size on a 20-μm raster, dwell time of 5 ms per pixel. LA-ICP-MS: 193-nm ArF excimer laser, fluence of 6 J/cm², 6 Hz repetition rate for 40 seconds (240 pulses), 30-second pre-ablation blank, total run time 70 seconds, spot size 32–44 μm, He carrier gas mixed with Ar. LA-ICP-TOF-MS: 193 nm ArF excimer laser, spot diameter ~20 µm, repetition rate ~20 Hz, laser fluence ~7 J/cm², scan speed ~4000 µm/s, He carrier gas ~600 ml/min, washout time 50 ms. S isotope MC-ICP-MS: spot size ~44 μm, pulse frequency ~2 Hz, laser fluence ~5 J/cm², He carrier gas with Ar make-up gas. | MASS-1 (Fe-Cu-Zn-S pressed pellet) and GSE-1G (synthetic basaltic glass) from the United States Geological Survey; pyrite PPP-1; chalcopyrite GBW07268; pyrrhotite SP-Po-01 (δ34S = 1.4‰ ± 0.4‰); chalcopyrite SP-CP-01 (δ34S = 5.45‰ ± 0.3‰); natural and synthetic minerals from USA SPI Supplies | 0.024129 |  |  |  | 0.57895 |  | 0 |  |  |  | 0.022001 |  |  |  | 0.00471 | [5 empty] | 0.22826 | [5 empty] | 0.017879 | [5 empty] | 0.19258 | [9 empty] | 3.947 | [13 empty] | 0.007399 | [11 empty] | 0.50975 |  | 0.12617 |  | 0.046466 | [7 empty] | 0.058732 | [5 empty] | 0.029427 | [15 empty] | 694.5217 |  | 0.044689 |  |  |  | 1.0067 | [5 empty] | 0.13001 | [7 empty] | 0.3193 | [5 empty] | 0.011027 |  |  |  | 0.007872 |  | 0.038657 | [7 empty] | 0.38333 |  |  |  |  | 2025
| Xunmei vent field, Niaochao vent field |  | Seafloor hydrothermal | Volcanic-hosted massive sulfide (VMS) | seafloor massive sulfide (SMS) | Cu, Zn, Au, Ag | Co, Pb, Sb | Cu, Zn, Au, Ag, Co, Pb, Sb |  |  | I-Py3 (n=24)-30 | I-Py3 (n=24)-30 | seafloor vent field |  |  |  |  | ore material | grab | grab | mineral separate | [5 empty] | mineralisation | sulfide chimney | pyrite, marcasite, chalcopyrite |  | pyrite, marcasite, chalcopyrite | multiple stages: colloform marcasite-pyrite intergrowths (outermost wall), replacement assemblages (transition layers), dense recrystallized assemblages, marcasite pseudomorphs after pyrrhotite (middle layer) | sulfide chimney | colloform, subhedral, anhedral, euhedral, dense coarse-grained, columnar pseudomorphs |  |  |  | sphalerite, pyrrhotite, anhydrite, galena, tetrahedrite, tennantite | Transverse sections (polished sections) | EMPA, LA-ICPMS, MC-ICPMS | JEOL JXA-8100 EPMA; Teledyne Cetac Technologies Analyte Excite laser ablation system coupled with an Agilent Technologies 7700x quadrupole ICP-MS; ESI NWR Image GEO 193 coupled with TOFWERK icp TOF R; Neptune Plus multicollector ICP-MS (Thermo Fisher Scientific, Bremen, Germany) coupled with a Geolas HD excimer ArF laser ablation system (Coherent, Göttingen, Germany); Bruker M4 Tornado™ system | SIO, MNR; China University of Petroleum (East China), Qingdao, China; Nanjing Focu MS Technology Co. Ltd., Nanjing, China; Shanghai Chemlab Laboratory, Shanghai, China; Wuhan Sample Solution Analytical Technology Co. Ltd., Wuhan, China | EPMA: beam current of 10 nA, beam size of 1–5 μm, accelerating voltage of 20 kV. Micro-XRF: rhodium target X-ray tube operating at 50 kV and 800 nA, polycapillary lens providing a 40-μm spot size on a 20-μm raster, dwell time of 5 ms per pixel. LA-ICP-MS: 193-nm ArF excimer laser, fluence of 6 J/cm², 6 Hz repetition rate for 40 seconds (240 pulses), 30-second pre-ablation blank, total run time 70 seconds, spot size 32–44 μm, He carrier gas mixed with Ar. LA-ICP-TOF-MS: 193 nm ArF excimer laser, spot diameter ~20 µm, repetition rate ~20 Hz, laser fluence ~7 J/cm², scan speed ~4000 µm/s, He carrier gas ~600 ml/min, washout time 50 ms. S isotope MC-ICP-MS: spot size ~44 μm, pulse frequency ~2 Hz, laser fluence ~5 J/cm², He carrier gas with Ar make-up gas. | MASS-1 (Fe-Cu-Zn-S pressed pellet) and GSE-1G (synthetic basaltic glass) from the United States Geological Survey; pyrite PPP-1; chalcopyrite GBW07268; pyrrhotite SP-Po-01 (δ34S = 1.4‰ ± 0.4‰); chalcopyrite SP-CP-01 (δ34S = 5.45‰ ± 0.3‰); natural and synthetic minerals from USA SPI Supplies | 0.019703 |  |  |  | 0.53474 |  | 0.009679 |  |  |  | 0.030298 |  |  |  | 0.007327 | [5 empty] | 0.086634 | [5 empty] | 0.013587 | [5 empty] | 0.17381 | [9 empty] | 4.6734 | [13 empty] | 0 | [11 empty] | 0.41074 |  | 0.11277 |  | 0 | [7 empty] | 0.11078 | [5 empty] | 0.017302 | [15 empty] | 949.152 |  | 0.029022 |  |  |  | 0.84554 | [5 empty] | 0.14232 | [7 empty] | 0.15313 | [5 empty] | 0.011407 |  |  |  | 0.002758 |  | 0.04771 | [7 empty] | 0.3815 |  |  |  |  | 2025
| Xunmei vent field, Niaochao vent field |  | Seafloor hydrothermal | Volcanic-hosted massive sulfide (VMS) | seafloor massive sulfide (SMS) | Cu, Zn, Au, Ag | Co, Pb, Sb | Cu, Zn, Au, Ag, Co, Pb, Sb |  |  | I-Py3 (n=24)-31 | I-Py3 (n=24)-31 | seafloor vent field |  |  |  |  | ore material | grab | grab | mineral separate | [5 empty] | mineralisation | sulfide chimney | pyrite, marcasite, chalcopyrite |  | pyrite, marcasite, chalcopyrite | multiple stages: colloform marcasite-pyrite intergrowths (outermost wall), replacement assemblages (transition layers), dense recrystallized assemblages, marcasite pseudomorphs after pyrrhotite (middle layer) | sulfide chimney | colloform, subhedral, anhedral, euhedral, dense coarse-grained, columnar pseudomorphs |  |  |  | sphalerite, pyrrhotite, anhydrite, galena, tetrahedrite, tennantite | Transverse sections (polished sections) | EMPA, LA-ICPMS, MC-ICPMS | JEOL JXA-8100 EPMA; Teledyne Cetac Technologies Analyte Excite laser ablation system coupled with an Agilent Technologies 7700x quadrupole ICP-MS; ESI NWR Image GEO 193 coupled with TOFWERK icp TOF R; Neptune Plus multicollector ICP-MS (Thermo Fisher Scientific, Bremen, Germany) coupled with a Geolas HD excimer ArF laser ablation system (Coherent, Göttingen, Germany); Bruker M4 Tornado™ system | SIO, MNR; China University of Petroleum (East China), Qingdao, China; Nanjing Focu MS Technology Co. Ltd., Nanjing, China; Shanghai Chemlab Laboratory, Shanghai, China; Wuhan Sample Solution Analytical Technology Co. Ltd., Wuhan, China | EPMA: beam current of 10 nA, beam size of 1–5 μm, accelerating voltage of 20 kV. Micro-XRF: rhodium target X-ray tube operating at 50 kV and 800 nA, polycapillary lens providing a 40-μm spot size on a 20-μm raster, dwell time of 5 ms per pixel. LA-ICP-MS: 193-nm ArF excimer laser, fluence of 6 J/cm², 6 Hz repetition rate for 40 seconds (240 pulses), 30-second pre-ablation blank, total run time 70 seconds, spot size 32–44 μm, He carrier gas mixed with Ar. LA-ICP-TOF-MS: 193 nm ArF excimer laser, spot diameter ~20 µm, repetition rate ~20 Hz, laser fluence ~7 J/cm², scan speed ~4000 µm/s, He carrier gas ~600 ml/min, washout time 50 ms. S isotope MC-ICP-MS: spot size ~44 μm, pulse frequency ~2 Hz, laser fluence ~5 J/cm², He carrier gas with Ar make-up gas. | MASS-1 (Fe-Cu-Zn-S pressed pellet) and GSE-1G (synthetic basaltic glass) from the United States Geological Survey; pyrite PPP-1; chalcopyrite GBW07268; pyrrhotite SP-Po-01 (δ34S = 1.4‰ ± 0.4‰); chalcopyrite SP-CP-01 (δ34S = 5.45‰ ± 0.3‰); natural and synthetic minerals from USA SPI Supplies | 0.01096 |  |  |  | 0.6475 |  | 0.007765 |  |  |  | 0.073259 |  |  |  | 0.012051 | [5 empty] | 0.11578 | [5 empty] | 0.017076 | [5 empty] | 0.22594 | [9 empty] | 6.2092 | [13 empty] | 0.00662 | [11 empty] | 0.43647 |  | 0.1578 |  | 0.021053 | [7 empty] | 0.13554 | [5 empty] | 0.016046 | [15 empty] | 897.9361 |  | 0.051802 |  |  |  | 0.6054 | [5 empty] | 0.15648 | [7 empty] | 0 | [5 empty] | 0.017701 |  |  |  | 0.003071 |  | 0.054887 | [7 empty] | 0.50482 |  |  |  |  | 2025
| Xunmei vent field, Niaochao vent field |  | Seafloor hydrothermal | Volcanic-hosted massive sulfide (VMS) | seafloor massive sulfide (SMS) | Cu, Zn, Au, Ag | Co, Pb, Sb | Cu, Zn, Au, Ag, Co, Pb, Sb |  |  | I-Py3 (n=24)-32 | I-Py3 (n=24)-32 | seafloor vent field |  |  |  |  | ore material | grab | grab | mineral separate | [5 empty] | mineralisation | sulfide chimney | pyrite, marcasite, chalcopyrite |  | pyrite, marcasite, chalcopyrite | multiple stages: colloform marcasite-pyrite intergrowths (outermost wall), replacement assemblages (transition layers), dense recrystallized assemblages, marcasite pseudomorphs after pyrrhotite (middle layer) | sulfide chimney | colloform, subhedral, anhedral, euhedral, dense coarse-grained, columnar pseudomorphs |  |  |  | sphalerite, pyrrhotite, anhydrite, galena, tetrahedrite, tennantite | Transverse sections (polished sections) | EMPA, LA-ICPMS, MC-ICPMS | JEOL JXA-8100 EPMA; Teledyne Cetac Technologies Analyte Excite laser ablation system coupled with an Agilent Technologies 7700x quadrupole ICP-MS; ESI NWR Image GEO 193 coupled with TOFWERK icp TOF R; Neptune Plus multicollector ICP-MS (Thermo Fisher Scientific, Bremen, Germany) coupled with a Geolas HD excimer ArF laser ablation system (Coherent, Göttingen, Germany); Bruker M4 Tornado™ system | SIO, MNR; China University of Petroleum (East China), Qingdao, China; Nanjing Focu MS Technology Co. Ltd., Nanjing, China; Shanghai Chemlab Laboratory, Shanghai, China; Wuhan Sample Solution Analytical Technology Co. Ltd., Wuhan, China | EPMA: beam current of 10 nA, beam size of 1–5 μm, accelerating voltage of 20 kV. Micro-XRF: rhodium target X-ray tube operating at 50 kV and 800 nA, polycapillary lens providing a 40-μm spot size on a 20-μm raster, dwell time of 5 ms per pixel. LA-ICP-MS: 193-nm ArF excimer laser, fluence of 6 J/cm², 6 Hz repetition rate for 40 seconds (240 pulses), 30-second pre-ablation blank, total run time 70 seconds, spot size 32–44 μm, He carrier gas mixed with Ar. LA-ICP-TOF-MS: 193 nm ArF excimer laser, spot diameter ~20 µm, repetition rate ~20 Hz, laser fluence ~7 J/cm², scan speed ~4000 µm/s, He carrier gas ~600 ml/min, washout time 50 ms. S isotope MC-ICP-MS: spot size ~44 μm, pulse frequency ~2 Hz, laser fluence ~5 J/cm², He carrier gas with Ar make-up gas. | MASS-1 (Fe-Cu-Zn-S pressed pellet) and GSE-1G (synthetic basaltic glass) from the United States Geological Survey; pyrite PPP-1; chalcopyrite GBW07268; pyrrhotite SP-Po-01 (δ34S = 1.4‰ ± 0.4‰); chalcopyrite SP-CP-01 (δ34S = 5.45‰ ± 0.3‰); natural and synthetic minerals from USA SPI Supplies | 0 |  |  |  | 0.75497 |  | 0.017154 |  |  |  | 0.061523 |  |  |  | 0.010797 | [5 empty] | 0.15234 | [5 empty] | 0.028317 | [5 empty] | 0.21269 | [9 empty] | 4.4009 | [13 empty] | 0.011305 | [11 empty] | 0.56049 |  | 0.16264 |  | 0.020927 | [7 empty] | 0.23168 | [5 empty] | 0.021837 | [15 empty] | 793.0773 |  | 0.032351 |  |  |  | 0.83499 | [5 empty] | 0.15105 | [7 empty] | 0.33248 | [5 empty] | 0.012206 |  |  |  | 0.004246 |  | 0.040832 | [7 empty] | 5.3711 |  |  |  |  | 2025
| Xunmei vent field, Niaochao vent field |  | Seafloor hydrothermal | Volcanic-hosted massive sulfide (VMS) | seafloor massive sulfide (SMS) | Cu, Zn, Au, Ag | Co, Pb, Sb | Cu, Zn, Au, Ag, Co, Pb, Sb |  |  | I-Py3 (n=24)-33 | I-Py3 (n=24)-33 | seafloor vent field |  |  |  |  | ore material | grab | grab | mineral separate | [5 empty] | mineralisation | sulfide chimney | pyrite, marcasite, chalcopyrite |  | pyrite, marcasite, chalcopyrite | multiple stages: colloform marcasite-pyrite intergrowths (outermost wall), replacement assemblages (transition layers), dense recrystallized assemblages, marcasite pseudomorphs after pyrrhotite (middle layer) | sulfide chimney | colloform, subhedral, anhedral, euhedral, dense coarse-grained, columnar pseudomorphs |  |  |  | sphalerite, pyrrhotite, anhydrite, galena, tetrahedrite, tennantite | Transverse sections (polished sections) | EMPA, LA-ICPMS, MC-ICPMS | JEOL JXA-8100 EPMA; Teledyne Cetac Technologies Analyte Excite laser ablation system coupled with an Agilent Technologies 7700x quadrupole ICP-MS; ESI NWR Image GEO 193 coupled with TOFWERK icp TOF R; Neptune Plus multicollector ICP-MS (Thermo Fisher Scientific, Bremen, Germany) coupled with a Geolas HD excimer ArF laser ablation system (Coherent, Göttingen, Germany); Bruker M4 Tornado™ system | SIO, MNR; China University of Petroleum (East China), Qingdao, China; Nanjing Focu MS Technology Co. Ltd., Nanjing, China; Shanghai Chemlab Laboratory, Shanghai, China; Wuhan Sample Solution Analytical Technology Co. Ltd., Wuhan, China | EPMA: beam current of 10 nA, beam size of 1–5 μm, accelerating voltage of 20 kV. Micro-XRF: rhodium target X-ray tube operating at 50 kV and 800 nA, polycapillary lens providing a 40-μm spot size on a 20-μm raster, dwell time of 5 ms per pixel. LA-ICP-MS: 193-nm ArF excimer laser, fluence of 6 J/cm², 6 Hz repetition rate for 40 seconds (240 pulses), 30-second pre-ablation blank, total run time 70 seconds, spot size 32–44 μm, He carrier gas mixed with Ar. LA-ICP-TOF-MS: 193 nm ArF excimer laser, spot diameter ~20 µm, repetition rate ~20 Hz, laser fluence ~7 J/cm², scan speed ~4000 µm/s, He carrier gas ~600 ml/min, washout time 50 ms. S isotope MC-ICP-MS: spot size ~44 μm, pulse frequency ~2 Hz, laser fluence ~5 J/cm², He carrier gas with Ar make-up gas. | MASS-1 (Fe-Cu-Zn-S pressed pellet) and GSE-1G (synthetic basaltic glass) from the United States Geological Survey; pyrite PPP-1; chalcopyrite GBW07268; pyrrhotite SP-Po-01 (δ34S = 1.4‰ ± 0.4‰); chalcopyrite SP-CP-01 (δ34S = 5.45‰ ± 0.3‰); natural and synthetic minerals from USA SPI Supplies | 0.041884 |  |  |  | 0.77797 |  | 0.017804 |  |  |  | 0.023142 |  |  |  | 0.009021 | [5 empty] | 0.1465 | [5 empty] | 0.026041 | [5 empty] | 0.16592 | [9 empty] | 5.9949 | [13 empty] | 0.005846 | [11 empty] | 0.51873 |  | 0.13571 |  | 0.020056 | [7 empty] | 0.1179 | [5 empty] | 0.020667 | [15 empty] | 829.7193 |  | 0.060574 |  |  |  | 0.59821 | [5 empty] | 0.15619 | [7 empty] | 0.66363 | [5 empty] | 0.012469 |  |  |  | 0.006448 |  | 0.03466 | [7 empty] | 0.40803 |  |  |  |  | 2025
| Xunmei vent field, Niaochao vent field |  | Seafloor hydrothermal | Volcanic-hosted massive sulfide (VMS) | seafloor massive sulfide (SMS) | Cu, Zn, Au, Ag | Co, Pb, Sb | Cu, Zn, Au, Ag, Co, Pb, Sb |  |  | I-Py3 (n=24)-34 | I-Py3 (n=24)-34 | seafloor vent field |  |  |  |  | ore material | grab | grab | mineral separate | [5 empty] | mineralisation | sulfide chimney | pyrite, marcasite, chalcopyrite |  | pyrite, marcasite, chalcopyrite | multiple stages: colloform marcasite-pyrite intergrowths (outermost wall), replacement assemblages (transition layers), dense recrystallized assemblages, marcasite pseudomorphs after pyrrhotite (middle layer) | sulfide chimney | colloform, subhedral, anhedral, euhedral, dense coarse-grained, columnar pseudomorphs |  |  |  | sphalerite, pyrrhotite, anhydrite, galena, tetrahedrite, tennantite | Transverse sections (polished sections) | EMPA, LA-ICPMS, MC-ICPMS | JEOL JXA-8100 EPMA; Teledyne Cetac Technologies Analyte Excite laser ablation system coupled with an Agilent Technologies 7700x quadrupole ICP-MS; ESI NWR Image GEO 193 coupled with TOFWERK icp TOF R; Neptune Plus multicollector ICP-MS (Thermo Fisher Scientific, Bremen, Germany) coupled with a Geolas HD excimer ArF laser ablation system (Coherent, Göttingen, Germany); Bruker M4 Tornado™ system | SIO, MNR; China University of Petroleum (East China), Qingdao, China; Nanjing Focu MS Technology Co. Ltd., Nanjing, China; Shanghai Chemlab Laboratory, Shanghai, China; Wuhan Sample Solution Analytical Technology Co. Ltd., Wuhan, China | EPMA: beam current of 10 nA, beam size of 1–5 μm, accelerating voltage of 20 kV. Micro-XRF: rhodium target X-ray tube operating at 50 kV and 800 nA, polycapillary lens providing a 40-μm spot size on a 20-μm raster, dwell time of 5 ms per pixel. LA-ICP-MS: 193-nm ArF excimer laser, fluence of 6 J/cm², 6 Hz repetition rate for 40 seconds (240 pulses), 30-second pre-ablation blank, total run time 70 seconds, spot size 32–44 μm, He carrier gas mixed with Ar. LA-ICP-TOF-MS: 193 nm ArF excimer laser, spot diameter ~20 µm, repetition rate ~20 Hz, laser fluence ~7 J/cm², scan speed ~4000 µm/s, He carrier gas ~600 ml/min, washout time 50 ms. S isotope MC-ICP-MS: spot size ~44 μm, pulse frequency ~2 Hz, laser fluence ~5 J/cm², He carrier gas with Ar make-up gas. | MASS-1 (Fe-Cu-Zn-S pressed pellet) and GSE-1G (synthetic basaltic glass) from the United States Geological Survey; pyrite PPP-1; chalcopyrite GBW07268; pyrrhotite SP-Po-01 (δ34S = 1.4‰ ± 0.4‰); chalcopyrite SP-CP-01 (δ34S = 5.45‰ ± 0.3‰); natural and synthetic minerals from USA SPI Supplies | 0.031578 |  |  |  | 0.61978 |  | 0.01296 |  |  |  | 0 |  |  |  | 0.011524 | [5 empty] | 0.13745 | [5 empty] | 0.020137 | [5 empty] | 0.16779 | [9 empty] | 4.6126 | [13 empty] | 0.002734 | [11 empty] | 0.21893 |  | 0.1199 |  | 0 | [7 empty] | 0.10863 | [5 empty] | 0.028335 | [15 empty] | 1053.9598 |  | 0.061963 |  |  |  | 0.5508 | [5 empty] | 0.14153 | [7 empty] | 0.32707 | [5 empty] | 0.016757 |  |  |  | 0.009142 |  | 0.031656 | [7 empty] | 0.35213 |  |  |  |  | 2025
| Xunmei vent field, Niaochao vent field |  | Seafloor hydrothermal | Volcanic-hosted massive sulfide (VMS) | seafloor massive sulfide (SMS) | Cu, Zn, Au, Ag | Co, Pb, Sb | Cu, Zn, Au, Ag, Co, Pb, Sb |  |  | I-Py3 (n=24)-35 | I-Py3 (n=24)-35 | seafloor vent field |  |  |  |  | ore material | grab | grab | mineral separate | [5 empty] | mineralisation | sulfide chimney | pyrite, marcasite, chalcopyrite |  | pyrite, marcasite, chalcopyrite | multiple stages: colloform marcasite-pyrite intergrowths (outermost wall), replacement assemblages (transition layers), dense recrystallized assemblages, marcasite pseudomorphs after pyrrhotite (middle layer) | sulfide chimney | colloform, subhedral, anhedral, euhedral, dense coarse-grained, columnar pseudomorphs |  |  |  | sphalerite, pyrrhotite, anhydrite, galena, tetrahedrite, tennantite | Transverse sections (polished sections) | EMPA, LA-ICPMS, MC-ICPMS | JEOL JXA-8100 EPMA; Teledyne Cetac Technologies Analyte Excite laser ablation system coupled with an Agilent Technologies 7700x quadrupole ICP-MS; ESI NWR Image GEO 193 coupled with TOFWERK icp TOF R; Neptune Plus multicollector ICP-MS (Thermo Fisher Scientific, Bremen, Germany) coupled with a Geolas HD excimer ArF laser ablation system (Coherent, Göttingen, Germany); Bruker M4 Tornado™ system | SIO, MNR; China University of Petroleum (East China), Qingdao, China; Nanjing Focu MS Technology Co. Ltd., Nanjing, China; Shanghai Chemlab Laboratory, Shanghai, China; Wuhan Sample Solution Analytical Technology Co. Ltd., Wuhan, China | EPMA: beam current of 10 nA, beam size of 1–5 μm, accelerating voltage of 20 kV. Micro-XRF: rhodium target X-ray tube operating at 50 kV and 800 nA, polycapillary lens providing a 40-μm spot size on a 20-μm raster, dwell time of 5 ms per pixel. LA-ICP-MS: 193-nm ArF excimer laser, fluence of 6 J/cm², 6 Hz repetition rate for 40 seconds (240 pulses), 30-second pre-ablation blank, total run time 70 seconds, spot size 32–44 μm, He carrier gas mixed with Ar. LA-ICP-TOF-MS: 193 nm ArF excimer laser, spot diameter ~20 µm, repetition rate ~20 Hz, laser fluence ~7 J/cm², scan speed ~4000 µm/s, He carrier gas ~600 ml/min, washout time 50 ms. S isotope MC-ICP-MS: spot size ~44 μm, pulse frequency ~2 Hz, laser fluence ~5 J/cm², He carrier gas with Ar make-up gas. | MASS-1 (Fe-Cu-Zn-S pressed pellet) and GSE-1G (synthetic basaltic glass) from the United States Geological Survey; pyrite PPP-1; chalcopyrite GBW07268; pyrrhotite SP-Po-01 (δ34S = 1.4‰ ± 0.4‰); chalcopyrite SP-CP-01 (δ34S = 5.45‰ ± 0.3‰); natural and synthetic minerals from USA SPI Supplies | 0 |  |  |  | 0.51251 |  | 0.012087 |  |  |  | 0 |  |  |  | 0.009155 | [5 empty] | 0.064139 | [5 empty] | 0.027813 | [5 empty] | 0.1828 | [9 empty] | 4.0792 | [13 empty] | 0.00798 | [11 empty] | 0.4242 |  | 0.17222 |  | 0.038591 | [7 empty] | 0.11904 | [5 empty] | 0.023598 | [15 empty] | 1059.8129 |  | 0.04428 |  |  |  | 0.73691 | [5 empty] | 0.12502 | [7 empty] | 0.21186 | [5 empty] | 0.019355 |  |  |  | 0.003906 |  | 0.048417 | [7 empty] | 0.49184 |  |  |  |  | 2025
| Xunmei vent field, Niaochao vent field |  | Seafloor hydrothermal | Volcanic-hosted massive sulfide (VMS) | seafloor massive sulfide (SMS) | Cu, Zn, Au, Ag | Co, Pb, Sb | Cu, Zn, Au, Ag, Co, Pb, Sb |  |  | I-Py3 (n=24)-36 | I-Py3 (n=24)-36 | seafloor vent field |  |  |  |  | ore material | grab | grab | mineral separate | [5 empty] | mineralisation | sulfide chimney | pyrite, marcasite, chalcopyrite |  | pyrite, marcasite, chalcopyrite | multiple stages: colloform marcasite-pyrite intergrowths (outermost wall), replacement assemblages (transition layers), dense recrystallized assemblages, marcasite pseudomorphs after pyrrhotite (middle layer) | sulfide chimney | colloform, subhedral, anhedral, euhedral, dense coarse-grained, columnar pseudomorphs |  |  |  | sphalerite, pyrrhotite, anhydrite, galena, tetrahedrite, tennantite | Transverse sections (polished sections) | EMPA, LA-ICPMS, MC-ICPMS | JEOL JXA-8100 EPMA; Teledyne Cetac Technologies Analyte Excite laser ablation system coupled with an Agilent Technologies 7700x quadrupole ICP-MS; ESI NWR Image GEO 193 coupled with TOFWERK icp TOF R; Neptune Plus multicollector ICP-MS (Thermo Fisher Scientific, Bremen, Germany) coupled with a Geolas HD excimer ArF laser ablation system (Coherent, Göttingen, Germany); Bruker M4 Tornado™ system | SIO, MNR; China University of Petroleum (East China), Qingdao, China; Nanjing Focu MS Technology Co. Ltd., Nanjing, China; Shanghai Chemlab Laboratory, Shanghai, China; Wuhan Sample Solution Analytical Technology Co. Ltd., Wuhan, China | EPMA: beam current of 10 nA, beam size of 1–5 μm, accelerating voltage of 20 kV. Micro-XRF: rhodium target X-ray tube operating at 50 kV and 800 nA, polycapillary lens providing a 40-μm spot size on a 20-μm raster, dwell time of 5 ms per pixel. LA-ICP-MS: 193-nm ArF excimer laser, fluence of 6 J/cm², 6 Hz repetition rate for 40 seconds (240 pulses), 30-second pre-ablation blank, total run time 70 seconds, spot size 32–44 μm, He carrier gas mixed with Ar. LA-ICP-TOF-MS: 193 nm ArF excimer laser, spot diameter ~20 µm, repetition rate ~20 Hz, laser fluence ~7 J/cm², scan speed ~4000 µm/s, He carrier gas ~600 ml/min, washout time 50 ms. S isotope MC-ICP-MS: spot size ~44 μm, pulse frequency ~2 Hz, laser fluence ~5 J/cm², He carrier gas with Ar make-up gas. | MASS-1 (Fe-Cu-Zn-S pressed pellet) and GSE-1G (synthetic basaltic glass) from the United States Geological Survey; pyrite PPP-1; chalcopyrite GBW07268; pyrrhotite SP-Po-01 (δ34S = 1.4‰ ± 0.4‰); chalcopyrite SP-CP-01 (δ34S = 5.45‰ ± 0.3‰); natural and synthetic minerals from USA SPI Supplies | 0.016646 |  |  |  | 0.5808 |  | 0.014166 |  |  |  | 0.068263 |  |  |  | 0.009824 | [5 empty] | 0.15069 | [5 empty] | 0.013206 | [5 empty] | 0.16292 | [9 empty] | 4.7504 | [13 empty] | 0.002503 | [11 empty] | 0.70043 |  | 0.17304 |  | 0.055329 | [7 empty] | 0.11704 | [5 empty] | 0.018297 | [15 empty] | 929.718 |  | 0.055145 |  |  |  | 0.80051 | [5 empty] | 0.09411 | [7 empty] | 0.14926 | [5 empty] | 0.009895 |  |  |  | 0.004625 |  | 0.037178 | [7 empty] | 0.3406 |  |  |  |  | 2025
| Xunmei vent field, Niaochao vent field |  | Seafloor hydrothermal | Volcanic-hosted massive sulfide (VMS) | seafloor massive sulfide (SMS) | Cu, Zn, Au, Ag | Co, Pb, Sb | Cu, Zn, Au, Ag, Co, Pb, Sb |  |  | I-Py3 (n=24)-37 | I-Py3 (n=24)-37 | seafloor vent field |  |  |  |  | ore material | grab | grab | mineral separate | [5 empty] | mineralisation | sulfide chimney | pyrite, marcasite, chalcopyrite |  | pyrite, marcasite, chalcopyrite | multiple stages: colloform marcasite-pyrite intergrowths (outermost wall), replacement assemblages (transition layers), dense recrystallized assemblages, marcasite pseudomorphs after pyrrhotite (middle layer) | sulfide chimney | colloform, subhedral, anhedral, euhedral, dense coarse-grained, columnar pseudomorphs |  |  |  | sphalerite, pyrrhotite, anhydrite, galena, tetrahedrite, tennantite | Transverse sections (polished sections) | EMPA, LA-ICPMS, MC-ICPMS | JEOL JXA-8100 EPMA; Teledyne Cetac Technologies Analyte Excite laser ablation system coupled with an Agilent Technologies 7700x quadrupole ICP-MS; ESI NWR Image GEO 193 coupled with TOFWERK icp TOF R; Neptune Plus multicollector ICP-MS (Thermo Fisher Scientific, Bremen, Germany) coupled with a Geolas HD excimer ArF laser ablation system (Coherent, Göttingen, Germany); Bruker M4 Tornado™ system | SIO, MNR; China University of Petroleum (East China), Qingdao, China; Nanjing Focu MS Technology Co. Ltd., Nanjing, China; Shanghai Chemlab Laboratory, Shanghai, China; Wuhan Sample Solution Analytical Technology Co. Ltd., Wuhan, China | EPMA: beam current of 10 nA, beam size of 1–5 μm, accelerating voltage of 20 kV. Micro-XRF: rhodium target X-ray tube operating at 50 kV and 800 nA, polycapillary lens providing a 40-μm spot size on a 20-μm raster, dwell time of 5 ms per pixel. LA-ICP-MS: 193-nm ArF excimer laser, fluence of 6 J/cm², 6 Hz repetition rate for 40 seconds (240 pulses), 30-second pre-ablation blank, total run time 70 seconds, spot size 32–44 μm, He carrier gas mixed with Ar. LA-ICP-TOF-MS: 193 nm ArF excimer laser, spot diameter ~20 µm, repetition rate ~20 Hz, laser fluence ~7 J/cm², scan speed ~4000 µm/s, He carrier gas ~600 ml/min, washout time 50 ms. S isotope MC-ICP-MS: spot size ~44 μm, pulse frequency ~2 Hz, laser fluence ~5 J/cm², He carrier gas with Ar make-up gas. | MASS-1 (Fe-Cu-Zn-S pressed pellet) and GSE-1G (synthetic basaltic glass) from the United States Geological Survey; pyrite PPP-1; chalcopyrite GBW07268; pyrrhotite SP-Po-01 (δ34S = 1.4‰ ± 0.4‰); chalcopyrite SP-CP-01 (δ34S = 5.45‰ ± 0.3‰); natural and synthetic minerals from USA SPI Supplies | 0.013821 |  |  |  | 0.55128 |  | 0.007 |  |  |  | 0.047501 |  |  |  | 0.00801 | [5 empty] | 0.063225 | [5 empty] | 0.013053 | [5 empty] | 0.25023 | [9 empty] | 6.3138 | [13 empty] | 0.003468 | [11 empty] | 0.21725 |  | 0.16571 |  | 0.055421 | [7 empty] | 0.1303 | [5 empty] | 0.020029 | [15 empty] | 842.9791 |  | 0.05527 |  |  |  | 0.89673 | [5 empty] | 0.15755 | [7 empty] | 0.29668 | [5 empty] | 0.01803 |  |  |  | 0.005492 |  | 0.033755 | [7 empty] | 0.33608 |  |  |  |  | 2025
| Xunmei vent field, Niaochao vent field |  | Seafloor hydrothermal | Volcanic-hosted massive sulfide (VMS) | seafloor massive sulfide (SMS) | Cu, Zn, Au, Ag | Co, Pb, Sb | Cu, Zn, Au, Ag, Co, Pb, Sb |  |  | I-Py3 (n=24)-38 | I-Py3 (n=24)-38 | seafloor vent field |  |  |  |  | ore material | grab | grab | mineral separate | [5 empty] | mineralisation | sulfide chimney | pyrite, marcasite, chalcopyrite |  | pyrite, marcasite, chalcopyrite | multiple stages: colloform marcasite-pyrite intergrowths (outermost wall), replacement assemblages (transition layers), dense recrystallized assemblages, marcasite pseudomorphs after pyrrhotite (middle layer) | sulfide chimney | colloform, subhedral, anhedral, euhedral, dense coarse-grained, columnar pseudomorphs |  |  |  | sphalerite, pyrrhotite, anhydrite, galena, tetrahedrite, tennantite | Transverse sections (polished sections) | EMPA, LA-ICPMS, MC-ICPMS | JEOL JXA-8100 EPMA; Teledyne Cetac Technologies Analyte Excite laser ablation system coupled with an Agilent Technologies 7700x quadrupole ICP-MS; ESI NWR Image GEO 193 coupled with TOFWERK icp TOF R; Neptune Plus multicollector ICP-MS (Thermo Fisher Scientific, Bremen, Germany) coupled with a Geolas HD excimer ArF laser ablation system (Coherent, Göttingen, Germany); Bruker M4 Tornado™ system | SIO, MNR; China University of Petroleum (East China), Qingdao, China; Nanjing Focu MS Technology Co. Ltd., Nanjing, China; Shanghai Chemlab Laboratory, Shanghai, China; Wuhan Sample Solution Analytical Technology Co. Ltd., Wuhan, China | EPMA: beam current of 10 nA, beam size of 1–5 μm, accelerating voltage of 20 kV. Micro-XRF: rhodium target X-ray tube operating at 50 kV and 800 nA, polycapillary lens providing a 40-μm spot size on a 20-μm raster, dwell time of 5 ms per pixel. LA-ICP-MS: 193-nm ArF excimer laser, fluence of 6 J/cm², 6 Hz repetition rate for 40 seconds (240 pulses), 30-second pre-ablation blank, total run time 70 seconds, spot size 32–44 μm, He carrier gas mixed with Ar. LA-ICP-TOF-MS: 193 nm ArF excimer laser, spot diameter ~20 µm, repetition rate ~20 Hz, laser fluence ~7 J/cm², scan speed ~4000 µm/s, He carrier gas ~600 ml/min, washout time 50 ms. S isotope MC-ICP-MS: spot size ~44 μm, pulse frequency ~2 Hz, laser fluence ~5 J/cm², He carrier gas with Ar make-up gas. | MASS-1 (Fe-Cu-Zn-S pressed pellet) and GSE-1G (synthetic basaltic glass) from the United States Geological Survey; pyrite PPP-1; chalcopyrite GBW07268; pyrrhotite SP-Po-01 (δ34S = 1.4‰ ± 0.4‰); chalcopyrite SP-CP-01 (δ34S = 5.45‰ ± 0.3‰); natural and synthetic minerals from USA SPI Supplies | 0.019298 |  |  |  | 0.52793 |  | 0 |  |  |  | 0.041698 |  |  |  | 0.005469 | [5 empty] | 0 | [5 empty] | 0.019044 | [5 empty] | 0.18089 | [9 empty] | 4.2752 | [13 empty] | 0.005769 | [11 empty] | 0.21061 |  | 0.12173 |  | 0.018475 | [7 empty] | 0.1375 | [5 empty] | 0.008764 | [15 empty] | 987.3398 |  | 0.046103 |  |  |  | 0.58964 | [5 empty] | 0.10666 | [7 empty] | 0 | [5 empty] | 0.013564 |  |  |  | 0.002667 |  | 0.043307 | [7 empty] | 0.3444 |  |  |  |  | 2025
| Xunmei vent field, Niaochao vent field |  | Seafloor hydrothermal | Volcanic-hosted massive sulfide (VMS) | seafloor massive sulfide (SMS) | Cu, Zn, Au, Ag | Co, Pb, Sb | Cu, Zn, Au, Ag, Co, Pb, Sb |  |  | I-Py3 (n=24)-39 | I-Py3 (n=24)-39 | seafloor vent field |  |  |  |  | ore material | grab | grab | mineral separate | [5 empty] | mineralisation | sulfide chimney | pyrite, marcasite, chalcopyrite |  | pyrite, marcasite, chalcopyrite | multiple stages: colloform marcasite-pyrite intergrowths (outermost wall), replacement assemblages (transition layers), dense recrystallized assemblages, marcasite pseudomorphs after pyrrhotite (middle layer) | sulfide chimney | colloform, subhedral, anhedral, euhedral, dense coarse-grained, columnar pseudomorphs |  |  |  | sphalerite, pyrrhotite, anhydrite, galena, tetrahedrite, tennantite | Transverse sections (polished sections) | EMPA, LA-ICPMS, MC-ICPMS | JEOL JXA-8100 EPMA; Teledyne Cetac Technologies Analyte Excite laser ablation system coupled with an Agilent Technologies 7700x quadrupole ICP-MS; ESI NWR Image GEO 193 coupled with TOFWERK icp TOF R; Neptune Plus multicollector ICP-MS (Thermo Fisher Scientific, Bremen, Germany) coupled with a Geolas HD excimer ArF laser ablation system (Coherent, Göttingen, Germany); Bruker M4 Tornado™ system | SIO, MNR; China University of Petroleum (East China), Qingdao, China; Nanjing Focu MS Technology Co. Ltd., Nanjing, China; Shanghai Chemlab Laboratory, Shanghai, China; Wuhan Sample Solution Analytical Technology Co. Ltd., Wuhan, China | EPMA: beam current of 10 nA, beam size of 1–5 μm, accelerating voltage of 20 kV. Micro-XRF: rhodium target X-ray tube operating at 50 kV and 800 nA, polycapillary lens providing a 40-μm spot size on a 20-μm raster, dwell time of 5 ms per pixel. LA-ICP-MS: 193-nm ArF excimer laser, fluence of 6 J/cm², 6 Hz repetition rate for 40 seconds (240 pulses), 30-second pre-ablation blank, total run time 70 seconds, spot size 32–44 μm, He carrier gas mixed with Ar. LA-ICP-TOF-MS: 193 nm ArF excimer laser, spot diameter ~20 µm, repetition rate ~20 Hz, laser fluence ~7 J/cm², scan speed ~4000 µm/s, He carrier gas ~600 ml/min, washout time 50 ms. S isotope MC-ICP-MS: spot size ~44 μm, pulse frequency ~2 Hz, laser fluence ~5 J/cm², He carrier gas with Ar make-up gas. | MASS-1 (Fe-Cu-Zn-S pressed pellet) and GSE-1G (synthetic basaltic glass) from the United States Geological Survey; pyrite PPP-1; chalcopyrite GBW07268; pyrrhotite SP-Po-01 (δ34S = 1.4‰ ± 0.4‰); chalcopyrite SP-CP-01 (δ34S = 5.45‰ ± 0.3‰); natural and synthetic minerals from USA SPI Supplies | 0 |  |  |  | 0.58982 |  | 0.014049 |  |  |  | 0.021697 |  |  |  | 0.007125 | [5 empty] | 0.089401 | [5 empty] | 0.021134 | [5 empty] | 0.22657 | [9 empty] | 6.3174 | [13 empty] | 0.005567 | [11 empty] | 0.35817 |  | 0.16717 |  | 0.032489 | [7 empty] | 0.07606 | [5 empty] | 0.019944 | [15 empty] | 943.2632 |  | 0.031438 |  |  |  | 0.64292 | [5 empty] | 0.16913 | [7 empty] | 0 | [5 empty] | 0.017414 |  |  |  | 0.006156 |  | 0.027212 | [7 empty] | 0.30319 |  |  |  |  | 2025
| Xunmei vent field, Niaochao vent field |  | Seafloor hydrothermal | Volcanic-hosted massive sulfide (VMS) | seafloor massive sulfide (SMS) | Cu, Zn, Au, Ag | Co, Pb, Sb | Cu, Zn, Au, Ag, Co, Pb, Sb |  |  | I-Py3 (n=24)-40 | I-Py3 (n=24)-40 | seafloor vent field |  |  |  |  | ore material | grab | grab | mineral separate | [5 empty] | mineralisation | sulfide chimney | pyrite, marcasite, chalcopyrite |  | pyrite, marcasite, chalcopyrite | multiple stages: colloform marcasite-pyrite intergrowths (outermost wall), replacement assemblages (transition layers), dense recrystallized assemblages, marcasite pseudomorphs after pyrrhotite (middle layer) | sulfide chimney | colloform, subhedral, anhedral, euhedral, dense coarse-grained, columnar pseudomorphs |  |  |  | sphalerite, pyrrhotite, anhydrite, galena, tetrahedrite, tennantite | Transverse sections (polished sections) | EMPA, LA-ICPMS, MC-ICPMS | JEOL JXA-8100 EPMA; Teledyne Cetac Technologies Analyte Excite laser ablation system coupled with an Agilent Technologies 7700x quadrupole ICP-MS; ESI NWR Image GEO 193 coupled with TOFWERK icp TOF R; Neptune Plus multicollector ICP-MS (Thermo Fisher Scientific, Bremen, Germany) coupled with a Geolas HD excimer ArF laser ablation system (Coherent, Göttingen, Germany); Bruker M4 Tornado™ system | SIO, MNR; China University of Petroleum (East China), Qingdao, China; Nanjing Focu MS Technology Co. Ltd., Nanjing, China; Shanghai Chemlab Laboratory, Shanghai, China; Wuhan Sample Solution Analytical Technology Co. Ltd., Wuhan, China | EPMA: beam current of 10 nA, beam size of 1–5 μm, accelerating voltage of 20 kV. Micro-XRF: rhodium target X-ray tube operating at 50 kV and 800 nA, polycapillary lens providing a 40-μm spot size on a 20-μm raster, dwell time of 5 ms per pixel. LA-ICP-MS: 193-nm ArF excimer laser, fluence of 6 J/cm², 6 Hz repetition rate for 40 seconds (240 pulses), 30-second pre-ablation blank, total run time 70 seconds, spot size 32–44 μm, He carrier gas mixed with Ar. LA-ICP-TOF-MS: 193 nm ArF excimer laser, spot diameter ~20 µm, repetition rate ~20 Hz, laser fluence ~7 J/cm², scan speed ~4000 µm/s, He carrier gas ~600 ml/min, washout time 50 ms. S isotope MC-ICP-MS: spot size ~44 μm, pulse frequency ~2 Hz, laser fluence ~5 J/cm², He carrier gas with Ar make-up gas. | MASS-1 (Fe-Cu-Zn-S pressed pellet) and GSE-1G (synthetic basaltic glass) from the United States Geological Survey; pyrite PPP-1; chalcopyrite GBW07268; pyrrhotite SP-Po-01 (δ34S = 1.4‰ ± 0.4‰); chalcopyrite SP-CP-01 (δ34S = 5.45‰ ± 0.3‰); natural and synthetic minerals from USA SPI Supplies | 0.025769 |  |  |  | 0.53521 |  | 0 |  |  |  | 0.041184 |  |  |  | 0.014109 | [5 empty] | 0.061183 | [5 empty] | 0.014563 | [5 empty] | 0.19049 | [9 empty] | 4.4283 | [13 empty] | 0.008961 | [11 empty] | 0.27627 |  | 0.14223 |  | 0.036976 | [7 empty] | 0.10439 | [5 empty] | 0.020988 | [15 empty] | 923.3472 |  | 0.060564 |  |  |  | 0.59485 | [5 empty] | 0.11531 | [7 empty] | 0 | [5 empty] | 0.010369 |  |  |  | 0.003698 |  | 0.038236 | [7 empty] | 0.33752 |  |  |  |  | 2025
| Xunmei vent field, Niaochao vent field |  | Seafloor hydrothermal | Volcanic-hosted massive sulfide (VMS) | seafloor massive sulfide (SMS) | Cu, Zn, Au, Ag | Co, Pb, Sb | Cu, Zn, Au, Ag, Co, Pb, Sb |  |  | I-Py3 (n=24)-41 | I-Py3 (n=24)-41 | seafloor vent field |  |  |  |  | ore material | grab | grab | mineral separate | [5 empty] | mineralisation | sulfide chimney | pyrite, marcasite, chalcopyrite |  | pyrite, marcasite, chalcopyrite | multiple stages: colloform marcasite-pyrite intergrowths (outermost wall), replacement assemblages (transition layers), dense recrystallized assemblages, marcasite pseudomorphs after pyrrhotite (middle layer) | sulfide chimney | colloform, subhedral, anhedral, euhedral, dense coarse-grained, columnar pseudomorphs |  |  |  | sphalerite, pyrrhotite, anhydrite, galena, tetrahedrite, tennantite | Transverse sections (polished sections) | EMPA, LA-ICPMS, MC-ICPMS | JEOL JXA-8100 EPMA; Teledyne Cetac Technologies Analyte Excite laser ablation system coupled with an Agilent Technologies 7700x quadrupole ICP-MS; ESI NWR Image GEO 193 coupled with TOFWERK icp TOF R; Neptune Plus multicollector ICP-MS (Thermo Fisher Scientific, Bremen, Germany) coupled with a Geolas HD excimer ArF laser ablation system (Coherent, Göttingen, Germany); Bruker M4 Tornado™ system | SIO, MNR; China University of Petroleum (East China), Qingdao, China; Nanjing Focu MS Technology Co. Ltd., Nanjing, China; Shanghai Chemlab Laboratory, Shanghai, China; Wuhan Sample Solution Analytical Technology Co. Ltd., Wuhan, China | EPMA: beam current of 10 nA, beam size of 1–5 μm, accelerating voltage of 20 kV. Micro-XRF: rhodium target X-ray tube operating at 50 kV and 800 nA, polycapillary lens providing a 40-μm spot size on a 20-μm raster, dwell time of 5 ms per pixel. LA-ICP-MS: 193-nm ArF excimer laser, fluence of 6 J/cm², 6 Hz repetition rate for 40 seconds (240 pulses), 30-second pre-ablation blank, total run time 70 seconds, spot size 32–44 μm, He carrier gas mixed with Ar. LA-ICP-TOF-MS: 193 nm ArF excimer laser, spot diameter ~20 µm, repetition rate ~20 Hz, laser fluence ~7 J/cm², scan speed ~4000 µm/s, He carrier gas ~600 ml/min, washout time 50 ms. S isotope MC-ICP-MS: spot size ~44 μm, pulse frequency ~2 Hz, laser fluence ~5 J/cm², He carrier gas with Ar make-up gas. | MASS-1 (Fe-Cu-Zn-S pressed pellet) and GSE-1G (synthetic basaltic glass) from the United States Geological Survey; pyrite PPP-1; chalcopyrite GBW07268; pyrrhotite SP-Po-01 (δ34S = 1.4‰ ± 0.4‰); chalcopyrite SP-CP-01 (δ34S = 5.45‰ ± 0.3‰); natural and synthetic minerals from USA SPI Supplies | 0.020403 |  |  |  | 0.48192 |  | 0 |  |  |  | 0.043365 |  |  |  | 0.003414 | [5 empty] | 0.1544 | [5 empty] | 0.004872 | [5 empty] | 0.26951 | [9 empty] | 4.649 | [13 empty] | 0.006038 | [11 empty] | 0.37543 |  | 0.15715 |  | 0.019593 | [7 empty] | 0.13072 | [5 empty] | 0.026187 | [15 empty] | 737.8778 |  | 0.017252 |  |  |  | 0.69626 | [5 empty] | 0.17349 | [7 empty] | 0 | [5 empty] | 0.014038 |  |  |  | 0 |  | 0.026354 | [7 empty] | 0.29262 |  |  |  |  | 2025
| Xunmei vent field, Niaochao vent field |  | Seafloor hydrothermal | Volcanic-hosted massive sulfide (VMS) | seafloor massive sulfide (SMS) | Cu, Zn, Au, Ag | Co, Pb, Sb | Cu, Zn, Au, Ag, Co, Pb, Sb |  |  | I-Py3 (n=24)-42 | I-Py3 (n=24)-42 | seafloor vent field |  |  |  |  | ore material | grab | grab | mineral separate | [5 empty] | mineralisation | sulfide chimney | pyrite, marcasite, chalcopyrite |  | pyrite, marcasite, chalcopyrite | multiple stages: colloform marcasite-pyrite intergrowths (outermost wall), replacement assemblages (transition layers), dense recrystallized assemblages, marcasite pseudomorphs after pyrrhotite (middle layer) | sulfide chimney | colloform, subhedral, anhedral, euhedral, dense coarse-grained, columnar pseudomorphs |  |  |  | sphalerite, pyrrhotite, anhydrite, galena, tetrahedrite, tennantite | Transverse sections (polished sections) | EMPA, LA-ICPMS, MC-ICPMS | JEOL JXA-8100 EPMA; Teledyne Cetac Technologies Analyte Excite laser ablation system coupled with an Agilent Technologies 7700x quadrupole ICP-MS; ESI NWR Image GEO 193 coupled with TOFWERK icp TOF R; Neptune Plus multicollector ICP-MS (Thermo Fisher Scientific, Bremen, Germany) coupled with a Geolas HD excimer ArF laser ablation system (Coherent, Göttingen, Germany); Bruker M4 Tornado™ system | SIO, MNR; China University of Petroleum (East China), Qingdao, China; Nanjing Focu MS Technology Co. Ltd., Nanjing, China; Shanghai Chemlab Laboratory, Shanghai, China; Wuhan Sample Solution Analytical Technology Co. Ltd., Wuhan, China | EPMA: beam current of 10 nA, beam size of 1–5 μm, accelerating voltage of 20 kV. Micro-XRF: rhodium target X-ray tube operating at 50 kV and 800 nA, polycapillary lens providing a 40-μm spot size on a 20-μm raster, dwell time of 5 ms per pixel. LA-ICP-MS: 193-nm ArF excimer laser, fluence of 6 J/cm², 6 Hz repetition rate for 40 seconds (240 pulses), 30-second pre-ablation blank, total run time 70 seconds, spot size 32–44 μm, He carrier gas mixed with Ar. LA-ICP-TOF-MS: 193 nm ArF excimer laser, spot diameter ~20 µm, repetition rate ~20 Hz, laser fluence ~7 J/cm², scan speed ~4000 µm/s, He carrier gas ~600 ml/min, washout time 50 ms. S isotope MC-ICP-MS: spot size ~44 μm, pulse frequency ~2 Hz, laser fluence ~5 J/cm², He carrier gas with Ar make-up gas. | MASS-1 (Fe-Cu-Zn-S pressed pellet) and GSE-1G (synthetic basaltic glass) from the United States Geological Survey; pyrite PPP-1; chalcopyrite GBW07268; pyrrhotite SP-Po-01 (δ34S = 1.4‰ ± 0.4‰); chalcopyrite SP-CP-01 (δ34S = 5.45‰ ± 0.3‰); natural and synthetic minerals from USA SPI Supplies | 0.009962 |  |  |  | 0.48468 |  | 0 |  |  |  | 0.021011 |  |  |  | 0.007875 | [5 empty] | 0.13891 | [5 empty] | 0.012594 | [5 empty] | 0.19836 | [9 empty] | 4.3042 | [13 empty] | 0.008483 | [11 empty] | 0.39104 |  | 0.16229 |  | 0.019158 | [7 empty] | 0.11236 | [5 empty] | 0.014686 | [15 empty] | 722.8186 |  | 0.05609 |  |  |  | 0.6577 | [5 empty] | 0.12437 | [7 empty] | 0.44465 | [5 empty] | 0.013806 |  |  |  | 0.006491 |  | 0.033339 | [7 empty] | 0.40105 |  |  |  |  | 2025
| Xunmei vent field, Niaochao vent field |  | Seafloor hydrothermal | Volcanic-hosted massive sulfide (VMS) | seafloor massive sulfide (SMS) | Cu, Zn, Au, Ag | Co, Pb, Sb | Cu, Zn, Au, Ag, Co, Pb, Sb |  |  | I-Py3 (n=24)-43 | I-Py3 (n=24)-43 | seafloor vent field |  |  |  |  | ore material | grab | grab | mineral separate | [5 empty] | mineralisation | sulfide chimney | pyrite, marcasite, chalcopyrite |  | pyrite, marcasite, chalcopyrite | multiple stages: colloform marcasite-pyrite intergrowths (outermost wall), replacement assemblages (transition layers), dense recrystallized assemblages, marcasite pseudomorphs after pyrrhotite (middle layer) | sulfide chimney | colloform, subhedral, anhedral, euhedral, dense coarse-grained, columnar pseudomorphs |  |  |  | sphalerite, pyrrhotite, anhydrite, galena, tetrahedrite, tennantite | Transverse sections (polished sections) | EMPA, LA-ICPMS, MC-ICPMS | JEOL JXA-8100 EPMA; Teledyne Cetac Technologies Analyte Excite laser ablation system coupled with an Agilent Technologies 7700x quadrupole ICP-MS; ESI NWR Image GEO 193 coupled with TOFWERK icp TOF R; Neptune Plus multicollector ICP-MS (Thermo Fisher Scientific, Bremen, Germany) coupled with a Geolas HD excimer ArF laser ablation system (Coherent, Göttingen, Germany); Bruker M4 Tornado™ system | SIO, MNR; China University of Petroleum (East China), Qingdao, China; Nanjing Focu MS Technology Co. Ltd., Nanjing, China; Shanghai Chemlab Laboratory, Shanghai, China; Wuhan Sample Solution Analytical Technology Co. Ltd., Wuhan, China | EPMA: beam current of 10 nA, beam size of 1–5 μm, accelerating voltage of 20 kV. Micro-XRF: rhodium target X-ray tube operating at 50 kV and 800 nA, polycapillary lens providing a 40-μm spot size on a 20-μm raster, dwell time of 5 ms per pixel. LA-ICP-MS: 193-nm ArF excimer laser, fluence of 6 J/cm², 6 Hz repetition rate for 40 seconds (240 pulses), 30-second pre-ablation blank, total run time 70 seconds, spot size 32–44 μm, He carrier gas mixed with Ar. LA-ICP-TOF-MS: 193 nm ArF excimer laser, spot diameter ~20 µm, repetition rate ~20 Hz, laser fluence ~7 J/cm², scan speed ~4000 µm/s, He carrier gas ~600 ml/min, washout time 50 ms. S isotope MC-ICP-MS: spot size ~44 μm, pulse frequency ~2 Hz, laser fluence ~5 J/cm², He carrier gas with Ar make-up gas. | MASS-1 (Fe-Cu-Zn-S pressed pellet) and GSE-1G (synthetic basaltic glass) from the United States Geological Survey; pyrite PPP-1; chalcopyrite GBW07268; pyrrhotite SP-Po-01 (δ34S = 1.4‰ ± 0.4‰); chalcopyrite SP-CP-01 (δ34S = 5.45‰ ± 0.3‰); natural and synthetic minerals from USA SPI Supplies | 0.014048 |  |  |  | 0.66287 |  | 0.013934 |  |  |  | 0.02142 |  |  |  | 0.014041 | [5 empty] | 0.17786 | [5 empty] | 0.025908 | [5 empty] | 0.19678 | [9 empty] | 4.8705 | [13 empty] | 0.006425 | [11 empty] | 0.38935 |  | 0.1468 |  | 0.043511 | [7 empty] | 0.071457 | [5 empty] | 0.015212 | [15 empty] | 891.2432 |  | 0.040011 |  |  |  | 0.98375 | [5 empty] | 0.15334 | [7 empty] | 0 | [5 empty] | 0.0106 |  |  |  | 0.004535 |  | 0.038637 | [7 empty] | 0.26526 |  |  |  |  | 2025
| Xunmei vent field, Niaochao vent field |  | Seafloor hydrothermal | Volcanic-hosted massive sulfide (VMS) | seafloor massive sulfide (SMS) | Cu, Zn, Au, Ag | Co, Pb, Sb | Cu, Zn, Au, Ag, Co, Pb, Sb |  |  | I-Py3 (n=24)-44 | I-Py3 (n=24)-44 | seafloor vent field |  |  |  |  | ore material | grab | grab | mineral separate | [5 empty] | mineralisation | sulfide chimney | pyrite, marcasite, chalcopyrite |  | pyrite, marcasite, chalcopyrite | multiple stages: colloform marcasite-pyrite intergrowths (outermost wall), replacement assemblages (transition layers), dense recrystallized assemblages, marcasite pseudomorphs after pyrrhotite (middle layer) | sulfide chimney | colloform, subhedral, anhedral, euhedral, dense coarse-grained, columnar pseudomorphs |  |  |  | sphalerite, pyrrhotite, anhydrite, galena, tetrahedrite, tennantite | Transverse sections (polished sections) | EMPA, LA-ICPMS, MC-ICPMS | JEOL JXA-8100 EPMA; Teledyne Cetac Technologies Analyte Excite laser ablation system coupled with an Agilent Technologies 7700x quadrupole ICP-MS; ESI NWR Image GEO 193 coupled with TOFWERK icp TOF R; Neptune Plus multicollector ICP-MS (Thermo Fisher Scientific, Bremen, Germany) coupled with a Geolas HD excimer ArF laser ablation system (Coherent, Göttingen, Germany); Bruker M4 Tornado™ system | SIO, MNR; China University of Petroleum (East China), Qingdao, China; Nanjing Focu MS Technology Co. Ltd., Nanjing, China; Shanghai Chemlab Laboratory, Shanghai, China; Wuhan Sample Solution Analytical Technology Co. Ltd., Wuhan, China | EPMA: beam current of 10 nA, beam size of 1–5 μm, accelerating voltage of 20 kV. Micro-XRF: rhodium target X-ray tube operating at 50 kV and 800 nA, polycapillary lens providing a 40-μm spot size on a 20-μm raster, dwell time of 5 ms per pixel. LA-ICP-MS: 193-nm ArF excimer laser, fluence of 6 J/cm², 6 Hz repetition rate for 40 seconds (240 pulses), 30-second pre-ablation blank, total run time 70 seconds, spot size 32–44 μm, He carrier gas mixed with Ar. LA-ICP-TOF-MS: 193 nm ArF excimer laser, spot diameter ~20 µm, repetition rate ~20 Hz, laser fluence ~7 J/cm², scan speed ~4000 µm/s, He carrier gas ~600 ml/min, washout time 50 ms. S isotope MC-ICP-MS: spot size ~44 μm, pulse frequency ~2 Hz, laser fluence ~5 J/cm², He carrier gas with Ar make-up gas. | MASS-1 (Fe-Cu-Zn-S pressed pellet) and GSE-1G (synthetic basaltic glass) from the United States Geological Survey; pyrite PPP-1; chalcopyrite GBW07268; pyrrhotite SP-Po-01 (δ34S = 1.4‰ ± 0.4‰); chalcopyrite SP-CP-01 (δ34S = 5.45‰ ± 0.3‰); natural and synthetic minerals from USA SPI Supplies | 0.010758 |  |  |  | 0.72796 |  | 0.007277 |  |  |  | 0.045355 |  |  |  | 0.00597 | [5 empty] | 0.13573 | [5 empty] | 0.026503 | [5 empty] | 0.22803 | [9 empty] | 5.0311 | [13 empty] | 0.007096 | [11 empty] | 0.32161 |  | 0.14258 |  | 0.028815 | [7 empty] | 0.12121 | [5 empty] | 0.012806 | [15 empty] | 746.2185 |  | 0.024797 |  |  |  | 0.75902 | [5 empty] | 0.19166 | [7 empty] | 1.0166 | [5 empty] | 0.016269 |  |  |  | 0.008797 |  | 0.043817 | [7 empty] | 0.34982 |  |  |  |  | 2025
| Xunmei vent field, Niaochao vent field |  | Seafloor hydrothermal | Volcanic-hosted massive sulfide (VMS) | seafloor massive sulfide (SMS) | Cu, Zn, Au, Ag | Co, Pb, Sb | Cu, Zn, Au, Ag, Co, Pb, Sb |  |  | I-Py3 (n=24)-45 | I-Py3 (n=24)-45 | seafloor vent field |  |  |  |  | ore material | grab | grab | mineral separate | [5 empty] | mineralisation | sulfide chimney | pyrite, marcasite, chalcopyrite |  | pyrite, marcasite, chalcopyrite | multiple stages: colloform marcasite-pyrite intergrowths (outermost wall), replacement assemblages (transition layers), dense recrystallized assemblages, marcasite pseudomorphs after pyrrhotite (middle layer) | sulfide chimney | colloform, subhedral, anhedral, euhedral, dense coarse-grained, columnar pseudomorphs |  |  |  | sphalerite, pyrrhotite, anhydrite, galena, tetrahedrite, tennantite | Transverse sections (polished sections) | EMPA, LA-ICPMS, MC-ICPMS | JEOL JXA-8100 EPMA; Teledyne Cetac Technologies Analyte Excite laser ablation system coupled with an Agilent Technologies 7700x quadrupole ICP-MS; ESI NWR Image GEO 193 coupled with TOFWERK icp TOF R; Neptune Plus multicollector ICP-MS (Thermo Fisher Scientific, Bremen, Germany) coupled with a Geolas HD excimer ArF laser ablation system (Coherent, Göttingen, Germany); Bruker M4 Tornado™ system | SIO, MNR; China University of Petroleum (East China), Qingdao, China; Nanjing Focu MS Technology Co. Ltd., Nanjing, China; Shanghai Chemlab Laboratory, Shanghai, China; Wuhan Sample Solution Analytical Technology Co. Ltd., Wuhan, China | EPMA: beam current of 10 nA, beam size of 1–5 μm, accelerating voltage of 20 kV. Micro-XRF: rhodium target X-ray tube operating at 50 kV and 800 nA, polycapillary lens providing a 40-μm spot size on a 20-μm raster, dwell time of 5 ms per pixel. LA-ICP-MS: 193-nm ArF excimer laser, fluence of 6 J/cm², 6 Hz repetition rate for 40 seconds (240 pulses), 30-second pre-ablation blank, total run time 70 seconds, spot size 32–44 μm, He carrier gas mixed with Ar. LA-ICP-TOF-MS: 193 nm ArF excimer laser, spot diameter ~20 µm, repetition rate ~20 Hz, laser fluence ~7 J/cm², scan speed ~4000 µm/s, He carrier gas ~600 ml/min, washout time 50 ms. S isotope MC-ICP-MS: spot size ~44 μm, pulse frequency ~2 Hz, laser fluence ~5 J/cm², He carrier gas with Ar make-up gas. | MASS-1 (Fe-Cu-Zn-S pressed pellet) and GSE-1G (synthetic basaltic glass) from the United States Geological Survey; pyrite PPP-1; chalcopyrite GBW07268; pyrrhotite SP-Po-01 (δ34S = 1.4‰ ± 0.4‰); chalcopyrite SP-CP-01 (δ34S = 5.45‰ ± 0.3‰); natural and synthetic minerals from USA SPI Supplies | 0.009358 |  |  |  | 0.69622 |  | 0.015957 |  |  |  | 0 |  |  |  | 0.008866 | [5 empty] | 0.18388 | [5 empty] | 0.018215 | [5 empty] | 0.20982 | [9 empty] | 10.0406 | [13 empty] | 0.009786 | [11 empty] | 0.45748 |  | 0.19307 |  | 0.060801 | [7 empty] | 0.10519 | [5 empty] | 0.019406 | [15 empty] | 835.0806 |  | 0.069855 |  |  |  | 0.68875 | [5 empty] | 0.1831 | [7 empty] | 0.18627 | [5 empty] | 0.02013 |  |  |  | 0.003982 |  | 0.059469 | [7 empty] | 0.45958 |  |  |  |  | 2025
| Xunmei vent field, Niaochao vent field |  | Seafloor hydrothermal | Volcanic-hosted massive sulfide (VMS) | seafloor massive sulfide (SMS) | Cu, Zn, Au, Ag | Co, Pb, Sb | Cu, Zn, Au, Ag, Co, Pb, Sb |  |  | I-Py3 (n=24)-46 | I-Py3 (n=24)-46 | seafloor vent field |  |  |  |  | ore material | grab | grab | mineral separate | [5 empty] | mineralisation | sulfide chimney | pyrite, marcasite, chalcopyrite |  | pyrite, marcasite, chalcopyrite | multiple stages: colloform marcasite-pyrite intergrowths (outermost wall), replacement assemblages (transition layers), dense recrystallized assemblages, marcasite pseudomorphs after pyrrhotite (middle layer) | sulfide chimney | colloform, subhedral, anhedral, euhedral, dense coarse-grained, columnar pseudomorphs |  |  |  | sphalerite, pyrrhotite, anhydrite, galena, tetrahedrite, tennantite | Transverse sections (polished sections) | EMPA, LA-ICPMS, MC-ICPMS | JEOL JXA-8100 EPMA; Teledyne Cetac Technologies Analyte Excite laser ablation system coupled with an Agilent Technologies 7700x quadrupole ICP-MS; ESI NWR Image GEO 193 coupled with TOFWERK icp TOF R; Neptune Plus multicollector ICP-MS (Thermo Fisher Scientific, Bremen, Germany) coupled with a Geolas HD excimer ArF laser ablation system (Coherent, Göttingen, Germany); Bruker M4 Tornado™ system | SIO, MNR; China University of Petroleum (East China), Qingdao, China; Nanjing Focu MS Technology Co. Ltd., Nanjing, China; Shanghai Chemlab Laboratory, Shanghai, China; Wuhan Sample Solution Analytical Technology Co. Ltd., Wuhan, China | EPMA: beam current of 10 nA, beam size of 1–5 μm, accelerating voltage of 20 kV. Micro-XRF: rhodium target X-ray tube operating at 50 kV and 800 nA, polycapillary lens providing a 40-μm spot size on a 20-μm raster, dwell time of 5 ms per pixel. LA-ICP-MS: 193-nm ArF excimer laser, fluence of 6 J/cm², 6 Hz repetition rate for 40 seconds (240 pulses), 30-second pre-ablation blank, total run time 70 seconds, spot size 32–44 μm, He carrier gas mixed with Ar. LA-ICP-TOF-MS: 193 nm ArF excimer laser, spot diameter ~20 µm, repetition rate ~20 Hz, laser fluence ~7 J/cm², scan speed ~4000 µm/s, He carrier gas ~600 ml/min, washout time 50 ms. S isotope MC-ICP-MS: spot size ~44 μm, pulse frequency ~2 Hz, laser fluence ~5 J/cm², He carrier gas with Ar make-up gas. | MASS-1 (Fe-Cu-Zn-S pressed pellet) and GSE-1G (synthetic basaltic glass) from the United States Geological Survey; pyrite PPP-1; chalcopyrite GBW07268; pyrrhotite SP-Po-01 (δ34S = 1.4‰ ± 0.4‰); chalcopyrite SP-CP-01 (δ34S = 5.45‰ ± 0.3‰); natural and synthetic minerals from USA SPI Supplies | 0.017838 |  |  |  | 0.72041 |  | 0.011259 |  |  |  | 0 |  |  |  | 0.009926 | [5 empty] | 0.08906 | [5 empty] | 0.016791 | [5 empty] | 0.19193 | [9 empty] | 7.3657 | [13 empty] | 0.010616 | [11 empty] | 0.43322 |  | 0.14901 |  | 0.055414 | [7 empty] | 0.093896 | [5 empty] | 0.025621 | [15 empty] | 789.8466 |  | 0.049926 |  |  |  | 0.71068 | [5 empty] | 0.15397 | [7 empty] | 0.30345 | [5 empty] | 0.015653 |  |  |  | 0.00265 |  | 0.042344 | [7 empty] | 0.37002 |  |  |  |  | 2025
| Xunmei vent field, Niaochao vent field |  | Seafloor hydrothermal | Volcanic-hosted massive sulfide (VMS) | seafloor massive sulfide (SMS) | Cu, Zn, Au, Ag | Co, Pb, Sb | Cu, Zn, Au, Ag, Co, Pb, Sb |  |  | I-Py3 (n=24)-47 | I-Py3 (n=24)-47 | seafloor vent field |  |  |  |  | ore material | grab | grab | mineral separate | [5 empty] | mineralisation | sulfide chimney | pyrite, marcasite, chalcopyrite |  | pyrite, marcasite, chalcopyrite | multiple stages: colloform marcasite-pyrite intergrowths (outermost wall), replacement assemblages (transition layers), dense recrystallized assemblages, marcasite pseudomorphs after pyrrhotite (middle layer) | sulfide chimney | colloform, subhedral, anhedral, euhedral, dense coarse-grained, columnar pseudomorphs |  |  |  | sphalerite, pyrrhotite, anhydrite, galena, tetrahedrite, tennantite | Transverse sections (polished sections) | EMPA, LA-ICPMS, MC-ICPMS | JEOL JXA-8100 EPMA; Teledyne Cetac Technologies Analyte Excite laser ablation system coupled with an Agilent Technologies 7700x quadrupole ICP-MS; ESI NWR Image GEO 193 coupled with TOFWERK icp TOF R; Neptune Plus multicollector ICP-MS (Thermo Fisher Scientific, Bremen, Germany) coupled with a Geolas HD excimer ArF laser ablation system (Coherent, Göttingen, Germany); Bruker M4 Tornado™ system | SIO, MNR; China University of Petroleum (East China), Qingdao, China; Nanjing Focu MS Technology Co. Ltd., Nanjing, China; Shanghai Chemlab Laboratory, Shanghai, China; Wuhan Sample Solution Analytical Technology Co. Ltd., Wuhan, China | EPMA: beam current of 10 nA, beam size of 1–5 μm, accelerating voltage of 20 kV. Micro-XRF: rhodium target X-ray tube operating at 50 kV and 800 nA, polycapillary lens providing a 40-μm spot size on a 20-μm raster, dwell time of 5 ms per pixel. LA-ICP-MS: 193-nm ArF excimer laser, fluence of 6 J/cm², 6 Hz repetition rate for 40 seconds (240 pulses), 30-second pre-ablation blank, total run time 70 seconds, spot size 32–44 μm, He carrier gas mixed with Ar. LA-ICP-TOF-MS: 193 nm ArF excimer laser, spot diameter ~20 µm, repetition rate ~20 Hz, laser fluence ~7 J/cm², scan speed ~4000 µm/s, He carrier gas ~600 ml/min, washout time 50 ms. S isotope MC-ICP-MS: spot size ~44 μm, pulse frequency ~2 Hz, laser fluence ~5 J/cm², He carrier gas with Ar make-up gas. | MASS-1 (Fe-Cu-Zn-S pressed pellet) and GSE-1G (synthetic basaltic glass) from the United States Geological Survey; pyrite PPP-1; chalcopyrite GBW07268; pyrrhotite SP-Po-01 (δ34S = 1.4‰ ± 0.4‰); chalcopyrite SP-CP-01 (δ34S = 5.45‰ ± 0.3‰); natural and synthetic minerals from USA SPI Supplies | 0.009706 |  |  |  | 0.63255 |  | 0 |  |  |  | 0 |  |  |  | 0.012416 | [5 empty] | 0.080218 | [5 empty] | 0.017444 | [5 empty] | 0.22208 | [9 empty] | 8.4259 | [13 empty] | 0.004454 | [11 empty] | 0.38346 |  | 0.18002 |  | 0.020429 | [7 empty] | 0.11827 | [5 empty] | 0.014233 | [15 empty] | 909.2833 |  | 0.062127 |  |  |  | 0.79725 | [5 empty] | 0.16334 | [7 empty] | 0 | [5 empty] | 0.021792 |  |  |  | 0.006365 |  | 0.060928 | [7 empty] | 0.40328 |  |  |  |  | 2025
| Xunmei vent field, Niaochao vent field |  | Seafloor hydrothermal | Volcanic-hosted massive sulfide (VMS) | seafloor massive sulfide (SMS) | Cu, Zn, Au, Ag | Co, Pb, Sb | Cu, Zn, Au, Ag, Co, Pb, Sb |  |  | I-Py3 (n=24)-48 | I-Py3 (n=24)-48 | seafloor vent field |  |  |  |  | ore material | grab | grab | mineral separate | [5 empty] | mineralisation | sulfide chimney | pyrite, marcasite, chalcopyrite |  | pyrite, marcasite, chalcopyrite | multiple stages: colloform marcasite-pyrite intergrowths (outermost wall), replacement assemblages (transition layers), dense recrystallized assemblages, marcasite pseudomorphs after pyrrhotite (middle layer) | sulfide chimney | colloform, subhedral, anhedral, euhedral, dense coarse-grained, columnar pseudomorphs |  |  |  | sphalerite, pyrrhotite, anhydrite, galena, tetrahedrite, tennantite | Transverse sections (polished sections) | EMPA, LA-ICPMS, MC-ICPMS | JEOL JXA-8100 EPMA; Teledyne Cetac Technologies Analyte Excite laser ablation system coupled with an Agilent Technologies 7700x quadrupole ICP-MS; ESI NWR Image GEO 193 coupled with TOFWERK icp TOF R; Neptune Plus multicollector ICP-MS (Thermo Fisher Scientific, Bremen, Germany) coupled with a Geolas HD excimer ArF laser ablation system (Coherent, Göttingen, Germany); Bruker M4 Tornado™ system | SIO, MNR; China University of Petroleum (East China), Qingdao, China; Nanjing Focu MS Technology Co. Ltd., Nanjing, China; Shanghai Chemlab Laboratory, Shanghai, China; Wuhan Sample Solution Analytical Technology Co. Ltd., Wuhan, China | EPMA: beam current of 10 nA, beam size of 1–5 μm, accelerating voltage of 20 kV. Micro-XRF: rhodium target X-ray tube operating at 50 kV and 800 nA, polycapillary lens providing a 40-μm spot size on a 20-μm raster, dwell time of 5 ms per pixel. LA-ICP-MS: 193-nm ArF excimer laser, fluence of 6 J/cm², 6 Hz repetition rate for 40 seconds (240 pulses), 30-second pre-ablation blank, total run time 70 seconds, spot size 32–44 μm, He carrier gas mixed with Ar. LA-ICP-TOF-MS: 193 nm ArF excimer laser, spot diameter ~20 µm, repetition rate ~20 Hz, laser fluence ~7 J/cm², scan speed ~4000 µm/s, He carrier gas ~600 ml/min, washout time 50 ms. S isotope MC-ICP-MS: spot size ~44 μm, pulse frequency ~2 Hz, laser fluence ~5 J/cm², He carrier gas with Ar make-up gas. | MASS-1 (Fe-Cu-Zn-S pressed pellet) and GSE-1G (synthetic basaltic glass) from the United States Geological Survey; pyrite PPP-1; chalcopyrite GBW07268; pyrrhotite SP-Po-01 (δ34S = 1.4‰ ± 0.4‰); chalcopyrite SP-CP-01 (δ34S = 5.45‰ ± 0.3‰); natural and synthetic minerals from USA SPI Supplies | 0.014587 |  |  |  | 0.85935 |  | 0.023357 |  |  |  | 0 |  |  |  | 0.009802 | [5 empty] | 0.086571 | [5 empty] | 0.016681 | [5 empty] | 0.20565 | [9 empty] | 9.6107 | [13 empty] | 0.006816 | [11 empty] | 0.4489 |  | 0.17988 |  | 0.030622 | [7 empty] | 0.086499 | [5 empty] | 0.02261 | [15 empty] | 1029.455 |  | 0.044047 |  |  |  | 0.81204 | [5 empty] | 0.13156 | [7 empty] | 0 | [5 empty] | 0.026336 |  |  |  | 0.006215 |  | 0.056082 | [7 empty] | 0.44626 |  |  |  |  | 2025
| Xunmei vent field, Niaochao vent field |  | Seafloor hydrothermal | Volcanic-hosted massive sulfide (VMS) | seafloor massive sulfide (SMS) | Cu, Zn, Au, Ag | Co, Pb, Sb | Cu, Zn, Au, Ag, Co, Pb, Sb |  |  | I-Py3 (n=24)-49 | I-Py3 (n=24)-49 | seafloor vent field |  |  |  |  | ore material | grab | grab | mineral separate | [5 empty] | mineralisation | sulfide chimney | pyrite, marcasite, chalcopyrite |  | pyrite, marcasite, chalcopyrite | multiple stages: colloform marcasite-pyrite intergrowths (outermost wall), replacement assemblages (transition layers), dense recrystallized assemblages, marcasite pseudomorphs after pyrrhotite (middle layer) | sulfide chimney | colloform, subhedral, anhedral, euhedral, dense coarse-grained, columnar pseudomorphs |  |  |  | sphalerite, pyrrhotite, anhydrite, galena, tetrahedrite, tennantite | Transverse sections (polished sections) | EMPA, LA-ICPMS, MC-ICPMS | JEOL JXA-8100 EPMA; Teledyne Cetac Technologies Analyte Excite laser ablation system coupled with an Agilent Technologies 7700x quadrupole ICP-MS; ESI NWR Image GEO 193 coupled with TOFWERK icp TOF R; Neptune Plus multicollector ICP-MS (Thermo Fisher Scientific, Bremen, Germany) coupled with a Geolas HD excimer ArF laser ablation system (Coherent, Göttingen, Germany); Bruker M4 Tornado™ system | SIO, MNR; China University of Petroleum (East China), Qingdao, China; Nanjing Focu MS Technology Co. Ltd., Nanjing, China; Shanghai Chemlab Laboratory, Shanghai, China; Wuhan Sample Solution Analytical Technology Co. Ltd., Wuhan, China | EPMA: beam current of 10 nA, beam size of 1–5 μm, accelerating voltage of 20 kV. Micro-XRF: rhodium target X-ray tube operating at 50 kV and 800 nA, polycapillary lens providing a 40-μm spot size on a 20-μm raster, dwell time of 5 ms per pixel. LA-ICP-MS: 193-nm ArF excimer laser, fluence of 6 J/cm², 6 Hz repetition rate for 40 seconds (240 pulses), 30-second pre-ablation blank, total run time 70 seconds, spot size 32–44 μm, He carrier gas mixed with Ar. LA-ICP-TOF-MS: 193 nm ArF excimer laser, spot diameter ~20 µm, repetition rate ~20 Hz, laser fluence ~7 J/cm², scan speed ~4000 µm/s, He carrier gas ~600 ml/min, washout time 50 ms. S isotope MC-ICP-MS: spot size ~44 μm, pulse frequency ~2 Hz, laser fluence ~5 J/cm², He carrier gas with Ar make-up gas. | MASS-1 (Fe-Cu-Zn-S pressed pellet) and GSE-1G (synthetic basaltic glass) from the United States Geological Survey; pyrite PPP-1; chalcopyrite GBW07268; pyrrhotite SP-Po-01 (δ34S = 1.4‰ ± 0.4‰); chalcopyrite SP-CP-01 (δ34S = 5.45‰ ± 0.3‰); natural and synthetic minerals from USA SPI Supplies | 0.019379 |  |  |  | 0.76959 |  | 0.008557 |  |  |  | 0 |  |  |  | 0.008102 | [5 empty] | 0.11506 | [5 empty] | 0.014009 | [5 empty] | 0.19589 | [9 empty] | 10.4777 | [13 empty] | 0.003136 | [11 empty] | 0.58074 |  | 0.19094 |  | 0.024146 | [7 empty] | 0.10152 | [5 empty] | 0.025489 | [15 empty] | 1165.0691 |  | 0.062706 |  |  |  | 0.77548 | [5 empty] | 0.22846 | [7 empty] | 0 | [5 empty] | 0.026042 |  |  |  | 0.003423 |  | 0.058233 | [7 empty] | 0.42443 |  |  |  |  | 2025
| Xunmei vent field, Niaochao vent field |  | Seafloor hydrothermal | Volcanic-hosted massive sulfide (VMS) | seafloor massive sulfide (SMS) | Cu, Zn, Au, Ag | Co, Pb, Sb | Cu, Zn, Au, Ag, Co, Pb, Sb |  |  | I-Py3 (n=24)-50 | I-Py3 (n=24)-50 | seafloor vent field |  |  |  |  | ore material | grab | grab | mineral separate | [5 empty] | mineralisation | sulfide chimney | pyrite, marcasite, chalcopyrite |  | pyrite, marcasite, chalcopyrite | multiple stages: colloform marcasite-pyrite intergrowths (outermost wall), replacement assemblages (transition layers), dense recrystallized assemblages, marcasite pseudomorphs after pyrrhotite (middle layer) | sulfide chimney | colloform, subhedral, anhedral, euhedral, dense coarse-grained, columnar pseudomorphs |  |  |  | sphalerite, pyrrhotite, anhydrite, galena, tetrahedrite, tennantite | Transverse sections (polished sections) | EMPA, LA-ICPMS, MC-ICPMS | JEOL JXA-8100 EPMA; Teledyne Cetac Technologies Analyte Excite laser ablation system coupled with an Agilent Technologies 7700x quadrupole ICP-MS; ESI NWR Image GEO 193 coupled with TOFWERK icp TOF R; Neptune Plus multicollector ICP-MS (Thermo Fisher Scientific, Bremen, Germany) coupled with a Geolas HD excimer ArF laser ablation system (Coherent, Göttingen, Germany); Bruker M4 Tornado™ system | SIO, MNR; China University of Petroleum (East China), Qingdao, China; Nanjing Focu MS Technology Co. Ltd., Nanjing, China; Shanghai Chemlab Laboratory, Shanghai, China; Wuhan Sample Solution Analytical Technology Co. Ltd., Wuhan, China | EPMA: beam current of 10 nA, beam size of 1–5 μm, accelerating voltage of 20 kV. Micro-XRF: rhodium target X-ray tube operating at 50 kV and 800 nA, polycapillary lens providing a 40-μm spot size on a 20-μm raster, dwell time of 5 ms per pixel. LA-ICP-MS: 193-nm ArF excimer laser, fluence of 6 J/cm², 6 Hz repetition rate for 40 seconds (240 pulses), 30-second pre-ablation blank, total run time 70 seconds, spot size 32–44 μm, He carrier gas mixed with Ar. LA-ICP-TOF-MS: 193 nm ArF excimer laser, spot diameter ~20 µm, repetition rate ~20 Hz, laser fluence ~7 J/cm², scan speed ~4000 µm/s, He carrier gas ~600 ml/min, washout time 50 ms. S isotope MC-ICP-MS: spot size ~44 μm, pulse frequency ~2 Hz, laser fluence ~5 J/cm², He carrier gas with Ar make-up gas. | MASS-1 (Fe-Cu-Zn-S pressed pellet) and GSE-1G (synthetic basaltic glass) from the United States Geological Survey; pyrite PPP-1; chalcopyrite GBW07268; pyrrhotite SP-Po-01 (δ34S = 1.4‰ ± 0.4‰); chalcopyrite SP-CP-01 (δ34S = 5.45‰ ± 0.3‰); natural and synthetic minerals from USA SPI Supplies | 0.019248 |  |  |  | 0.56984 |  | 0 |  |  |  | 0.03994 |  |  |  | 0.006946 | [5 empty] | 0.087017 | [5 empty] | 0.020085 | [5 empty] | 0.18055 | [9 empty] | 7.0861 | [13 empty] | 0.005989 | [11 empty] | 0.41075 |  | 0.12751 |  | 0.018093 | [7 empty] | 0.11875 | [5 empty] | 0.014202 | [15 empty] | 689.5545 |  | 0.038949 |  |  |  | 0.8221 | [5 empty] | 0.13286 | [7 empty] | 0 | [5 empty] | 0.024269 |  |  |  | 0.007552 |  | 0.038913 | [7 empty] | 0.3358 |  |  |  |  | 2025
| Xunmei vent field, Niaochao vent field |  | Seafloor hydrothermal | Volcanic-hosted massive sulfide (VMS) | seafloor massive sulfide (SMS) | Cu, Zn, Au, Ag | Co, Pb, Sb | Cu, Zn, Au, Ag, Co, Pb, Sb |  |  | I-Py3 (n=24)-51 | I-Py3 (n=24)-51 | seafloor vent field |  |  |  |  | ore material | grab | grab | mineral separate | [5 empty] | mineralisation | sulfide chimney | pyrite, marcasite, chalcopyrite |  | pyrite, marcasite, chalcopyrite | multiple stages: colloform marcasite-pyrite intergrowths (outermost wall), replacement assemblages (transition layers), dense recrystallized assemblages, marcasite pseudomorphs after pyrrhotite (middle layer) | sulfide chimney | colloform, subhedral, anhedral, euhedral, dense coarse-grained, columnar pseudomorphs |  |  |  | sphalerite, pyrrhotite, anhydrite, galena, tetrahedrite, tennantite | Transverse sections (polished sections) | EMPA, LA-ICPMS, MC-ICPMS | JEOL JXA-8100 EPMA; Teledyne Cetac Technologies Analyte Excite laser ablation system coupled with an Agilent Technologies 7700x quadrupole ICP-MS; ESI NWR Image GEO 193 coupled with TOFWERK icp TOF R; Neptune Plus multicollector ICP-MS (Thermo Fisher Scientific, Bremen, Germany) coupled with a Geolas HD excimer ArF laser ablation system (Coherent, Göttingen, Germany); Bruker M4 Tornado™ system | SIO, MNR; China University of Petroleum (East China), Qingdao, China; Nanjing Focu MS Technology Co. Ltd., Nanjing, China; Shanghai Chemlab Laboratory, Shanghai, China; Wuhan Sample Solution Analytical Technology Co. Ltd., Wuhan, China | EPMA: beam current of 10 nA, beam size of 1–5 μm, accelerating voltage of 20 kV. Micro-XRF: rhodium target X-ray tube operating at 50 kV and 800 nA, polycapillary lens providing a 40-μm spot size on a 20-μm raster, dwell time of 5 ms per pixel. LA-ICP-MS: 193-nm ArF excimer laser, fluence of 6 J/cm², 6 Hz repetition rate for 40 seconds (240 pulses), 30-second pre-ablation blank, total run time 70 seconds, spot size 32–44 μm, He carrier gas mixed with Ar. LA-ICP-TOF-MS: 193 nm ArF excimer laser, spot diameter ~20 µm, repetition rate ~20 Hz, laser fluence ~7 J/cm², scan speed ~4000 µm/s, He carrier gas ~600 ml/min, washout time 50 ms. S isotope MC-ICP-MS: spot size ~44 μm, pulse frequency ~2 Hz, laser fluence ~5 J/cm², He carrier gas with Ar make-up gas. | MASS-1 (Fe-Cu-Zn-S pressed pellet) and GSE-1G (synthetic basaltic glass) from the United States Geological Survey; pyrite PPP-1; chalcopyrite GBW07268; pyrrhotite SP-Po-01 (δ34S = 1.4‰ ± 0.4‰); chalcopyrite SP-CP-01 (δ34S = 5.45‰ ± 0.3‰); natural and synthetic minerals from USA SPI Supplies | 0.032741 |  |  |  | 0.7179 |  | 0.009079 |  |  |  | 0 |  |  |  | 0.015451 | [5 empty] | 0.15928 | [5 empty] | 0.015943 | [5 empty] | 0.19542 | [9 empty] | 9.1154 | [13 empty] | 0.010052 | [11 empty] | 0.43372 |  | 0.2 |  | 0.055341 | [7 empty] | 0.1106 | [5 empty] | 0.020438 | [15 empty] | 1006.1196 |  | 0.048635 |  |  |  | 0.94013 | [5 empty] | 0.2232 | [7 empty] | 0.26068 | [5 empty] | 0.024505 |  |  |  | 0.004987 |  | 0.057735 | [7 empty] | 0.42875 |  |  |  |  | 2025
| Xunmei vent field, Niaochao vent field |  | Seafloor hydrothermal | Volcanic-hosted massive sulfide (VMS) | seafloor massive sulfide (SMS) | Cu, Zn, Au, Ag | Co, Pb, Sb | Cu, Zn, Au, Ag, Co, Pb, Sb |  |  | I-Py3 (n=24)-52 | I-Py3 (n=24)-52 | seafloor vent field |  |  |  |  | ore material | grab | grab | mineral separate | [5 empty] | mineralisation | sulfide chimney | pyrite, marcasite, chalcopyrite |  | pyrite, marcasite, chalcopyrite | multiple stages: colloform marcasite-pyrite intergrowths (outermost wall), replacement assemblages (transition layers), dense recrystallized assemblages, marcasite pseudomorphs after pyrrhotite (middle layer) | sulfide chimney | colloform, subhedral, anhedral, euhedral, dense coarse-grained, columnar pseudomorphs |  |  |  | sphalerite, pyrrhotite, anhydrite, galena, tetrahedrite, tennantite | Transverse sections (polished sections) | EMPA, LA-ICPMS, MC-ICPMS | JEOL JXA-8100 EPMA; Teledyne Cetac Technologies Analyte Excite laser ablation system coupled with an Agilent Technologies 7700x quadrupole ICP-MS; ESI NWR Image GEO 193 coupled with TOFWERK icp TOF R; Neptune Plus multicollector ICP-MS (Thermo Fisher Scientific, Bremen, Germany) coupled with a Geolas HD excimer ArF laser ablation system (Coherent, Göttingen, Germany); Bruker M4 Tornado™ system | SIO, MNR; China University of Petroleum (East China), Qingdao, China; Nanjing Focu MS Technology Co. Ltd., Nanjing, China; Shanghai Chemlab Laboratory, Shanghai, China; Wuhan Sample Solution Analytical Technology Co. Ltd., Wuhan, China | EPMA: beam current of 10 nA, beam size of 1–5 μm, accelerating voltage of 20 kV. Micro-XRF: rhodium target X-ray tube operating at 50 kV and 800 nA, polycapillary lens providing a 40-μm spot size on a 20-μm raster, dwell time of 5 ms per pixel. LA-ICP-MS: 193-nm ArF excimer laser, fluence of 6 J/cm², 6 Hz repetition rate for 40 seconds (240 pulses), 30-second pre-ablation blank, total run time 70 seconds, spot size 32–44 μm, He carrier gas mixed with Ar. LA-ICP-TOF-MS: 193 nm ArF excimer laser, spot diameter ~20 µm, repetition rate ~20 Hz, laser fluence ~7 J/cm², scan speed ~4000 µm/s, He carrier gas ~600 ml/min, washout time 50 ms. S isotope MC-ICP-MS: spot size ~44 μm, pulse frequency ~2 Hz, laser fluence ~5 J/cm², He carrier gas with Ar make-up gas. | MASS-1 (Fe-Cu-Zn-S pressed pellet) and GSE-1G (synthetic basaltic glass) from the United States Geological Survey; pyrite PPP-1; chalcopyrite GBW07268; pyrrhotite SP-Po-01 (δ34S = 1.4‰ ± 0.4‰); chalcopyrite SP-CP-01 (δ34S = 5.45‰ ± 0.3‰); natural and synthetic minerals from USA SPI Supplies | 0.012881 |  |  |  | 0.73172 |  | 0 |  |  |  | 0.062267 |  |  |  | 0.015406 | [5 empty] | 0.28449 | [5 empty] | 0.011915 | [5 empty] | 0.15773 | [9 empty] | 8.9138 | [13 empty] | 0.005538 | [11 empty] | 0.46558 |  | 0.18874 |  | 0.025132 | [7 empty] | 0.094365 | [5 empty] | 0.022793 | [15 empty] | 887.2802 |  | 0.063886 |  |  |  | 0.75029 | [5 empty] | 0.22075 | [7 empty] | 0.18801 | [5 empty] | 0.031643 |  |  |  | 0.007878 |  | 0.045949 | [7 empty] | 0.47421 |  |  |  |  | 2025
| Xunmei vent field, Niaochao vent field |  | Seafloor hydrothermal | Volcanic-hosted massive sulfide (VMS) | seafloor massive sulfide (SMS) | Cu, Zn, Au, Ag | Co, Pb, Sb | Cu, Zn, Au, Ag, Co, Pb, Sb |  |  | I-Mrc3 (n=9)-13 | I-Mrc3 (n=9)-13 | seafloor vent field |  |  |  |  | ore material | grab | grab | mineral separate | [5 empty] | mineralisation | sulfide chimney | pyrite, marcasite, chalcopyrite |  | pyrite, marcasite, chalcopyrite | multiple stages: colloform marcasite-pyrite intergrowths (outermost wall), replacement assemblages (transition layers), dense recrystallized assemblages, marcasite pseudomorphs after pyrrhotite (middle layer) | sulfide chimney | colloform, subhedral, anhedral, euhedral, dense coarse-grained, columnar pseudomorphs |  |  |  | sphalerite, pyrrhotite, anhydrite, galena, tetrahedrite, tennantite | Transverse sections (polished sections) | EMPA, LA-ICPMS, MC-ICPMS | JEOL JXA-8100 EPMA; Teledyne Cetac Technologies Analyte Excite laser ablation system coupled with an Agilent Technologies 7700x quadrupole ICP-MS; ESI NWR Image GEO 193 coupled with TOFWERK icp TOF R; Neptune Plus multicollector ICP-MS (Thermo Fisher Scientific, Bremen, Germany) coupled with a Geolas HD excimer ArF laser ablation system (Coherent, Göttingen, Germany); Bruker M4 Tornado™ system | SIO, MNR; China University of Petroleum (East China), Qingdao, China; Nanjing Focu MS Technology Co. Ltd., Nanjing, China; Shanghai Chemlab Laboratory, Shanghai, China; Wuhan Sample Solution Analytical Technology Co. Ltd., Wuhan, China | EPMA: beam current of 10 nA, beam size of 1–5 μm, accelerating voltage of 20 kV. Micro-XRF: rhodium target X-ray tube operating at 50 kV and 800 nA, polycapillary lens providing a 40-μm spot size on a 20-μm raster, dwell time of 5 ms per pixel. LA-ICP-MS: 193-nm ArF excimer laser, fluence of 6 J/cm², 6 Hz repetition rate for 40 seconds (240 pulses), 30-second pre-ablation blank, total run time 70 seconds, spot size 32–44 μm, He carrier gas mixed with Ar. LA-ICP-TOF-MS: 193 nm ArF excimer laser, spot diameter ~20 µm, repetition rate ~20 Hz, laser fluence ~7 J/cm², scan speed ~4000 µm/s, He carrier gas ~600 ml/min, washout time 50 ms. S isotope MC-ICP-MS: spot size ~44 μm, pulse frequency ~2 Hz, laser fluence ~5 J/cm², He carrier gas with Ar make-up gas. | MASS-1 (Fe-Cu-Zn-S pressed pellet) and GSE-1G (synthetic basaltic glass) from the United States Geological Survey; pyrite PPP-1; chalcopyrite GBW07268; pyrrhotite SP-Po-01 (δ34S = 1.4‰ ± 0.4‰); chalcopyrite SP-CP-01 (δ34S = 5.45‰ ± 0.3‰); natural and synthetic minerals from USA SPI Supplies | [147 empty] | 2025
| Xunmei vent field, Niaochao vent field |  | Seafloor hydrothermal | Volcanic-hosted massive sulfide (VMS) | seafloor massive sulfide (SMS) | Cu, Zn, Au, Ag | Co, Pb, Sb | Cu, Zn, Au, Ag, Co, Pb, Sb |  |  | I-Mrc3 (n=9)-14 | I-Mrc3 (n=9)-14 | seafloor vent field |  |  |  |  | ore material | grab | grab | mineral separate | [5 empty] | mineralisation | sulfide chimney | pyrite, marcasite, chalcopyrite |  | pyrite, marcasite, chalcopyrite | multiple stages: colloform marcasite-pyrite intergrowths (outermost wall), replacement assemblages (transition layers), dense recrystallized assemblages, marcasite pseudomorphs after pyrrhotite (middle layer) | sulfide chimney | colloform, subhedral, anhedral, euhedral, dense coarse-grained, columnar pseudomorphs |  |  |  | sphalerite, pyrrhotite, anhydrite, galena, tetrahedrite, tennantite | Transverse sections (polished sections) | EMPA, LA-ICPMS, MC-ICPMS | JEOL JXA-8100 EPMA; Teledyne Cetac Technologies Analyte Excite laser ablation system coupled with an Agilent Technologies 7700x quadrupole ICP-MS; ESI NWR Image GEO 193 coupled with TOFWERK icp TOF R; Neptune Plus multicollector ICP-MS (Thermo Fisher Scientific, Bremen, Germany) coupled with a Geolas HD excimer ArF laser ablation system (Coherent, Göttingen, Germany); Bruker M4 Tornado™ system | SIO, MNR; China University of Petroleum (East China), Qingdao, China; Nanjing Focu MS Technology Co. Ltd., Nanjing, China; Shanghai Chemlab Laboratory, Shanghai, China; Wuhan Sample Solution Analytical Technology Co. Ltd., Wuhan, China | EPMA: beam current of 10 nA, beam size of 1–5 μm, accelerating voltage of 20 kV. Micro-XRF: rhodium target X-ray tube operating at 50 kV and 800 nA, polycapillary lens providing a 40-μm spot size on a 20-μm raster, dwell time of 5 ms per pixel. LA-ICP-MS: 193-nm ArF excimer laser, fluence of 6 J/cm², 6 Hz repetition rate for 40 seconds (240 pulses), 30-second pre-ablation blank, total run time 70 seconds, spot size 32–44 μm, He carrier gas mixed with Ar. LA-ICP-TOF-MS: 193 nm ArF excimer laser, spot diameter ~20 µm, repetition rate ~20 Hz, laser fluence ~7 J/cm², scan speed ~4000 µm/s, He carrier gas ~600 ml/min, washout time 50 ms. S isotope MC-ICP-MS: spot size ~44 μm, pulse frequency ~2 Hz, laser fluence ~5 J/cm², He carrier gas with Ar make-up gas. | MASS-1 (Fe-Cu-Zn-S pressed pellet) and GSE-1G (synthetic basaltic glass) from the United States Geological Survey; pyrite PPP-1; chalcopyrite GBW07268; pyrrhotite SP-Po-01 (δ34S = 1.4‰ ± 0.4‰); chalcopyrite SP-CP-01 (δ34S = 5.45‰ ± 0.3‰); natural and synthetic minerals from USA SPI Supplies | 0.007508 |  |  |  | 0.50305 |  | 0.006731 |  |  |  | 0 |  |  |  | 0.009246 | [5 empty] | 0.13928 | [5 empty] | 0.044462 | [5 empty] | 0.41094 | [9 empty] | 2.7241 | [13 empty] | 0.007055 | [11 empty] | 0.24231 |  | 0.22352 |  | 0 | [7 empty] | 0.12327 | [5 empty] | 0.014976 | [15 empty] | 819.0731 |  | 0.044686 |  |  |  | 1.0419 | [5 empty] | 0.1201 | [7 empty] | 0.08867 | [5 empty] | 0.002371 |  |  |  | 0 |  | 0.020357 | [7 empty] | 0.72072 |  |  |  |  | 2025
| Xunmei vent field, Niaochao vent field |  | Seafloor hydrothermal | Volcanic-hosted massive sulfide (VMS) | seafloor massive sulfide (SMS) | Cu, Zn, Au, Ag | Co, Pb, Sb | Cu, Zn, Au, Ag, Co, Pb, Sb |  |  | I-Mrc3 (n=9)-15 | I-Mrc3 (n=9)-15 | seafloor vent field |  |  |  |  | ore material | grab | grab | mineral separate | [5 empty] | mineralisation | sulfide chimney | pyrite, marcasite, chalcopyrite |  | pyrite, marcasite, chalcopyrite | multiple stages: colloform marcasite-pyrite intergrowths (outermost wall), replacement assemblages (transition layers), dense recrystallized assemblages, marcasite pseudomorphs after pyrrhotite (middle layer) | sulfide chimney | colloform, subhedral, anhedral, euhedral, dense coarse-grained, columnar pseudomorphs |  |  |  | sphalerite, pyrrhotite, anhydrite, galena, tetrahedrite, tennantite | Transverse sections (polished sections) | EMPA, LA-ICPMS, MC-ICPMS | JEOL JXA-8100 EPMA; Teledyne Cetac Technologies Analyte Excite laser ablation system coupled with an Agilent Technologies 7700x quadrupole ICP-MS; ESI NWR Image GEO 193 coupled with TOFWERK icp TOF R; Neptune Plus multicollector ICP-MS (Thermo Fisher Scientific, Bremen, Germany) coupled with a Geolas HD excimer ArF laser ablation system (Coherent, Göttingen, Germany); Bruker M4 Tornado™ system | SIO, MNR; China University of Petroleum (East China), Qingdao, China; Nanjing Focu MS Technology Co. Ltd., Nanjing, China; Shanghai Chemlab Laboratory, Shanghai, China; Wuhan Sample Solution Analytical Technology Co. Ltd., Wuhan, China | EPMA: beam current of 10 nA, beam size of 1–5 μm, accelerating voltage of 20 kV. Micro-XRF: rhodium target X-ray tube operating at 50 kV and 800 nA, polycapillary lens providing a 40-μm spot size on a 20-μm raster, dwell time of 5 ms per pixel. LA-ICP-MS: 193-nm ArF excimer laser, fluence of 6 J/cm², 6 Hz repetition rate for 40 seconds (240 pulses), 30-second pre-ablation blank, total run time 70 seconds, spot size 32–44 μm, He carrier gas mixed with Ar. LA-ICP-TOF-MS: 193 nm ArF excimer laser, spot diameter ~20 µm, repetition rate ~20 Hz, laser fluence ~7 J/cm², scan speed ~4000 µm/s, He carrier gas ~600 ml/min, washout time 50 ms. S isotope MC-ICP-MS: spot size ~44 μm, pulse frequency ~2 Hz, laser fluence ~5 J/cm², He carrier gas with Ar make-up gas. | MASS-1 (Fe-Cu-Zn-S pressed pellet) and GSE-1G (synthetic basaltic glass) from the United States Geological Survey; pyrite PPP-1; chalcopyrite GBW07268; pyrrhotite SP-Po-01 (δ34S = 1.4‰ ± 0.4‰); chalcopyrite SP-CP-01 (δ34S = 5.45‰ ± 0.3‰); natural and synthetic minerals from USA SPI Supplies | 0.010671 |  |  |  | 0.69348 |  | 0.013714 |  |  |  | 0 |  |  |  | 0.003436 | [5 empty] | 0 | [5 empty] | 0.016565 | [5 empty] | 0.46791 | [9 empty] | 2.8447 | [13 empty] | 0.003074 | [11 empty] | 0.2035 |  | 0.24235 |  | 0.038602 | [7 empty] | 0.086868 | [5 empty] | 0.017136 | [15 empty] | 739.7969 |  | 0.035233 |  |  |  | 1.3022 | [5 empty] | 0.1043 | [7 empty] | 0.090969 | [5 empty] | 0.005839 |  |  |  | 0.004479 |  | 0.020249 | [7 empty] | 0.57975 |  |  |  |  | 2025
| Xunmei vent field, Niaochao vent field |  | Seafloor hydrothermal | Volcanic-hosted massive sulfide (VMS) | seafloor massive sulfide (SMS) | Cu, Zn, Au, Ag | Co, Pb, Sb | Cu, Zn, Au, Ag, Co, Pb, Sb |  |  | I-Mrc3 (n=9)-16 | I-Mrc3 (n=9)-16 | seafloor vent field |  |  |  |  | ore material | grab | grab | mineral separate | [5 empty] | mineralisation | sulfide chimney | pyrite, marcasite, chalcopyrite |  | pyrite, marcasite, chalcopyrite | multiple stages: colloform marcasite-pyrite intergrowths (outermost wall), replacement assemblages (transition layers), dense recrystallized assemblages, marcasite pseudomorphs after pyrrhotite (middle layer) | sulfide chimney | colloform, subhedral, anhedral, euhedral, dense coarse-grained, columnar pseudomorphs |  |  |  | sphalerite, pyrrhotite, anhydrite, galena, tetrahedrite, tennantite | Transverse sections (polished sections) | EMPA, LA-ICPMS, MC-ICPMS | JEOL JXA-8100 EPMA; Teledyne Cetac Technologies Analyte Excite laser ablation system coupled with an Agilent Technologies 7700x quadrupole ICP-MS; ESI NWR Image GEO 193 coupled with TOFWERK icp TOF R; Neptune Plus multicollector ICP-MS (Thermo Fisher Scientific, Bremen, Germany) coupled with a Geolas HD excimer ArF laser ablation system (Coherent, Göttingen, Germany); Bruker M4 Tornado™ system | SIO, MNR; China University of Petroleum (East China), Qingdao, China; Nanjing Focu MS Technology Co. Ltd., Nanjing, China; Shanghai Chemlab Laboratory, Shanghai, China; Wuhan Sample Solution Analytical Technology Co. Ltd., Wuhan, China | EPMA: beam current of 10 nA, beam size of 1–5 μm, accelerating voltage of 20 kV. Micro-XRF: rhodium target X-ray tube operating at 50 kV and 800 nA, polycapillary lens providing a 40-μm spot size on a 20-μm raster, dwell time of 5 ms per pixel. LA-ICP-MS: 193-nm ArF excimer laser, fluence of 6 J/cm², 6 Hz repetition rate for 40 seconds (240 pulses), 30-second pre-ablation blank, total run time 70 seconds, spot size 32–44 μm, He carrier gas mixed with Ar. LA-ICP-TOF-MS: 193 nm ArF excimer laser, spot diameter ~20 µm, repetition rate ~20 Hz, laser fluence ~7 J/cm², scan speed ~4000 µm/s, He carrier gas ~600 ml/min, washout time 50 ms. S isotope MC-ICP-MS: spot size ~44 μm, pulse frequency ~2 Hz, laser fluence ~5 J/cm², He carrier gas with Ar make-up gas. | MASS-1 (Fe-Cu-Zn-S pressed pellet) and GSE-1G (synthetic basaltic glass) from the United States Geological Survey; pyrite PPP-1; chalcopyrite GBW07268; pyrrhotite SP-Po-01 (δ34S = 1.4‰ ± 0.4‰); chalcopyrite SP-CP-01 (δ34S = 5.45‰ ± 0.3‰); natural and synthetic minerals from USA SPI Supplies | 0.023556 |  |  |  | 0.56778 |  | 0.006475 |  |  |  | 0.024309 |  |  |  | 0.005268 | [5 empty] | 0.052549 | [5 empty] | 0.014443 | [5 empty] | 0.42538 | [9 empty] | 3.0226 | [13 empty] | 0.004168 | [11 empty] | 0.20762 |  | 0.24883 |  | 0.018208 | [7 empty] | 0.061717 | [5 empty] | 0.012043 | [15 empty] | 674.2421 |  | 0.034838 |  |  |  | 1.0628 | [5 empty] | 0.10047 | [7 empty] | 0 | [5 empty] | 0.008024 |  |  |  | 0.002665 |  | 0.021414 | [7 empty] | 0.42953 |  |  |  |  | 2025
| Xunmei vent field, Niaochao vent field |  | Seafloor hydrothermal | Volcanic-hosted massive sulfide (VMS) | seafloor massive sulfide (SMS) | Cu, Zn, Au, Ag | Co, Pb, Sb | Cu, Zn, Au, Ag, Co, Pb, Sb |  |  | I-Mrc3 (n=9)-17 | I-Mrc3 (n=9)-17 | seafloor vent field |  |  |  |  | ore material | grab | grab | mineral separate | [5 empty] | mineralisation | sulfide chimney | pyrite, marcasite, chalcopyrite |  | pyrite, marcasite, chalcopyrite | multiple stages: colloform marcasite-pyrite intergrowths (outermost wall), replacement assemblages (transition layers), dense recrystallized assemblages, marcasite pseudomorphs after pyrrhotite (middle layer) | sulfide chimney | colloform, subhedral, anhedral, euhedral, dense coarse-grained, columnar pseudomorphs |  |  |  | sphalerite, pyrrhotite, anhydrite, galena, tetrahedrite, tennantite | Transverse sections (polished sections) | EMPA, LA-ICPMS, MC-ICPMS | JEOL JXA-8100 EPMA; Teledyne Cetac Technologies Analyte Excite laser ablation system coupled with an Agilent Technologies 7700x quadrupole ICP-MS; ESI NWR Image GEO 193 coupled with TOFWERK icp TOF R; Neptune Plus multicollector ICP-MS (Thermo Fisher Scientific, Bremen, Germany) coupled with a Geolas HD excimer ArF laser ablation system (Coherent, Göttingen, Germany); Bruker M4 Tornado™ system | SIO, MNR; China University of Petroleum (East China), Qingdao, China; Nanjing Focu MS Technology Co. Ltd., Nanjing, China; Shanghai Chemlab Laboratory, Shanghai, China; Wuhan Sample Solution Analytical Technology Co. Ltd., Wuhan, China | EPMA: beam current of 10 nA, beam size of 1–5 μm, accelerating voltage of 20 kV. Micro-XRF: rhodium target X-ray tube operating at 50 kV and 800 nA, polycapillary lens providing a 40-μm spot size on a 20-μm raster, dwell time of 5 ms per pixel. LA-ICP-MS: 193-nm ArF excimer laser, fluence of 6 J/cm², 6 Hz repetition rate for 40 seconds (240 pulses), 30-second pre-ablation blank, total run time 70 seconds, spot size 32–44 μm, He carrier gas mixed with Ar. LA-ICP-TOF-MS: 193 nm ArF excimer laser, spot diameter ~20 µm, repetition rate ~20 Hz, laser fluence ~7 J/cm², scan speed ~4000 µm/s, He carrier gas ~600 ml/min, washout time 50 ms. S isotope MC-ICP-MS: spot size ~44 μm, pulse frequency ~2 Hz, laser fluence ~5 J/cm², He carrier gas with Ar make-up gas. | MASS-1 (Fe-Cu-Zn-S pressed pellet) and GSE-1G (synthetic basaltic glass) from the United States Geological Survey; pyrite PPP-1; chalcopyrite GBW07268; pyrrhotite SP-Po-01 (δ34S = 1.4‰ ± 0.4‰); chalcopyrite SP-CP-01 (δ34S = 5.45‰ ± 0.3‰); natural and synthetic minerals from USA SPI Supplies | 0 |  |  |  | 0.59261 |  | 0.017153 |  |  |  | 0.023153 |  |  |  | 0.006194 | [5 empty] | 0 | [5 empty] | 0.015322 | [5 empty] | 0.45017 | [9 empty] | 3.6931 | [13 empty] | 0.00333 | [11 empty] | 0.2101 |  | 0.19224 |  | 0 | [7 empty] | 0.055485 | [5 empty] | 0.010765 | [15 empty] | 716.519 |  | 0.059294 |  |  |  | 0.99016 | [5 empty] | 0.077377 | [7 empty] | 0.11403 | [5 empty] | 0.006212 |  |  |  | 0 |  | 0.012688 | [7 empty] | 0.47819 |  |  |  |  | 2025
| Xunmei vent field, Niaochao vent field |  | Seafloor hydrothermal | Volcanic-hosted massive sulfide (VMS) | seafloor massive sulfide (SMS) | Cu, Zn, Au, Ag | Co, Pb, Sb | Cu, Zn, Au, Ag, Co, Pb, Sb |  |  | I-Mrc3 (n=9)-18 | I-Mrc3 (n=9)-18 | seafloor vent field |  |  |  |  | ore material | grab | grab | mineral separate | [5 empty] | mineralisation | sulfide chimney | pyrite, marcasite, chalcopyrite |  | pyrite, marcasite, chalcopyrite | multiple stages: colloform marcasite-pyrite intergrowths (outermost wall), replacement assemblages (transition layers), dense recrystallized assemblages, marcasite pseudomorphs after pyrrhotite (middle layer) | sulfide chimney | colloform, subhedral, anhedral, euhedral, dense coarse-grained, columnar pseudomorphs |  |  |  | sphalerite, pyrrhotite, anhydrite, galena, tetrahedrite, tennantite | Transverse sections (polished sections) | EMPA, LA-ICPMS, MC-ICPMS | JEOL JXA-8100 EPMA; Teledyne Cetac Technologies Analyte Excite laser ablation system coupled with an Agilent Technologies 7700x quadrupole ICP-MS; ESI NWR Image GEO 193 coupled with TOFWERK icp TOF R; Neptune Plus multicollector ICP-MS (Thermo Fisher Scientific, Bremen, Germany) coupled with a Geolas HD excimer ArF laser ablation system (Coherent, Göttingen, Germany); Bruker M4 Tornado™ system | SIO, MNR; China University of Petroleum (East China), Qingdao, China; Nanjing Focu MS Technology Co. Ltd., Nanjing, China; Shanghai Chemlab Laboratory, Shanghai, China; Wuhan Sample Solution Analytical Technology Co. Ltd., Wuhan, China | EPMA: beam current of 10 nA, beam size of 1–5 μm, accelerating voltage of 20 kV. Micro-XRF: rhodium target X-ray tube operating at 50 kV and 800 nA, polycapillary lens providing a 40-μm spot size on a 20-μm raster, dwell time of 5 ms per pixel. LA-ICP-MS: 193-nm ArF excimer laser, fluence of 6 J/cm², 6 Hz repetition rate for 40 seconds (240 pulses), 30-second pre-ablation blank, total run time 70 seconds, spot size 32–44 μm, He carrier gas mixed with Ar. LA-ICP-TOF-MS: 193 nm ArF excimer laser, spot diameter ~20 µm, repetition rate ~20 Hz, laser fluence ~7 J/cm², scan speed ~4000 µm/s, He carrier gas ~600 ml/min, washout time 50 ms. S isotope MC-ICP-MS: spot size ~44 μm, pulse frequency ~2 Hz, laser fluence ~5 J/cm², He carrier gas with Ar make-up gas. | MASS-1 (Fe-Cu-Zn-S pressed pellet) and GSE-1G (synthetic basaltic glass) from the United States Geological Survey; pyrite PPP-1; chalcopyrite GBW07268; pyrrhotite SP-Po-01 (δ34S = 1.4‰ ± 0.4‰); chalcopyrite SP-CP-01 (δ34S = 5.45‰ ± 0.3‰); natural and synthetic minerals from USA SPI Supplies | 0 |  |  |  | 0.57433 |  | 0.014333 |  |  |  | 0.019486 |  |  |  | 0.005699 | [5 empty] | 0.075519 | [5 empty] | 0.028466 | [5 empty] | 0.51844 | [9 empty] | 2.9731 | [13 empty] | 0.006742 | [11 empty] | 0.18327 |  | 0.22354 |  | 0.020059 | [7 empty] | 0.12506 | [5 empty] | 0.012097 | [15 empty] | 815.8535 |  | 0.047599 |  |  |  | 1.1631 | [5 empty] | 0.133 | [7 empty] | 0.095692 | [5 empty] | 0.005056 |  |  |  | 0 |  | 0.021061 | [7 empty] | 0.59816 |  |  |  |  | 2025
| Xunmei vent field, Niaochao vent field |  | Seafloor hydrothermal | Volcanic-hosted massive sulfide (VMS) | seafloor massive sulfide (SMS) | Cu, Zn, Au, Ag | Co, Pb, Sb | Cu, Zn, Au, Ag, Co, Pb, Sb |  |  | I-Mrc3 (n=9)-19 | I-Mrc3 (n=9)-19 | seafloor vent field |  |  |  |  | ore material | grab | grab | mineral separate | [5 empty] | mineralisation | sulfide chimney | pyrite, marcasite, chalcopyrite |  | pyrite, marcasite, chalcopyrite | multiple stages: colloform marcasite-pyrite intergrowths (outermost wall), replacement assemblages (transition layers), dense recrystallized assemblages, marcasite pseudomorphs after pyrrhotite (middle layer) | sulfide chimney | colloform, subhedral, anhedral, euhedral, dense coarse-grained, columnar pseudomorphs |  |  |  | sphalerite, pyrrhotite, anhydrite, galena, tetrahedrite, tennantite | Transverse sections (polished sections) | EMPA, LA-ICPMS, MC-ICPMS | JEOL JXA-8100 EPMA; Teledyne Cetac Technologies Analyte Excite laser ablation system coupled with an Agilent Technologies 7700x quadrupole ICP-MS; ESI NWR Image GEO 193 coupled with TOFWERK icp TOF R; Neptune Plus multicollector ICP-MS (Thermo Fisher Scientific, Bremen, Germany) coupled with a Geolas HD excimer ArF laser ablation system (Coherent, Göttingen, Germany); Bruker M4 Tornado™ system | SIO, MNR; China University of Petroleum (East China), Qingdao, China; Nanjing Focu MS Technology Co. Ltd., Nanjing, China; Shanghai Chemlab Laboratory, Shanghai, China; Wuhan Sample Solution Analytical Technology Co. Ltd., Wuhan, China | EPMA: beam current of 10 nA, beam size of 1–5 μm, accelerating voltage of 20 kV. Micro-XRF: rhodium target X-ray tube operating at 50 kV and 800 nA, polycapillary lens providing a 40-μm spot size on a 20-μm raster, dwell time of 5 ms per pixel. LA-ICP-MS: 193-nm ArF excimer laser, fluence of 6 J/cm², 6 Hz repetition rate for 40 seconds (240 pulses), 30-second pre-ablation blank, total run time 70 seconds, spot size 32–44 μm, He carrier gas mixed with Ar. LA-ICP-TOF-MS: 193 nm ArF excimer laser, spot diameter ~20 µm, repetition rate ~20 Hz, laser fluence ~7 J/cm², scan speed ~4000 µm/s, He carrier gas ~600 ml/min, washout time 50 ms. S isotope MC-ICP-MS: spot size ~44 μm, pulse frequency ~2 Hz, laser fluence ~5 J/cm², He carrier gas with Ar make-up gas. | MASS-1 (Fe-Cu-Zn-S pressed pellet) and GSE-1G (synthetic basaltic glass) from the United States Geological Survey; pyrite PPP-1; chalcopyrite GBW07268; pyrrhotite SP-Po-01 (δ34S = 1.4‰ ± 0.4‰); chalcopyrite SP-CP-01 (δ34S = 5.45‰ ± 0.3‰); natural and synthetic minerals from USA SPI Supplies | 0 |  |  |  | 0.54505 |  | 0.006055 |  |  |  | 0.039465 |  |  |  | 0.002179 | [5 empty] | 0.057455 | [5 empty] | 0.032583 | [5 empty] | 0.39575 | [9 empty] | 3.2209 | [13 empty] | 0.004963 | [11 empty] | 0.1361 |  | 0.20944 |  | 0.037376 | [7 empty] | 0.10471 | [5 empty] | 0.010658 | [15 empty] | 624.7802 |  | 0.025947 |  |  |  | 0.80531 | [5 empty] | 0.11545 | [7 empty] | 0.19353 | [5 empty] | 0.007323 |  |  |  | 0.005336 |  | 0.029076 | [7 empty] | 0.50097 |  |  |  |  | 2025
| Xunmei vent field, Niaochao vent field |  | Seafloor hydrothermal | Volcanic-hosted massive sulfide (VMS) | seafloor massive sulfide (SMS) | Cu, Zn, Au, Ag | Co, Pb, Sb | Cu, Zn, Au, Ag, Co, Pb, Sb |  |  | I-Mrc3 (n=9)-20 | I-Mrc3 (n=9)-20 | seafloor vent field |  |  |  |  | ore material | grab | grab | mineral separate | [5 empty] | mineralisation | sulfide chimney | pyrite, marcasite, chalcopyrite |  | pyrite, marcasite, chalcopyrite | multiple stages: colloform marcasite-pyrite intergrowths (outermost wall), replacement assemblages (transition layers), dense recrystallized assemblages, marcasite pseudomorphs after pyrrhotite (middle layer) | sulfide chimney | colloform, subhedral, anhedral, euhedral, dense coarse-grained, columnar pseudomorphs |  |  |  | sphalerite, pyrrhotite, anhydrite, galena, tetrahedrite, tennantite | Transverse sections (polished sections) | EMPA, LA-ICPMS, MC-ICPMS | JEOL JXA-8100 EPMA; Teledyne Cetac Technologies Analyte Excite laser ablation system coupled with an Agilent Technologies 7700x quadrupole ICP-MS; ESI NWR Image GEO 193 coupled with TOFWERK icp TOF R; Neptune Plus multicollector ICP-MS (Thermo Fisher Scientific, Bremen, Germany) coupled with a Geolas HD excimer ArF laser ablation system (Coherent, Göttingen, Germany); Bruker M4 Tornado™ system | SIO, MNR; China University of Petroleum (East China), Qingdao, China; Nanjing Focu MS Technology Co. Ltd., Nanjing, China; Shanghai Chemlab Laboratory, Shanghai, China; Wuhan Sample Solution Analytical Technology Co. Ltd., Wuhan, China | EPMA: beam current of 10 nA, beam size of 1–5 μm, accelerating voltage of 20 kV. Micro-XRF: rhodium target X-ray tube operating at 50 kV and 800 nA, polycapillary lens providing a 40-μm spot size on a 20-μm raster, dwell time of 5 ms per pixel. LA-ICP-MS: 193-nm ArF excimer laser, fluence of 6 J/cm², 6 Hz repetition rate for 40 seconds (240 pulses), 30-second pre-ablation blank, total run time 70 seconds, spot size 32–44 μm, He carrier gas mixed with Ar. LA-ICP-TOF-MS: 193 nm ArF excimer laser, spot diameter ~20 µm, repetition rate ~20 Hz, laser fluence ~7 J/cm², scan speed ~4000 µm/s, He carrier gas ~600 ml/min, washout time 50 ms. S isotope MC-ICP-MS: spot size ~44 μm, pulse frequency ~2 Hz, laser fluence ~5 J/cm², He carrier gas with Ar make-up gas. | MASS-1 (Fe-Cu-Zn-S pressed pellet) and GSE-1G (synthetic basaltic glass) from the United States Geological Survey; pyrite PPP-1; chalcopyrite GBW07268; pyrrhotite SP-Po-01 (δ34S = 1.4‰ ± 0.4‰); chalcopyrite SP-CP-01 (δ34S = 5.45‰ ± 0.3‰); natural and synthetic minerals from USA SPI Supplies | 0.008575 |  |  |  | 0.88691 |  | 0.014899 |  |  |  | 0.045808 |  |  |  | 0.010948 | [5 empty] | 0 | [5 empty] | 0.02344 | [5 empty] | 0.56239 | [9 empty] | 2.932 | [13 empty] | 0 | [11 empty] | 0.1704 |  | 0.31988 |  | 0.020801 | [7 empty] | 0.10021 | [5 empty] | 0.01947 | [15 empty] | 734.8871 |  | 0.041435 |  |  |  | 1.1119 | [5 empty] | 0.1211 | [7 empty] | 0.21584 | [5 empty] | 0.005873 |  |  |  | 0.003035 |  | 0.016838 | [7 empty] | 0.50984 |  |  |  |  | 2025
| Xunmei vent field, Niaochao vent field |  | Seafloor hydrothermal | Volcanic-hosted massive sulfide (VMS) | seafloor massive sulfide (SMS) | Cu, Zn, Au, Ag | Co, Pb, Sb | Cu, Zn, Au, Ag, Co, Pb, Sb |  |  | I-Mrc3 (n=9)-21 | I-Mrc3 (n=9)-21 | seafloor vent field |  |  |  |  | ore material | grab | grab | mineral separate | [5 empty] | mineralisation | sulfide chimney | pyrite, marcasite, chalcopyrite |  | pyrite, marcasite, chalcopyrite | multiple stages: colloform marcasite-pyrite intergrowths (outermost wall), replacement assemblages (transition layers), dense recrystallized assemblages, marcasite pseudomorphs after pyrrhotite (middle layer) | sulfide chimney | colloform, subhedral, anhedral, euhedral, dense coarse-grained, columnar pseudomorphs |  |  |  | sphalerite, pyrrhotite, anhydrite, galena, tetrahedrite, tennantite | Transverse sections (polished sections) | EMPA, LA-ICPMS, MC-ICPMS | JEOL JXA-8100 EPMA; Teledyne Cetac Technologies Analyte Excite laser ablation system coupled with an Agilent Technologies 7700x quadrupole ICP-MS; ESI NWR Image GEO 193 coupled with TOFWERK icp TOF R; Neptune Plus multicollector ICP-MS (Thermo Fisher Scientific, Bremen, Germany) coupled with a Geolas HD excimer ArF laser ablation system (Coherent, Göttingen, Germany); Bruker M4 Tornado™ system | SIO, MNR; China University of Petroleum (East China), Qingdao, China; Nanjing Focu MS Technology Co. Ltd., Nanjing, China; Shanghai Chemlab Laboratory, Shanghai, China; Wuhan Sample Solution Analytical Technology Co. Ltd., Wuhan, China | EPMA: beam current of 10 nA, beam size of 1–5 μm, accelerating voltage of 20 kV. Micro-XRF: rhodium target X-ray tube operating at 50 kV and 800 nA, polycapillary lens providing a 40-μm spot size on a 20-μm raster, dwell time of 5 ms per pixel. LA-ICP-MS: 193-nm ArF excimer laser, fluence of 6 J/cm², 6 Hz repetition rate for 40 seconds (240 pulses), 30-second pre-ablation blank, total run time 70 seconds, spot size 32–44 μm, He carrier gas mixed with Ar. LA-ICP-TOF-MS: 193 nm ArF excimer laser, spot diameter ~20 µm, repetition rate ~20 Hz, laser fluence ~7 J/cm², scan speed ~4000 µm/s, He carrier gas ~600 ml/min, washout time 50 ms. S isotope MC-ICP-MS: spot size ~44 μm, pulse frequency ~2 Hz, laser fluence ~5 J/cm², He carrier gas with Ar make-up gas. | MASS-1 (Fe-Cu-Zn-S pressed pellet) and GSE-1G (synthetic basaltic glass) from the United States Geological Survey; pyrite PPP-1; chalcopyrite GBW07268; pyrrhotite SP-Po-01 (δ34S = 1.4‰ ± 0.4‰); chalcopyrite SP-CP-01 (δ34S = 5.45‰ ± 0.3‰); natural and synthetic minerals from USA SPI Supplies | 0.010213 |  |  |  | 0.77999 |  | 0.008855 |  |  |  | 0.054536 |  |  |  | 0.007048 | [5 empty] | 0 | [5 empty] | 0.040884 | [5 empty] | 0.56417 | [9 empty] | 3.4859 | [13 empty] | 0.005781 | [11 empty] | 0.26683 |  | 0.32011 |  | 0.024729 | [7 empty] | 0.098252 | [5 empty] | 0.013589 | [15 empty] | 932.7628 |  | 0.054726 |  |  |  | 1.1268 | [5 empty] | 0.14211 | [7 empty] | 0 | [5 empty] | 0.009619 |  |  |  | 0.00435 |  | 0.031201 | [7 empty] | 0.97658 |  |  |  |  | 2025
| Xunmei vent field, Niaochao vent field |  | Seafloor hydrothermal | Volcanic-hosted massive sulfide (VMS) | seafloor massive sulfide (SMS) | Cu, Zn, Au, Ag | Co, Pb, Sb | Cu, Zn, Au, Ag, Co, Pb, Sb |  |  | I-Mrc3 (n=9)-22 | I-Mrc3 (n=9)-22 | seafloor vent field |  |  |  |  | ore material | grab | grab | mineral separate | [5 empty] | mineralisation | sulfide chimney | pyrite, marcasite, chalcopyrite |  | pyrite, marcasite, chalcopyrite | multiple stages: colloform marcasite-pyrite intergrowths (outermost wall), replacement assemblages (transition layers), dense recrystallized assemblages, marcasite pseudomorphs after pyrrhotite (middle layer) | sulfide chimney | colloform, subhedral, anhedral, euhedral, dense coarse-grained, columnar pseudomorphs |  |  |  | sphalerite, pyrrhotite, anhydrite, galena, tetrahedrite, tennantite | Transverse sections (polished sections) | EMPA, LA-ICPMS, MC-ICPMS | JEOL JXA-8100 EPMA; Teledyne Cetac Technologies Analyte Excite laser ablation system coupled with an Agilent Technologies 7700x quadrupole ICP-MS; ESI NWR Image GEO 193 coupled with TOFWERK icp TOF R; Neptune Plus multicollector ICP-MS (Thermo Fisher Scientific, Bremen, Germany) coupled with a Geolas HD excimer ArF laser ablation system (Coherent, Göttingen, Germany); Bruker M4 Tornado™ system | SIO, MNR; China University of Petroleum (East China), Qingdao, China; Nanjing Focu MS Technology Co. Ltd., Nanjing, China; Shanghai Chemlab Laboratory, Shanghai, China; Wuhan Sample Solution Analytical Technology Co. Ltd., Wuhan, China | EPMA: beam current of 10 nA, beam size of 1–5 μm, accelerating voltage of 20 kV. Micro-XRF: rhodium target X-ray tube operating at 50 kV and 800 nA, polycapillary lens providing a 40-μm spot size on a 20-μm raster, dwell time of 5 ms per pixel. LA-ICP-MS: 193-nm ArF excimer laser, fluence of 6 J/cm², 6 Hz repetition rate for 40 seconds (240 pulses), 30-second pre-ablation blank, total run time 70 seconds, spot size 32–44 μm, He carrier gas mixed with Ar. LA-ICP-TOF-MS: 193 nm ArF excimer laser, spot diameter ~20 µm, repetition rate ~20 Hz, laser fluence ~7 J/cm², scan speed ~4000 µm/s, He carrier gas ~600 ml/min, washout time 50 ms. S isotope MC-ICP-MS: spot size ~44 μm, pulse frequency ~2 Hz, laser fluence ~5 J/cm², He carrier gas with Ar make-up gas. | MASS-1 (Fe-Cu-Zn-S pressed pellet) and GSE-1G (synthetic basaltic glass) from the United States Geological Survey; pyrite PPP-1; chalcopyrite GBW07268; pyrrhotite SP-Po-01 (δ34S = 1.4‰ ± 0.4‰); chalcopyrite SP-CP-01 (δ34S = 5.45‰ ± 0.3‰); natural and synthetic minerals from USA SPI Supplies | 0 |  |  |  | 0.62778 |  | 0 |  |  |  | 0 |  |  |  | 0.003249 | [5 empty] | 0 | [5 empty] | 0.024296 | [5 empty] | 0.42198 | [9 empty] | 2.7261 | [13 empty] | 0.006856 | [11 empty] | 0.20639 |  | 0.21301 |  | 0.039258 | [7 empty] | 0.034121 | [5 empty] | 0.011757 | [15 empty] | 599.6857 |  | 0.040427 |  |  |  | 0.79317 | [5 empty] | 0.09083 | [7 empty] | 0 | [5 empty] | 0.007845 |  |  |  | 0 |  | 0.018627 | [7 empty] | 0.54753 |  |  |  |  | 2025
| Xunmei vent field, Niaochao vent field |  | Seafloor hydrothermal | Volcanic-hosted massive sulfide (VMS) | seafloor massive sulfide (SMS) | Cu, Zn, Au, Ag | Co, Pb, Sb | Cu, Zn, Au, Ag, Co, Pb, Sb |  |  | I-Py4 (n=62)-66 | I-Py4 (n=62)-66 | seafloor vent field |  |  |  |  | ore material | grab | grab | mineral separate | [5 empty] | mineralisation | sulfide chimney | pyrite, marcasite, chalcopyrite |  | pyrite, marcasite, chalcopyrite | multiple stages: colloform marcasite-pyrite intergrowths (outermost wall), replacement assemblages (transition layers), dense recrystallized assemblages, marcasite pseudomorphs after pyrrhotite (middle layer) | sulfide chimney | colloform, subhedral, anhedral, euhedral, dense coarse-grained, columnar pseudomorphs |  |  |  | sphalerite, pyrrhotite, anhydrite, galena, tetrahedrite, tennantite | Transverse sections (polished sections) | EMPA, LA-ICPMS, MC-ICPMS | JEOL JXA-8100 EPMA; Teledyne Cetac Technologies Analyte Excite laser ablation system coupled with an Agilent Technologies 7700x quadrupole ICP-MS; ESI NWR Image GEO 193 coupled with TOFWERK icp TOF R; Neptune Plus multicollector ICP-MS (Thermo Fisher Scientific, Bremen, Germany) coupled with a Geolas HD excimer ArF laser ablation system (Coherent, Göttingen, Germany); Bruker M4 Tornado™ system | SIO, MNR; China University of Petroleum (East China), Qingdao, China; Nanjing Focu MS Technology Co. Ltd., Nanjing, China; Shanghai Chemlab Laboratory, Shanghai, China; Wuhan Sample Solution Analytical Technology Co. Ltd., Wuhan, China | EPMA: beam current of 10 nA, beam size of 1–5 μm, accelerating voltage of 20 kV. Micro-XRF: rhodium target X-ray tube operating at 50 kV and 800 nA, polycapillary lens providing a 40-μm spot size on a 20-μm raster, dwell time of 5 ms per pixel. LA-ICP-MS: 193-nm ArF excimer laser, fluence of 6 J/cm², 6 Hz repetition rate for 40 seconds (240 pulses), 30-second pre-ablation blank, total run time 70 seconds, spot size 32–44 μm, He carrier gas mixed with Ar. LA-ICP-TOF-MS: 193 nm ArF excimer laser, spot diameter ~20 µm, repetition rate ~20 Hz, laser fluence ~7 J/cm², scan speed ~4000 µm/s, He carrier gas ~600 ml/min, washout time 50 ms. S isotope MC-ICP-MS: spot size ~44 μm, pulse frequency ~2 Hz, laser fluence ~5 J/cm², He carrier gas with Ar make-up gas. | MASS-1 (Fe-Cu-Zn-S pressed pellet) and GSE-1G (synthetic basaltic glass) from the United States Geological Survey; pyrite PPP-1; chalcopyrite GBW07268; pyrrhotite SP-Po-01 (δ34S = 1.4‰ ± 0.4‰); chalcopyrite SP-CP-01 (δ34S = 5.45‰ ± 0.3‰); natural and synthetic minerals from USA SPI Supplies | [147 empty] | 2025
| Xunmei vent field, Niaochao vent field |  | Seafloor hydrothermal | Volcanic-hosted massive sulfide (VMS) | seafloor massive sulfide (SMS) | Cu, Zn, Au, Ag | Co, Pb, Sb | Cu, Zn, Au, Ag, Co, Pb, Sb |  |  | I-Py4 (n=62)-67 | I-Py4 (n=62)-67 | seafloor vent field |  |  |  |  | ore material | grab | grab | mineral separate | [5 empty] | mineralisation | sulfide chimney | pyrite, marcasite, chalcopyrite |  | pyrite, marcasite, chalcopyrite | multiple stages: colloform marcasite-pyrite intergrowths (outermost wall), replacement assemblages (transition layers), dense recrystallized assemblages, marcasite pseudomorphs after pyrrhotite (middle layer) | sulfide chimney | colloform, subhedral, anhedral, euhedral, dense coarse-grained, columnar pseudomorphs |  |  |  | sphalerite, pyrrhotite, anhydrite, galena, tetrahedrite, tennantite | Transverse sections (polished sections) | EMPA, LA-ICPMS, MC-ICPMS | JEOL JXA-8100 EPMA; Teledyne Cetac Technologies Analyte Excite laser ablation system coupled with an Agilent Technologies 7700x quadrupole ICP-MS; ESI NWR Image GEO 193 coupled with TOFWERK icp TOF R; Neptune Plus multicollector ICP-MS (Thermo Fisher Scientific, Bremen, Germany) coupled with a Geolas HD excimer ArF laser ablation system (Coherent, Göttingen, Germany); Bruker M4 Tornado™ system | SIO, MNR; China University of Petroleum (East China), Qingdao, China; Nanjing Focu MS Technology Co. Ltd., Nanjing, China; Shanghai Chemlab Laboratory, Shanghai, China; Wuhan Sample Solution Analytical Technology Co. Ltd., Wuhan, China | EPMA: beam current of 10 nA, beam size of 1–5 μm, accelerating voltage of 20 kV. Micro-XRF: rhodium target X-ray tube operating at 50 kV and 800 nA, polycapillary lens providing a 40-μm spot size on a 20-μm raster, dwell time of 5 ms per pixel. LA-ICP-MS: 193-nm ArF excimer laser, fluence of 6 J/cm², 6 Hz repetition rate for 40 seconds (240 pulses), 30-second pre-ablation blank, total run time 70 seconds, spot size 32–44 μm, He carrier gas mixed with Ar. LA-ICP-TOF-MS: 193 nm ArF excimer laser, spot diameter ~20 µm, repetition rate ~20 Hz, laser fluence ~7 J/cm², scan speed ~4000 µm/s, He carrier gas ~600 ml/min, washout time 50 ms. S isotope MC-ICP-MS: spot size ~44 μm, pulse frequency ~2 Hz, laser fluence ~5 J/cm², He carrier gas with Ar make-up gas. | MASS-1 (Fe-Cu-Zn-S pressed pellet) and GSE-1G (synthetic basaltic glass) from the United States Geological Survey; pyrite PPP-1; chalcopyrite GBW07268; pyrrhotite SP-Po-01 (δ34S = 1.4‰ ± 0.4‰); chalcopyrite SP-CP-01 (δ34S = 5.45‰ ± 0.3‰); natural and synthetic minerals from USA SPI Supplies | 0.009565 |  |  |  | 0.63469 |  | 0.012724 |  |  |  | 0.069267 |  |  |  | 0.007032 | [5 empty] | 0.061262 | [5 empty] | 0.03074 | [5 empty] | 0.17913 | [9 empty] | 5.9121 | [13 empty] | 0.008462 | [11 empty] | 0.36667 |  | 0.13454 |  | 0.038682 | [7 empty] | 0.10832 | [5 empty] | 0.019478 | [15 empty] | 720.0238 |  | 0.025808 |  |  |  | 0.62411 | [5 empty] | 0.14763 | [7 empty] | 0.3341 | [5 empty] | 0.01339 |  |  |  | 0.005901 |  | 0.047376 | [7 empty] | 0.36998 |  |  |  |  | 2025
| Xunmei vent field, Niaochao vent field |  | Seafloor hydrothermal | Volcanic-hosted massive sulfide (VMS) | seafloor massive sulfide (SMS) | Cu, Zn, Au, Ag | Co, Pb, Sb | Cu, Zn, Au, Ag, Co, Pb, Sb |  |  | I-Py4 (n=62)-68 | I-Py4 (n=62)-68 | seafloor vent field |  |  |  |  | ore material | grab | grab | mineral separate | [5 empty] | mineralisation | sulfide chimney | pyrite, marcasite, chalcopyrite |  | pyrite, marcasite, chalcopyrite | multiple stages: colloform marcasite-pyrite intergrowths (outermost wall), replacement assemblages (transition layers), dense recrystallized assemblages, marcasite pseudomorphs after pyrrhotite (middle layer) | sulfide chimney | colloform, subhedral, anhedral, euhedral, dense coarse-grained, columnar pseudomorphs |  |  |  | sphalerite, pyrrhotite, anhydrite, galena, tetrahedrite, tennantite | Transverse sections (polished sections) | EMPA, LA-ICPMS, MC-ICPMS | JEOL JXA-8100 EPMA; Teledyne Cetac Technologies Analyte Excite laser ablation system coupled with an Agilent Technologies 7700x quadrupole ICP-MS; ESI NWR Image GEO 193 coupled with TOFWERK icp TOF R; Neptune Plus multicollector ICP-MS (Thermo Fisher Scientific, Bremen, Germany) coupled with a Geolas HD excimer ArF laser ablation system (Coherent, Göttingen, Germany); Bruker M4 Tornado™ system | SIO, MNR; China University of Petroleum (East China), Qingdao, China; Nanjing Focu MS Technology Co. Ltd., Nanjing, China; Shanghai Chemlab Laboratory, Shanghai, China; Wuhan Sample Solution Analytical Technology Co. Ltd., Wuhan, China | EPMA: beam current of 10 nA, beam size of 1–5 μm, accelerating voltage of 20 kV. Micro-XRF: rhodium target X-ray tube operating at 50 kV and 800 nA, polycapillary lens providing a 40-μm spot size on a 20-μm raster, dwell time of 5 ms per pixel. LA-ICP-MS: 193-nm ArF excimer laser, fluence of 6 J/cm², 6 Hz repetition rate for 40 seconds (240 pulses), 30-second pre-ablation blank, total run time 70 seconds, spot size 32–44 μm, He carrier gas mixed with Ar. LA-ICP-TOF-MS: 193 nm ArF excimer laser, spot diameter ~20 µm, repetition rate ~20 Hz, laser fluence ~7 J/cm², scan speed ~4000 µm/s, He carrier gas ~600 ml/min, washout time 50 ms. S isotope MC-ICP-MS: spot size ~44 μm, pulse frequency ~2 Hz, laser fluence ~5 J/cm², He carrier gas with Ar make-up gas. | MASS-1 (Fe-Cu-Zn-S pressed pellet) and GSE-1G (synthetic basaltic glass) from the United States Geological Survey; pyrite PPP-1; chalcopyrite GBW07268; pyrrhotite SP-Po-01 (δ34S = 1.4‰ ± 0.4‰); chalcopyrite SP-CP-01 (δ34S = 5.45‰ ± 0.3‰); natural and synthetic minerals from USA SPI Supplies | 0.026169 |  |  |  | 0.85575 |  | 0.020275 |  |  |  | 0 |  |  |  | 0.014254 | [5 empty] | 0.31027 | [5 empty] | 0.022181 | [5 empty] | 0.22724 | [9 empty] | 6.9507 | [13 empty] | 0.007842 | [11 empty] | 0.50545 |  | 0.1926 |  | 0.055637 | [7 empty] | 0.13613 | [5 empty] | 0.021422 | [15 empty] | 1181.0171 |  | 0.04081 |  |  |  | 0.96189 | [5 empty] | 0.17596 | [7 empty] | 0.20599 | [5 empty] | 0.014322 |  |  |  | 0 |  | 0.04745 | [7 empty] | 0.51172 |  |  |  |  | 2025
| Xunmei vent field, Niaochao vent field |  | Seafloor hydrothermal | Volcanic-hosted massive sulfide (VMS) | seafloor massive sulfide (SMS) | Cu, Zn, Au, Ag | Co, Pb, Sb | Cu, Zn, Au, Ag, Co, Pb, Sb |  |  | I-Py4 (n=62)-69 | I-Py4 (n=62)-69 | seafloor vent field |  |  |  |  | ore material | grab | grab | mineral separate | [5 empty] | mineralisation | sulfide chimney | pyrite, marcasite, chalcopyrite |  | pyrite, marcasite, chalcopyrite | multiple stages: colloform marcasite-pyrite intergrowths (outermost wall), replacement assemblages (transition layers), dense recrystallized assemblages, marcasite pseudomorphs after pyrrhotite (middle layer) | sulfide chimney | colloform, subhedral, anhedral, euhedral, dense coarse-grained, columnar pseudomorphs |  |  |  | sphalerite, pyrrhotite, anhydrite, galena, tetrahedrite, tennantite | Transverse sections (polished sections) | EMPA, LA-ICPMS, MC-ICPMS | JEOL JXA-8100 EPMA; Teledyne Cetac Technologies Analyte Excite laser ablation system coupled with an Agilent Technologies 7700x quadrupole ICP-MS; ESI NWR Image GEO 193 coupled with TOFWERK icp TOF R; Neptune Plus multicollector ICP-MS (Thermo Fisher Scientific, Bremen, Germany) coupled with a Geolas HD excimer ArF laser ablation system (Coherent, Göttingen, Germany); Bruker M4 Tornado™ system | SIO, MNR; China University of Petroleum (East China), Qingdao, China; Nanjing Focu MS Technology Co. Ltd., Nanjing, China; Shanghai Chemlab Laboratory, Shanghai, China; Wuhan Sample Solution Analytical Technology Co. Ltd., Wuhan, China | EPMA: beam current of 10 nA, beam size of 1–5 μm, accelerating voltage of 20 kV. Micro-XRF: rhodium target X-ray tube operating at 50 kV and 800 nA, polycapillary lens providing a 40-μm spot size on a 20-μm raster, dwell time of 5 ms per pixel. LA-ICP-MS: 193-nm ArF excimer laser, fluence of 6 J/cm², 6 Hz repetition rate for 40 seconds (240 pulses), 30-second pre-ablation blank, total run time 70 seconds, spot size 32–44 μm, He carrier gas mixed with Ar. LA-ICP-TOF-MS: 193 nm ArF excimer laser, spot diameter ~20 µm, repetition rate ~20 Hz, laser fluence ~7 J/cm², scan speed ~4000 µm/s, He carrier gas ~600 ml/min, washout time 50 ms. S isotope MC-ICP-MS: spot size ~44 μm, pulse frequency ~2 Hz, laser fluence ~5 J/cm², He carrier gas with Ar make-up gas. | MASS-1 (Fe-Cu-Zn-S pressed pellet) and GSE-1G (synthetic basaltic glass) from the United States Geological Survey; pyrite PPP-1; chalcopyrite GBW07268; pyrrhotite SP-Po-01 (δ34S = 1.4‰ ± 0.4‰); chalcopyrite SP-CP-01 (δ34S = 5.45‰ ± 0.3‰); natural and synthetic minerals from USA SPI Supplies | 0 |  |  |  | 0.84543 |  | 0.016379 |  |  |  | 0 |  |  |  | 0.004659 | [5 empty] | 0.12257 | [5 empty] | 0.019939 | [5 empty] | 0.22612 | [9 empty] | 5.8919 | [13 empty] | 0.013752 | [11 empty] | 0.44395 |  | 0.19979 |  | 0.081125 | [7 empty] | 0.19569 | [5 empty] | 0.027938 | [15 empty] | 878.1333 |  | 0.034147 |  |  |  | 0.94952 | [5 empty] | 0.19258 | [7 empty] | 0.43593 | [5 empty] | 0.021181 |  |  |  | 0.003885 |  | 0.039449 | [7 empty] | 0.44536 |  |  |  |  | 2025
| Xunmei vent field, Niaochao vent field |  | Seafloor hydrothermal | Volcanic-hosted massive sulfide (VMS) | seafloor massive sulfide (SMS) | Cu, Zn, Au, Ag | Co, Pb, Sb | Cu, Zn, Au, Ag, Co, Pb, Sb |  |  | I-Py4 (n=62)-70 | I-Py4 (n=62)-70 | seafloor vent field |  |  |  |  | ore material | grab | grab | mineral separate | [5 empty] | mineralisation | sulfide chimney | pyrite, marcasite, chalcopyrite |  | pyrite, marcasite, chalcopyrite | multiple stages: colloform marcasite-pyrite intergrowths (outermost wall), replacement assemblages (transition layers), dense recrystallized assemblages, marcasite pseudomorphs after pyrrhotite (middle layer) | sulfide chimney | colloform, subhedral, anhedral, euhedral, dense coarse-grained, columnar pseudomorphs |  |  |  | sphalerite, pyrrhotite, anhydrite, galena, tetrahedrite, tennantite | Transverse sections (polished sections) | EMPA, LA-ICPMS, MC-ICPMS | JEOL JXA-8100 EPMA; Teledyne Cetac Technologies Analyte Excite laser ablation system coupled with an Agilent Technologies 7700x quadrupole ICP-MS; ESI NWR Image GEO 193 coupled with TOFWERK icp TOF R; Neptune Plus multicollector ICP-MS (Thermo Fisher Scientific, Bremen, Germany) coupled with a Geolas HD excimer ArF laser ablation system (Coherent, Göttingen, Germany); Bruker M4 Tornado™ system | SIO, MNR; China University of Petroleum (East China), Qingdao, China; Nanjing Focu MS Technology Co. Ltd., Nanjing, China; Shanghai Chemlab Laboratory, Shanghai, China; Wuhan Sample Solution Analytical Technology Co. Ltd., Wuhan, China | EPMA: beam current of 10 nA, beam size of 1–5 μm, accelerating voltage of 20 kV. Micro-XRF: rhodium target X-ray tube operating at 50 kV and 800 nA, polycapillary lens providing a 40-μm spot size on a 20-μm raster, dwell time of 5 ms per pixel. LA-ICP-MS: 193-nm ArF excimer laser, fluence of 6 J/cm², 6 Hz repetition rate for 40 seconds (240 pulses), 30-second pre-ablation blank, total run time 70 seconds, spot size 32–44 μm, He carrier gas mixed with Ar. LA-ICP-TOF-MS: 193 nm ArF excimer laser, spot diameter ~20 µm, repetition rate ~20 Hz, laser fluence ~7 J/cm², scan speed ~4000 µm/s, He carrier gas ~600 ml/min, washout time 50 ms. S isotope MC-ICP-MS: spot size ~44 μm, pulse frequency ~2 Hz, laser fluence ~5 J/cm², He carrier gas with Ar make-up gas. | MASS-1 (Fe-Cu-Zn-S pressed pellet) and GSE-1G (synthetic basaltic glass) from the United States Geological Survey; pyrite PPP-1; chalcopyrite GBW07268; pyrrhotite SP-Po-01 (δ34S = 1.4‰ ± 0.4‰); chalcopyrite SP-CP-01 (δ34S = 5.45‰ ± 0.3‰); natural and synthetic minerals from USA SPI Supplies | 0.046758 |  |  |  | 0.97832 |  | 0.038182 |  |  |  | 0 |  |  |  | 0.010876 | [5 empty] | 0.23859 | [5 empty] | 0.026336 | [5 empty] | 0.26933 | [9 empty] | 8.4475 | [13 empty] | 0.004754 | [11 empty] | 0.68942 |  | 0.17275 |  | 0.043747 | [7 empty] | 0.1967 | [5 empty] | 0.032009 | [15 empty] | 1227.3155 |  | 0.052412 |  |  |  | 0.90356 | [5 empty] | 0.18398 | [7 empty] | 0 | [5 empty] | 0.0135 |  |  |  | 0.003792 |  | 0.040501 | [7 empty] | 0.48763 |  |  |  |  | 2025
| Xunmei vent field, Niaochao vent field |  | Seafloor hydrothermal | Volcanic-hosted massive sulfide (VMS) | seafloor massive sulfide (SMS) | Cu, Zn, Au, Ag | Co, Pb, Sb | Cu, Zn, Au, Ag, Co, Pb, Sb |  |  | I-Py4 (n=62)-71 | I-Py4 (n=62)-71 | seafloor vent field |  |  |  |  | ore material | grab | grab | mineral separate | [5 empty] | mineralisation | sulfide chimney | pyrite, marcasite, chalcopyrite |  | pyrite, marcasite, chalcopyrite | multiple stages: colloform marcasite-pyrite intergrowths (outermost wall), replacement assemblages (transition layers), dense recrystallized assemblages, marcasite pseudomorphs after pyrrhotite (middle layer) | sulfide chimney | colloform, subhedral, anhedral, euhedral, dense coarse-grained, columnar pseudomorphs |  |  |  | sphalerite, pyrrhotite, anhydrite, galena, tetrahedrite, tennantite | Transverse sections (polished sections) | EMPA, LA-ICPMS, MC-ICPMS | JEOL JXA-8100 EPMA; Teledyne Cetac Technologies Analyte Excite laser ablation system coupled with an Agilent Technologies 7700x quadrupole ICP-MS; ESI NWR Image GEO 193 coupled with TOFWERK icp TOF R; Neptune Plus multicollector ICP-MS (Thermo Fisher Scientific, Bremen, Germany) coupled with a Geolas HD excimer ArF laser ablation system (Coherent, Göttingen, Germany); Bruker M4 Tornado™ system | SIO, MNR; China University of Petroleum (East China), Qingdao, China; Nanjing Focu MS Technology Co. Ltd., Nanjing, China; Shanghai Chemlab Laboratory, Shanghai, China; Wuhan Sample Solution Analytical Technology Co. Ltd., Wuhan, China | EPMA: beam current of 10 nA, beam size of 1–5 μm, accelerating voltage of 20 kV. Micro-XRF: rhodium target X-ray tube operating at 50 kV and 800 nA, polycapillary lens providing a 40-μm spot size on a 20-μm raster, dwell time of 5 ms per pixel. LA-ICP-MS: 193-nm ArF excimer laser, fluence of 6 J/cm², 6 Hz repetition rate for 40 seconds (240 pulses), 30-second pre-ablation blank, total run time 70 seconds, spot size 32–44 μm, He carrier gas mixed with Ar. LA-ICP-TOF-MS: 193 nm ArF excimer laser, spot diameter ~20 µm, repetition rate ~20 Hz, laser fluence ~7 J/cm², scan speed ~4000 µm/s, He carrier gas ~600 ml/min, washout time 50 ms. S isotope MC-ICP-MS: spot size ~44 μm, pulse frequency ~2 Hz, laser fluence ~5 J/cm², He carrier gas with Ar make-up gas. | MASS-1 (Fe-Cu-Zn-S pressed pellet) and GSE-1G (synthetic basaltic glass) from the United States Geological Survey; pyrite PPP-1; chalcopyrite GBW07268; pyrrhotite SP-Po-01 (δ34S = 1.4‰ ± 0.4‰); chalcopyrite SP-CP-01 (δ34S = 5.45‰ ± 0.3‰); natural and synthetic minerals from USA SPI Supplies | 0.01324 |  |  |  | 0.85283 |  | 0 |  |  |  | 0 |  |  |  | 0 | [5 empty] | 0 | [5 empty] | 0.016649 | [5 empty] | 0.26016 | [9 empty] | 7.473 | [13 empty] | 0.003343 | [11 empty] | 0.28807 |  | 0.21821 |  | 0.07426 | [7 empty] | 0.17452 | [5 empty] | 0.028788 | [15 empty] | 1233.7209 |  | 0.054941 |  |  |  | 0.8452 | [5 empty] | 0.16527 | [7 empty] | 0.4103 | [5 empty] | 0.029822 |  |  |  | 0.007415 |  | 0.04833 | [7 empty] | 0.53032 |  |  |  |  | 2025
| Xunmei vent field, Niaochao vent field |  | Seafloor hydrothermal | Volcanic-hosted massive sulfide (VMS) | seafloor massive sulfide (SMS) | Cu, Zn, Au, Ag | Co, Pb, Sb | Cu, Zn, Au, Ag, Co, Pb, Sb |  |  | I-Py4 (n=62)-72 | I-Py4 (n=62)-72 | seafloor vent field |  |  |  |  | ore material | grab | grab | mineral separate | [5 empty] | mineralisation | sulfide chimney | pyrite, marcasite, chalcopyrite |  | pyrite, marcasite, chalcopyrite | multiple stages: colloform marcasite-pyrite intergrowths (outermost wall), replacement assemblages (transition layers), dense recrystallized assemblages, marcasite pseudomorphs after pyrrhotite (middle layer) | sulfide chimney | colloform, subhedral, anhedral, euhedral, dense coarse-grained, columnar pseudomorphs |  |  |  | sphalerite, pyrrhotite, anhydrite, galena, tetrahedrite, tennantite | Transverse sections (polished sections) | EMPA, LA-ICPMS, MC-ICPMS | JEOL JXA-8100 EPMA; Teledyne Cetac Technologies Analyte Excite laser ablation system coupled with an Agilent Technologies 7700x quadrupole ICP-MS; ESI NWR Image GEO 193 coupled with TOFWERK icp TOF R; Neptune Plus multicollector ICP-MS (Thermo Fisher Scientific, Bremen, Germany) coupled with a Geolas HD excimer ArF laser ablation system (Coherent, Göttingen, Germany); Bruker M4 Tornado™ system | SIO, MNR; China University of Petroleum (East China), Qingdao, China; Nanjing Focu MS Technology Co. Ltd., Nanjing, China; Shanghai Chemlab Laboratory, Shanghai, China; Wuhan Sample Solution Analytical Technology Co. Ltd., Wuhan, China | EPMA: beam current of 10 nA, beam size of 1–5 μm, accelerating voltage of 20 kV. Micro-XRF: rhodium target X-ray tube operating at 50 kV and 800 nA, polycapillary lens providing a 40-μm spot size on a 20-μm raster, dwell time of 5 ms per pixel. LA-ICP-MS: 193-nm ArF excimer laser, fluence of 6 J/cm², 6 Hz repetition rate for 40 seconds (240 pulses), 30-second pre-ablation blank, total run time 70 seconds, spot size 32–44 μm, He carrier gas mixed with Ar. LA-ICP-TOF-MS: 193 nm ArF excimer laser, spot diameter ~20 µm, repetition rate ~20 Hz, laser fluence ~7 J/cm², scan speed ~4000 µm/s, He carrier gas ~600 ml/min, washout time 50 ms. S isotope MC-ICP-MS: spot size ~44 μm, pulse frequency ~2 Hz, laser fluence ~5 J/cm², He carrier gas with Ar make-up gas. | MASS-1 (Fe-Cu-Zn-S pressed pellet) and GSE-1G (synthetic basaltic glass) from the United States Geological Survey; pyrite PPP-1; chalcopyrite GBW07268; pyrrhotite SP-Po-01 (δ34S = 1.4‰ ± 0.4‰); chalcopyrite SP-CP-01 (δ34S = 5.45‰ ± 0.3‰); natural and synthetic minerals from USA SPI Supplies | 0.027328 |  |  |  | 0.85398 |  | 0 |  |  |  | 0.095507 |  |  |  | 0.015185 | [5 empty] | 0.090284 | [5 empty] | 0.020544 | [5 empty] | 0.32298 | [9 empty] | 7.1711 | [13 empty] | 0.0125 | [11 empty] | 0.73336 |  | 0.22364 |  | 0.060822 | [7 empty] | 0.12916 | [5 empty] | 0.029133 | [15 empty] | 1343.9959 |  | 0.046311 |  |  |  | 0.83659 | [5 empty] | 0.20873 | [7 empty] | 0.22133 | [5 empty] | 0.02107 |  |  |  | 0.01118 |  | 0.062233 | [7 empty] | 0.46098 |  |  |  |  | 2025
| Xunmei vent field, Niaochao vent field |  | Seafloor hydrothermal | Volcanic-hosted massive sulfide (VMS) | seafloor massive sulfide (SMS) | Cu, Zn, Au, Ag | Co, Pb, Sb | Cu, Zn, Au, Ag, Co, Pb, Sb |  |  | I-Py4 (n=62)-73 | I-Py4 (n=62)-73 | seafloor vent field |  |  |  |  | ore material | grab | grab | mineral separate | [5 empty] | mineralisation | sulfide chimney | pyrite, marcasite, chalcopyrite |  | pyrite, marcasite, chalcopyrite | multiple stages: colloform marcasite-pyrite intergrowths (outermost wall), replacement assemblages (transition layers), dense recrystallized assemblages, marcasite pseudomorphs after pyrrhotite (middle layer) | sulfide chimney | colloform, subhedral, anhedral, euhedral, dense coarse-grained, columnar pseudomorphs |  |  |  | sphalerite, pyrrhotite, anhydrite, galena, tetrahedrite, tennantite | Transverse sections (polished sections) | EMPA, LA-ICPMS, MC-ICPMS | JEOL JXA-8100 EPMA; Teledyne Cetac Technologies Analyte Excite laser ablation system coupled with an Agilent Technologies 7700x quadrupole ICP-MS; ESI NWR Image GEO 193 coupled with TOFWERK icp TOF R; Neptune Plus multicollector ICP-MS (Thermo Fisher Scientific, Bremen, Germany) coupled with a Geolas HD excimer ArF laser ablation system (Coherent, Göttingen, Germany); Bruker M4 Tornado™ system | SIO, MNR; China University of Petroleum (East China), Qingdao, China; Nanjing Focu MS Technology Co. Ltd., Nanjing, China; Shanghai Chemlab Laboratory, Shanghai, China; Wuhan Sample Solution Analytical Technology Co. Ltd., Wuhan, China | EPMA: beam current of 10 nA, beam size of 1–5 μm, accelerating voltage of 20 kV. Micro-XRF: rhodium target X-ray tube operating at 50 kV and 800 nA, polycapillary lens providing a 40-μm spot size on a 20-μm raster, dwell time of 5 ms per pixel. LA-ICP-MS: 193-nm ArF excimer laser, fluence of 6 J/cm², 6 Hz repetition rate for 40 seconds (240 pulses), 30-second pre-ablation blank, total run time 70 seconds, spot size 32–44 μm, He carrier gas mixed with Ar. LA-ICP-TOF-MS: 193 nm ArF excimer laser, spot diameter ~20 µm, repetition rate ~20 Hz, laser fluence ~7 J/cm², scan speed ~4000 µm/s, He carrier gas ~600 ml/min, washout time 50 ms. S isotope MC-ICP-MS: spot size ~44 μm, pulse frequency ~2 Hz, laser fluence ~5 J/cm², He carrier gas with Ar make-up gas. | MASS-1 (Fe-Cu-Zn-S pressed pellet) and GSE-1G (synthetic basaltic glass) from the United States Geological Survey; pyrite PPP-1; chalcopyrite GBW07268; pyrrhotite SP-Po-01 (δ34S = 1.4‰ ± 0.4‰); chalcopyrite SP-CP-01 (δ34S = 5.45‰ ± 0.3‰); natural and synthetic minerals from USA SPI Supplies | 0.012712 |  |  |  | 0.87906 |  | 0.012585 |  |  |  | 0.02825 |  |  |  | 0.005998 | [5 empty] | 0.17716 | [5 empty] | 0.010616 | [5 empty] | 0.25628 | [9 empty] | 7.8787 | [13 empty] | 0.007678 | [11 empty] | 0.6084 |  | 0.16245 |  | 0 | [7 empty] | 0.10562 | [5 empty] | 0.025924 | [15 empty] | 1098.3202 |  | 0.049524 |  |  |  | 0.97085 | [5 empty] | 0.1564 | [7 empty] | 0 | [5 empty] | 0.027098 |  |  |  | 0.009897 |  | 0.032807 | [7 empty] | 0.58181 |  |  |  |  | 2025
| Xunmei vent field, Niaochao vent field |  | Seafloor hydrothermal | Volcanic-hosted massive sulfide (VMS) | seafloor massive sulfide (SMS) | Cu, Zn, Au, Ag | Co, Pb, Sb | Cu, Zn, Au, Ag, Co, Pb, Sb |  |  | I-Py4 (n=62)-74 | I-Py4 (n=62)-74 | seafloor vent field |  |  |  |  | ore material | grab | grab | mineral separate | [5 empty] | mineralisation | sulfide chimney | pyrite, marcasite, chalcopyrite |  | pyrite, marcasite, chalcopyrite | multiple stages: colloform marcasite-pyrite intergrowths (outermost wall), replacement assemblages (transition layers), dense recrystallized assemblages, marcasite pseudomorphs after pyrrhotite (middle layer) | sulfide chimney | colloform, subhedral, anhedral, euhedral, dense coarse-grained, columnar pseudomorphs |  |  |  | sphalerite, pyrrhotite, anhydrite, galena, tetrahedrite, tennantite | Transverse sections (polished sections) | EMPA, LA-ICPMS, MC-ICPMS | JEOL JXA-8100 EPMA; Teledyne Cetac Technologies Analyte Excite laser ablation system coupled with an Agilent Technologies 7700x quadrupole ICP-MS; ESI NWR Image GEO 193 coupled with TOFWERK icp TOF R; Neptune Plus multicollector ICP-MS (Thermo Fisher Scientific, Bremen, Germany) coupled with a Geolas HD excimer ArF laser ablation system (Coherent, Göttingen, Germany); Bruker M4 Tornado™ system | SIO, MNR; China University of Petroleum (East China), Qingdao, China; Nanjing Focu MS Technology Co. Ltd., Nanjing, China; Shanghai Chemlab Laboratory, Shanghai, China; Wuhan Sample Solution Analytical Technology Co. Ltd., Wuhan, China | EPMA: beam current of 10 nA, beam size of 1–5 μm, accelerating voltage of 20 kV. Micro-XRF: rhodium target X-ray tube operating at 50 kV and 800 nA, polycapillary lens providing a 40-μm spot size on a 20-μm raster, dwell time of 5 ms per pixel. LA-ICP-MS: 193-nm ArF excimer laser, fluence of 6 J/cm², 6 Hz repetition rate for 40 seconds (240 pulses), 30-second pre-ablation blank, total run time 70 seconds, spot size 32–44 μm, He carrier gas mixed with Ar. LA-ICP-TOF-MS: 193 nm ArF excimer laser, spot diameter ~20 µm, repetition rate ~20 Hz, laser fluence ~7 J/cm², scan speed ~4000 µm/s, He carrier gas ~600 ml/min, washout time 50 ms. S isotope MC-ICP-MS: spot size ~44 μm, pulse frequency ~2 Hz, laser fluence ~5 J/cm², He carrier gas with Ar make-up gas. | MASS-1 (Fe-Cu-Zn-S pressed pellet) and GSE-1G (synthetic basaltic glass) from the United States Geological Survey; pyrite PPP-1; chalcopyrite GBW07268; pyrrhotite SP-Po-01 (δ34S = 1.4‰ ± 0.4‰); chalcopyrite SP-CP-01 (δ34S = 5.45‰ ± 0.3‰); natural and synthetic minerals from USA SPI Supplies | 0 |  |  |  | 0.79739 |  | 0.009227 |  |  |  | 0.028698 |  |  |  | 0.012708 | [5 empty] | 0.16398 | [5 empty] | 0.038387 | [5 empty] | 0.30022 | [9 empty] | 7.3755 | [13 empty] | 0.004564 | [11 empty] | 0.5934 |  | 0.1904 |  | 0.072474 | [7 empty] | 0.17855 | [5 empty] | 0.028606 | [15 empty] | 1127.1574 |  | 0.077035 |  |  |  | 1.0815 | [5 empty] | 0.17266 | [7 empty] | 0.27434 | [5 empty] | 0.024095 |  |  |  | 0.007989 |  | 0.046251 | [7 empty] | 0.51874 |  |  |  |  | 2025
| Xunmei vent field, Niaochao vent field |  | Seafloor hydrothermal | Volcanic-hosted massive sulfide (VMS) | seafloor massive sulfide (SMS) | Cu, Zn, Au, Ag | Co, Pb, Sb | Cu, Zn, Au, Ag, Co, Pb, Sb |  |  | I-Py4 (n=62)-75 | I-Py4 (n=62)-75 | seafloor vent field |  |  |  |  | ore material | grab | grab | mineral separate | [5 empty] | mineralisation | sulfide chimney | pyrite, marcasite, chalcopyrite |  | pyrite, marcasite, chalcopyrite | multiple stages: colloform marcasite-pyrite intergrowths (outermost wall), replacement assemblages (transition layers), dense recrystallized assemblages, marcasite pseudomorphs after pyrrhotite (middle layer) | sulfide chimney | colloform, subhedral, anhedral, euhedral, dense coarse-grained, columnar pseudomorphs |  |  |  | sphalerite, pyrrhotite, anhydrite, galena, tetrahedrite, tennantite | Transverse sections (polished sections) | EMPA, LA-ICPMS, MC-ICPMS | JEOL JXA-8100 EPMA; Teledyne Cetac Technologies Analyte Excite laser ablation system coupled with an Agilent Technologies 7700x quadrupole ICP-MS; ESI NWR Image GEO 193 coupled with TOFWERK icp TOF R; Neptune Plus multicollector ICP-MS (Thermo Fisher Scientific, Bremen, Germany) coupled with a Geolas HD excimer ArF laser ablation system (Coherent, Göttingen, Germany); Bruker M4 Tornado™ system | SIO, MNR; China University of Petroleum (East China), Qingdao, China; Nanjing Focu MS Technology Co. Ltd., Nanjing, China; Shanghai Chemlab Laboratory, Shanghai, China; Wuhan Sample Solution Analytical Technology Co. Ltd., Wuhan, China | EPMA: beam current of 10 nA, beam size of 1–5 μm, accelerating voltage of 20 kV. Micro-XRF: rhodium target X-ray tube operating at 50 kV and 800 nA, polycapillary lens providing a 40-μm spot size on a 20-μm raster, dwell time of 5 ms per pixel. LA-ICP-MS: 193-nm ArF excimer laser, fluence of 6 J/cm², 6 Hz repetition rate for 40 seconds (240 pulses), 30-second pre-ablation blank, total run time 70 seconds, spot size 32–44 μm, He carrier gas mixed with Ar. LA-ICP-TOF-MS: 193 nm ArF excimer laser, spot diameter ~20 µm, repetition rate ~20 Hz, laser fluence ~7 J/cm², scan speed ~4000 µm/s, He carrier gas ~600 ml/min, washout time 50 ms. S isotope MC-ICP-MS: spot size ~44 μm, pulse frequency ~2 Hz, laser fluence ~5 J/cm², He carrier gas with Ar make-up gas. | MASS-1 (Fe-Cu-Zn-S pressed pellet) and GSE-1G (synthetic basaltic glass) from the United States Geological Survey; pyrite PPP-1; chalcopyrite GBW07268; pyrrhotite SP-Po-01 (δ34S = 1.4‰ ± 0.4‰); chalcopyrite SP-CP-01 (δ34S = 5.45‰ ± 0.3‰); natural and synthetic minerals from USA SPI Supplies | 0.040801 |  |  |  | 0.71332 |  | 0 |  |  |  | 0 |  |  |  | 0.014862 | [5 empty] | 0.088681 | [5 empty] | 0.025095 | [5 empty] | 0.3145 | [9 empty] | 8.4233 | [13 empty] | 0.016458 | [11 empty] | 0.60198 |  | 0.26985 |  | 0.026771 | [7 empty] | 0.22524 | [5 empty] | 0.016901 | [15 empty] | 1026.5903 |  | 0.050227 |  |  |  | 0.98727 | [5 empty] | 0.21628 | [7 empty] | 0.29482 | [5 empty] | 0.015881 |  |  |  | 0 |  | 0.061792 | [7 empty] | 0.53577 |  |  |  |  | 2025
| Xunmei vent field, Niaochao vent field |  | Seafloor hydrothermal | Volcanic-hosted massive sulfide (VMS) | seafloor massive sulfide (SMS) | Cu, Zn, Au, Ag | Co, Pb, Sb | Cu, Zn, Au, Ag, Co, Pb, Sb |  |  | I-Py4 (n=62)-76 | I-Py4 (n=62)-76 | seafloor vent field |  |  |  |  | ore material | grab | grab | mineral separate | [5 empty] | mineralisation | sulfide chimney | pyrite, marcasite, chalcopyrite |  | pyrite, marcasite, chalcopyrite | multiple stages: colloform marcasite-pyrite intergrowths (outermost wall), replacement assemblages (transition layers), dense recrystallized assemblages, marcasite pseudomorphs after pyrrhotite (middle layer) | sulfide chimney | colloform, subhedral, anhedral, euhedral, dense coarse-grained, columnar pseudomorphs |  |  |  | sphalerite, pyrrhotite, anhydrite, galena, tetrahedrite, tennantite | Transverse sections (polished sections) | EMPA, LA-ICPMS, MC-ICPMS | JEOL JXA-8100 EPMA; Teledyne Cetac Technologies Analyte Excite laser ablation system coupled with an Agilent Technologies 7700x quadrupole ICP-MS; ESI NWR Image GEO 193 coupled with TOFWERK icp TOF R; Neptune Plus multicollector ICP-MS (Thermo Fisher Scientific, Bremen, Germany) coupled with a Geolas HD excimer ArF laser ablation system (Coherent, Göttingen, Germany); Bruker M4 Tornado™ system | SIO, MNR; China University of Petroleum (East China), Qingdao, China; Nanjing Focu MS Technology Co. Ltd., Nanjing, China; Shanghai Chemlab Laboratory, Shanghai, China; Wuhan Sample Solution Analytical Technology Co. Ltd., Wuhan, China | EPMA: beam current of 10 nA, beam size of 1–5 μm, accelerating voltage of 20 kV. Micro-XRF: rhodium target X-ray tube operating at 50 kV and 800 nA, polycapillary lens providing a 40-μm spot size on a 20-μm raster, dwell time of 5 ms per pixel. LA-ICP-MS: 193-nm ArF excimer laser, fluence of 6 J/cm², 6 Hz repetition rate for 40 seconds (240 pulses), 30-second pre-ablation blank, total run time 70 seconds, spot size 32–44 μm, He carrier gas mixed with Ar. LA-ICP-TOF-MS: 193 nm ArF excimer laser, spot diameter ~20 µm, repetition rate ~20 Hz, laser fluence ~7 J/cm², scan speed ~4000 µm/s, He carrier gas ~600 ml/min, washout time 50 ms. S isotope MC-ICP-MS: spot size ~44 μm, pulse frequency ~2 Hz, laser fluence ~5 J/cm², He carrier gas with Ar make-up gas. | MASS-1 (Fe-Cu-Zn-S pressed pellet) and GSE-1G (synthetic basaltic glass) from the United States Geological Survey; pyrite PPP-1; chalcopyrite GBW07268; pyrrhotite SP-Po-01 (δ34S = 1.4‰ ± 0.4‰); chalcopyrite SP-CP-01 (δ34S = 5.45‰ ± 0.3‰); natural and synthetic minerals from USA SPI Supplies | 0.036273 |  |  |  | 0.74894 |  | 0.008543 |  |  |  | 0.052337 |  |  |  | 0.008965 | [5 empty] | 0.21222 | [5 empty] | 0.019689 | [5 empty] | 0.24858 | [9 empty] | 5.5915 | [13 empty] | 0.006031 | [11 empty] | 0.77136 |  | 0.17733 |  | 0.050457 | [7 empty] | 0.1337 | [5 empty] | 0.018226 | [15 empty] | 1061.8505 |  | 0.045081 |  |  |  | 0.75664 | [5 empty] | 0.18156 | [7 empty] | 0.42858 | [5 empty] | 0.020869 |  |  |  | 0.008429 |  | 0.066125 | [7 empty] | 0.44224 |  |  |  |  | 2025
| Xunmei vent field, Niaochao vent field |  | Seafloor hydrothermal | Volcanic-hosted massive sulfide (VMS) | seafloor massive sulfide (SMS) | Cu, Zn, Au, Ag | Co, Pb, Sb | Cu, Zn, Au, Ag, Co, Pb, Sb |  |  | I-Py4 (n=62)-77 | I-Py4 (n=62)-77 | seafloor vent field |  |  |  |  | ore material | grab | grab | mineral separate | [5 empty] | mineralisation | sulfide chimney | pyrite, marcasite, chalcopyrite |  | pyrite, marcasite, chalcopyrite | multiple stages: colloform marcasite-pyrite intergrowths (outermost wall), replacement assemblages (transition layers), dense recrystallized assemblages, marcasite pseudomorphs after pyrrhotite (middle layer) | sulfide chimney | colloform, subhedral, anhedral, euhedral, dense coarse-grained, columnar pseudomorphs |  |  |  | sphalerite, pyrrhotite, anhydrite, galena, tetrahedrite, tennantite | Transverse sections (polished sections) | EMPA, LA-ICPMS, MC-ICPMS | JEOL JXA-8100 EPMA; Teledyne Cetac Technologies Analyte Excite laser ablation system coupled with an Agilent Technologies 7700x quadrupole ICP-MS; ESI NWR Image GEO 193 coupled with TOFWERK icp TOF R; Neptune Plus multicollector ICP-MS (Thermo Fisher Scientific, Bremen, Germany) coupled with a Geolas HD excimer ArF laser ablation system (Coherent, Göttingen, Germany); Bruker M4 Tornado™ system | SIO, MNR; China University of Petroleum (East China), Qingdao, China; Nanjing Focu MS Technology Co. Ltd., Nanjing, China; Shanghai Chemlab Laboratory, Shanghai, China; Wuhan Sample Solution Analytical Technology Co. Ltd., Wuhan, China | EPMA: beam current of 10 nA, beam size of 1–5 μm, accelerating voltage of 20 kV. Micro-XRF: rhodium target X-ray tube operating at 50 kV and 800 nA, polycapillary lens providing a 40-μm spot size on a 20-μm raster, dwell time of 5 ms per pixel. LA-ICP-MS: 193-nm ArF excimer laser, fluence of 6 J/cm², 6 Hz repetition rate for 40 seconds (240 pulses), 30-second pre-ablation blank, total run time 70 seconds, spot size 32–44 μm, He carrier gas mixed with Ar. LA-ICP-TOF-MS: 193 nm ArF excimer laser, spot diameter ~20 µm, repetition rate ~20 Hz, laser fluence ~7 J/cm², scan speed ~4000 µm/s, He carrier gas ~600 ml/min, washout time 50 ms. S isotope MC-ICP-MS: spot size ~44 μm, pulse frequency ~2 Hz, laser fluence ~5 J/cm², He carrier gas with Ar make-up gas. | MASS-1 (Fe-Cu-Zn-S pressed pellet) and GSE-1G (synthetic basaltic glass) from the United States Geological Survey; pyrite PPP-1; chalcopyrite GBW07268; pyrrhotite SP-Po-01 (δ34S = 1.4‰ ± 0.4‰); chalcopyrite SP-CP-01 (δ34S = 5.45‰ ± 0.3‰); natural and synthetic minerals from USA SPI Supplies | 0.013855 |  |  |  | 0.80775 |  | 0.026969 |  |  |  | 0.059709 |  |  |  | 0.008907 | [5 empty] | 0.088147 | [5 empty] | 0.025445 | [5 empty] | 0.34412 | [9 empty] | 6.967 | [13 empty] | 0 | [11 empty] | 0.49159 |  | 0.22409 |  | 0.026542 | [7 empty] | 0.15157 | [5 empty] | 0.018999 | [15 empty] | 1137.6531 |  | 0.059252 |  |  |  | 1.0131 | [5 empty] | 0.1589 | [7 empty] | 0.20666 | [5 empty] | 0.019601 |  |  |  | 0.003827 |  | 0.047468 | [7 empty] | 0.53133 |  |  |  |  | 2025
| Xunmei vent field, Niaochao vent field |  | Seafloor hydrothermal | Volcanic-hosted massive sulfide (VMS) | seafloor massive sulfide (SMS) | Cu, Zn, Au, Ag | Co, Pb, Sb | Cu, Zn, Au, Ag, Co, Pb, Sb |  |  | I-Py4 (n=62)-78 | I-Py4 (n=62)-78 | seafloor vent field |  |  |  |  | ore material | grab | grab | mineral separate | [5 empty] | mineralisation | sulfide chimney | pyrite, marcasite, chalcopyrite |  | pyrite, marcasite, chalcopyrite | multiple stages: colloform marcasite-pyrite intergrowths (outermost wall), replacement assemblages (transition layers), dense recrystallized assemblages, marcasite pseudomorphs after pyrrhotite (middle layer) | sulfide chimney | colloform, subhedral, anhedral, euhedral, dense coarse-grained, columnar pseudomorphs |  |  |  | sphalerite, pyrrhotite, anhydrite, galena, tetrahedrite, tennantite | Transverse sections (polished sections) | EMPA, LA-ICPMS, MC-ICPMS | JEOL JXA-8100 EPMA; Teledyne Cetac Technologies Analyte Excite laser ablation system coupled with an Agilent Technologies 7700x quadrupole ICP-MS; ESI NWR Image GEO 193 coupled with TOFWERK icp TOF R; Neptune Plus multicollector ICP-MS (Thermo Fisher Scientific, Bremen, Germany) coupled with a Geolas HD excimer ArF laser ablation system (Coherent, Göttingen, Germany); Bruker M4 Tornado™ system | SIO, MNR; China University of Petroleum (East China), Qingdao, China; Nanjing Focu MS Technology Co. Ltd., Nanjing, China; Shanghai Chemlab Laboratory, Shanghai, China; Wuhan Sample Solution Analytical Technology Co. Ltd., Wuhan, China | EPMA: beam current of 10 nA, beam size of 1–5 μm, accelerating voltage of 20 kV. Micro-XRF: rhodium target X-ray tube operating at 50 kV and 800 nA, polycapillary lens providing a 40-μm spot size on a 20-μm raster, dwell time of 5 ms per pixel. LA-ICP-MS: 193-nm ArF excimer laser, fluence of 6 J/cm², 6 Hz repetition rate for 40 seconds (240 pulses), 30-second pre-ablation blank, total run time 70 seconds, spot size 32–44 μm, He carrier gas mixed with Ar. LA-ICP-TOF-MS: 193 nm ArF excimer laser, spot diameter ~20 µm, repetition rate ~20 Hz, laser fluence ~7 J/cm², scan speed ~4000 µm/s, He carrier gas ~600 ml/min, washout time 50 ms. S isotope MC-ICP-MS: spot size ~44 μm, pulse frequency ~2 Hz, laser fluence ~5 J/cm², He carrier gas with Ar make-up gas. | MASS-1 (Fe-Cu-Zn-S pressed pellet) and GSE-1G (synthetic basaltic glass) from the United States Geological Survey; pyrite PPP-1; chalcopyrite GBW07268; pyrrhotite SP-Po-01 (δ34S = 1.4‰ ± 0.4‰); chalcopyrite SP-CP-01 (δ34S = 5.45‰ ± 0.3‰); natural and synthetic minerals from USA SPI Supplies | 0.039577 |  |  |  | 0.92463 |  | 0.009392 |  |  |  | 0.064195 |  |  |  | 0.010882 | [5 empty] | 0.3107 | [5 empty] | 0.028727 | [5 empty] | 0.26203 | [9 empty] | 6.2129 | [13 empty] | 0.00338 | [11 empty] | 0.56796 |  | 0.23316 |  | 0.057449 | [7 empty] | 0.11903 | [5 empty] | 0.025745 | [15 empty] | 1204.2842 |  | 0.044347 |  |  |  | 0.66665 | [5 empty] | 0.16762 | [7 empty] | 0.20188 | [5 empty] | 0.014039 |  |  |  | 0.008928 |  | 0.052293 | [7 empty] | 0.42976 |  |  |  |  | 2025
| Xunmei vent field, Niaochao vent field |  | Seafloor hydrothermal | Volcanic-hosted massive sulfide (VMS) | seafloor massive sulfide (SMS) | Cu, Zn, Au, Ag | Co, Pb, Sb | Cu, Zn, Au, Ag, Co, Pb, Sb |  |  | I-Py4 (n=62)-79 | I-Py4 (n=62)-79 | seafloor vent field |  |  |  |  | ore material | grab | grab | mineral separate | [5 empty] | mineralisation | sulfide chimney | pyrite, marcasite, chalcopyrite |  | pyrite, marcasite, chalcopyrite | multiple stages: colloform marcasite-pyrite intergrowths (outermost wall), replacement assemblages (transition layers), dense recrystallized assemblages, marcasite pseudomorphs after pyrrhotite (middle layer) | sulfide chimney | colloform, subhedral, anhedral, euhedral, dense coarse-grained, columnar pseudomorphs |  |  |  | sphalerite, pyrrhotite, anhydrite, galena, tetrahedrite, tennantite | Transverse sections (polished sections) | EMPA, LA-ICPMS, MC-ICPMS | JEOL JXA-8100 EPMA; Teledyne Cetac Technologies Analyte Excite laser ablation system coupled with an Agilent Technologies 7700x quadrupole ICP-MS; ESI NWR Image GEO 193 coupled with TOFWERK icp TOF R; Neptune Plus multicollector ICP-MS (Thermo Fisher Scientific, Bremen, Germany) coupled with a Geolas HD excimer ArF laser ablation system (Coherent, Göttingen, Germany); Bruker M4 Tornado™ system | SIO, MNR; China University of Petroleum (East China), Qingdao, China; Nanjing Focu MS Technology Co. Ltd., Nanjing, China; Shanghai Chemlab Laboratory, Shanghai, China; Wuhan Sample Solution Analytical Technology Co. Ltd., Wuhan, China | EPMA: beam current of 10 nA, beam size of 1–5 μm, accelerating voltage of 20 kV. Micro-XRF: rhodium target X-ray tube operating at 50 kV and 800 nA, polycapillary lens providing a 40-μm spot size on a 20-μm raster, dwell time of 5 ms per pixel. LA-ICP-MS: 193-nm ArF excimer laser, fluence of 6 J/cm², 6 Hz repetition rate for 40 seconds (240 pulses), 30-second pre-ablation blank, total run time 70 seconds, spot size 32–44 μm, He carrier gas mixed with Ar. LA-ICP-TOF-MS: 193 nm ArF excimer laser, spot diameter ~20 µm, repetition rate ~20 Hz, laser fluence ~7 J/cm², scan speed ~4000 µm/s, He carrier gas ~600 ml/min, washout time 50 ms. S isotope MC-ICP-MS: spot size ~44 μm, pulse frequency ~2 Hz, laser fluence ~5 J/cm², He carrier gas with Ar make-up gas. | MASS-1 (Fe-Cu-Zn-S pressed pellet) and GSE-1G (synthetic basaltic glass) from the United States Geological Survey; pyrite PPP-1; chalcopyrite GBW07268; pyrrhotite SP-Po-01 (δ34S = 1.4‰ ± 0.4‰); chalcopyrite SP-CP-01 (δ34S = 5.45‰ ± 0.3‰); natural and synthetic minerals from USA SPI Supplies | 0.040221 |  |  |  | 0.84216 |  | 0.012664 |  |  |  | 0.028242 |  |  |  | 0.004442 | [5 empty] | 0 | [5 empty] | 0.022456 | [5 empty] | 0.25452 | [9 empty] | 6.5423 | [13 empty] | 0.01033 | [11 empty] | 0.67721 |  | 0.17916 |  | 0.025438 | [7 empty] | 0.13654 | [5 empty] | 0.022238 | [15 empty] | 1039.3658 |  | 0.033809 |  |  |  | 1.0678 | [5 empty] | 0.17152 | [7 empty] | 0.39371 | [5 empty] | 0.0157 |  |  |  | 0.014869 |  | 0.062197 | [7 empty] | 0.5015 |  |  |  |  | 2025
| Xunmei vent field, Niaochao vent field |  | Seafloor hydrothermal | Volcanic-hosted massive sulfide (VMS) | seafloor massive sulfide (SMS) | Cu, Zn, Au, Ag | Co, Pb, Sb | Cu, Zn, Au, Ag, Co, Pb, Sb |  |  | I-Py4 (n=62)-80 | I-Py4 (n=62)-80 | seafloor vent field |  |  |  |  | ore material | grab | grab | mineral separate | [5 empty] | mineralisation | sulfide chimney | pyrite, marcasite, chalcopyrite |  | pyrite, marcasite, chalcopyrite | multiple stages: colloform marcasite-pyrite intergrowths (outermost wall), replacement assemblages (transition layers), dense recrystallized assemblages, marcasite pseudomorphs after pyrrhotite (middle layer) | sulfide chimney | colloform, subhedral, anhedral, euhedral, dense coarse-grained, columnar pseudomorphs |  |  |  | sphalerite, pyrrhotite, anhydrite, galena, tetrahedrite, tennantite | Transverse sections (polished sections) | EMPA, LA-ICPMS, MC-ICPMS | JEOL JXA-8100 EPMA; Teledyne Cetac Technologies Analyte Excite laser ablation system coupled with an Agilent Technologies 7700x quadrupole ICP-MS; ESI NWR Image GEO 193 coupled with TOFWERK icp TOF R; Neptune Plus multicollector ICP-MS (Thermo Fisher Scientific, Bremen, Germany) coupled with a Geolas HD excimer ArF laser ablation system (Coherent, Göttingen, Germany); Bruker M4 Tornado™ system | SIO, MNR; China University of Petroleum (East China), Qingdao, China; Nanjing Focu MS Technology Co. Ltd., Nanjing, China; Shanghai Chemlab Laboratory, Shanghai, China; Wuhan Sample Solution Analytical Technology Co. Ltd., Wuhan, China | EPMA: beam current of 10 nA, beam size of 1–5 μm, accelerating voltage of 20 kV. Micro-XRF: rhodium target X-ray tube operating at 50 kV and 800 nA, polycapillary lens providing a 40-μm spot size on a 20-μm raster, dwell time of 5 ms per pixel. LA-ICP-MS: 193-nm ArF excimer laser, fluence of 6 J/cm², 6 Hz repetition rate for 40 seconds (240 pulses), 30-second pre-ablation blank, total run time 70 seconds, spot size 32–44 μm, He carrier gas mixed with Ar. LA-ICP-TOF-MS: 193 nm ArF excimer laser, spot diameter ~20 µm, repetition rate ~20 Hz, laser fluence ~7 J/cm², scan speed ~4000 µm/s, He carrier gas ~600 ml/min, washout time 50 ms. S isotope MC-ICP-MS: spot size ~44 μm, pulse frequency ~2 Hz, laser fluence ~5 J/cm², He carrier gas with Ar make-up gas. | MASS-1 (Fe-Cu-Zn-S pressed pellet) and GSE-1G (synthetic basaltic glass) from the United States Geological Survey; pyrite PPP-1; chalcopyrite GBW07268; pyrrhotite SP-Po-01 (δ34S = 1.4‰ ± 0.4‰); chalcopyrite SP-CP-01 (δ34S = 5.45‰ ± 0.3‰); natural and synthetic minerals from USA SPI Supplies | 0 |  |  |  | 0.785 |  | 0.022835 |  |  |  | 0.056027 |  |  |  | 0.011812 | [5 empty] | 0.2542 | [5 empty] | 0.024396 | [5 empty] | 0.2594 | [9 empty] | 6.4584 | [13 empty] | 0.007809 | [11 empty] | 0.5541 |  | 0.20098 |  | 0.092728 | [7 empty] | 0.15684 | [5 empty] | 0.026829 | [15 empty] | 1371.336 |  | 0.044687 |  |  |  | 0.84277 | [5 empty] | 0.16542 | [7 empty] | 0 | [5 empty] | 0.016833 |  |  |  | 0.003633 |  | 0.041327 | [7 empty] | 0.52583 |  |  |  |  | 2025
| Xunmei vent field, Niaochao vent field |  | Seafloor hydrothermal | Volcanic-hosted massive sulfide (VMS) | seafloor massive sulfide (SMS) | Cu, Zn, Au, Ag | Co, Pb, Sb | Cu, Zn, Au, Ag, Co, Pb, Sb |  |  | I-Py4 (n=62)-81 | I-Py4 (n=62)-81 | seafloor vent field |  |  |  |  | ore material | grab | grab | mineral separate | [5 empty] | mineralisation | sulfide chimney | pyrite, marcasite, chalcopyrite |  | pyrite, marcasite, chalcopyrite | multiple stages: colloform marcasite-pyrite intergrowths (outermost wall), replacement assemblages (transition layers), dense recrystallized assemblages, marcasite pseudomorphs after pyrrhotite (middle layer) | sulfide chimney | colloform, subhedral, anhedral, euhedral, dense coarse-grained, columnar pseudomorphs |  |  |  | sphalerite, pyrrhotite, anhydrite, galena, tetrahedrite, tennantite | Transverse sections (polished sections) | EMPA, LA-ICPMS, MC-ICPMS | JEOL JXA-8100 EPMA; Teledyne Cetac Technologies Analyte Excite laser ablation system coupled with an Agilent Technologies 7700x quadrupole ICP-MS; ESI NWR Image GEO 193 coupled with TOFWERK icp TOF R; Neptune Plus multicollector ICP-MS (Thermo Fisher Scientific, Bremen, Germany) coupled with a Geolas HD excimer ArF laser ablation system (Coherent, Göttingen, Germany); Bruker M4 Tornado™ system | SIO, MNR; China University of Petroleum (East China), Qingdao, China; Nanjing Focu MS Technology Co. Ltd., Nanjing, China; Shanghai Chemlab Laboratory, Shanghai, China; Wuhan Sample Solution Analytical Technology Co. Ltd., Wuhan, China | EPMA: beam current of 10 nA, beam size of 1–5 μm, accelerating voltage of 20 kV. Micro-XRF: rhodium target X-ray tube operating at 50 kV and 800 nA, polycapillary lens providing a 40-μm spot size on a 20-μm raster, dwell time of 5 ms per pixel. LA-ICP-MS: 193-nm ArF excimer laser, fluence of 6 J/cm², 6 Hz repetition rate for 40 seconds (240 pulses), 30-second pre-ablation blank, total run time 70 seconds, spot size 32–44 μm, He carrier gas mixed with Ar. LA-ICP-TOF-MS: 193 nm ArF excimer laser, spot diameter ~20 µm, repetition rate ~20 Hz, laser fluence ~7 J/cm², scan speed ~4000 µm/s, He carrier gas ~600 ml/min, washout time 50 ms. S isotope MC-ICP-MS: spot size ~44 μm, pulse frequency ~2 Hz, laser fluence ~5 J/cm², He carrier gas with Ar make-up gas. | MASS-1 (Fe-Cu-Zn-S pressed pellet) and GSE-1G (synthetic basaltic glass) from the United States Geological Survey; pyrite PPP-1; chalcopyrite GBW07268; pyrrhotite SP-Po-01 (δ34S = 1.4‰ ± 0.4‰); chalcopyrite SP-CP-01 (δ34S = 5.45‰ ± 0.3‰); natural and synthetic minerals from USA SPI Supplies | 0 |  |  |  | 0.71489 |  | 0 |  |  |  | 0.029274 |  |  |  | 0.016807 | [5 empty] | 0.087642 | [5 empty] | 0.019914 | [5 empty] | 0.26086 | [9 empty] | 6.8599 | [13 empty] | 0.005749 | [11 empty] | 0.59966 |  | 0.28857 |  | 0.044779 | [7 empty] | 0.15633 | [5 empty] | 0.03606 | [15 empty] | 931.2452 |  | 0 |  |  |  | 0.81813 | [5 empty] | 0.22401 | [7 empty] | 0.4123 | [5 empty] | 0.018476 |  |  |  | 0.010564 |  | 0.034701 | [7 empty] | 0.38129 |  |  |  |  | 2025
| Xunmei vent field, Niaochao vent field |  | Seafloor hydrothermal | Volcanic-hosted massive sulfide (VMS) | seafloor massive sulfide (SMS) | Cu, Zn, Au, Ag | Co, Pb, Sb | Cu, Zn, Au, Ag, Co, Pb, Sb |  |  | I-Py4 (n=62)-82 | I-Py4 (n=62)-82 | seafloor vent field |  |  |  |  | ore material | grab | grab | mineral separate | [5 empty] | mineralisation | sulfide chimney | pyrite, marcasite, chalcopyrite |  | pyrite, marcasite, chalcopyrite | multiple stages: colloform marcasite-pyrite intergrowths (outermost wall), replacement assemblages (transition layers), dense recrystallized assemblages, marcasite pseudomorphs after pyrrhotite (middle layer) | sulfide chimney | colloform, subhedral, anhedral, euhedral, dense coarse-grained, columnar pseudomorphs |  |  |  | sphalerite, pyrrhotite, anhydrite, galena, tetrahedrite, tennantite | Transverse sections (polished sections) | EMPA, LA-ICPMS, MC-ICPMS | JEOL JXA-8100 EPMA; Teledyne Cetac Technologies Analyte Excite laser ablation system coupled with an Agilent Technologies 7700x quadrupole ICP-MS; ESI NWR Image GEO 193 coupled with TOFWERK icp TOF R; Neptune Plus multicollector ICP-MS (Thermo Fisher Scientific, Bremen, Germany) coupled with a Geolas HD excimer ArF laser ablation system (Coherent, Göttingen, Germany); Bruker M4 Tornado™ system | SIO, MNR; China University of Petroleum (East China), Qingdao, China; Nanjing Focu MS Technology Co. Ltd., Nanjing, China; Shanghai Chemlab Laboratory, Shanghai, China; Wuhan Sample Solution Analytical Technology Co. Ltd., Wuhan, China | EPMA: beam current of 10 nA, beam size of 1–5 μm, accelerating voltage of 20 kV. Micro-XRF: rhodium target X-ray tube operating at 50 kV and 800 nA, polycapillary lens providing a 40-μm spot size on a 20-μm raster, dwell time of 5 ms per pixel. LA-ICP-MS: 193-nm ArF excimer laser, fluence of 6 J/cm², 6 Hz repetition rate for 40 seconds (240 pulses), 30-second pre-ablation blank, total run time 70 seconds, spot size 32–44 μm, He carrier gas mixed with Ar. LA-ICP-TOF-MS: 193 nm ArF excimer laser, spot diameter ~20 µm, repetition rate ~20 Hz, laser fluence ~7 J/cm², scan speed ~4000 µm/s, He carrier gas ~600 ml/min, washout time 50 ms. S isotope MC-ICP-MS: spot size ~44 μm, pulse frequency ~2 Hz, laser fluence ~5 J/cm², He carrier gas with Ar make-up gas. | MASS-1 (Fe-Cu-Zn-S pressed pellet) and GSE-1G (synthetic basaltic glass) from the United States Geological Survey; pyrite PPP-1; chalcopyrite GBW07268; pyrrhotite SP-Po-01 (δ34S = 1.4‰ ± 0.4‰); chalcopyrite SP-CP-01 (δ34S = 5.45‰ ± 0.3‰); natural and synthetic minerals from USA SPI Supplies | 0 |  |  |  | 0.55836 |  | 0.01489 |  |  |  | 0 |  |  |  | 0.011559 | [5 empty] | 0.14796 | [5 empty] | 0.013248 | [5 empty] | 0.18667 | [9 empty] | 4.2236 | [13 empty] | 0.003709 | [11 empty] | 0.3955 |  | 0.1539 |  | 0.020361 | [7 empty] | 0.12303 | [5 empty] | 0.014565 | [15 empty] | 790.4334 |  | 0.034838 |  |  |  | 0.79273 | [5 empty] | 0.1752 | [7 empty] | 0.16556 | [5 empty] | 0.026398 |  |  |  | 0.004124 |  | 0.045938 | [7 empty] | 0.40752 |  |  |  |  | 2025
| Xunmei vent field, Niaochao vent field |  | Seafloor hydrothermal | Volcanic-hosted massive sulfide (VMS) | seafloor massive sulfide (SMS) | Cu, Zn, Au, Ag | Co, Pb, Sb | Cu, Zn, Au, Ag, Co, Pb, Sb |  |  | I-Py4 (n=62)-83 | I-Py4 (n=62)-83 | seafloor vent field |  |  |  |  | ore material | grab | grab | mineral separate | [5 empty] | mineralisation | sulfide chimney | pyrite, marcasite, chalcopyrite |  | pyrite, marcasite, chalcopyrite | multiple stages: colloform marcasite-pyrite intergrowths (outermost wall), replacement assemblages (transition layers), dense recrystallized assemblages, marcasite pseudomorphs after pyrrhotite (middle layer) | sulfide chimney | colloform, subhedral, anhedral, euhedral, dense coarse-grained, columnar pseudomorphs |  |  |  | sphalerite, pyrrhotite, anhydrite, galena, tetrahedrite, tennantite | Transverse sections (polished sections) | EMPA, LA-ICPMS, MC-ICPMS | JEOL JXA-8100 EPMA; Teledyne Cetac Technologies Analyte Excite laser ablation system coupled with an Agilent Technologies 7700x quadrupole ICP-MS; ESI NWR Image GEO 193 coupled with TOFWERK icp TOF R; Neptune Plus multicollector ICP-MS (Thermo Fisher Scientific, Bremen, Germany) coupled with a Geolas HD excimer ArF laser ablation system (Coherent, Göttingen, Germany); Bruker M4 Tornado™ system | SIO, MNR; China University of Petroleum (East China), Qingdao, China; Nanjing Focu MS Technology Co. Ltd., Nanjing, China; Shanghai Chemlab Laboratory, Shanghai, China; Wuhan Sample Solution Analytical Technology Co. Ltd., Wuhan, China | EPMA: beam current of 10 nA, beam size of 1–5 μm, accelerating voltage of 20 kV. Micro-XRF: rhodium target X-ray tube operating at 50 kV and 800 nA, polycapillary lens providing a 40-μm spot size on a 20-μm raster, dwell time of 5 ms per pixel. LA-ICP-MS: 193-nm ArF excimer laser, fluence of 6 J/cm², 6 Hz repetition rate for 40 seconds (240 pulses), 30-second pre-ablation blank, total run time 70 seconds, spot size 32–44 μm, He carrier gas mixed with Ar. LA-ICP-TOF-MS: 193 nm ArF excimer laser, spot diameter ~20 µm, repetition rate ~20 Hz, laser fluence ~7 J/cm², scan speed ~4000 µm/s, He carrier gas ~600 ml/min, washout time 50 ms. S isotope MC-ICP-MS: spot size ~44 μm, pulse frequency ~2 Hz, laser fluence ~5 J/cm², He carrier gas with Ar make-up gas. | MASS-1 (Fe-Cu-Zn-S pressed pellet) and GSE-1G (synthetic basaltic glass) from the United States Geological Survey; pyrite PPP-1; chalcopyrite GBW07268; pyrrhotite SP-Po-01 (δ34S = 1.4‰ ± 0.4‰); chalcopyrite SP-CP-01 (δ34S = 5.45‰ ± 0.3‰); natural and synthetic minerals from USA SPI Supplies | 0.020487 |  |  |  | 0.57285 |  | 0 |  |  |  | 0.022634 |  |  |  | 0.013001 | [5 empty] | 0.12913 | [5 empty] | 0.013569 | [5 empty] | 0.18733 | [9 empty] | 5.1148 | [13 empty] | 0.00936 | [11 empty] | 0.1627 |  | 0.16995 |  | 0 | [7 empty] | 0.094638 | [5 empty] | 0.024216 | [15 empty] | 852.6322 |  | 0.040753 |  |  |  | 0.81307 | [5 empty] | 0.16599 | [7 empty] | 0 | [5 empty] | 0.017434 |  |  |  | 0.004072 |  | 0.031821 | [7 empty] | 0.42221 |  |  |  |  | 2025
| Xunmei vent field, Niaochao vent field |  | Seafloor hydrothermal | Volcanic-hosted massive sulfide (VMS) | seafloor massive sulfide (SMS) | Cu, Zn, Au, Ag | Co, Pb, Sb | Cu, Zn, Au, Ag, Co, Pb, Sb |  |  | I-Py4 (n=62)-84 | I-Py4 (n=62)-84 | seafloor vent field |  |  |  |  | ore material | grab | grab | mineral separate | [5 empty] | mineralisation | sulfide chimney | pyrite, marcasite, chalcopyrite |  | pyrite, marcasite, chalcopyrite | multiple stages: colloform marcasite-pyrite intergrowths (outermost wall), replacement assemblages (transition layers), dense recrystallized assemblages, marcasite pseudomorphs after pyrrhotite (middle layer) | sulfide chimney | colloform, subhedral, anhedral, euhedral, dense coarse-grained, columnar pseudomorphs |  |  |  | sphalerite, pyrrhotite, anhydrite, galena, tetrahedrite, tennantite | Transverse sections (polished sections) | EMPA, LA-ICPMS, MC-ICPMS | JEOL JXA-8100 EPMA; Teledyne Cetac Technologies Analyte Excite laser ablation system coupled with an Agilent Technologies 7700x quadrupole ICP-MS; ESI NWR Image GEO 193 coupled with TOFWERK icp TOF R; Neptune Plus multicollector ICP-MS (Thermo Fisher Scientific, Bremen, Germany) coupled with a Geolas HD excimer ArF laser ablation system (Coherent, Göttingen, Germany); Bruker M4 Tornado™ system | SIO, MNR; China University of Petroleum (East China), Qingdao, China; Nanjing Focu MS Technology Co. Ltd., Nanjing, China; Shanghai Chemlab Laboratory, Shanghai, China; Wuhan Sample Solution Analytical Technology Co. Ltd., Wuhan, China | EPMA: beam current of 10 nA, beam size of 1–5 μm, accelerating voltage of 20 kV. Micro-XRF: rhodium target X-ray tube operating at 50 kV and 800 nA, polycapillary lens providing a 40-μm spot size on a 20-μm raster, dwell time of 5 ms per pixel. LA-ICP-MS: 193-nm ArF excimer laser, fluence of 6 J/cm², 6 Hz repetition rate for 40 seconds (240 pulses), 30-second pre-ablation blank, total run time 70 seconds, spot size 32–44 μm, He carrier gas mixed with Ar. LA-ICP-TOF-MS: 193 nm ArF excimer laser, spot diameter ~20 µm, repetition rate ~20 Hz, laser fluence ~7 J/cm², scan speed ~4000 µm/s, He carrier gas ~600 ml/min, washout time 50 ms. S isotope MC-ICP-MS: spot size ~44 μm, pulse frequency ~2 Hz, laser fluence ~5 J/cm², He carrier gas with Ar make-up gas. | MASS-1 (Fe-Cu-Zn-S pressed pellet) and GSE-1G (synthetic basaltic glass) from the United States Geological Survey; pyrite PPP-1; chalcopyrite GBW07268; pyrrhotite SP-Po-01 (δ34S = 1.4‰ ± 0.4‰); chalcopyrite SP-CP-01 (δ34S = 5.45‰ ± 0.3‰); natural and synthetic minerals from USA SPI Supplies | 0 |  |  |  | 0.66158 |  | 0.023548 |  |  |  | 0 |  |  |  | 0.011816 | [5 empty] | 0 | [5 empty] | 0.020009 | [5 empty] | 0.25376 | [9 empty] | 5.478 | [13 empty] | 0.004598 | [11 empty] | 0.45855 |  | 0.16384 |  | 0 | [7 empty] | 0.099967 | [5 empty] | 0.009817 | [15 empty] | 2852.7497 |  | 0.056318 |  |  |  | 0.85989 | [5 empty] | 0.11111 | [7 empty] | 0.33186 | [5 empty] | 0.012856 |  |  |  | 0.00302 |  | 0.041725 | [7 empty] | 0.3348 |  |  |  |  | 2025
| Xunmei vent field, Niaochao vent field |  | Seafloor hydrothermal | Volcanic-hosted massive sulfide (VMS) | seafloor massive sulfide (SMS) | Cu, Zn, Au, Ag | Co, Pb, Sb | Cu, Zn, Au, Ag, Co, Pb, Sb |  |  | I-Py4 (n=62)-85 | I-Py4 (n=62)-85 | seafloor vent field |  |  |  |  | ore material | grab | grab | mineral separate | [5 empty] | mineralisation | sulfide chimney | pyrite, marcasite, chalcopyrite |  | pyrite, marcasite, chalcopyrite | multiple stages: colloform marcasite-pyrite intergrowths (outermost wall), replacement assemblages (transition layers), dense recrystallized assemblages, marcasite pseudomorphs after pyrrhotite (middle layer) | sulfide chimney | colloform, subhedral, anhedral, euhedral, dense coarse-grained, columnar pseudomorphs |  |  |  | sphalerite, pyrrhotite, anhydrite, galena, tetrahedrite, tennantite | Transverse sections (polished sections) | EMPA, LA-ICPMS, MC-ICPMS | JEOL JXA-8100 EPMA; Teledyne Cetac Technologies Analyte Excite laser ablation system coupled with an Agilent Technologies 7700x quadrupole ICP-MS; ESI NWR Image GEO 193 coupled with TOFWERK icp TOF R; Neptune Plus multicollector ICP-MS (Thermo Fisher Scientific, Bremen, Germany) coupled with a Geolas HD excimer ArF laser ablation system (Coherent, Göttingen, Germany); Bruker M4 Tornado™ system | SIO, MNR; China University of Petroleum (East China), Qingdao, China; Nanjing Focu MS Technology Co. Ltd., Nanjing, China; Shanghai Chemlab Laboratory, Shanghai, China; Wuhan Sample Solution Analytical Technology Co. Ltd., Wuhan, China | EPMA: beam current of 10 nA, beam size of 1–5 μm, accelerating voltage of 20 kV. Micro-XRF: rhodium target X-ray tube operating at 50 kV and 800 nA, polycapillary lens providing a 40-μm spot size on a 20-μm raster, dwell time of 5 ms per pixel. LA-ICP-MS: 193-nm ArF excimer laser, fluence of 6 J/cm², 6 Hz repetition rate for 40 seconds (240 pulses), 30-second pre-ablation blank, total run time 70 seconds, spot size 32–44 μm, He carrier gas mixed with Ar. LA-ICP-TOF-MS: 193 nm ArF excimer laser, spot diameter ~20 µm, repetition rate ~20 Hz, laser fluence ~7 J/cm², scan speed ~4000 µm/s, He carrier gas ~600 ml/min, washout time 50 ms. S isotope MC-ICP-MS: spot size ~44 μm, pulse frequency ~2 Hz, laser fluence ~5 J/cm², He carrier gas with Ar make-up gas. | MASS-1 (Fe-Cu-Zn-S pressed pellet) and GSE-1G (synthetic basaltic glass) from the United States Geological Survey; pyrite PPP-1; chalcopyrite GBW07268; pyrrhotite SP-Po-01 (δ34S = 1.4‰ ± 0.4‰); chalcopyrite SP-CP-01 (δ34S = 5.45‰ ± 0.3‰); natural and synthetic minerals from USA SPI Supplies | 0.018784 |  |  |  | 0.50568 |  | 0.015129 |  |  |  | 0.068709 |  |  |  | 0.009343 | [5 empty] | 0.18831 | [5 empty] | 0.021454 | [5 empty] | 0.17864 | [9 empty] | 5.8521 | [13 empty] | 0.006089 | [11 empty] | 0.41121 |  | 0.16092 |  | 0.051379 | [7 empty] | 0.23522 | [5 empty] | 0.028658 | [15 empty] | 1080.5252 |  | 0.056697 |  |  |  | 0.67003 | [5 empty] | 0.17222 | [7 empty] | 0.66898 | [5 empty] | 0.018384 |  |  |  | 0.006706 |  | 0.04668 | [7 empty] | 0.44547 |  |  |  |  | 2025
| Xunmei vent field, Niaochao vent field |  | Seafloor hydrothermal | Volcanic-hosted massive sulfide (VMS) | seafloor massive sulfide (SMS) | Cu, Zn, Au, Ag | Co, Pb, Sb | Cu, Zn, Au, Ag, Co, Pb, Sb |  |  | I-Py4 (n=62)-86 | I-Py4 (n=62)-86 | seafloor vent field |  |  |  |  | ore material | grab | grab | mineral separate | [5 empty] | mineralisation | sulfide chimney | pyrite, marcasite, chalcopyrite |  | pyrite, marcasite, chalcopyrite | multiple stages: colloform marcasite-pyrite intergrowths (outermost wall), replacement assemblages (transition layers), dense recrystallized assemblages, marcasite pseudomorphs after pyrrhotite (middle layer) | sulfide chimney | colloform, subhedral, anhedral, euhedral, dense coarse-grained, columnar pseudomorphs |  |  |  | sphalerite, pyrrhotite, anhydrite, galena, tetrahedrite, tennantite | Transverse sections (polished sections) | EMPA, LA-ICPMS, MC-ICPMS | JEOL JXA-8100 EPMA; Teledyne Cetac Technologies Analyte Excite laser ablation system coupled with an Agilent Technologies 7700x quadrupole ICP-MS; ESI NWR Image GEO 193 coupled with TOFWERK icp TOF R; Neptune Plus multicollector ICP-MS (Thermo Fisher Scientific, Bremen, Germany) coupled with a Geolas HD excimer ArF laser ablation system (Coherent, Göttingen, Germany); Bruker M4 Tornado™ system | SIO, MNR; China University of Petroleum (East China), Qingdao, China; Nanjing Focu MS Technology Co. Ltd., Nanjing, China; Shanghai Chemlab Laboratory, Shanghai, China; Wuhan Sample Solution Analytical Technology Co. Ltd., Wuhan, China | EPMA: beam current of 10 nA, beam size of 1–5 μm, accelerating voltage of 20 kV. Micro-XRF: rhodium target X-ray tube operating at 50 kV and 800 nA, polycapillary lens providing a 40-μm spot size on a 20-μm raster, dwell time of 5 ms per pixel. LA-ICP-MS: 193-nm ArF excimer laser, fluence of 6 J/cm², 6 Hz repetition rate for 40 seconds (240 pulses), 30-second pre-ablation blank, total run time 70 seconds, spot size 32–44 μm, He carrier gas mixed with Ar. LA-ICP-TOF-MS: 193 nm ArF excimer laser, spot diameter ~20 µm, repetition rate ~20 Hz, laser fluence ~7 J/cm², scan speed ~4000 µm/s, He carrier gas ~600 ml/min, washout time 50 ms. S isotope MC-ICP-MS: spot size ~44 μm, pulse frequency ~2 Hz, laser fluence ~5 J/cm², He carrier gas with Ar make-up gas. | MASS-1 (Fe-Cu-Zn-S pressed pellet) and GSE-1G (synthetic basaltic glass) from the United States Geological Survey; pyrite PPP-1; chalcopyrite GBW07268; pyrrhotite SP-Po-01 (δ34S = 1.4‰ ± 0.4‰); chalcopyrite SP-CP-01 (δ34S = 5.45‰ ± 0.3‰); natural and synthetic minerals from USA SPI Supplies | 0.010761 |  |  |  | 0.75344 |  | 0.016067 |  |  |  | 0 |  |  |  | 0.004916 | [5 empty] | 0 | [5 empty] | 0.020241 | [5 empty] | 0.25031 | [9 empty] | 3.8082 | [13 empty] | 0.005854 | [11 empty] | 0.21317 |  | 0.16472 |  | 0.028834 | [7 empty] | 0.088329 | [5 empty] | 0.026741 | [15 empty] | 1010.0746 |  | 0.031044 |  |  |  | 0.64766 | [5 empty] | 0.1556 | [7 empty] | 0 | [5 empty] | 0.019224 |  |  |  | 0.008507 |  | 0.046333 | [7 empty] | 0.23457 |  |  |  |  | 2025
| Xunmei vent field, Niaochao vent field |  | Seafloor hydrothermal | Volcanic-hosted massive sulfide (VMS) | seafloor massive sulfide (SMS) | Cu, Zn, Au, Ag | Co, Pb, Sb | Cu, Zn, Au, Ag, Co, Pb, Sb |  |  | I-Py4 (n=62)-87 | I-Py4 (n=62)-87 | seafloor vent field |  |  |  |  | ore material | grab | grab | mineral separate | [5 empty] | mineralisation | sulfide chimney | pyrite, marcasite, chalcopyrite |  | pyrite, marcasite, chalcopyrite | multiple stages: colloform marcasite-pyrite intergrowths (outermost wall), replacement assemblages (transition layers), dense recrystallized assemblages, marcasite pseudomorphs after pyrrhotite (middle layer) | sulfide chimney | colloform, subhedral, anhedral, euhedral, dense coarse-grained, columnar pseudomorphs |  |  |  | sphalerite, pyrrhotite, anhydrite, galena, tetrahedrite, tennantite | Transverse sections (polished sections) | EMPA, LA-ICPMS, MC-ICPMS | JEOL JXA-8100 EPMA; Teledyne Cetac Technologies Analyte Excite laser ablation system coupled with an Agilent Technologies 7700x quadrupole ICP-MS; ESI NWR Image GEO 193 coupled with TOFWERK icp TOF R; Neptune Plus multicollector ICP-MS (Thermo Fisher Scientific, Bremen, Germany) coupled with a Geolas HD excimer ArF laser ablation system (Coherent, Göttingen, Germany); Bruker M4 Tornado™ system | SIO, MNR; China University of Petroleum (East China), Qingdao, China; Nanjing Focu MS Technology Co. Ltd., Nanjing, China; Shanghai Chemlab Laboratory, Shanghai, China; Wuhan Sample Solution Analytical Technology Co. Ltd., Wuhan, China | EPMA: beam current of 10 nA, beam size of 1–5 μm, accelerating voltage of 20 kV. Micro-XRF: rhodium target X-ray tube operating at 50 kV and 800 nA, polycapillary lens providing a 40-μm spot size on a 20-μm raster, dwell time of 5 ms per pixel. LA-ICP-MS: 193-nm ArF excimer laser, fluence of 6 J/cm², 6 Hz repetition rate for 40 seconds (240 pulses), 30-second pre-ablation blank, total run time 70 seconds, spot size 32–44 μm, He carrier gas mixed with Ar. LA-ICP-TOF-MS: 193 nm ArF excimer laser, spot diameter ~20 µm, repetition rate ~20 Hz, laser fluence ~7 J/cm², scan speed ~4000 µm/s, He carrier gas ~600 ml/min, washout time 50 ms. S isotope MC-ICP-MS: spot size ~44 μm, pulse frequency ~2 Hz, laser fluence ~5 J/cm², He carrier gas with Ar make-up gas. | MASS-1 (Fe-Cu-Zn-S pressed pellet) and GSE-1G (synthetic basaltic glass) from the United States Geological Survey; pyrite PPP-1; chalcopyrite GBW07268; pyrrhotite SP-Po-01 (δ34S = 1.4‰ ± 0.4‰); chalcopyrite SP-CP-01 (δ34S = 5.45‰ ± 0.3‰); natural and synthetic minerals from USA SPI Supplies | 0.010872 |  |  |  | 0.53902 |  | 0.021441 |  |  |  | 0.050479 |  |  |  | 0.004957 | [5 empty] | 0.068318 | [5 empty] | 0.013019 | [5 empty] | 0.18266 | [9 empty] | 5.1098 | [13 empty] | 0.003727 | [11 empty] | 0.38331 |  | 0.17977 |  | 0 | [7 empty] | 0.18132 | [5 empty] | 0.018396 | [15 empty] | 893.3758 |  | 0.027545 |  |  |  | 0.87432 | [5 empty] | 0.14882 | [7 empty] | 0.27343 | [5 empty] | 0.079533 |  |  |  | 0.006496 |  | 0.041405 | [7 empty] | 0.36306 |  |  |  |  | 2025
| Xunmei vent field, Niaochao vent field |  | Seafloor hydrothermal | Volcanic-hosted massive sulfide (VMS) | seafloor massive sulfide (SMS) | Cu, Zn, Au, Ag | Co, Pb, Sb | Cu, Zn, Au, Ag, Co, Pb, Sb |  |  | I-Py4 (n=62)-88 | I-Py4 (n=62)-88 | seafloor vent field |  |  |  |  | ore material | grab | grab | mineral separate | [5 empty] | mineralisation | sulfide chimney | pyrite, marcasite, chalcopyrite |  | pyrite, marcasite, chalcopyrite | multiple stages: colloform marcasite-pyrite intergrowths (outermost wall), replacement assemblages (transition layers), dense recrystallized assemblages, marcasite pseudomorphs after pyrrhotite (middle layer) | sulfide chimney | colloform, subhedral, anhedral, euhedral, dense coarse-grained, columnar pseudomorphs |  |  |  | sphalerite, pyrrhotite, anhydrite, galena, tetrahedrite, tennantite | Transverse sections (polished sections) | EMPA, LA-ICPMS, MC-ICPMS | JEOL JXA-8100 EPMA; Teledyne Cetac Technologies Analyte Excite laser ablation system coupled with an Agilent Technologies 7700x quadrupole ICP-MS; ESI NWR Image GEO 193 coupled with TOFWERK icp TOF R; Neptune Plus multicollector ICP-MS (Thermo Fisher Scientific, Bremen, Germany) coupled with a Geolas HD excimer ArF laser ablation system (Coherent, Göttingen, Germany); Bruker M4 Tornado™ system | SIO, MNR; China University of Petroleum (East China), Qingdao, China; Nanjing Focu MS Technology Co. Ltd., Nanjing, China; Shanghai Chemlab Laboratory, Shanghai, China; Wuhan Sample Solution Analytical Technology Co. Ltd., Wuhan, China | EPMA: beam current of 10 nA, beam size of 1–5 μm, accelerating voltage of 20 kV. Micro-XRF: rhodium target X-ray tube operating at 50 kV and 800 nA, polycapillary lens providing a 40-μm spot size on a 20-μm raster, dwell time of 5 ms per pixel. LA-ICP-MS: 193-nm ArF excimer laser, fluence of 6 J/cm², 6 Hz repetition rate for 40 seconds (240 pulses), 30-second pre-ablation blank, total run time 70 seconds, spot size 32–44 μm, He carrier gas mixed with Ar. LA-ICP-TOF-MS: 193 nm ArF excimer laser, spot diameter ~20 µm, repetition rate ~20 Hz, laser fluence ~7 J/cm², scan speed ~4000 µm/s, He carrier gas ~600 ml/min, washout time 50 ms. S isotope MC-ICP-MS: spot size ~44 μm, pulse frequency ~2 Hz, laser fluence ~5 J/cm², He carrier gas with Ar make-up gas. | MASS-1 (Fe-Cu-Zn-S pressed pellet) and GSE-1G (synthetic basaltic glass) from the United States Geological Survey; pyrite PPP-1; chalcopyrite GBW07268; pyrrhotite SP-Po-01 (δ34S = 1.4‰ ± 0.4‰); chalcopyrite SP-CP-01 (δ34S = 5.45‰ ± 0.3‰); natural and synthetic minerals from USA SPI Supplies | 0.01029 |  |  |  | 0.59664 |  | 0 |  |  |  | 0.030104 |  |  |  | 0.012123 | [5 empty] | 0.15421 | [5 empty] | 0.019537 | [5 empty] | 0.16554 | [9 empty] | 5.2728 | [13 empty] | 0.010318 | [11 empty] | 0.32949 |  | 0.12316 |  | 0.18465 | [7 empty] | 0.13257 | [5 empty] | 0.005385 | [15 empty] | 825.0424 |  | 0.056991 |  |  |  | 0.58512 | [5 empty] | 0.14792 | [7 empty] | 0.15433 | [5 empty] | 0.008728 |  |  |  | 0.00387 |  | 0.028186 | [7 empty] | 0.36427 |  |  |  |  | 2025
| Xunmei vent field, Niaochao vent field |  | Seafloor hydrothermal | Volcanic-hosted massive sulfide (VMS) | seafloor massive sulfide (SMS) | Cu, Zn, Au, Ag | Co, Pb, Sb | Cu, Zn, Au, Ag, Co, Pb, Sb |  |  | I-Py4 (n=62)-89 | I-Py4 (n=62)-89 | seafloor vent field |  |  |  |  | ore material | grab | grab | mineral separate | [5 empty] | mineralisation | sulfide chimney | pyrite, marcasite, chalcopyrite |  | pyrite, marcasite, chalcopyrite | multiple stages: colloform marcasite-pyrite intergrowths (outermost wall), replacement assemblages (transition layers), dense recrystallized assemblages, marcasite pseudomorphs after pyrrhotite (middle layer) | sulfide chimney | colloform, subhedral, anhedral, euhedral, dense coarse-grained, columnar pseudomorphs |  |  |  | sphalerite, pyrrhotite, anhydrite, galena, tetrahedrite, tennantite | Transverse sections (polished sections) | EMPA, LA-ICPMS, MC-ICPMS | JEOL JXA-8100 EPMA; Teledyne Cetac Technologies Analyte Excite laser ablation system coupled with an Agilent Technologies 7700x quadrupole ICP-MS; ESI NWR Image GEO 193 coupled with TOFWERK icp TOF R; Neptune Plus multicollector ICP-MS (Thermo Fisher Scientific, Bremen, Germany) coupled with a Geolas HD excimer ArF laser ablation system (Coherent, Göttingen, Germany); Bruker M4 Tornado™ system | SIO, MNR; China University of Petroleum (East China), Qingdao, China; Nanjing Focu MS Technology Co. Ltd., Nanjing, China; Shanghai Chemlab Laboratory, Shanghai, China; Wuhan Sample Solution Analytical Technology Co. Ltd., Wuhan, China | EPMA: beam current of 10 nA, beam size of 1–5 μm, accelerating voltage of 20 kV. Micro-XRF: rhodium target X-ray tube operating at 50 kV and 800 nA, polycapillary lens providing a 40-μm spot size on a 20-μm raster, dwell time of 5 ms per pixel. LA-ICP-MS: 193-nm ArF excimer laser, fluence of 6 J/cm², 6 Hz repetition rate for 40 seconds (240 pulses), 30-second pre-ablation blank, total run time 70 seconds, spot size 32–44 μm, He carrier gas mixed with Ar. LA-ICP-TOF-MS: 193 nm ArF excimer laser, spot diameter ~20 µm, repetition rate ~20 Hz, laser fluence ~7 J/cm², scan speed ~4000 µm/s, He carrier gas ~600 ml/min, washout time 50 ms. S isotope MC-ICP-MS: spot size ~44 μm, pulse frequency ~2 Hz, laser fluence ~5 J/cm², He carrier gas with Ar make-up gas. | MASS-1 (Fe-Cu-Zn-S pressed pellet) and GSE-1G (synthetic basaltic glass) from the United States Geological Survey; pyrite PPP-1; chalcopyrite GBW07268; pyrrhotite SP-Po-01 (δ34S = 1.4‰ ± 0.4‰); chalcopyrite SP-CP-01 (δ34S = 5.45‰ ± 0.3‰); natural and synthetic minerals from USA SPI Supplies | 0 |  |  |  | 0.5534 |  | 0.006676 |  |  |  | 0 |  |  |  | 0.009699 | [5 empty] | 0.12356 | [5 empty] | 0.015103 | [5 empty] | 0.19019 | [9 empty] | 4.8021 | [13 empty] | 0.003382 | [11 empty] | 0.32229 |  | 0.15066 |  | 0 | [7 empty] | 0.10366 | [5 empty] | 0.017187 | [15 empty] | 994.6441 |  | 0.038503 |  |  |  | 0.53824 | [5 empty] | 0.16454 | [7 empty] | 0.35014 | [5 empty] | 0.012806 |  |  |  | 0.002644 |  | 0.0465 | [7 empty] | 0.39184 |  |  |  |  | 2025
| Xunmei vent field, Niaochao vent field |  | Seafloor hydrothermal | Volcanic-hosted massive sulfide (VMS) | seafloor massive sulfide (SMS) | Cu, Zn, Au, Ag | Co, Pb, Sb | Cu, Zn, Au, Ag, Co, Pb, Sb |  |  | I-Py4 (n=62)-90 | I-Py4 (n=62)-90 | seafloor vent field |  |  |  |  | ore material | grab | grab | mineral separate | [5 empty] | mineralisation | sulfide chimney | pyrite, marcasite, chalcopyrite |  | pyrite, marcasite, chalcopyrite | multiple stages: colloform marcasite-pyrite intergrowths (outermost wall), replacement assemblages (transition layers), dense recrystallized assemblages, marcasite pseudomorphs after pyrrhotite (middle layer) | sulfide chimney | colloform, subhedral, anhedral, euhedral, dense coarse-grained, columnar pseudomorphs |  |  |  | sphalerite, pyrrhotite, anhydrite, galena, tetrahedrite, tennantite | Transverse sections (polished sections) | EMPA, LA-ICPMS, MC-ICPMS | JEOL JXA-8100 EPMA; Teledyne Cetac Technologies Analyte Excite laser ablation system coupled with an Agilent Technologies 7700x quadrupole ICP-MS; ESI NWR Image GEO 193 coupled with TOFWERK icp TOF R; Neptune Plus multicollector ICP-MS (Thermo Fisher Scientific, Bremen, Germany) coupled with a Geolas HD excimer ArF laser ablation system (Coherent, Göttingen, Germany); Bruker M4 Tornado™ system | SIO, MNR; China University of Petroleum (East China), Qingdao, China; Nanjing Focu MS Technology Co. Ltd., Nanjing, China; Shanghai Chemlab Laboratory, Shanghai, China; Wuhan Sample Solution Analytical Technology Co. Ltd., Wuhan, China | EPMA: beam current of 10 nA, beam size of 1–5 μm, accelerating voltage of 20 kV. Micro-XRF: rhodium target X-ray tube operating at 50 kV and 800 nA, polycapillary lens providing a 40-μm spot size on a 20-μm raster, dwell time of 5 ms per pixel. LA-ICP-MS: 193-nm ArF excimer laser, fluence of 6 J/cm², 6 Hz repetition rate for 40 seconds (240 pulses), 30-second pre-ablation blank, total run time 70 seconds, spot size 32–44 μm, He carrier gas mixed with Ar. LA-ICP-TOF-MS: 193 nm ArF excimer laser, spot diameter ~20 µm, repetition rate ~20 Hz, laser fluence ~7 J/cm², scan speed ~4000 µm/s, He carrier gas ~600 ml/min, washout time 50 ms. S isotope MC-ICP-MS: spot size ~44 μm, pulse frequency ~2 Hz, laser fluence ~5 J/cm², He carrier gas with Ar make-up gas. | MASS-1 (Fe-Cu-Zn-S pressed pellet) and GSE-1G (synthetic basaltic glass) from the United States Geological Survey; pyrite PPP-1; chalcopyrite GBW07268; pyrrhotite SP-Po-01 (δ34S = 1.4‰ ± 0.4‰); chalcopyrite SP-CP-01 (δ34S = 5.45‰ ± 0.3‰); natural and synthetic minerals from USA SPI Supplies | 0.020968 |  |  |  | 0.98226 |  | 0.010427 |  |  |  | 0.02318 |  |  |  | 0.007893 | [5 empty] | 0.15286 | [5 empty] | 0.025045 | [5 empty] | 0.24664 | [9 empty] | 5.1036 | [13 empty] | 0.007282 | [11 empty] | 0.54948 |  | 0.17276 |  | 0.021273 | [7 empty] | 0.13342 | [5 empty] | 0.023996 | [15 empty] | 923.5185 |  | 0.04613 |  |  |  | 0.68271 | [5 empty] | 0.15928 | [7 empty] | 0.6709 | [5 empty] | 0.02043 |  |  |  | 0.004119 |  | 0.03875 | [7 empty] | 0.4337 |  |  |  |  | 2025
| Xunmei vent field, Niaochao vent field |  | Seafloor hydrothermal | Volcanic-hosted massive sulfide (VMS) | seafloor massive sulfide (SMS) | Cu, Zn, Au, Ag | Co, Pb, Sb | Cu, Zn, Au, Ag, Co, Pb, Sb |  |  | I-Py4 (n=62)-91 | I-Py4 (n=62)-91 | seafloor vent field |  |  |  |  | ore material | grab | grab | mineral separate | [5 empty] | mineralisation | sulfide chimney | pyrite, marcasite, chalcopyrite |  | pyrite, marcasite, chalcopyrite | multiple stages: colloform marcasite-pyrite intergrowths (outermost wall), replacement assemblages (transition layers), dense recrystallized assemblages, marcasite pseudomorphs after pyrrhotite (middle layer) | sulfide chimney | colloform, subhedral, anhedral, euhedral, dense coarse-grained, columnar pseudomorphs |  |  |  | sphalerite, pyrrhotite, anhydrite, galena, tetrahedrite, tennantite | Transverse sections (polished sections) | EMPA, LA-ICPMS, MC-ICPMS | JEOL JXA-8100 EPMA; Teledyne Cetac Technologies Analyte Excite laser ablation system coupled with an Agilent Technologies 7700x quadrupole ICP-MS; ESI NWR Image GEO 193 coupled with TOFWERK icp TOF R; Neptune Plus multicollector ICP-MS (Thermo Fisher Scientific, Bremen, Germany) coupled with a Geolas HD excimer ArF laser ablation system (Coherent, Göttingen, Germany); Bruker M4 Tornado™ system | SIO, MNR; China University of Petroleum (East China), Qingdao, China; Nanjing Focu MS Technology Co. Ltd., Nanjing, China; Shanghai Chemlab Laboratory, Shanghai, China; Wuhan Sample Solution Analytical Technology Co. Ltd., Wuhan, China | EPMA: beam current of 10 nA, beam size of 1–5 μm, accelerating voltage of 20 kV. Micro-XRF: rhodium target X-ray tube operating at 50 kV and 800 nA, polycapillary lens providing a 40-μm spot size on a 20-μm raster, dwell time of 5 ms per pixel. LA-ICP-MS: 193-nm ArF excimer laser, fluence of 6 J/cm², 6 Hz repetition rate for 40 seconds (240 pulses), 30-second pre-ablation blank, total run time 70 seconds, spot size 32–44 μm, He carrier gas mixed with Ar. LA-ICP-TOF-MS: 193 nm ArF excimer laser, spot diameter ~20 µm, repetition rate ~20 Hz, laser fluence ~7 J/cm², scan speed ~4000 µm/s, He carrier gas ~600 ml/min, washout time 50 ms. S isotope MC-ICP-MS: spot size ~44 μm, pulse frequency ~2 Hz, laser fluence ~5 J/cm², He carrier gas with Ar make-up gas. | MASS-1 (Fe-Cu-Zn-S pressed pellet) and GSE-1G (synthetic basaltic glass) from the United States Geological Survey; pyrite PPP-1; chalcopyrite GBW07268; pyrrhotite SP-Po-01 (δ34S = 1.4‰ ± 0.4‰); chalcopyrite SP-CP-01 (δ34S = 5.45‰ ± 0.3‰); natural and synthetic minerals from USA SPI Supplies | 0 |  |  |  | 0.53742 |  | 0 |  |  |  | 0.047388 |  |  |  | 0.011392 | [5 empty] | 0.14145 | [5 empty] | 0.030306 | [5 empty] | 0.2654 | [9 empty] | 5.715 | [13 empty] | 0.00481 | [11 empty] | 0.19101 |  | 0.12858 |  | 0.050037 | [7 empty] | 0.078947 | [5 empty] | 0.01775 | [15 empty] | 1133.7156 |  | 0.033101 |  |  |  | 0.55494 | [5 empty] | 0.17259 | [7 empty] | 0.21063 | [5 empty] | 0.011177 |  |  |  | 0.005729 |  | 0.03088 | [7 empty] | 0.47746 |  |  |  |  | 2025
| Xunmei vent field, Niaochao vent field |  | Seafloor hydrothermal | Volcanic-hosted massive sulfide (VMS) | seafloor massive sulfide (SMS) | Cu, Zn, Au, Ag | Co, Pb, Sb | Cu, Zn, Au, Ag, Co, Pb, Sb |  |  | I-Py4 (n=62)-92 | I-Py4 (n=62)-92 | seafloor vent field |  |  |  |  | ore material | grab | grab | mineral separate | [5 empty] | mineralisation | sulfide chimney | pyrite, marcasite, chalcopyrite |  | pyrite, marcasite, chalcopyrite | multiple stages: colloform marcasite-pyrite intergrowths (outermost wall), replacement assemblages (transition layers), dense recrystallized assemblages, marcasite pseudomorphs after pyrrhotite (middle layer) | sulfide chimney | colloform, subhedral, anhedral, euhedral, dense coarse-grained, columnar pseudomorphs |  |  |  | sphalerite, pyrrhotite, anhydrite, galena, tetrahedrite, tennantite | Transverse sections (polished sections) | EMPA, LA-ICPMS, MC-ICPMS | JEOL JXA-8100 EPMA; Teledyne Cetac Technologies Analyte Excite laser ablation system coupled with an Agilent Technologies 7700x quadrupole ICP-MS; ESI NWR Image GEO 193 coupled with TOFWERK icp TOF R; Neptune Plus multicollector ICP-MS (Thermo Fisher Scientific, Bremen, Germany) coupled with a Geolas HD excimer ArF laser ablation system (Coherent, Göttingen, Germany); Bruker M4 Tornado™ system | SIO, MNR; China University of Petroleum (East China), Qingdao, China; Nanjing Focu MS Technology Co. Ltd., Nanjing, China; Shanghai Chemlab Laboratory, Shanghai, China; Wuhan Sample Solution Analytical Technology Co. Ltd., Wuhan, China | EPMA: beam current of 10 nA, beam size of 1–5 μm, accelerating voltage of 20 kV. Micro-XRF: rhodium target X-ray tube operating at 50 kV and 800 nA, polycapillary lens providing a 40-μm spot size on a 20-μm raster, dwell time of 5 ms per pixel. LA-ICP-MS: 193-nm ArF excimer laser, fluence of 6 J/cm², 6 Hz repetition rate for 40 seconds (240 pulses), 30-second pre-ablation blank, total run time 70 seconds, spot size 32–44 μm, He carrier gas mixed with Ar. LA-ICP-TOF-MS: 193 nm ArF excimer laser, spot diameter ~20 µm, repetition rate ~20 Hz, laser fluence ~7 J/cm², scan speed ~4000 µm/s, He carrier gas ~600 ml/min, washout time 50 ms. S isotope MC-ICP-MS: spot size ~44 μm, pulse frequency ~2 Hz, laser fluence ~5 J/cm², He carrier gas with Ar make-up gas. | MASS-1 (Fe-Cu-Zn-S pressed pellet) and GSE-1G (synthetic basaltic glass) from the United States Geological Survey; pyrite PPP-1; chalcopyrite GBW07268; pyrrhotite SP-Po-01 (δ34S = 1.4‰ ± 0.4‰); chalcopyrite SP-CP-01 (δ34S = 5.45‰ ± 0.3‰); natural and synthetic minerals from USA SPI Supplies | 0.021717 |  |  |  | 0.6363 |  | 0.023299 |  |  |  | 0.050667 |  |  |  | 0.010692 | [5 empty] | 0.1634 | [5 empty] | 0.014384 | [5 empty] | 0.28077 | [9 empty] | 5.309 | [13 empty] | 0.005961 | [11 empty] | 0.30577 |  | 0.14419 |  | 0.058668 | [7 empty] | 0.087714 | [5 empty] | 0.021892 | [15 empty] | 1054.6409 |  | 0.051383 |  |  |  | 0.81132 | [5 empty] | 0.15879 | [7 empty] | 0.16125 | [5 empty] | 0.018584 |  |  |  | 0.01037 |  | 0.038116 | [7 empty] | 0.35974 |  |  |  |  | 2025
| Xunmei vent field, Niaochao vent field |  | Seafloor hydrothermal | Volcanic-hosted massive sulfide (VMS) | seafloor massive sulfide (SMS) | Cu, Zn, Au, Ag | Co, Pb, Sb | Cu, Zn, Au, Ag, Co, Pb, Sb |  |  | I-Py4 (n=62)-93 | I-Py4 (n=62)-93 | seafloor vent field |  |  |  |  | ore material | grab | grab | mineral separate | [5 empty] | mineralisation | sulfide chimney | pyrite, marcasite, chalcopyrite |  | pyrite, marcasite, chalcopyrite | multiple stages: colloform marcasite-pyrite intergrowths (outermost wall), replacement assemblages (transition layers), dense recrystallized assemblages, marcasite pseudomorphs after pyrrhotite (middle layer) | sulfide chimney | colloform, subhedral, anhedral, euhedral, dense coarse-grained, columnar pseudomorphs |  |  |  | sphalerite, pyrrhotite, anhydrite, galena, tetrahedrite, tennantite | Transverse sections (polished sections) | EMPA, LA-ICPMS, MC-ICPMS | JEOL JXA-8100 EPMA; Teledyne Cetac Technologies Analyte Excite laser ablation system coupled with an Agilent Technologies 7700x quadrupole ICP-MS; ESI NWR Image GEO 193 coupled with TOFWERK icp TOF R; Neptune Plus multicollector ICP-MS (Thermo Fisher Scientific, Bremen, Germany) coupled with a Geolas HD excimer ArF laser ablation system (Coherent, Göttingen, Germany); Bruker M4 Tornado™ system | SIO, MNR; China University of Petroleum (East China), Qingdao, China; Nanjing Focu MS Technology Co. Ltd., Nanjing, China; Shanghai Chemlab Laboratory, Shanghai, China; Wuhan Sample Solution Analytical Technology Co. Ltd., Wuhan, China | EPMA: beam current of 10 nA, beam size of 1–5 μm, accelerating voltage of 20 kV. Micro-XRF: rhodium target X-ray tube operating at 50 kV and 800 nA, polycapillary lens providing a 40-μm spot size on a 20-μm raster, dwell time of 5 ms per pixel. LA-ICP-MS: 193-nm ArF excimer laser, fluence of 6 J/cm², 6 Hz repetition rate for 40 seconds (240 pulses), 30-second pre-ablation blank, total run time 70 seconds, spot size 32–44 μm, He carrier gas mixed with Ar. LA-ICP-TOF-MS: 193 nm ArF excimer laser, spot diameter ~20 µm, repetition rate ~20 Hz, laser fluence ~7 J/cm², scan speed ~4000 µm/s, He carrier gas ~600 ml/min, washout time 50 ms. S isotope MC-ICP-MS: spot size ~44 μm, pulse frequency ~2 Hz, laser fluence ~5 J/cm², He carrier gas with Ar make-up gas. | MASS-1 (Fe-Cu-Zn-S pressed pellet) and GSE-1G (synthetic basaltic glass) from the United States Geological Survey; pyrite PPP-1; chalcopyrite GBW07268; pyrrhotite SP-Po-01 (δ34S = 1.4‰ ± 0.4‰); chalcopyrite SP-CP-01 (δ34S = 5.45‰ ± 0.3‰); natural and synthetic minerals from USA SPI Supplies | 0.010573 |  |  |  | 0.63765 |  | 0.007244 |  |  |  | 0.049386 |  |  |  | 0.010402 | [5 empty] | 0.092906 | [5 empty] | 0.014025 | [5 empty] | 0.19962 | [9 empty] | 6.1831 | [13 empty] | 0.008261 | [11 empty] | 0.40397 |  | 0.16113 |  | 0.076762 | [7 empty] | 0.11324 | [5 empty] | 0.01722 | [15 empty] | 921.7034 |  | 0.042705 |  |  |  | 0.9046 | [5 empty] | 0.16606 | [7 empty] | 0 | [5 empty] | 0.018145 |  |  |  | 0.002839 |  | 0.034315 | [7 empty] | 0.35844 |  |  |  |  | 2025
| Xunmei vent field, Niaochao vent field |  | Seafloor hydrothermal | Volcanic-hosted massive sulfide (VMS) | seafloor massive sulfide (SMS) | Cu, Zn, Au, Ag | Co, Pb, Sb | Cu, Zn, Au, Ag, Co, Pb, Sb |  |  | I-Py4 (n=62)-94 | I-Py4 (n=62)-94 | seafloor vent field |  |  |  |  | ore material | grab | grab | mineral separate | [5 empty] | mineralisation | sulfide chimney | pyrite, marcasite, chalcopyrite |  | pyrite, marcasite, chalcopyrite | multiple stages: colloform marcasite-pyrite intergrowths (outermost wall), replacement assemblages (transition layers), dense recrystallized assemblages, marcasite pseudomorphs after pyrrhotite (middle layer) | sulfide chimney | colloform, subhedral, anhedral, euhedral, dense coarse-grained, columnar pseudomorphs |  |  |  | sphalerite, pyrrhotite, anhydrite, galena, tetrahedrite, tennantite | Transverse sections (polished sections) | EMPA, LA-ICPMS, MC-ICPMS | JEOL JXA-8100 EPMA; Teledyne Cetac Technologies Analyte Excite laser ablation system coupled with an Agilent Technologies 7700x quadrupole ICP-MS; ESI NWR Image GEO 193 coupled with TOFWERK icp TOF R; Neptune Plus multicollector ICP-MS (Thermo Fisher Scientific, Bremen, Germany) coupled with a Geolas HD excimer ArF laser ablation system (Coherent, Göttingen, Germany); Bruker M4 Tornado™ system | SIO, MNR; China University of Petroleum (East China), Qingdao, China; Nanjing Focu MS Technology Co. Ltd., Nanjing, China; Shanghai Chemlab Laboratory, Shanghai, China; Wuhan Sample Solution Analytical Technology Co. Ltd., Wuhan, China | EPMA: beam current of 10 nA, beam size of 1–5 μm, accelerating voltage of 20 kV. Micro-XRF: rhodium target X-ray tube operating at 50 kV and 800 nA, polycapillary lens providing a 40-μm spot size on a 20-μm raster, dwell time of 5 ms per pixel. LA-ICP-MS: 193-nm ArF excimer laser, fluence of 6 J/cm², 6 Hz repetition rate for 40 seconds (240 pulses), 30-second pre-ablation blank, total run time 70 seconds, spot size 32–44 μm, He carrier gas mixed with Ar. LA-ICP-TOF-MS: 193 nm ArF excimer laser, spot diameter ~20 µm, repetition rate ~20 Hz, laser fluence ~7 J/cm², scan speed ~4000 µm/s, He carrier gas ~600 ml/min, washout time 50 ms. S isotope MC-ICP-MS: spot size ~44 μm, pulse frequency ~2 Hz, laser fluence ~5 J/cm², He carrier gas with Ar make-up gas. | MASS-1 (Fe-Cu-Zn-S pressed pellet) and GSE-1G (synthetic basaltic glass) from the United States Geological Survey; pyrite PPP-1; chalcopyrite GBW07268; pyrrhotite SP-Po-01 (δ34S = 1.4‰ ± 0.4‰); chalcopyrite SP-CP-01 (δ34S = 5.45‰ ± 0.3‰); natural and synthetic minerals from USA SPI Supplies | 0 |  |  |  | 0.66663 |  | 0 |  |  |  | 0.045792 |  |  |  | 0.008899 | [5 empty] | 0.1366 | [5 empty] | 0.023727 | [5 empty] | 0.24338 | [9 empty] | 5.1222 | [13 empty] | 0.007214 | [11 empty] | 0.39527 |  | 0.15217 |  | 0.046467 | [7 empty] | 0.16483 | [5 empty] | 0.020568 | [15 empty] | 825.0493 |  | 0.05045 |  |  |  | 0.70277 | [5 empty] | 0.19325 | [7 empty] | 0 | [5 empty] | 0.017055 |  |  |  | 0.006927 |  | 0.037964 | [7 empty] | 0.33869 |  |  |  |  | 2025
| Xunmei vent field, Niaochao vent field |  | Seafloor hydrothermal | Volcanic-hosted massive sulfide (VMS) | seafloor massive sulfide (SMS) | Cu, Zn, Au, Ag | Co, Pb, Sb | Cu, Zn, Au, Ag, Co, Pb, Sb |  |  | I-Py4 (n=62)-95 | I-Py4 (n=62)-95 | seafloor vent field |  |  |  |  | ore material | grab | grab | mineral separate | [5 empty] | mineralisation | sulfide chimney | pyrite, marcasite, chalcopyrite |  | pyrite, marcasite, chalcopyrite | multiple stages: colloform marcasite-pyrite intergrowths (outermost wall), replacement assemblages (transition layers), dense recrystallized assemblages, marcasite pseudomorphs after pyrrhotite (middle layer) | sulfide chimney | colloform, subhedral, anhedral, euhedral, dense coarse-grained, columnar pseudomorphs |  |  |  | sphalerite, pyrrhotite, anhydrite, galena, tetrahedrite, tennantite | Transverse sections (polished sections) | EMPA, LA-ICPMS, MC-ICPMS | JEOL JXA-8100 EPMA; Teledyne Cetac Technologies Analyte Excite laser ablation system coupled with an Agilent Technologies 7700x quadrupole ICP-MS; ESI NWR Image GEO 193 coupled with TOFWERK icp TOF R; Neptune Plus multicollector ICP-MS (Thermo Fisher Scientific, Bremen, Germany) coupled with a Geolas HD excimer ArF laser ablation system (Coherent, Göttingen, Germany); Bruker M4 Tornado™ system | SIO, MNR; China University of Petroleum (East China), Qingdao, China; Nanjing Focu MS Technology Co. Ltd., Nanjing, China; Shanghai Chemlab Laboratory, Shanghai, China; Wuhan Sample Solution Analytical Technology Co. Ltd., Wuhan, China | EPMA: beam current of 10 nA, beam size of 1–5 μm, accelerating voltage of 20 kV. Micro-XRF: rhodium target X-ray tube operating at 50 kV and 800 nA, polycapillary lens providing a 40-μm spot size on a 20-μm raster, dwell time of 5 ms per pixel. LA-ICP-MS: 193-nm ArF excimer laser, fluence of 6 J/cm², 6 Hz repetition rate for 40 seconds (240 pulses), 30-second pre-ablation blank, total run time 70 seconds, spot size 32–44 μm, He carrier gas mixed with Ar. LA-ICP-TOF-MS: 193 nm ArF excimer laser, spot diameter ~20 µm, repetition rate ~20 Hz, laser fluence ~7 J/cm², scan speed ~4000 µm/s, He carrier gas ~600 ml/min, washout time 50 ms. S isotope MC-ICP-MS: spot size ~44 μm, pulse frequency ~2 Hz, laser fluence ~5 J/cm², He carrier gas with Ar make-up gas. | MASS-1 (Fe-Cu-Zn-S pressed pellet) and GSE-1G (synthetic basaltic glass) from the United States Geological Survey; pyrite PPP-1; chalcopyrite GBW07268; pyrrhotite SP-Po-01 (δ34S = 1.4‰ ± 0.4‰); chalcopyrite SP-CP-01 (δ34S = 5.45‰ ± 0.3‰); natural and synthetic minerals from USA SPI Supplies | 0.021774 |  |  |  | 0.82393 |  | 0.023502 |  |  |  | 0.046141 |  |  |  | 0.009811 | [5 empty] | 0.27549 | [5 empty] | 0.016753 | [5 empty] | 0.30206 | [9 empty] | 4.5594 | [13 empty] | 0.008523 | [11 empty] | 0.3983 |  | 0.16502 |  | 0 | [7 empty] | 0.11846 | [5 empty] | 0.017694 | [15 empty] | 1056.1568 |  | 0.029454 |  |  |  | 0.60943 | [5 empty] | 0.14685 | [7 empty] | 0 | [5 empty] | 0.018731 |  |  |  | 0 |  | 0.037171 | [7 empty] | 0.31824 |  |  |  |  | 2025
| Xunmei vent field, Niaochao vent field |  | Seafloor hydrothermal | Volcanic-hosted massive sulfide (VMS) | seafloor massive sulfide (SMS) | Cu, Zn, Au, Ag | Co, Pb, Sb | Cu, Zn, Au, Ag, Co, Pb, Sb |  |  | I-Py4 (n=62)-96 | I-Py4 (n=62)-96 | seafloor vent field |  |  |  |  | ore material | grab | grab | mineral separate | [5 empty] | mineralisation | sulfide chimney | pyrite, marcasite, chalcopyrite |  | pyrite, marcasite, chalcopyrite | multiple stages: colloform marcasite-pyrite intergrowths (outermost wall), replacement assemblages (transition layers), dense recrystallized assemblages, marcasite pseudomorphs after pyrrhotite (middle layer) | sulfide chimney | colloform, subhedral, anhedral, euhedral, dense coarse-grained, columnar pseudomorphs |  |  |  | sphalerite, pyrrhotite, anhydrite, galena, tetrahedrite, tennantite | Transverse sections (polished sections) | EMPA, LA-ICPMS, MC-ICPMS | JEOL JXA-8100 EPMA; Teledyne Cetac Technologies Analyte Excite laser ablation system coupled with an Agilent Technologies 7700x quadrupole ICP-MS; ESI NWR Image GEO 193 coupled with TOFWERK icp TOF R; Neptune Plus multicollector ICP-MS (Thermo Fisher Scientific, Bremen, Germany) coupled with a Geolas HD excimer ArF laser ablation system (Coherent, Göttingen, Germany); Bruker M4 Tornado™ system | SIO, MNR; China University of Petroleum (East China), Qingdao, China; Nanjing Focu MS Technology Co. Ltd., Nanjing, China; Shanghai Chemlab Laboratory, Shanghai, China; Wuhan Sample Solution Analytical Technology Co. Ltd., Wuhan, China | EPMA: beam current of 10 nA, beam size of 1–5 μm, accelerating voltage of 20 kV. Micro-XRF: rhodium target X-ray tube operating at 50 kV and 800 nA, polycapillary lens providing a 40-μm spot size on a 20-μm raster, dwell time of 5 ms per pixel. LA-ICP-MS: 193-nm ArF excimer laser, fluence of 6 J/cm², 6 Hz repetition rate for 40 seconds (240 pulses), 30-second pre-ablation blank, total run time 70 seconds, spot size 32–44 μm, He carrier gas mixed with Ar. LA-ICP-TOF-MS: 193 nm ArF excimer laser, spot diameter ~20 µm, repetition rate ~20 Hz, laser fluence ~7 J/cm², scan speed ~4000 µm/s, He carrier gas ~600 ml/min, washout time 50 ms. S isotope MC-ICP-MS: spot size ~44 μm, pulse frequency ~2 Hz, laser fluence ~5 J/cm², He carrier gas with Ar make-up gas. | MASS-1 (Fe-Cu-Zn-S pressed pellet) and GSE-1G (synthetic basaltic glass) from the United States Geological Survey; pyrite PPP-1; chalcopyrite GBW07268; pyrrhotite SP-Po-01 (δ34S = 1.4‰ ± 0.4‰); chalcopyrite SP-CP-01 (δ34S = 5.45‰ ± 0.3‰); natural and synthetic minerals from USA SPI Supplies | 0.0466 |  |  |  | 0.83299 |  | 0.018813 |  |  |  | 0.070786 |  |  |  | 0.014098 | [5 empty] | 0.26412 | [5 empty] | 0.013027 | [5 empty] | 0.17192 | [9 empty] | 6.3045 | [13 empty] | 0.008967 | [11 empty] | 0.29805 |  | 0.1467 |  | 0.04926 | [7 empty] | 0.17953 | [5 empty] | 0.023303 | [15 empty] | 1114.4172 |  | 0.044022 |  |  |  | 0.79107 | [5 empty] | 0.15968 | [7 empty] | 0.23469 | [5 empty] | 0.012747 |  |  |  | 0.008942 |  | 0.048366 | [7 empty] | 0.43259 |  |  |  |  | 2025
| Xunmei vent field, Niaochao vent field |  | Seafloor hydrothermal | Volcanic-hosted massive sulfide (VMS) | seafloor massive sulfide (SMS) | Cu, Zn, Au, Ag | Co, Pb, Sb | Cu, Zn, Au, Ag, Co, Pb, Sb |  |  | I-Py4 (n=62)-97 | I-Py4 (n=62)-97 | seafloor vent field |  |  |  |  | ore material | grab | grab | mineral separate | [5 empty] | mineralisation | sulfide chimney | pyrite, marcasite, chalcopyrite |  | pyrite, marcasite, chalcopyrite | multiple stages: colloform marcasite-pyrite intergrowths (outermost wall), replacement assemblages (transition layers), dense recrystallized assemblages, marcasite pseudomorphs after pyrrhotite (middle layer) | sulfide chimney | colloform, subhedral, anhedral, euhedral, dense coarse-grained, columnar pseudomorphs |  |  |  | sphalerite, pyrrhotite, anhydrite, galena, tetrahedrite, tennantite | Transverse sections (polished sections) | EMPA, LA-ICPMS, MC-ICPMS | JEOL JXA-8100 EPMA; Teledyne Cetac Technologies Analyte Excite laser ablation system coupled with an Agilent Technologies 7700x quadrupole ICP-MS; ESI NWR Image GEO 193 coupled with TOFWERK icp TOF R; Neptune Plus multicollector ICP-MS (Thermo Fisher Scientific, Bremen, Germany) coupled with a Geolas HD excimer ArF laser ablation system (Coherent, Göttingen, Germany); Bruker M4 Tornado™ system | SIO, MNR; China University of Petroleum (East China), Qingdao, China; Nanjing Focu MS Technology Co. Ltd., Nanjing, China; Shanghai Chemlab Laboratory, Shanghai, China; Wuhan Sample Solution Analytical Technology Co. Ltd., Wuhan, China | EPMA: beam current of 10 nA, beam size of 1–5 μm, accelerating voltage of 20 kV. Micro-XRF: rhodium target X-ray tube operating at 50 kV and 800 nA, polycapillary lens providing a 40-μm spot size on a 20-μm raster, dwell time of 5 ms per pixel. LA-ICP-MS: 193-nm ArF excimer laser, fluence of 6 J/cm², 6 Hz repetition rate for 40 seconds (240 pulses), 30-second pre-ablation blank, total run time 70 seconds, spot size 32–44 μm, He carrier gas mixed with Ar. LA-ICP-TOF-MS: 193 nm ArF excimer laser, spot diameter ~20 µm, repetition rate ~20 Hz, laser fluence ~7 J/cm², scan speed ~4000 µm/s, He carrier gas ~600 ml/min, washout time 50 ms. S isotope MC-ICP-MS: spot size ~44 μm, pulse frequency ~2 Hz, laser fluence ~5 J/cm², He carrier gas with Ar make-up gas. | MASS-1 (Fe-Cu-Zn-S pressed pellet) and GSE-1G (synthetic basaltic glass) from the United States Geological Survey; pyrite PPP-1; chalcopyrite GBW07268; pyrrhotite SP-Po-01 (δ34S = 1.4‰ ± 0.4‰); chalcopyrite SP-CP-01 (δ34S = 5.45‰ ± 0.3‰); natural and synthetic minerals from USA SPI Supplies | 0.005122 |  |  |  | 0.55034 |  | 0.004986 |  |  |  | 0 |  |  |  | 0.003473 | [5 empty] | 0 | [5 empty] | 0.005643 | [5 empty] | 0.13337 | [9 empty] | 1.6411 | [13 empty] | 0.001794 | [11 empty] | 0.082961 |  | 0.22491 |  | 0.019363 | [7 empty] | 0.034628 | [5 empty] | 0.007199 | [15 empty] | 697.4651 |  | 0.037601 |  |  |  | 0.439 | [5 empty] | 0.11402 | [7 empty] | 0.050087 | [5 empty] | 0.004948 |  |  |  | 0 |  | 0.021815 | [7 empty] | 0.35601 |  |  |  |  | 2025
| Xunmei vent field, Niaochao vent field |  | Seafloor hydrothermal | Volcanic-hosted massive sulfide (VMS) | seafloor massive sulfide (SMS) | Cu, Zn, Au, Ag | Co, Pb, Sb | Cu, Zn, Au, Ag, Co, Pb, Sb |  |  | I-Py4 (n=62)-98 | I-Py4 (n=62)-98 | seafloor vent field |  |  |  |  | ore material | grab | grab | mineral separate | [5 empty] | mineralisation | sulfide chimney | pyrite, marcasite, chalcopyrite |  | pyrite, marcasite, chalcopyrite | multiple stages: colloform marcasite-pyrite intergrowths (outermost wall), replacement assemblages (transition layers), dense recrystallized assemblages, marcasite pseudomorphs after pyrrhotite (middle layer) | sulfide chimney | colloform, subhedral, anhedral, euhedral, dense coarse-grained, columnar pseudomorphs |  |  |  | sphalerite, pyrrhotite, anhydrite, galena, tetrahedrite, tennantite | Transverse sections (polished sections) | EMPA, LA-ICPMS, MC-ICPMS | JEOL JXA-8100 EPMA; Teledyne Cetac Technologies Analyte Excite laser ablation system coupled with an Agilent Technologies 7700x quadrupole ICP-MS; ESI NWR Image GEO 193 coupled with TOFWERK icp TOF R; Neptune Plus multicollector ICP-MS (Thermo Fisher Scientific, Bremen, Germany) coupled with a Geolas HD excimer ArF laser ablation system (Coherent, Göttingen, Germany); Bruker M4 Tornado™ system | SIO, MNR; China University of Petroleum (East China), Qingdao, China; Nanjing Focu MS Technology Co. Ltd., Nanjing, China; Shanghai Chemlab Laboratory, Shanghai, China; Wuhan Sample Solution Analytical Technology Co. Ltd., Wuhan, China | EPMA: beam current of 10 nA, beam size of 1–5 μm, accelerating voltage of 20 kV. Micro-XRF: rhodium target X-ray tube operating at 50 kV and 800 nA, polycapillary lens providing a 40-μm spot size on a 20-μm raster, dwell time of 5 ms per pixel. LA-ICP-MS: 193-nm ArF excimer laser, fluence of 6 J/cm², 6 Hz repetition rate for 40 seconds (240 pulses), 30-second pre-ablation blank, total run time 70 seconds, spot size 32–44 μm, He carrier gas mixed with Ar. LA-ICP-TOF-MS: 193 nm ArF excimer laser, spot diameter ~20 µm, repetition rate ~20 Hz, laser fluence ~7 J/cm², scan speed ~4000 µm/s, He carrier gas ~600 ml/min, washout time 50 ms. S isotope MC-ICP-MS: spot size ~44 μm, pulse frequency ~2 Hz, laser fluence ~5 J/cm², He carrier gas with Ar make-up gas. | MASS-1 (Fe-Cu-Zn-S pressed pellet) and GSE-1G (synthetic basaltic glass) from the United States Geological Survey; pyrite PPP-1; chalcopyrite GBW07268; pyrrhotite SP-Po-01 (δ34S = 1.4‰ ± 0.4‰); chalcopyrite SP-CP-01 (δ34S = 5.45‰ ± 0.3‰); natural and synthetic minerals from USA SPI Supplies | 0.010263 |  |  |  | 0.39382 |  | 0 |  |  |  | 0 |  |  |  | 0.002785 | [5 empty] | 0.053094 | [5 empty] | 0.005657 | [5 empty] | 0.1619 | [9 empty] | 2.6202 | [13 empty] | 0.003433 | [11 empty] | 0 |  | 0.23178 |  | 0 | [7 empty] | 0.034575 | [5 empty] | 0.006757 | [15 empty] | 639.7651 |  | 0.024166 |  |  |  | 0.54384 | [5 empty] | 0.11647 | [7 empty] | 0 | [5 empty] | 0.003434 |  |  |  | 0.00155 |  | 0.028401 | [7 empty] | 0.40885 |  |  |  |  | 2025
| Xunmei vent field, Niaochao vent field |  | Seafloor hydrothermal | Volcanic-hosted massive sulfide (VMS) | seafloor massive sulfide (SMS) | Cu, Zn, Au, Ag | Co, Pb, Sb | Cu, Zn, Au, Ag, Co, Pb, Sb |  |  | I-Py4 (n=62)-99 | I-Py4 (n=62)-99 | seafloor vent field |  |  |  |  | ore material | grab | grab | mineral separate | [5 empty] | mineralisation | sulfide chimney | pyrite, marcasite, chalcopyrite |  | pyrite, marcasite, chalcopyrite | multiple stages: colloform marcasite-pyrite intergrowths (outermost wall), replacement assemblages (transition layers), dense recrystallized assemblages, marcasite pseudomorphs after pyrrhotite (middle layer) | sulfide chimney | colloform, subhedral, anhedral, euhedral, dense coarse-grained, columnar pseudomorphs |  |  |  | sphalerite, pyrrhotite, anhydrite, galena, tetrahedrite, tennantite | Transverse sections (polished sections) | EMPA, LA-ICPMS, MC-ICPMS | JEOL JXA-8100 EPMA; Teledyne Cetac Technologies Analyte Excite laser ablation system coupled with an Agilent Technologies 7700x quadrupole ICP-MS; ESI NWR Image GEO 193 coupled with TOFWERK icp TOF R; Neptune Plus multicollector ICP-MS (Thermo Fisher Scientific, Bremen, Germany) coupled with a Geolas HD excimer ArF laser ablation system (Coherent, Göttingen, Germany); Bruker M4 Tornado™ system | SIO, MNR; China University of Petroleum (East China), Qingdao, China; Nanjing Focu MS Technology Co. Ltd., Nanjing, China; Shanghai Chemlab Laboratory, Shanghai, China; Wuhan Sample Solution Analytical Technology Co. Ltd., Wuhan, China | EPMA: beam current of 10 nA, beam size of 1–5 μm, accelerating voltage of 20 kV. Micro-XRF: rhodium target X-ray tube operating at 50 kV and 800 nA, polycapillary lens providing a 40-μm spot size on a 20-μm raster, dwell time of 5 ms per pixel. LA-ICP-MS: 193-nm ArF excimer laser, fluence of 6 J/cm², 6 Hz repetition rate for 40 seconds (240 pulses), 30-second pre-ablation blank, total run time 70 seconds, spot size 32–44 μm, He carrier gas mixed with Ar. LA-ICP-TOF-MS: 193 nm ArF excimer laser, spot diameter ~20 µm, repetition rate ~20 Hz, laser fluence ~7 J/cm², scan speed ~4000 µm/s, He carrier gas ~600 ml/min, washout time 50 ms. S isotope MC-ICP-MS: spot size ~44 μm, pulse frequency ~2 Hz, laser fluence ~5 J/cm², He carrier gas with Ar make-up gas. | MASS-1 (Fe-Cu-Zn-S pressed pellet) and GSE-1G (synthetic basaltic glass) from the United States Geological Survey; pyrite PPP-1; chalcopyrite GBW07268; pyrrhotite SP-Po-01 (δ34S = 1.4‰ ± 0.4‰); chalcopyrite SP-CP-01 (δ34S = 5.45‰ ± 0.3‰); natural and synthetic minerals from USA SPI Supplies | 0.014078 |  |  |  | 0.56258 |  | 0.009548 |  |  |  | 0 |  |  |  | 0.00695 | [5 empty] | 0.027263 | [5 empty] | 0.015535 | [5 empty] | 0.25582 | [9 empty] | 673.5177 | [13 empty] | 0.002449 | [11 empty] | 0 |  | 0.33826 |  | 0 | [7 empty] | 0.082844 | [5 empty] | 0.015727 | [15 empty] | 845.171 |  | 0.051809 |  |  |  | 0.97596 | [5 empty] | 0.13121 | [7 empty] | 0 | [5 empty] | 0.006179 |  |  |  | 0 |  | 0.014616 | [7 empty] | 0.45985 |  |  |  |  | 2025
| Xunmei vent field, Niaochao vent field |  | Seafloor hydrothermal | Volcanic-hosted massive sulfide (VMS) | seafloor massive sulfide (SMS) | Cu, Zn, Au, Ag | Co, Pb, Sb | Cu, Zn, Au, Ag, Co, Pb, Sb |  |  | I-Py4 (n=62)-100 | I-Py4 (n=62)-100 | seafloor vent field |  |  |  |  | ore material | grab | grab | mineral separate | [5 empty] | mineralisation | sulfide chimney | pyrite, marcasite, chalcopyrite |  | pyrite, marcasite, chalcopyrite | multiple stages: colloform marcasite-pyrite intergrowths (outermost wall), replacement assemblages (transition layers), dense recrystallized assemblages, marcasite pseudomorphs after pyrrhotite (middle layer) | sulfide chimney | colloform, subhedral, anhedral, euhedral, dense coarse-grained, columnar pseudomorphs |  |  |  | sphalerite, pyrrhotite, anhydrite, galena, tetrahedrite, tennantite | Transverse sections (polished sections) | EMPA, LA-ICPMS, MC-ICPMS | JEOL JXA-8100 EPMA; Teledyne Cetac Technologies Analyte Excite laser ablation system coupled with an Agilent Technologies 7700x quadrupole ICP-MS; ESI NWR Image GEO 193 coupled with TOFWERK icp TOF R; Neptune Plus multicollector ICP-MS (Thermo Fisher Scientific, Bremen, Germany) coupled with a Geolas HD excimer ArF laser ablation system (Coherent, Göttingen, Germany); Bruker M4 Tornado™ system | SIO, MNR; China University of Petroleum (East China), Qingdao, China; Nanjing Focu MS Technology Co. Ltd., Nanjing, China; Shanghai Chemlab Laboratory, Shanghai, China; Wuhan Sample Solution Analytical Technology Co. Ltd., Wuhan, China | EPMA: beam current of 10 nA, beam size of 1–5 μm, accelerating voltage of 20 kV. Micro-XRF: rhodium target X-ray tube operating at 50 kV and 800 nA, polycapillary lens providing a 40-μm spot size on a 20-μm raster, dwell time of 5 ms per pixel. LA-ICP-MS: 193-nm ArF excimer laser, fluence of 6 J/cm², 6 Hz repetition rate for 40 seconds (240 pulses), 30-second pre-ablation blank, total run time 70 seconds, spot size 32–44 μm, He carrier gas mixed with Ar. LA-ICP-TOF-MS: 193 nm ArF excimer laser, spot diameter ~20 µm, repetition rate ~20 Hz, laser fluence ~7 J/cm², scan speed ~4000 µm/s, He carrier gas ~600 ml/min, washout time 50 ms. S isotope MC-ICP-MS: spot size ~44 μm, pulse frequency ~2 Hz, laser fluence ~5 J/cm², He carrier gas with Ar make-up gas. | MASS-1 (Fe-Cu-Zn-S pressed pellet) and GSE-1G (synthetic basaltic glass) from the United States Geological Survey; pyrite PPP-1; chalcopyrite GBW07268; pyrrhotite SP-Po-01 (δ34S = 1.4‰ ± 0.4‰); chalcopyrite SP-CP-01 (δ34S = 5.45‰ ± 0.3‰); natural and synthetic minerals from USA SPI Supplies | 0.005244 |  |  |  | 0.3493 |  | 0 |  |  |  | 0.021036 |  |  |  | 0.002384 | [5 empty] | 0.040573 | [5 empty] | 0.005787 | [5 empty] | 0.19717 | [9 empty] | 2.3584 | [13 empty] | 0.005056 | [11 empty] | 0.12037 |  | 0.29263 |  | 0.027682 | [7 empty] | 0.057557 | [5 empty] | 0.009171 | [15 empty] | 553.0878 |  | 0.03058 |  |  |  | 0.69997 | [5 empty] | 0.10038 | [7 empty] | 0.051609 | [5 empty] | 0.005123 |  |  |  | 0 |  | 0.013774 | [7 empty] | 0.34731 |  |  |  |  | 2025
| Xunmei vent field, Niaochao vent field |  | Seafloor hydrothermal | Volcanic-hosted massive sulfide (VMS) | seafloor massive sulfide (SMS) | Cu, Zn, Au, Ag | Co, Pb, Sb | Cu, Zn, Au, Ag, Co, Pb, Sb |  |  | I-Py4 (n=62)-101 | I-Py4 (n=62)-101 | seafloor vent field |  |  |  |  | ore material | grab | grab | mineral separate | [5 empty] | mineralisation | sulfide chimney | pyrite, marcasite, chalcopyrite |  | pyrite, marcasite, chalcopyrite | multiple stages: colloform marcasite-pyrite intergrowths (outermost wall), replacement assemblages (transition layers), dense recrystallized assemblages, marcasite pseudomorphs after pyrrhotite (middle layer) | sulfide chimney | colloform, subhedral, anhedral, euhedral, dense coarse-grained, columnar pseudomorphs |  |  |  | sphalerite, pyrrhotite, anhydrite, galena, tetrahedrite, tennantite | Transverse sections (polished sections) | EMPA, LA-ICPMS, MC-ICPMS | JEOL JXA-8100 EPMA; Teledyne Cetac Technologies Analyte Excite laser ablation system coupled with an Agilent Technologies 7700x quadrupole ICP-MS; ESI NWR Image GEO 193 coupled with TOFWERK icp TOF R; Neptune Plus multicollector ICP-MS (Thermo Fisher Scientific, Bremen, Germany) coupled with a Geolas HD excimer ArF laser ablation system (Coherent, Göttingen, Germany); Bruker M4 Tornado™ system | SIO, MNR; China University of Petroleum (East China), Qingdao, China; Nanjing Focu MS Technology Co. Ltd., Nanjing, China; Shanghai Chemlab Laboratory, Shanghai, China; Wuhan Sample Solution Analytical Technology Co. Ltd., Wuhan, China | EPMA: beam current of 10 nA, beam size of 1–5 μm, accelerating voltage of 20 kV. Micro-XRF: rhodium target X-ray tube operating at 50 kV and 800 nA, polycapillary lens providing a 40-μm spot size on a 20-μm raster, dwell time of 5 ms per pixel. LA-ICP-MS: 193-nm ArF excimer laser, fluence of 6 J/cm², 6 Hz repetition rate for 40 seconds (240 pulses), 30-second pre-ablation blank, total run time 70 seconds, spot size 32–44 μm, He carrier gas mixed with Ar. LA-ICP-TOF-MS: 193 nm ArF excimer laser, spot diameter ~20 µm, repetition rate ~20 Hz, laser fluence ~7 J/cm², scan speed ~4000 µm/s, He carrier gas ~600 ml/min, washout time 50 ms. S isotope MC-ICP-MS: spot size ~44 μm, pulse frequency ~2 Hz, laser fluence ~5 J/cm², He carrier gas with Ar make-up gas. | MASS-1 (Fe-Cu-Zn-S pressed pellet) and GSE-1G (synthetic basaltic glass) from the United States Geological Survey; pyrite PPP-1; chalcopyrite GBW07268; pyrrhotite SP-Po-01 (δ34S = 1.4‰ ± 0.4‰); chalcopyrite SP-CP-01 (δ34S = 5.45‰ ± 0.3‰); natural and synthetic minerals from USA SPI Supplies | 0 |  |  |  | 0.51222 |  | 0.011431 |  |  |  | 0.01545 |  |  |  | 0.00418 | [5 empty] | 0.043272 | [5 empty] | 0.013046 | [5 empty] | 0.15602 | [9 empty] | 2.0694 | [13 empty] | 0.003096 | [11 empty] | 0.12355 |  | 0.26443 |  | 0 | [7 empty] | 0.092381 | [5 empty] | 0.010089 | [15 empty] | 664.3338 |  | 0.03274 |  |  |  | 0.56679 | [5 empty] | 0.15228 | [7 empty] | 0.052942 | [5 empty] | 0.004733 |  |  |  | 0 |  | 0.016714 | [7 empty] | 0.32013 |  |  |  |  | 2025
| Xunmei vent field, Niaochao vent field |  | Seafloor hydrothermal | Volcanic-hosted massive sulfide (VMS) | seafloor massive sulfide (SMS) | Cu, Zn, Au, Ag | Co, Pb, Sb | Cu, Zn, Au, Ag, Co, Pb, Sb |  |  | I-Py4 (n=62)-102 | I-Py4 (n=62)-102 | seafloor vent field |  |  |  |  | ore material | grab | grab | mineral separate | [5 empty] | mineralisation | sulfide chimney | pyrite, marcasite, chalcopyrite |  | pyrite, marcasite, chalcopyrite | multiple stages: colloform marcasite-pyrite intergrowths (outermost wall), replacement assemblages (transition layers), dense recrystallized assemblages, marcasite pseudomorphs after pyrrhotite (middle layer) | sulfide chimney | colloform, subhedral, anhedral, euhedral, dense coarse-grained, columnar pseudomorphs |  |  |  | sphalerite, pyrrhotite, anhydrite, galena, tetrahedrite, tennantite | Transverse sections (polished sections) | EMPA, LA-ICPMS, MC-ICPMS | JEOL JXA-8100 EPMA; Teledyne Cetac Technologies Analyte Excite laser ablation system coupled with an Agilent Technologies 7700x quadrupole ICP-MS; ESI NWR Image GEO 193 coupled with TOFWERK icp TOF R; Neptune Plus multicollector ICP-MS (Thermo Fisher Scientific, Bremen, Germany) coupled with a Geolas HD excimer ArF laser ablation system (Coherent, Göttingen, Germany); Bruker M4 Tornado™ system | SIO, MNR; China University of Petroleum (East China), Qingdao, China; Nanjing Focu MS Technology Co. Ltd., Nanjing, China; Shanghai Chemlab Laboratory, Shanghai, China; Wuhan Sample Solution Analytical Technology Co. Ltd., Wuhan, China | EPMA: beam current of 10 nA, beam size of 1–5 μm, accelerating voltage of 20 kV. Micro-XRF: rhodium target X-ray tube operating at 50 kV and 800 nA, polycapillary lens providing a 40-μm spot size on a 20-μm raster, dwell time of 5 ms per pixel. LA-ICP-MS: 193-nm ArF excimer laser, fluence of 6 J/cm², 6 Hz repetition rate for 40 seconds (240 pulses), 30-second pre-ablation blank, total run time 70 seconds, spot size 32–44 μm, He carrier gas mixed with Ar. LA-ICP-TOF-MS: 193 nm ArF excimer laser, spot diameter ~20 µm, repetition rate ~20 Hz, laser fluence ~7 J/cm², scan speed ~4000 µm/s, He carrier gas ~600 ml/min, washout time 50 ms. S isotope MC-ICP-MS: spot size ~44 μm, pulse frequency ~2 Hz, laser fluence ~5 J/cm², He carrier gas with Ar make-up gas. | MASS-1 (Fe-Cu-Zn-S pressed pellet) and GSE-1G (synthetic basaltic glass) from the United States Geological Survey; pyrite PPP-1; chalcopyrite GBW07268; pyrrhotite SP-Po-01 (δ34S = 1.4‰ ± 0.4‰); chalcopyrite SP-CP-01 (δ34S = 5.45‰ ± 0.3‰); natural and synthetic minerals from USA SPI Supplies | 0.005198 |  |  |  | 0.51624 |  | 0 |  |  |  | 0 |  |  |  | 0.004069 | [5 empty] | 0.027928 | [5 empty] | 0 | [5 empty] | 0.18353 | [9 empty] | 2.3523 | [13 empty] | 0.006797 | [11 empty] | 0 |  | 0.20773 |  | 0.019728 | [7 empty] | 0.07298 | [5 empty] | 0.007415 | [15 empty] | 491.1862 |  | 0.019033 |  |  |  | 0.57876 | [5 empty] | 0.11755 | [7 empty] | 0 | [5 empty] | 0.004031 |  |  |  | 0 |  | 0.010327 | [7 empty] | 0.30433 |  |  |  |  | 2025
| Xunmei vent field, Niaochao vent field |  | Seafloor hydrothermal | Volcanic-hosted massive sulfide (VMS) | seafloor massive sulfide (SMS) | Cu, Zn, Au, Ag | Co, Pb, Sb | Cu, Zn, Au, Ag, Co, Pb, Sb |  |  | I-Py4 (n=62)-103 | I-Py4 (n=62)-103 | seafloor vent field |  |  |  |  | ore material | grab | grab | mineral separate | [5 empty] | mineralisation | sulfide chimney | pyrite, marcasite, chalcopyrite |  | pyrite, marcasite, chalcopyrite | multiple stages: colloform marcasite-pyrite intergrowths (outermost wall), replacement assemblages (transition layers), dense recrystallized assemblages, marcasite pseudomorphs after pyrrhotite (middle layer) | sulfide chimney | colloform, subhedral, anhedral, euhedral, dense coarse-grained, columnar pseudomorphs |  |  |  | sphalerite, pyrrhotite, anhydrite, galena, tetrahedrite, tennantite | Transverse sections (polished sections) | EMPA, LA-ICPMS, MC-ICPMS | JEOL JXA-8100 EPMA; Teledyne Cetac Technologies Analyte Excite laser ablation system coupled with an Agilent Technologies 7700x quadrupole ICP-MS; ESI NWR Image GEO 193 coupled with TOFWERK icp TOF R; Neptune Plus multicollector ICP-MS (Thermo Fisher Scientific, Bremen, Germany) coupled with a Geolas HD excimer ArF laser ablation system (Coherent, Göttingen, Germany); Bruker M4 Tornado™ system | SIO, MNR; China University of Petroleum (East China), Qingdao, China; Nanjing Focu MS Technology Co. Ltd., Nanjing, China; Shanghai Chemlab Laboratory, Shanghai, China; Wuhan Sample Solution Analytical Technology Co. Ltd., Wuhan, China | EPMA: beam current of 10 nA, beam size of 1–5 μm, accelerating voltage of 20 kV. Micro-XRF: rhodium target X-ray tube operating at 50 kV and 800 nA, polycapillary lens providing a 40-μm spot size on a 20-μm raster, dwell time of 5 ms per pixel. LA-ICP-MS: 193-nm ArF excimer laser, fluence of 6 J/cm², 6 Hz repetition rate for 40 seconds (240 pulses), 30-second pre-ablation blank, total run time 70 seconds, spot size 32–44 μm, He carrier gas mixed with Ar. LA-ICP-TOF-MS: 193 nm ArF excimer laser, spot diameter ~20 µm, repetition rate ~20 Hz, laser fluence ~7 J/cm², scan speed ~4000 µm/s, He carrier gas ~600 ml/min, washout time 50 ms. S isotope MC-ICP-MS: spot size ~44 μm, pulse frequency ~2 Hz, laser fluence ~5 J/cm², He carrier gas with Ar make-up gas. | MASS-1 (Fe-Cu-Zn-S pressed pellet) and GSE-1G (synthetic basaltic glass) from the United States Geological Survey; pyrite PPP-1; chalcopyrite GBW07268; pyrrhotite SP-Po-01 (δ34S = 1.4‰ ± 0.4‰); chalcopyrite SP-CP-01 (δ34S = 5.45‰ ± 0.3‰); natural and synthetic minerals from USA SPI Supplies | 0 |  |  |  | 0.43928 |  | 0.005136 |  |  |  | 0 |  |  |  | 0.005673 | [5 empty] | 0.057449 | [5 empty] | 0.014089 | [5 empty] | 0.19043 | [9 empty] | 2.5648 | [13 empty] | 0.00183 | [11 empty] | 0.21386 |  | 0.27228 |  | 0.028285 | [7 empty] | 0.045588 | [5 empty] | 0.004203 | [15 empty] | 631.4911 |  | 0.049464 |  |  |  | 0.77534 | [5 empty] | 0.13519 | [7 empty] | 0.074364 | [5 empty] | 0.006203 |  |  |  | 0 |  | 0.028482 | [7 empty] | 0.2352 |  |  |  |  | 2025
| Xunmei vent field, Niaochao vent field |  | Seafloor hydrothermal | Volcanic-hosted massive sulfide (VMS) | seafloor massive sulfide (SMS) | Cu, Zn, Au, Ag | Co, Pb, Sb | Cu, Zn, Au, Ag, Co, Pb, Sb |  |  | I-Py4 (n=62)-104 | I-Py4 (n=62)-104 | seafloor vent field |  |  |  |  | ore material | grab | grab | mineral separate | [5 empty] | mineralisation | sulfide chimney | pyrite, marcasite, chalcopyrite |  | pyrite, marcasite, chalcopyrite | multiple stages: colloform marcasite-pyrite intergrowths (outermost wall), replacement assemblages (transition layers), dense recrystallized assemblages, marcasite pseudomorphs after pyrrhotite (middle layer) | sulfide chimney | colloform, subhedral, anhedral, euhedral, dense coarse-grained, columnar pseudomorphs |  |  |  | sphalerite, pyrrhotite, anhydrite, galena, tetrahedrite, tennantite | Transverse sections (polished sections) | EMPA, LA-ICPMS, MC-ICPMS | JEOL JXA-8100 EPMA; Teledyne Cetac Technologies Analyte Excite laser ablation system coupled with an Agilent Technologies 7700x quadrupole ICP-MS; ESI NWR Image GEO 193 coupled with TOFWERK icp TOF R; Neptune Plus multicollector ICP-MS (Thermo Fisher Scientific, Bremen, Germany) coupled with a Geolas HD excimer ArF laser ablation system (Coherent, Göttingen, Germany); Bruker M4 Tornado™ system | SIO, MNR; China University of Petroleum (East China), Qingdao, China; Nanjing Focu MS Technology Co. Ltd., Nanjing, China; Shanghai Chemlab Laboratory, Shanghai, China; Wuhan Sample Solution Analytical Technology Co. Ltd., Wuhan, China | EPMA: beam current of 10 nA, beam size of 1–5 μm, accelerating voltage of 20 kV. Micro-XRF: rhodium target X-ray tube operating at 50 kV and 800 nA, polycapillary lens providing a 40-μm spot size on a 20-μm raster, dwell time of 5 ms per pixel. LA-ICP-MS: 193-nm ArF excimer laser, fluence of 6 J/cm², 6 Hz repetition rate for 40 seconds (240 pulses), 30-second pre-ablation blank, total run time 70 seconds, spot size 32–44 μm, He carrier gas mixed with Ar. LA-ICP-TOF-MS: 193 nm ArF excimer laser, spot diameter ~20 µm, repetition rate ~20 Hz, laser fluence ~7 J/cm², scan speed ~4000 µm/s, He carrier gas ~600 ml/min, washout time 50 ms. S isotope MC-ICP-MS: spot size ~44 μm, pulse frequency ~2 Hz, laser fluence ~5 J/cm², He carrier gas with Ar make-up gas. | MASS-1 (Fe-Cu-Zn-S pressed pellet) and GSE-1G (synthetic basaltic glass) from the United States Geological Survey; pyrite PPP-1; chalcopyrite GBW07268; pyrrhotite SP-Po-01 (δ34S = 1.4‰ ± 0.4‰); chalcopyrite SP-CP-01 (δ34S = 5.45‰ ± 0.3‰); natural and synthetic minerals from USA SPI Supplies | 0 |  |  |  | 0.43078 |  | 0 |  |  |  | 0 |  |  |  | 0.003267 | [5 empty] | 0 | [5 empty] | 0.013036 | [5 empty] | 0.23384 | [9 empty] | 2.0259 | [13 empty] | 0.005109 | [11 empty] | 0.08339 |  | 0.1823 |  | 0.031539 | [7 empty] | 0.070498 | [5 empty] | 0.01025 | [15 empty] | 630.8077 |  | 0.02555 |  |  |  | 0.58189 | [5 empty] | 0.077054 | [7 empty] | 0 | [5 empty] | 0.003403 |  |  |  | 0 |  | 0.016312 | [7 empty] | 0.26658 |  |  |  |  | 2025
| Xunmei vent field, Niaochao vent field |  | Seafloor hydrothermal | Volcanic-hosted massive sulfide (VMS) | seafloor massive sulfide (SMS) | Cu, Zn, Au, Ag | Co, Pb, Sb | Cu, Zn, Au, Ag, Co, Pb, Sb |  |  | I-Py4 (n=62)-105 | I-Py4 (n=62)-105 | seafloor vent field |  |  |  |  | ore material | grab | grab | mineral separate | [5 empty] | mineralisation | sulfide chimney | pyrite, marcasite, chalcopyrite |  | pyrite, marcasite, chalcopyrite | multiple stages: colloform marcasite-pyrite intergrowths (outermost wall), replacement assemblages (transition layers), dense recrystallized assemblages, marcasite pseudomorphs after pyrrhotite (middle layer) | sulfide chimney | colloform, subhedral, anhedral, euhedral, dense coarse-grained, columnar pseudomorphs |  |  |  | sphalerite, pyrrhotite, anhydrite, galena, tetrahedrite, tennantite | Transverse sections (polished sections) | EMPA, LA-ICPMS, MC-ICPMS | JEOL JXA-8100 EPMA; Teledyne Cetac Technologies Analyte Excite laser ablation system coupled with an Agilent Technologies 7700x quadrupole ICP-MS; ESI NWR Image GEO 193 coupled with TOFWERK icp TOF R; Neptune Plus multicollector ICP-MS (Thermo Fisher Scientific, Bremen, Germany) coupled with a Geolas HD excimer ArF laser ablation system (Coherent, Göttingen, Germany); Bruker M4 Tornado™ system | SIO, MNR; China University of Petroleum (East China), Qingdao, China; Nanjing Focu MS Technology Co. Ltd., Nanjing, China; Shanghai Chemlab Laboratory, Shanghai, China; Wuhan Sample Solution Analytical Technology Co. Ltd., Wuhan, China | EPMA: beam current of 10 nA, beam size of 1–5 μm, accelerating voltage of 20 kV. Micro-XRF: rhodium target X-ray tube operating at 50 kV and 800 nA, polycapillary lens providing a 40-μm spot size on a 20-μm raster, dwell time of 5 ms per pixel. LA-ICP-MS: 193-nm ArF excimer laser, fluence of 6 J/cm², 6 Hz repetition rate for 40 seconds (240 pulses), 30-second pre-ablation blank, total run time 70 seconds, spot size 32–44 μm, He carrier gas mixed with Ar. LA-ICP-TOF-MS: 193 nm ArF excimer laser, spot diameter ~20 µm, repetition rate ~20 Hz, laser fluence ~7 J/cm², scan speed ~4000 µm/s, He carrier gas ~600 ml/min, washout time 50 ms. S isotope MC-ICP-MS: spot size ~44 μm, pulse frequency ~2 Hz, laser fluence ~5 J/cm², He carrier gas with Ar make-up gas. | MASS-1 (Fe-Cu-Zn-S pressed pellet) and GSE-1G (synthetic basaltic glass) from the United States Geological Survey; pyrite PPP-1; chalcopyrite GBW07268; pyrrhotite SP-Po-01 (δ34S = 1.4‰ ± 0.4‰); chalcopyrite SP-CP-01 (δ34S = 5.45‰ ± 0.3‰); natural and synthetic minerals from USA SPI Supplies | 0 |  |  |  | 0.45684 |  | 0.00516 |  |  |  | 0.015715 |  |  |  | 0.005612 | [5 empty] | 0 | [5 empty] | 0.019264 | [5 empty] | 0.20307 | [9 empty] | 2.3806 | [13 empty] | 0.005752 | [11 empty] | 0.30756 |  | 0.21457 |  | 0.045445 | [7 empty] | 0.11353 | [5 empty] | 0.005858 | [15 empty] | 582.5992 |  | 0.029978 |  |  |  | 0.69424 | [5 empty] | 0.12652 | [7 empty] | 0.05457 | [5 empty] | 0.003929 |  |  |  | 0 |  | 0.026934 | [7 empty] | 0.34152 |  |  |  |  | 2025
| Xunmei vent field, Niaochao vent field |  | Seafloor hydrothermal | Volcanic-hosted massive sulfide (VMS) | seafloor massive sulfide (SMS) | Cu, Zn, Au, Ag | Co, Pb, Sb | Cu, Zn, Au, Ag, Co, Pb, Sb |  |  | I-Py4 (n=62)-106 | I-Py4 (n=62)-106 | seafloor vent field |  |  |  |  | ore material | grab | grab | mineral separate | [5 empty] | mineralisation | sulfide chimney | pyrite, marcasite, chalcopyrite |  | pyrite, marcasite, chalcopyrite | multiple stages: colloform marcasite-pyrite intergrowths (outermost wall), replacement assemblages (transition layers), dense recrystallized assemblages, marcasite pseudomorphs after pyrrhotite (middle layer) | sulfide chimney | colloform, subhedral, anhedral, euhedral, dense coarse-grained, columnar pseudomorphs |  |  |  | sphalerite, pyrrhotite, anhydrite, galena, tetrahedrite, tennantite | Transverse sections (polished sections) | EMPA, LA-ICPMS, MC-ICPMS | JEOL JXA-8100 EPMA; Teledyne Cetac Technologies Analyte Excite laser ablation system coupled with an Agilent Technologies 7700x quadrupole ICP-MS; ESI NWR Image GEO 193 coupled with TOFWERK icp TOF R; Neptune Plus multicollector ICP-MS (Thermo Fisher Scientific, Bremen, Germany) coupled with a Geolas HD excimer ArF laser ablation system (Coherent, Göttingen, Germany); Bruker M4 Tornado™ system | SIO, MNR; China University of Petroleum (East China), Qingdao, China; Nanjing Focu MS Technology Co. Ltd., Nanjing, China; Shanghai Chemlab Laboratory, Shanghai, China; Wuhan Sample Solution Analytical Technology Co. Ltd., Wuhan, China | EPMA: beam current of 10 nA, beam size of 1–5 μm, accelerating voltage of 20 kV. Micro-XRF: rhodium target X-ray tube operating at 50 kV and 800 nA, polycapillary lens providing a 40-μm spot size on a 20-μm raster, dwell time of 5 ms per pixel. LA-ICP-MS: 193-nm ArF excimer laser, fluence of 6 J/cm², 6 Hz repetition rate for 40 seconds (240 pulses), 30-second pre-ablation blank, total run time 70 seconds, spot size 32–44 μm, He carrier gas mixed with Ar. LA-ICP-TOF-MS: 193 nm ArF excimer laser, spot diameter ~20 µm, repetition rate ~20 Hz, laser fluence ~7 J/cm², scan speed ~4000 µm/s, He carrier gas ~600 ml/min, washout time 50 ms. S isotope MC-ICP-MS: spot size ~44 μm, pulse frequency ~2 Hz, laser fluence ~5 J/cm², He carrier gas with Ar make-up gas. | MASS-1 (Fe-Cu-Zn-S pressed pellet) and GSE-1G (synthetic basaltic glass) from the United States Geological Survey; pyrite PPP-1; chalcopyrite GBW07268; pyrrhotite SP-Po-01 (δ34S = 1.4‰ ± 0.4‰); chalcopyrite SP-CP-01 (δ34S = 5.45‰ ± 0.3‰); natural and synthetic minerals from USA SPI Supplies | 0.005238 |  |  |  | 0.45213 |  | 0.006918 |  |  |  | 0 |  |  |  | 0.004406 | [5 empty] | 0.051071 | [5 empty] | 0.011566 | [5 empty] | 0.20276 | [9 empty] | 3.5154 | [13 empty] | 0.004922 | [11 empty] | 0.12403 |  | 0.23787 |  | 0.02771 | [7 empty] | 0.11875 | [5 empty] | 0.008308 | [15 empty] | 596.8961 |  | 0.044635 |  |  |  | 0.46693 | [5 empty] | 0.12422 | [7 empty] | 0.106 | [5 empty] | 0.007342 |  |  |  | 0 |  | 0.021489 | [7 empty] | 0.28723 |  |  |  |  | 2025
| Xunmei vent field, Niaochao vent field |  | Seafloor hydrothermal | Volcanic-hosted massive sulfide (VMS) | seafloor massive sulfide (SMS) | Cu, Zn, Au, Ag | Co, Pb, Sb | Cu, Zn, Au, Ag, Co, Pb, Sb |  |  | I-Py4 (n=62)-107 | I-Py4 (n=62)-107 | seafloor vent field |  |  |  |  | ore material | grab | grab | mineral separate | [5 empty] | mineralisation | sulfide chimney | pyrite, marcasite, chalcopyrite |  | pyrite, marcasite, chalcopyrite | multiple stages: colloform marcasite-pyrite intergrowths (outermost wall), replacement assemblages (transition layers), dense recrystallized assemblages, marcasite pseudomorphs after pyrrhotite (middle layer) | sulfide chimney | colloform, subhedral, anhedral, euhedral, dense coarse-grained, columnar pseudomorphs |  |  |  | sphalerite, pyrrhotite, anhydrite, galena, tetrahedrite, tennantite | Transverse sections (polished sections) | EMPA, LA-ICPMS, MC-ICPMS | JEOL JXA-8100 EPMA; Teledyne Cetac Technologies Analyte Excite laser ablation system coupled with an Agilent Technologies 7700x quadrupole ICP-MS; ESI NWR Image GEO 193 coupled with TOFWERK icp TOF R; Neptune Plus multicollector ICP-MS (Thermo Fisher Scientific, Bremen, Germany) coupled with a Geolas HD excimer ArF laser ablation system (Coherent, Göttingen, Germany); Bruker M4 Tornado™ system | SIO, MNR; China University of Petroleum (East China), Qingdao, China; Nanjing Focu MS Technology Co. Ltd., Nanjing, China; Shanghai Chemlab Laboratory, Shanghai, China; Wuhan Sample Solution Analytical Technology Co. Ltd., Wuhan, China | EPMA: beam current of 10 nA, beam size of 1–5 μm, accelerating voltage of 20 kV. Micro-XRF: rhodium target X-ray tube operating at 50 kV and 800 nA, polycapillary lens providing a 40-μm spot size on a 20-μm raster, dwell time of 5 ms per pixel. LA-ICP-MS: 193-nm ArF excimer laser, fluence of 6 J/cm², 6 Hz repetition rate for 40 seconds (240 pulses), 30-second pre-ablation blank, total run time 70 seconds, spot size 32–44 μm, He carrier gas mixed with Ar. LA-ICP-TOF-MS: 193 nm ArF excimer laser, spot diameter ~20 µm, repetition rate ~20 Hz, laser fluence ~7 J/cm², scan speed ~4000 µm/s, He carrier gas ~600 ml/min, washout time 50 ms. S isotope MC-ICP-MS: spot size ~44 μm, pulse frequency ~2 Hz, laser fluence ~5 J/cm², He carrier gas with Ar make-up gas. | MASS-1 (Fe-Cu-Zn-S pressed pellet) and GSE-1G (synthetic basaltic glass) from the United States Geological Survey; pyrite PPP-1; chalcopyrite GBW07268; pyrrhotite SP-Po-01 (δ34S = 1.4‰ ± 0.4‰); chalcopyrite SP-CP-01 (δ34S = 5.45‰ ± 0.3‰); natural and synthetic minerals from USA SPI Supplies | 0 |  |  |  | 0.47957 |  | 0.005155 |  |  |  | 0 |  |  |  | 0.005285 | [5 empty] | 0.039861 | [5 empty] | 0.016764 | [5 empty] | 0.24215 | [9 empty] | 2.6267 | [13 empty] | 0.003074 | [11 empty] | 0.09324 |  | 0.28723 |  | 0.020735 | [7 empty] | 0.06284 | [5 empty] | 0.005229 | [15 empty] | 846.7082 |  | 0.036054 |  |  |  | 0.70667 | [5 empty] | 0.10128 | [7 empty] | 0.13219 | [5 empty] | 0.005004 |  |  |  | 0.002277 |  | 0.007326 | [7 empty] | 0.39439 |  |  |  |  | 2025
| Xunmei vent field, Niaochao vent field |  | Seafloor hydrothermal | Volcanic-hosted massive sulfide (VMS) | seafloor massive sulfide (SMS) | Cu, Zn, Au, Ag | Co, Pb, Sb | Cu, Zn, Au, Ag, Co, Pb, Sb |  |  | I-Py4 (n=62)-108 | I-Py4 (n=62)-108 | seafloor vent field |  |  |  |  | ore material | grab | grab | mineral separate | [5 empty] | mineralisation | sulfide chimney | pyrite, marcasite, chalcopyrite |  | pyrite, marcasite, chalcopyrite | multiple stages: colloform marcasite-pyrite intergrowths (outermost wall), replacement assemblages (transition layers), dense recrystallized assemblages, marcasite pseudomorphs after pyrrhotite (middle layer) | sulfide chimney | colloform, subhedral, anhedral, euhedral, dense coarse-grained, columnar pseudomorphs |  |  |  | sphalerite, pyrrhotite, anhydrite, galena, tetrahedrite, tennantite | Transverse sections (polished sections) | EMPA, LA-ICPMS, MC-ICPMS | JEOL JXA-8100 EPMA; Teledyne Cetac Technologies Analyte Excite laser ablation system coupled with an Agilent Technologies 7700x quadrupole ICP-MS; ESI NWR Image GEO 193 coupled with TOFWERK icp TOF R; Neptune Plus multicollector ICP-MS (Thermo Fisher Scientific, Bremen, Germany) coupled with a Geolas HD excimer ArF laser ablation system (Coherent, Göttingen, Germany); Bruker M4 Tornado™ system | SIO, MNR; China University of Petroleum (East China), Qingdao, China; Nanjing Focu MS Technology Co. Ltd., Nanjing, China; Shanghai Chemlab Laboratory, Shanghai, China; Wuhan Sample Solution Analytical Technology Co. Ltd., Wuhan, China | EPMA: beam current of 10 nA, beam size of 1–5 μm, accelerating voltage of 20 kV. Micro-XRF: rhodium target X-ray tube operating at 50 kV and 800 nA, polycapillary lens providing a 40-μm spot size on a 20-μm raster, dwell time of 5 ms per pixel. LA-ICP-MS: 193-nm ArF excimer laser, fluence of 6 J/cm², 6 Hz repetition rate for 40 seconds (240 pulses), 30-second pre-ablation blank, total run time 70 seconds, spot size 32–44 μm, He carrier gas mixed with Ar. LA-ICP-TOF-MS: 193 nm ArF excimer laser, spot diameter ~20 µm, repetition rate ~20 Hz, laser fluence ~7 J/cm², scan speed ~4000 µm/s, He carrier gas ~600 ml/min, washout time 50 ms. S isotope MC-ICP-MS: spot size ~44 μm, pulse frequency ~2 Hz, laser fluence ~5 J/cm², He carrier gas with Ar make-up gas. | MASS-1 (Fe-Cu-Zn-S pressed pellet) and GSE-1G (synthetic basaltic glass) from the United States Geological Survey; pyrite PPP-1; chalcopyrite GBW07268; pyrrhotite SP-Po-01 (δ34S = 1.4‰ ± 0.4‰); chalcopyrite SP-CP-01 (δ34S = 5.45‰ ± 0.3‰); natural and synthetic minerals from USA SPI Supplies | 0.011354 |  |  |  | 0.52791 |  | 0 |  |  |  | 0.022766 |  |  |  | 0.00311 | [5 empty] | 0.059202 | [5 empty] | 0.018054 | [5 empty] | 0.21919 | [9 empty] | 3.0976 | [13 empty] | 0.004197 | [11 empty] | 0.19265 |  | 0.29126 |  | 0.035494 | [7 empty] | 0.07444 | [5 empty] | 0.007588 | [15 empty] | 745.8587 |  | 0.040184 |  |  |  | 0.6224 | [5 empty] | 0.10544 | [7 empty] | 0.12547 | [5 empty] | 0.004285 |  |  |  | 0 |  | 0.022359 | [7 empty] | 0.38274 |  |  |  |  | 2025
| Xunmei vent field, Niaochao vent field |  | Seafloor hydrothermal | Volcanic-hosted massive sulfide (VMS) | seafloor massive sulfide (SMS) | Cu, Zn, Au, Ag | Co, Pb, Sb | Cu, Zn, Au, Ag, Co, Pb, Sb |  |  | I-Py4 (n=62)-109 | I-Py4 (n=62)-109 | seafloor vent field |  |  |  |  | ore material | grab | grab | mineral separate | [5 empty] | mineralisation | sulfide chimney | pyrite, marcasite, chalcopyrite |  | pyrite, marcasite, chalcopyrite | multiple stages: colloform marcasite-pyrite intergrowths (outermost wall), replacement assemblages (transition layers), dense recrystallized assemblages, marcasite pseudomorphs after pyrrhotite (middle layer) | sulfide chimney | colloform, subhedral, anhedral, euhedral, dense coarse-grained, columnar pseudomorphs |  |  |  | sphalerite, pyrrhotite, anhydrite, galena, tetrahedrite, tennantite | Transverse sections (polished sections) | EMPA, LA-ICPMS, MC-ICPMS | JEOL JXA-8100 EPMA; Teledyne Cetac Technologies Analyte Excite laser ablation system coupled with an Agilent Technologies 7700x quadrupole ICP-MS; ESI NWR Image GEO 193 coupled with TOFWERK icp TOF R; Neptune Plus multicollector ICP-MS (Thermo Fisher Scientific, Bremen, Germany) coupled with a Geolas HD excimer ArF laser ablation system (Coherent, Göttingen, Germany); Bruker M4 Tornado™ system | SIO, MNR; China University of Petroleum (East China), Qingdao, China; Nanjing Focu MS Technology Co. Ltd., Nanjing, China; Shanghai Chemlab Laboratory, Shanghai, China; Wuhan Sample Solution Analytical Technology Co. Ltd., Wuhan, China | EPMA: beam current of 10 nA, beam size of 1–5 μm, accelerating voltage of 20 kV. Micro-XRF: rhodium target X-ray tube operating at 50 kV and 800 nA, polycapillary lens providing a 40-μm spot size on a 20-μm raster, dwell time of 5 ms per pixel. LA-ICP-MS: 193-nm ArF excimer laser, fluence of 6 J/cm², 6 Hz repetition rate for 40 seconds (240 pulses), 30-second pre-ablation blank, total run time 70 seconds, spot size 32–44 μm, He carrier gas mixed with Ar. LA-ICP-TOF-MS: 193 nm ArF excimer laser, spot diameter ~20 µm, repetition rate ~20 Hz, laser fluence ~7 J/cm², scan speed ~4000 µm/s, He carrier gas ~600 ml/min, washout time 50 ms. S isotope MC-ICP-MS: spot size ~44 μm, pulse frequency ~2 Hz, laser fluence ~5 J/cm², He carrier gas with Ar make-up gas. | MASS-1 (Fe-Cu-Zn-S pressed pellet) and GSE-1G (synthetic basaltic glass) from the United States Geological Survey; pyrite PPP-1; chalcopyrite GBW07268; pyrrhotite SP-Po-01 (δ34S = 1.4‰ ± 0.4‰); chalcopyrite SP-CP-01 (δ34S = 5.45‰ ± 0.3‰); natural and synthetic minerals from USA SPI Supplies | 0.007357 |  |  |  | 0.50096 |  | 0 |  |  |  | 0 |  |  |  | 0.004352 | [5 empty] | 0 | [5 empty] | 0.016741 | [5 empty] | 0.23002 | [9 empty] | 2.9566 | [13 empty] | 0.002464 | [11 empty] | 0.17863 |  | 0.26226 |  | 0.054494 | [7 empty] | 0.096536 | [5 empty] | 0.006491 | [15 empty] | 637.1128 |  | 0.028981 |  |  |  | 0.67684 | [5 empty] | 0.098444 | [7 empty] | 0.052563 | [5 empty] | 0.005528 |  |  |  | 0.001546 |  | 0.018971 | [7 empty] | 0.36632 |  |  |  |  | 2025
| Xunmei vent field, Niaochao vent field |  | Seafloor hydrothermal | Volcanic-hosted massive sulfide (VMS) | seafloor massive sulfide (SMS) | Cu, Zn, Au, Ag | Co, Pb, Sb | Cu, Zn, Au, Ag, Co, Pb, Sb |  |  | I-Py4 (n=62)-110 | I-Py4 (n=62)-110 | seafloor vent field |  |  |  |  | ore material | grab | grab | mineral separate | [5 empty] | mineralisation | sulfide chimney | pyrite, marcasite, chalcopyrite |  | pyrite, marcasite, chalcopyrite | multiple stages: colloform marcasite-pyrite intergrowths (outermost wall), replacement assemblages (transition layers), dense recrystallized assemblages, marcasite pseudomorphs after pyrrhotite (middle layer) | sulfide chimney | colloform, subhedral, anhedral, euhedral, dense coarse-grained, columnar pseudomorphs |  |  |  | sphalerite, pyrrhotite, anhydrite, galena, tetrahedrite, tennantite | Transverse sections (polished sections) | EMPA, LA-ICPMS, MC-ICPMS | JEOL JXA-8100 EPMA; Teledyne Cetac Technologies Analyte Excite laser ablation system coupled with an Agilent Technologies 7700x quadrupole ICP-MS; ESI NWR Image GEO 193 coupled with TOFWERK icp TOF R; Neptune Plus multicollector ICP-MS (Thermo Fisher Scientific, Bremen, Germany) coupled with a Geolas HD excimer ArF laser ablation system (Coherent, Göttingen, Germany); Bruker M4 Tornado™ system | SIO, MNR; China University of Petroleum (East China), Qingdao, China; Nanjing Focu MS Technology Co. Ltd., Nanjing, China; Shanghai Chemlab Laboratory, Shanghai, China; Wuhan Sample Solution Analytical Technology Co. Ltd., Wuhan, China | EPMA: beam current of 10 nA, beam size of 1–5 μm, accelerating voltage of 20 kV. Micro-XRF: rhodium target X-ray tube operating at 50 kV and 800 nA, polycapillary lens providing a 40-μm spot size on a 20-μm raster, dwell time of 5 ms per pixel. LA-ICP-MS: 193-nm ArF excimer laser, fluence of 6 J/cm², 6 Hz repetition rate for 40 seconds (240 pulses), 30-second pre-ablation blank, total run time 70 seconds, spot size 32–44 μm, He carrier gas mixed with Ar. LA-ICP-TOF-MS: 193 nm ArF excimer laser, spot diameter ~20 µm, repetition rate ~20 Hz, laser fluence ~7 J/cm², scan speed ~4000 µm/s, He carrier gas ~600 ml/min, washout time 50 ms. S isotope MC-ICP-MS: spot size ~44 μm, pulse frequency ~2 Hz, laser fluence ~5 J/cm², He carrier gas with Ar make-up gas. | MASS-1 (Fe-Cu-Zn-S pressed pellet) and GSE-1G (synthetic basaltic glass) from the United States Geological Survey; pyrite PPP-1; chalcopyrite GBW07268; pyrrhotite SP-Po-01 (δ34S = 1.4‰ ± 0.4‰); chalcopyrite SP-CP-01 (δ34S = 5.45‰ ± 0.3‰); natural and synthetic minerals from USA SPI Supplies | 0 |  |  |  | 0.64816 |  | 0.005635 |  |  |  | 0 |  |  |  | 0.004647 | [5 empty] | 0.062063 | [5 empty] | 0.014442 | [5 empty] | 0.20094 | [9 empty] | 1.9723 | [13 empty] | 0.003396 | [11 empty] | 0.2832 |  | 0.29764 |  | 0.044479 | [7 empty] | 0.099551 | [5 empty] | 0.003336 | [15 empty] | 789.5213 |  | 0.033284 |  |  |  | 0.8286 | [5 empty] | 0.14404 | [7 empty] | 0 | [5 empty] | 0.00718 |  |  |  | 0.001758 |  | 0.02173 | [7 empty] | 0.46229 |  |  |  |  | 2025
| Xunmei vent field, Niaochao vent field |  | Seafloor hydrothermal | Volcanic-hosted massive sulfide (VMS) | seafloor massive sulfide (SMS) | Cu, Zn, Au, Ag | Co, Pb, Sb | Cu, Zn, Au, Ag, Co, Pb, Sb |  |  | I-Py4 (n=62)-111 | I-Py4 (n=62)-111 | seafloor vent field |  |  |  |  | ore material | grab | grab | mineral separate | [5 empty] | mineralisation | sulfide chimney | pyrite, marcasite, chalcopyrite |  | pyrite, marcasite, chalcopyrite | multiple stages: colloform marcasite-pyrite intergrowths (outermost wall), replacement assemblages (transition layers), dense recrystallized assemblages, marcasite pseudomorphs after pyrrhotite (middle layer) | sulfide chimney | colloform, subhedral, anhedral, euhedral, dense coarse-grained, columnar pseudomorphs |  |  |  | sphalerite, pyrrhotite, anhydrite, galena, tetrahedrite, tennantite | Transverse sections (polished sections) | EMPA, LA-ICPMS, MC-ICPMS | JEOL JXA-8100 EPMA; Teledyne Cetac Technologies Analyte Excite laser ablation system coupled with an Agilent Technologies 7700x quadrupole ICP-MS; ESI NWR Image GEO 193 coupled with TOFWERK icp TOF R; Neptune Plus multicollector ICP-MS (Thermo Fisher Scientific, Bremen, Germany) coupled with a Geolas HD excimer ArF laser ablation system (Coherent, Göttingen, Germany); Bruker M4 Tornado™ system | SIO, MNR; China University of Petroleum (East China), Qingdao, China; Nanjing Focu MS Technology Co. Ltd., Nanjing, China; Shanghai Chemlab Laboratory, Shanghai, China; Wuhan Sample Solution Analytical Technology Co. Ltd., Wuhan, China | EPMA: beam current of 10 nA, beam size of 1–5 μm, accelerating voltage of 20 kV. Micro-XRF: rhodium target X-ray tube operating at 50 kV and 800 nA, polycapillary lens providing a 40-μm spot size on a 20-μm raster, dwell time of 5 ms per pixel. LA-ICP-MS: 193-nm ArF excimer laser, fluence of 6 J/cm², 6 Hz repetition rate for 40 seconds (240 pulses), 30-second pre-ablation blank, total run time 70 seconds, spot size 32–44 μm, He carrier gas mixed with Ar. LA-ICP-TOF-MS: 193 nm ArF excimer laser, spot diameter ~20 µm, repetition rate ~20 Hz, laser fluence ~7 J/cm², scan speed ~4000 µm/s, He carrier gas ~600 ml/min, washout time 50 ms. S isotope MC-ICP-MS: spot size ~44 μm, pulse frequency ~2 Hz, laser fluence ~5 J/cm², He carrier gas with Ar make-up gas. | MASS-1 (Fe-Cu-Zn-S pressed pellet) and GSE-1G (synthetic basaltic glass) from the United States Geological Survey; pyrite PPP-1; chalcopyrite GBW07268; pyrrhotite SP-Po-01 (δ34S = 1.4‰ ± 0.4‰); chalcopyrite SP-CP-01 (δ34S = 5.45‰ ± 0.3‰); natural and synthetic minerals from USA SPI Supplies | 0.005129 |  |  |  | 0.36886 |  | 0.006642 |  |  |  | 0 |  |  |  | 0.003285 | [5 empty] | 0.018765 | [5 empty] | 1.5542 | [5 empty] | 0.23106 | [9 empty] | 2.0733 | [13 empty] | 0.001718 | [11 empty] | 0.1719 |  | 0.22699 |  | 0.018742 | [7 empty] | 0.069612 | [5 empty] | 0.010486 | [15 empty] | 721.1776 |  | 0.029322 |  |  |  | 0.63911 | [5 empty] | 0.11505 | [7 empty] | 0 | [5 empty] | 0.004735 |  |  |  | 0 |  | 0.019604 | [7 empty] | 0.30795 |  |  |  |  | 2025
| Xunmei vent field, Niaochao vent field |  | Seafloor hydrothermal | Volcanic-hosted massive sulfide (VMS) | seafloor massive sulfide (SMS) | Cu, Zn, Au, Ag | Co, Pb, Sb | Cu, Zn, Au, Ag, Co, Pb, Sb |  |  | I-Py4 (n=62)-112 | I-Py4 (n=62)-112 | seafloor vent field |  |  |  |  | ore material | grab | grab | mineral separate | [5 empty] | mineralisation | sulfide chimney | pyrite, marcasite, chalcopyrite |  | pyrite, marcasite, chalcopyrite | multiple stages: colloform marcasite-pyrite intergrowths (outermost wall), replacement assemblages (transition layers), dense recrystallized assemblages, marcasite pseudomorphs after pyrrhotite (middle layer) | sulfide chimney | colloform, subhedral, anhedral, euhedral, dense coarse-grained, columnar pseudomorphs |  |  |  | sphalerite, pyrrhotite, anhydrite, galena, tetrahedrite, tennantite | Transverse sections (polished sections) | EMPA, LA-ICPMS, MC-ICPMS | JEOL JXA-8100 EPMA; Teledyne Cetac Technologies Analyte Excite laser ablation system coupled with an Agilent Technologies 7700x quadrupole ICP-MS; ESI NWR Image GEO 193 coupled with TOFWERK icp TOF R; Neptune Plus multicollector ICP-MS (Thermo Fisher Scientific, Bremen, Germany) coupled with a Geolas HD excimer ArF laser ablation system (Coherent, Göttingen, Germany); Bruker M4 Tornado™ system | SIO, MNR; China University of Petroleum (East China), Qingdao, China; Nanjing Focu MS Technology Co. Ltd., Nanjing, China; Shanghai Chemlab Laboratory, Shanghai, China; Wuhan Sample Solution Analytical Technology Co. Ltd., Wuhan, China | EPMA: beam current of 10 nA, beam size of 1–5 μm, accelerating voltage of 20 kV. Micro-XRF: rhodium target X-ray tube operating at 50 kV and 800 nA, polycapillary lens providing a 40-μm spot size on a 20-μm raster, dwell time of 5 ms per pixel. LA-ICP-MS: 193-nm ArF excimer laser, fluence of 6 J/cm², 6 Hz repetition rate for 40 seconds (240 pulses), 30-second pre-ablation blank, total run time 70 seconds, spot size 32–44 μm, He carrier gas mixed with Ar. LA-ICP-TOF-MS: 193 nm ArF excimer laser, spot diameter ~20 µm, repetition rate ~20 Hz, laser fluence ~7 J/cm², scan speed ~4000 µm/s, He carrier gas ~600 ml/min, washout time 50 ms. S isotope MC-ICP-MS: spot size ~44 μm, pulse frequency ~2 Hz, laser fluence ~5 J/cm², He carrier gas with Ar make-up gas. | MASS-1 (Fe-Cu-Zn-S pressed pellet) and GSE-1G (synthetic basaltic glass) from the United States Geological Survey; pyrite PPP-1; chalcopyrite GBW07268; pyrrhotite SP-Po-01 (δ34S = 1.4‰ ± 0.4‰); chalcopyrite SP-CP-01 (δ34S = 5.45‰ ± 0.3‰); natural and synthetic minerals from USA SPI Supplies | 0 |  |  |  | 0.51885 |  | 0.00543 |  |  |  | 0.016614 |  |  |  | 0.00312 | [5 empty] | 0.021229 | [5 empty] | 0.0204 | [5 empty] | 0.22781 | [9 empty] | 3.1179 | [13 empty] | 0.006313 | [11 empty] | 0.21551 |  | 0.33791 |  | 0 | [7 empty] | 0.049603 | [5 empty] | 0.008847 | [15 empty] | 735.1837 |  | 0.044927 |  |  |  | 0.65131 | [5 empty] | 0.10122 | [7 empty] | 0 | [5 empty] | 0.005613 |  |  |  | 0.00168 |  | 0.019275 | [7 empty] | 0.32208 |  |  |  |  | 2025
| Xunmei vent field, Niaochao vent field |  | Seafloor hydrothermal | Volcanic-hosted massive sulfide (VMS) | seafloor massive sulfide (SMS) | Cu, Zn, Au, Ag | Co, Pb, Sb | Cu, Zn, Au, Ag, Co, Pb, Sb |  |  | I-Py4 (n=62)-113 | I-Py4 (n=62)-113 | seafloor vent field |  |  |  |  | ore material | grab | grab | mineral separate | [5 empty] | mineralisation | sulfide chimney | pyrite, marcasite, chalcopyrite |  | pyrite, marcasite, chalcopyrite | multiple stages: colloform marcasite-pyrite intergrowths (outermost wall), replacement assemblages (transition layers), dense recrystallized assemblages, marcasite pseudomorphs after pyrrhotite (middle layer) | sulfide chimney | colloform, subhedral, anhedral, euhedral, dense coarse-grained, columnar pseudomorphs |  |  |  | sphalerite, pyrrhotite, anhydrite, galena, tetrahedrite, tennantite | Transverse sections (polished sections) | EMPA, LA-ICPMS, MC-ICPMS | JEOL JXA-8100 EPMA; Teledyne Cetac Technologies Analyte Excite laser ablation system coupled with an Agilent Technologies 7700x quadrupole ICP-MS; ESI NWR Image GEO 193 coupled with TOFWERK icp TOF R; Neptune Plus multicollector ICP-MS (Thermo Fisher Scientific, Bremen, Germany) coupled with a Geolas HD excimer ArF laser ablation system (Coherent, Göttingen, Germany); Bruker M4 Tornado™ system | SIO, MNR; China University of Petroleum (East China), Qingdao, China; Nanjing Focu MS Technology Co. Ltd., Nanjing, China; Shanghai Chemlab Laboratory, Shanghai, China; Wuhan Sample Solution Analytical Technology Co. Ltd., Wuhan, China | EPMA: beam current of 10 nA, beam size of 1–5 μm, accelerating voltage of 20 kV. Micro-XRF: rhodium target X-ray tube operating at 50 kV and 800 nA, polycapillary lens providing a 40-μm spot size on a 20-μm raster, dwell time of 5 ms per pixel. LA-ICP-MS: 193-nm ArF excimer laser, fluence of 6 J/cm², 6 Hz repetition rate for 40 seconds (240 pulses), 30-second pre-ablation blank, total run time 70 seconds, spot size 32–44 μm, He carrier gas mixed with Ar. LA-ICP-TOF-MS: 193 nm ArF excimer laser, spot diameter ~20 µm, repetition rate ~20 Hz, laser fluence ~7 J/cm², scan speed ~4000 µm/s, He carrier gas ~600 ml/min, washout time 50 ms. S isotope MC-ICP-MS: spot size ~44 μm, pulse frequency ~2 Hz, laser fluence ~5 J/cm², He carrier gas with Ar make-up gas. | MASS-1 (Fe-Cu-Zn-S pressed pellet) and GSE-1G (synthetic basaltic glass) from the United States Geological Survey; pyrite PPP-1; chalcopyrite GBW07268; pyrrhotite SP-Po-01 (δ34S = 1.4‰ ± 0.4‰); chalcopyrite SP-CP-01 (δ34S = 5.45‰ ± 0.3‰); natural and synthetic minerals from USA SPI Supplies | 0 |  |  |  | 0.35364 |  | 0 |  |  |  | 0 |  |  |  | 0.002379 | [5 empty] | 0 | [5 empty] | 0.016093 | [5 empty] | 0.19844 | [9 empty] | 2.2908 | [13 empty] | 0.003451 | [11 empty] | 0.17113 |  | 0.20682 |  | 0.019499 | [7 empty] | 0.027202 | [5 empty] | 0.010886 | [15 empty] | 572.41 |  | 0.029025 |  |  |  | 0.71075 | [5 empty] | 0.11332 | [7 empty] | 0.052385 | [5 empty] | 0.006507 |  |  |  | 0.003088 |  | 0.011992 | [7 empty] | 0.26734 |  |  |  |  | 2025
| Xunmei vent field, Niaochao vent field |  | Seafloor hydrothermal | Volcanic-hosted massive sulfide (VMS) | seafloor massive sulfide (SMS) | Cu, Zn, Au, Ag | Co, Pb, Sb | Cu, Zn, Au, Ag, Co, Pb, Sb |  |  | I-Py4 (n=62)-114 | I-Py4 (n=62)-114 | seafloor vent field |  |  |  |  | ore material | grab | grab | mineral separate | [5 empty] | mineralisation | sulfide chimney | pyrite, marcasite, chalcopyrite |  | pyrite, marcasite, chalcopyrite | multiple stages: colloform marcasite-pyrite intergrowths (outermost wall), replacement assemblages (transition layers), dense recrystallized assemblages, marcasite pseudomorphs after pyrrhotite (middle layer) | sulfide chimney | colloform, subhedral, anhedral, euhedral, dense coarse-grained, columnar pseudomorphs |  |  |  | sphalerite, pyrrhotite, anhydrite, galena, tetrahedrite, tennantite | Transverse sections (polished sections) | EMPA, LA-ICPMS, MC-ICPMS | JEOL JXA-8100 EPMA; Teledyne Cetac Technologies Analyte Excite laser ablation system coupled with an Agilent Technologies 7700x quadrupole ICP-MS; ESI NWR Image GEO 193 coupled with TOFWERK icp TOF R; Neptune Plus multicollector ICP-MS (Thermo Fisher Scientific, Bremen, Germany) coupled with a Geolas HD excimer ArF laser ablation system (Coherent, Göttingen, Germany); Bruker M4 Tornado™ system | SIO, MNR; China University of Petroleum (East China), Qingdao, China; Nanjing Focu MS Technology Co. Ltd., Nanjing, China; Shanghai Chemlab Laboratory, Shanghai, China; Wuhan Sample Solution Analytical Technology Co. Ltd., Wuhan, China | EPMA: beam current of 10 nA, beam size of 1–5 μm, accelerating voltage of 20 kV. Micro-XRF: rhodium target X-ray tube operating at 50 kV and 800 nA, polycapillary lens providing a 40-μm spot size on a 20-μm raster, dwell time of 5 ms per pixel. LA-ICP-MS: 193-nm ArF excimer laser, fluence of 6 J/cm², 6 Hz repetition rate for 40 seconds (240 pulses), 30-second pre-ablation blank, total run time 70 seconds, spot size 32–44 μm, He carrier gas mixed with Ar. LA-ICP-TOF-MS: 193 nm ArF excimer laser, spot diameter ~20 µm, repetition rate ~20 Hz, laser fluence ~7 J/cm², scan speed ~4000 µm/s, He carrier gas ~600 ml/min, washout time 50 ms. S isotope MC-ICP-MS: spot size ~44 μm, pulse frequency ~2 Hz, laser fluence ~5 J/cm², He carrier gas with Ar make-up gas. | MASS-1 (Fe-Cu-Zn-S pressed pellet) and GSE-1G (synthetic basaltic glass) from the United States Geological Survey; pyrite PPP-1; chalcopyrite GBW07268; pyrrhotite SP-Po-01 (δ34S = 1.4‰ ± 0.4‰); chalcopyrite SP-CP-01 (δ34S = 5.45‰ ± 0.3‰); natural and synthetic minerals from USA SPI Supplies | 0.014875 |  |  |  | 0.75652 |  | 0.009765 |  |  |  | 0 |  |  |  | 0.011657 | [5 empty] | 0.17115 | [5 empty] | 0.01742 | [5 empty] | 0.13609 | [9 empty] | 9.0964 | [13 empty] | 0.007732 | [11 empty] | 0.44023 |  | 0.12767 |  | 0.020214 | [7 empty] | 0.10966 | [5 empty] | 0.012307 | [15 empty] | 991.4353 |  | 0.057898 |  |  |  | 1.0015 | [5 empty] | 0.23202 | [7 empty] | 0.12836 | [5 empty] | 0.020045 |  |  |  | 0.00276 |  | 0.054722 | [7 empty] | 0.36262 |  |  |  |  | 2025
| Xunmei vent field, Niaochao vent field |  | Seafloor hydrothermal | Volcanic-hosted massive sulfide (VMS) | seafloor massive sulfide (SMS) | Cu, Zn, Au, Ag | Co, Pb, Sb | Cu, Zn, Au, Ag, Co, Pb, Sb |  |  | I-Py4 (n=62)-115 | I-Py4 (n=62)-115 | seafloor vent field |  |  |  |  | ore material | grab | grab | mineral separate | [5 empty] | mineralisation | sulfide chimney | pyrite, marcasite, chalcopyrite |  | pyrite, marcasite, chalcopyrite | multiple stages: colloform marcasite-pyrite intergrowths (outermost wall), replacement assemblages (transition layers), dense recrystallized assemblages, marcasite pseudomorphs after pyrrhotite (middle layer) | sulfide chimney | colloform, subhedral, anhedral, euhedral, dense coarse-grained, columnar pseudomorphs |  |  |  | sphalerite, pyrrhotite, anhydrite, galena, tetrahedrite, tennantite | Transverse sections (polished sections) | EMPA, LA-ICPMS, MC-ICPMS | JEOL JXA-8100 EPMA; Teledyne Cetac Technologies Analyte Excite laser ablation system coupled with an Agilent Technologies 7700x quadrupole ICP-MS; ESI NWR Image GEO 193 coupled with TOFWERK icp TOF R; Neptune Plus multicollector ICP-MS (Thermo Fisher Scientific, Bremen, Germany) coupled with a Geolas HD excimer ArF laser ablation system (Coherent, Göttingen, Germany); Bruker M4 Tornado™ system | SIO, MNR; China University of Petroleum (East China), Qingdao, China; Nanjing Focu MS Technology Co. Ltd., Nanjing, China; Shanghai Chemlab Laboratory, Shanghai, China; Wuhan Sample Solution Analytical Technology Co. Ltd., Wuhan, China | EPMA: beam current of 10 nA, beam size of 1–5 μm, accelerating voltage of 20 kV. Micro-XRF: rhodium target X-ray tube operating at 50 kV and 800 nA, polycapillary lens providing a 40-μm spot size on a 20-μm raster, dwell time of 5 ms per pixel. LA-ICP-MS: 193-nm ArF excimer laser, fluence of 6 J/cm², 6 Hz repetition rate for 40 seconds (240 pulses), 30-second pre-ablation blank, total run time 70 seconds, spot size 32–44 μm, He carrier gas mixed with Ar. LA-ICP-TOF-MS: 193 nm ArF excimer laser, spot diameter ~20 µm, repetition rate ~20 Hz, laser fluence ~7 J/cm², scan speed ~4000 µm/s, He carrier gas ~600 ml/min, washout time 50 ms. S isotope MC-ICP-MS: spot size ~44 μm, pulse frequency ~2 Hz, laser fluence ~5 J/cm², He carrier gas with Ar make-up gas. | MASS-1 (Fe-Cu-Zn-S pressed pellet) and GSE-1G (synthetic basaltic glass) from the United States Geological Survey; pyrite PPP-1; chalcopyrite GBW07268; pyrrhotite SP-Po-01 (δ34S = 1.4‰ ± 0.4‰); chalcopyrite SP-CP-01 (δ34S = 5.45‰ ± 0.3‰); natural and synthetic minerals from USA SPI Supplies | 0 |  |  |  | 0.72557 |  | 0 |  |  |  | 0.063356 |  |  |  | 0.010611 | [5 empty] | 0.09742 | [5 empty] | 0.011068 | [5 empty] | 0.11591 | [9 empty] | 9.9111 | [13 empty] | 0.0136 | [11 empty] | 0.40013 |  | 0.15565 |  | 0 | [7 empty] | 0.06264 | [5 empty] | 0.030202 | [15 empty] | 729.7425 |  | 0.041856 |  |  |  | 0.5156 | [5 empty] | 0.18501 | [7 empty] | 0 | [5 empty] | 0.017787 |  |  |  | 0 |  | 0.047094 | [7 empty] | 0.35154 |  |  |  |  | 2025
| Xunmei vent field, Niaochao vent field |  | Seafloor hydrothermal | Volcanic-hosted massive sulfide (VMS) | seafloor massive sulfide (SMS) | Cu, Zn, Au, Ag | Co, Pb, Sb | Cu, Zn, Au, Ag, Co, Pb, Sb |  |  | I-Py4 (n=62)-116 | I-Py4 (n=62)-116 | seafloor vent field |  |  |  |  | ore material | grab | grab | mineral separate | [5 empty] | mineralisation | sulfide chimney | pyrite, marcasite, chalcopyrite |  | pyrite, marcasite, chalcopyrite | multiple stages: colloform marcasite-pyrite intergrowths (outermost wall), replacement assemblages (transition layers), dense recrystallized assemblages, marcasite pseudomorphs after pyrrhotite (middle layer) | sulfide chimney | colloform, subhedral, anhedral, euhedral, dense coarse-grained, columnar pseudomorphs |  |  |  | sphalerite, pyrrhotite, anhydrite, galena, tetrahedrite, tennantite | Transverse sections (polished sections) | EMPA, LA-ICPMS, MC-ICPMS | JEOL JXA-8100 EPMA; Teledyne Cetac Technologies Analyte Excite laser ablation system coupled with an Agilent Technologies 7700x quadrupole ICP-MS; ESI NWR Image GEO 193 coupled with TOFWERK icp TOF R; Neptune Plus multicollector ICP-MS (Thermo Fisher Scientific, Bremen, Germany) coupled with a Geolas HD excimer ArF laser ablation system (Coherent, Göttingen, Germany); Bruker M4 Tornado™ system | SIO, MNR; China University of Petroleum (East China), Qingdao, China; Nanjing Focu MS Technology Co. Ltd., Nanjing, China; Shanghai Chemlab Laboratory, Shanghai, China; Wuhan Sample Solution Analytical Technology Co. Ltd., Wuhan, China | EPMA: beam current of 10 nA, beam size of 1–5 μm, accelerating voltage of 20 kV. Micro-XRF: rhodium target X-ray tube operating at 50 kV and 800 nA, polycapillary lens providing a 40-μm spot size on a 20-μm raster, dwell time of 5 ms per pixel. LA-ICP-MS: 193-nm ArF excimer laser, fluence of 6 J/cm², 6 Hz repetition rate for 40 seconds (240 pulses), 30-second pre-ablation blank, total run time 70 seconds, spot size 32–44 μm, He carrier gas mixed with Ar. LA-ICP-TOF-MS: 193 nm ArF excimer laser, spot diameter ~20 µm, repetition rate ~20 Hz, laser fluence ~7 J/cm², scan speed ~4000 µm/s, He carrier gas ~600 ml/min, washout time 50 ms. S isotope MC-ICP-MS: spot size ~44 μm, pulse frequency ~2 Hz, laser fluence ~5 J/cm², He carrier gas with Ar make-up gas. | MASS-1 (Fe-Cu-Zn-S pressed pellet) and GSE-1G (synthetic basaltic glass) from the United States Geological Survey; pyrite PPP-1; chalcopyrite GBW07268; pyrrhotite SP-Po-01 (δ34S = 1.4‰ ± 0.4‰); chalcopyrite SP-CP-01 (δ34S = 5.45‰ ± 0.3‰); natural and synthetic minerals from USA SPI Supplies | 0.011952 |  |  |  | 0.64964 |  | 0.012837 |  |  |  | 0.042136 |  |  |  | 0.009231 | [5 empty] | 0.2113 | [5 empty] | 0.01106 | [5 empty] | 0.17692 | [9 empty] | 8.4676 | [13 empty] | 0.002479 | [11 empty] | 0.34172 |  | 0.15545 |  | 0.019383 | [7 empty] | 0.08244 | [5 empty] | 0.022233 | [15 empty] | 725.2714 |  | 0.045579 |  |  |  | 0.65972 | [5 empty] | 0.1665 | [7 empty] | 0 | [5 empty] | 0.022757 |  |  |  | 0.002653 |  | 0.059269 | [7 empty] | 0.34651 |  |  |  |  | 2025
| Xunmei vent field, Niaochao vent field |  | Seafloor hydrothermal | Volcanic-hosted massive sulfide (VMS) | seafloor massive sulfide (SMS) | Cu, Zn, Au, Ag | Co, Pb, Sb | Cu, Zn, Au, Ag, Co, Pb, Sb |  |  | I-Py4 (n=62)-117 | I-Py4 (n=62)-117 | seafloor vent field |  |  |  |  | ore material | grab | grab | mineral separate | [5 empty] | mineralisation | sulfide chimney | pyrite, marcasite, chalcopyrite |  | pyrite, marcasite, chalcopyrite | multiple stages: colloform marcasite-pyrite intergrowths (outermost wall), replacement assemblages (transition layers), dense recrystallized assemblages, marcasite pseudomorphs after pyrrhotite (middle layer) | sulfide chimney | colloform, subhedral, anhedral, euhedral, dense coarse-grained, columnar pseudomorphs |  |  |  | sphalerite, pyrrhotite, anhydrite, galena, tetrahedrite, tennantite | Transverse sections (polished sections) | EMPA, LA-ICPMS, MC-ICPMS | JEOL JXA-8100 EPMA; Teledyne Cetac Technologies Analyte Excite laser ablation system coupled with an Agilent Technologies 7700x quadrupole ICP-MS; ESI NWR Image GEO 193 coupled with TOFWERK icp TOF R; Neptune Plus multicollector ICP-MS (Thermo Fisher Scientific, Bremen, Germany) coupled with a Geolas HD excimer ArF laser ablation system (Coherent, Göttingen, Germany); Bruker M4 Tornado™ system | SIO, MNR; China University of Petroleum (East China), Qingdao, China; Nanjing Focu MS Technology Co. Ltd., Nanjing, China; Shanghai Chemlab Laboratory, Shanghai, China; Wuhan Sample Solution Analytical Technology Co. Ltd., Wuhan, China | EPMA: beam current of 10 nA, beam size of 1–5 μm, accelerating voltage of 20 kV. Micro-XRF: rhodium target X-ray tube operating at 50 kV and 800 nA, polycapillary lens providing a 40-μm spot size on a 20-μm raster, dwell time of 5 ms per pixel. LA-ICP-MS: 193-nm ArF excimer laser, fluence of 6 J/cm², 6 Hz repetition rate for 40 seconds (240 pulses), 30-second pre-ablation blank, total run time 70 seconds, spot size 32–44 μm, He carrier gas mixed with Ar. LA-ICP-TOF-MS: 193 nm ArF excimer laser, spot diameter ~20 µm, repetition rate ~20 Hz, laser fluence ~7 J/cm², scan speed ~4000 µm/s, He carrier gas ~600 ml/min, washout time 50 ms. S isotope MC-ICP-MS: spot size ~44 μm, pulse frequency ~2 Hz, laser fluence ~5 J/cm², He carrier gas with Ar make-up gas. | MASS-1 (Fe-Cu-Zn-S pressed pellet) and GSE-1G (synthetic basaltic glass) from the United States Geological Survey; pyrite PPP-1; chalcopyrite GBW07268; pyrrhotite SP-Po-01 (δ34S = 1.4‰ ± 0.4‰); chalcopyrite SP-CP-01 (δ34S = 5.45‰ ± 0.3‰); natural and synthetic minerals from USA SPI Supplies | 0.024147 |  |  |  | 0.68097 |  | 0.014054 |  |  |  | 0 |  |  |  | 0.008918 | [5 empty] | 0.12964 | [5 empty] | 0.009687 | [5 empty] | 0.092992 | [9 empty] | 9.2201 | [13 empty] | 0.007872 | [11 empty] | 0.37677 |  | 0.1679 |  | 0.02823 | [7 empty] | 0.10719 | [5 empty] | 0.015608 | [15 empty] | 749.0665 |  | 0.048064 |  |  |  | 0.76434 | [5 empty] | 0.20133 | [7 empty] | 0 | [5 empty] | 0.024266 |  |  |  | 0.006133 |  | 0.05137 | [7 empty] | 0.38464 |  |  |  |  | 2025
| Xunmei vent field, Niaochao vent field |  | Seafloor hydrothermal | Volcanic-hosted massive sulfide (VMS) | seafloor massive sulfide (SMS) | Cu, Zn, Au, Ag | Co, Pb, Sb | Cu, Zn, Au, Ag, Co, Pb, Sb |  |  | I-Py4 (n=62)-118 | I-Py4 (n=62)-118 | seafloor vent field |  |  |  |  | ore material | grab | grab | mineral separate | [5 empty] | mineralisation | sulfide chimney | pyrite, marcasite, chalcopyrite |  | pyrite, marcasite, chalcopyrite | multiple stages: colloform marcasite-pyrite intergrowths (outermost wall), replacement assemblages (transition layers), dense recrystallized assemblages, marcasite pseudomorphs after pyrrhotite (middle layer) | sulfide chimney | colloform, subhedral, anhedral, euhedral, dense coarse-grained, columnar pseudomorphs |  |  |  | sphalerite, pyrrhotite, anhydrite, galena, tetrahedrite, tennantite | Transverse sections (polished sections) | EMPA, LA-ICPMS, MC-ICPMS | JEOL JXA-8100 EPMA; Teledyne Cetac Technologies Analyte Excite laser ablation system coupled with an Agilent Technologies 7700x quadrupole ICP-MS; ESI NWR Image GEO 193 coupled with TOFWERK icp TOF R; Neptune Plus multicollector ICP-MS (Thermo Fisher Scientific, Bremen, Germany) coupled with a Geolas HD excimer ArF laser ablation system (Coherent, Göttingen, Germany); Bruker M4 Tornado™ system | SIO, MNR; China University of Petroleum (East China), Qingdao, China; Nanjing Focu MS Technology Co. Ltd., Nanjing, China; Shanghai Chemlab Laboratory, Shanghai, China; Wuhan Sample Solution Analytical Technology Co. Ltd., Wuhan, China | EPMA: beam current of 10 nA, beam size of 1–5 μm, accelerating voltage of 20 kV. Micro-XRF: rhodium target X-ray tube operating at 50 kV and 800 nA, polycapillary lens providing a 40-μm spot size on a 20-μm raster, dwell time of 5 ms per pixel. LA-ICP-MS: 193-nm ArF excimer laser, fluence of 6 J/cm², 6 Hz repetition rate for 40 seconds (240 pulses), 30-second pre-ablation blank, total run time 70 seconds, spot size 32–44 μm, He carrier gas mixed with Ar. LA-ICP-TOF-MS: 193 nm ArF excimer laser, spot diameter ~20 µm, repetition rate ~20 Hz, laser fluence ~7 J/cm², scan speed ~4000 µm/s, He carrier gas ~600 ml/min, washout time 50 ms. S isotope MC-ICP-MS: spot size ~44 μm, pulse frequency ~2 Hz, laser fluence ~5 J/cm², He carrier gas with Ar make-up gas. | MASS-1 (Fe-Cu-Zn-S pressed pellet) and GSE-1G (synthetic basaltic glass) from the United States Geological Survey; pyrite PPP-1; chalcopyrite GBW07268; pyrrhotite SP-Po-01 (δ34S = 1.4‰ ± 0.4‰); chalcopyrite SP-CP-01 (δ34S = 5.45‰ ± 0.3‰); natural and synthetic minerals from USA SPI Supplies | 0.019817 |  |  |  | 0.56573 |  | 0.006956 |  |  |  | 0.030322 |  |  |  | 0.017544 | [5 empty] | 0.13795 | [5 empty] | 0.012206 | [5 empty] | 0.17733 | [9 empty] | 9.1962 | [13 empty] | 0.003572 | [11 empty] | 0.45726 |  | 0.15505 |  | 0.020056 | [7 empty] | 0.10745 | [5 empty] | 0.026642 | [15 empty] | 700.0783 |  | 0.06046 |  |  |  | 0.5939 | [5 empty] | 0.20563 | [7 empty] | 0.25701 | [5 empty] | 0.020873 |  |  |  | 0 |  | 0.045643 | [7 empty] | 0.33803 |  |  |  |  | 2025
| Xunmei vent field, Niaochao vent field |  | Seafloor hydrothermal | Volcanic-hosted massive sulfide (VMS) | seafloor massive sulfide (SMS) | Cu, Zn, Au, Ag | Co, Pb, Sb | Cu, Zn, Au, Ag, Co, Pb, Sb |  |  | I-Py4 (n=62)-119 | I-Py4 (n=62)-119 | seafloor vent field |  |  |  |  | ore material | grab | grab | mineral separate | [5 empty] | mineralisation | sulfide chimney | pyrite, marcasite, chalcopyrite |  | pyrite, marcasite, chalcopyrite | multiple stages: colloform marcasite-pyrite intergrowths (outermost wall), replacement assemblages (transition layers), dense recrystallized assemblages, marcasite pseudomorphs after pyrrhotite (middle layer) | sulfide chimney | colloform, subhedral, anhedral, euhedral, dense coarse-grained, columnar pseudomorphs |  |  |  | sphalerite, pyrrhotite, anhydrite, galena, tetrahedrite, tennantite | Transverse sections (polished sections) | EMPA, LA-ICPMS, MC-ICPMS | JEOL JXA-8100 EPMA; Teledyne Cetac Technologies Analyte Excite laser ablation system coupled with an Agilent Technologies 7700x quadrupole ICP-MS; ESI NWR Image GEO 193 coupled with TOFWERK icp TOF R; Neptune Plus multicollector ICP-MS (Thermo Fisher Scientific, Bremen, Germany) coupled with a Geolas HD excimer ArF laser ablation system (Coherent, Göttingen, Germany); Bruker M4 Tornado™ system | SIO, MNR; China University of Petroleum (East China), Qingdao, China; Nanjing Focu MS Technology Co. Ltd., Nanjing, China; Shanghai Chemlab Laboratory, Shanghai, China; Wuhan Sample Solution Analytical Technology Co. Ltd., Wuhan, China | EPMA: beam current of 10 nA, beam size of 1–5 μm, accelerating voltage of 20 kV. Micro-XRF: rhodium target X-ray tube operating at 50 kV and 800 nA, polycapillary lens providing a 40-μm spot size on a 20-μm raster, dwell time of 5 ms per pixel. LA-ICP-MS: 193-nm ArF excimer laser, fluence of 6 J/cm², 6 Hz repetition rate for 40 seconds (240 pulses), 30-second pre-ablation blank, total run time 70 seconds, spot size 32–44 μm, He carrier gas mixed with Ar. LA-ICP-TOF-MS: 193 nm ArF excimer laser, spot diameter ~20 µm, repetition rate ~20 Hz, laser fluence ~7 J/cm², scan speed ~4000 µm/s, He carrier gas ~600 ml/min, washout time 50 ms. S isotope MC-ICP-MS: spot size ~44 μm, pulse frequency ~2 Hz, laser fluence ~5 J/cm², He carrier gas with Ar make-up gas. | MASS-1 (Fe-Cu-Zn-S pressed pellet) and GSE-1G (synthetic basaltic glass) from the United States Geological Survey; pyrite PPP-1; chalcopyrite GBW07268; pyrrhotite SP-Po-01 (δ34S = 1.4‰ ± 0.4‰); chalcopyrite SP-CP-01 (δ34S = 5.45‰ ± 0.3‰); natural and synthetic minerals from USA SPI Supplies | 0.011834 |  |  |  | 0.64974 |  | 0 |  |  |  | 0.048654 |  |  |  | 0.005735 | [5 empty] | 0.14488 | [5 empty] | 0.014163 | [5 empty] | 0.15972 | [9 empty] | 7.7233 | [13 empty] | 0.004037 | [11 empty] | 0.46873 |  | 0.15012 |  | 0.018801 | [7 empty] | 0.090176 | [5 empty] | 0.021831 | [15 empty] | 780.1891 |  | 0.065216 |  |  |  | 0.96469 | [5 empty] | 0.19717 | [7 empty] | 0.121 | [5 empty] | 0.015557 |  |  |  | 0.002584 |  | 0.049435 | [7 empty] | 0.31574 |  |  |  |  | 2025
| Xunmei vent field, Niaochao vent field |  | Seafloor hydrothermal | Volcanic-hosted massive sulfide (VMS) | seafloor massive sulfide (SMS) | Cu, Zn, Au, Ag | Co, Pb, Sb | Cu, Zn, Au, Ag, Co, Pb, Sb |  |  | I-Py4 (n=62)-120 | I-Py4 (n=62)-120 | seafloor vent field |  |  |  |  | ore material | grab | grab | mineral separate | [5 empty] | mineralisation | sulfide chimney | pyrite, marcasite, chalcopyrite |  | pyrite, marcasite, chalcopyrite | multiple stages: colloform marcasite-pyrite intergrowths (outermost wall), replacement assemblages (transition layers), dense recrystallized assemblages, marcasite pseudomorphs after pyrrhotite (middle layer) | sulfide chimney | colloform, subhedral, anhedral, euhedral, dense coarse-grained, columnar pseudomorphs |  |  |  | sphalerite, pyrrhotite, anhydrite, galena, tetrahedrite, tennantite | Transverse sections (polished sections) | EMPA, LA-ICPMS, MC-ICPMS | JEOL JXA-8100 EPMA; Teledyne Cetac Technologies Analyte Excite laser ablation system coupled with an Agilent Technologies 7700x quadrupole ICP-MS; ESI NWR Image GEO 193 coupled with TOFWERK icp TOF R; Neptune Plus multicollector ICP-MS (Thermo Fisher Scientific, Bremen, Germany) coupled with a Geolas HD excimer ArF laser ablation system (Coherent, Göttingen, Germany); Bruker M4 Tornado™ system | SIO, MNR; China University of Petroleum (East China), Qingdao, China; Nanjing Focu MS Technology Co. Ltd., Nanjing, China; Shanghai Chemlab Laboratory, Shanghai, China; Wuhan Sample Solution Analytical Technology Co. Ltd., Wuhan, China | EPMA: beam current of 10 nA, beam size of 1–5 μm, accelerating voltage of 20 kV. Micro-XRF: rhodium target X-ray tube operating at 50 kV and 800 nA, polycapillary lens providing a 40-μm spot size on a 20-μm raster, dwell time of 5 ms per pixel. LA-ICP-MS: 193-nm ArF excimer laser, fluence of 6 J/cm², 6 Hz repetition rate for 40 seconds (240 pulses), 30-second pre-ablation blank, total run time 70 seconds, spot size 32–44 μm, He carrier gas mixed with Ar. LA-ICP-TOF-MS: 193 nm ArF excimer laser, spot diameter ~20 µm, repetition rate ~20 Hz, laser fluence ~7 J/cm², scan speed ~4000 µm/s, He carrier gas ~600 ml/min, washout time 50 ms. S isotope MC-ICP-MS: spot size ~44 μm, pulse frequency ~2 Hz, laser fluence ~5 J/cm², He carrier gas with Ar make-up gas. | MASS-1 (Fe-Cu-Zn-S pressed pellet) and GSE-1G (synthetic basaltic glass) from the United States Geological Survey; pyrite PPP-1; chalcopyrite GBW07268; pyrrhotite SP-Po-01 (δ34S = 1.4‰ ± 0.4‰); chalcopyrite SP-CP-01 (δ34S = 5.45‰ ± 0.3‰); natural and synthetic minerals from USA SPI Supplies | 0.009151 |  |  |  | 0.56775 |  | 0.016701 |  |  |  | 0 |  |  |  | 0.008247 | [5 empty] | 0.16365 | [5 empty] | 0.011545 | [5 empty] | 0.14419 | [9 empty] | 9.5422 | [13 empty] | 0.005408 | [11 empty] | 0.34529 |  | 0.14845 |  | 0.020153 | [7 empty] | 0.091999 | [5 empty] | 0.00858 | [15 empty] | 792.681 |  | 0.062901 |  |  |  | 0.61043 | [5 empty] | 0.1705 | [7 empty] | 0.12999 | [5 empty] | 0.016453 |  |  |  | 0.006622 |  | 0.049552 | [7 empty] | 0.41939 |  |  |  |  | 2025
| Xunmei vent field, Niaochao vent field |  | Seafloor hydrothermal | Volcanic-hosted massive sulfide (VMS) | seafloor massive sulfide (SMS) | Cu, Zn, Au, Ag | Co, Pb, Sb | Cu, Zn, Au, Ag, Co, Pb, Sb |  |  | I-Py4 (n=62)-121 | I-Py4 (n=62)-121 | seafloor vent field |  |  |  |  | ore material | grab | grab | mineral separate | [5 empty] | mineralisation | sulfide chimney | pyrite, marcasite, chalcopyrite |  | pyrite, marcasite, chalcopyrite | multiple stages: colloform marcasite-pyrite intergrowths (outermost wall), replacement assemblages (transition layers), dense recrystallized assemblages, marcasite pseudomorphs after pyrrhotite (middle layer) | sulfide chimney | colloform, subhedral, anhedral, euhedral, dense coarse-grained, columnar pseudomorphs |  |  |  | sphalerite, pyrrhotite, anhydrite, galena, tetrahedrite, tennantite | Transverse sections (polished sections) | EMPA, LA-ICPMS, MC-ICPMS | JEOL JXA-8100 EPMA; Teledyne Cetac Technologies Analyte Excite laser ablation system coupled with an Agilent Technologies 7700x quadrupole ICP-MS; ESI NWR Image GEO 193 coupled with TOFWERK icp TOF R; Neptune Plus multicollector ICP-MS (Thermo Fisher Scientific, Bremen, Germany) coupled with a Geolas HD excimer ArF laser ablation system (Coherent, Göttingen, Germany); Bruker M4 Tornado™ system | SIO, MNR; China University of Petroleum (East China), Qingdao, China; Nanjing Focu MS Technology Co. Ltd., Nanjing, China; Shanghai Chemlab Laboratory, Shanghai, China; Wuhan Sample Solution Analytical Technology Co. Ltd., Wuhan, China | EPMA: beam current of 10 nA, beam size of 1–5 μm, accelerating voltage of 20 kV. Micro-XRF: rhodium target X-ray tube operating at 50 kV and 800 nA, polycapillary lens providing a 40-μm spot size on a 20-μm raster, dwell time of 5 ms per pixel. LA-ICP-MS: 193-nm ArF excimer laser, fluence of 6 J/cm², 6 Hz repetition rate for 40 seconds (240 pulses), 30-second pre-ablation blank, total run time 70 seconds, spot size 32–44 μm, He carrier gas mixed with Ar. LA-ICP-TOF-MS: 193 nm ArF excimer laser, spot diameter ~20 µm, repetition rate ~20 Hz, laser fluence ~7 J/cm², scan speed ~4000 µm/s, He carrier gas ~600 ml/min, washout time 50 ms. S isotope MC-ICP-MS: spot size ~44 μm, pulse frequency ~2 Hz, laser fluence ~5 J/cm², He carrier gas with Ar make-up gas. | MASS-1 (Fe-Cu-Zn-S pressed pellet) and GSE-1G (synthetic basaltic glass) from the United States Geological Survey; pyrite PPP-1; chalcopyrite GBW07268; pyrrhotite SP-Po-01 (δ34S = 1.4‰ ± 0.4‰); chalcopyrite SP-CP-01 (δ34S = 5.45‰ ± 0.3‰); natural and synthetic minerals from USA SPI Supplies | 0.009437 |  |  |  | 0.60177 |  | 0 |  |  |  | 0.053119 |  |  |  | 0.01164 | [5 empty] | 0.18601 | [5 empty] | 0.018815 | [5 empty] | 0.16354 | [9 empty] | 8.8449 | [13 empty] | 0.007353 | [11 empty] | 0.38324 |  | 0.15579 |  | 0.028577 | [7 empty] | 0.074926 | [5 empty] | 0.009974 | [15 empty] | 906.8879 |  | 0.077843 |  |  |  | 0.82498 | [5 empty] | 0.17003 | [7 empty] | 0.13387 | [5 empty] | 0.024919 |  |  |  | 0.006773 |  | 0.057552 | [7 empty] | 0.45323 |  |  |  |  | 2025
| Xunmei vent field, Niaochao vent field |  | Seafloor hydrothermal | Volcanic-hosted massive sulfide (VMS) | seafloor massive sulfide (SMS) | Cu, Zn, Au, Ag | Co, Pb, Sb | Cu, Zn, Au, Ag, Co, Pb, Sb |  |  | I-Py4 (n=62)-122 | I-Py4 (n=62)-122 | seafloor vent field |  |  |  |  | ore material | grab | grab | mineral separate | [5 empty] | mineralisation | sulfide chimney | pyrite, marcasite, chalcopyrite |  | pyrite, marcasite, chalcopyrite | multiple stages: colloform marcasite-pyrite intergrowths (outermost wall), replacement assemblages (transition layers), dense recrystallized assemblages, marcasite pseudomorphs after pyrrhotite (middle layer) | sulfide chimney | colloform, subhedral, anhedral, euhedral, dense coarse-grained, columnar pseudomorphs |  |  |  | sphalerite, pyrrhotite, anhydrite, galena, tetrahedrite, tennantite | Transverse sections (polished sections) | EMPA, LA-ICPMS, MC-ICPMS | JEOL JXA-8100 EPMA; Teledyne Cetac Technologies Analyte Excite laser ablation system coupled with an Agilent Technologies 7700x quadrupole ICP-MS; ESI NWR Image GEO 193 coupled with TOFWERK icp TOF R; Neptune Plus multicollector ICP-MS (Thermo Fisher Scientific, Bremen, Germany) coupled with a Geolas HD excimer ArF laser ablation system (Coherent, Göttingen, Germany); Bruker M4 Tornado™ system | SIO, MNR; China University of Petroleum (East China), Qingdao, China; Nanjing Focu MS Technology Co. Ltd., Nanjing, China; Shanghai Chemlab Laboratory, Shanghai, China; Wuhan Sample Solution Analytical Technology Co. Ltd., Wuhan, China | EPMA: beam current of 10 nA, beam size of 1–5 μm, accelerating voltage of 20 kV. Micro-XRF: rhodium target X-ray tube operating at 50 kV and 800 nA, polycapillary lens providing a 40-μm spot size on a 20-μm raster, dwell time of 5 ms per pixel. LA-ICP-MS: 193-nm ArF excimer laser, fluence of 6 J/cm², 6 Hz repetition rate for 40 seconds (240 pulses), 30-second pre-ablation blank, total run time 70 seconds, spot size 32–44 μm, He carrier gas mixed with Ar. LA-ICP-TOF-MS: 193 nm ArF excimer laser, spot diameter ~20 µm, repetition rate ~20 Hz, laser fluence ~7 J/cm², scan speed ~4000 µm/s, He carrier gas ~600 ml/min, washout time 50 ms. S isotope MC-ICP-MS: spot size ~44 μm, pulse frequency ~2 Hz, laser fluence ~5 J/cm², He carrier gas with Ar make-up gas. | MASS-1 (Fe-Cu-Zn-S pressed pellet) and GSE-1G (synthetic basaltic glass) from the United States Geological Survey; pyrite PPP-1; chalcopyrite GBW07268; pyrrhotite SP-Po-01 (δ34S = 1.4‰ ± 0.4‰); chalcopyrite SP-CP-01 (δ34S = 5.45‰ ± 0.3‰); natural and synthetic minerals from USA SPI Supplies | 0.010098 |  |  |  | 0.76684 |  | 0 |  |  |  | 0.023753 |  |  |  | 0.010292 | [5 empty] | 0.16429 | [5 empty] | 0.018171 | [5 empty] | 0.16171 | [9 empty] | 9.4111 | [13 empty] | 0.00472 | [11 empty] | 0.32571 |  | 0.19173 |  | 0.065671 | [7 empty] | 0.13939 | [5 empty] | 0.023728 | [15 empty] | 976.918 |  | 0.087457 |  |  |  | 0.88005 | [5 empty] | 0.26636 | [7 empty] | 0 | [5 empty] | 0.021265 |  |  |  | 0.008443 |  | 0.046161 | [7 empty] | 0.29905 |  |  |  |  | 2025
| Xunmei vent field, Niaochao vent field |  | Seafloor hydrothermal | Volcanic-hosted massive sulfide (VMS) | seafloor massive sulfide (SMS) | Cu, Zn, Au, Ag | Co, Pb, Sb | Cu, Zn, Au, Ag, Co, Pb, Sb |  |  | I-Py4 (n=62)-123 | I-Py4 (n=62)-123 | seafloor vent field |  |  |  |  | ore material | grab | grab | mineral separate | [5 empty] | mineralisation | sulfide chimney | pyrite, marcasite, chalcopyrite |  | pyrite, marcasite, chalcopyrite | multiple stages: colloform marcasite-pyrite intergrowths (outermost wall), replacement assemblages (transition layers), dense recrystallized assemblages, marcasite pseudomorphs after pyrrhotite (middle layer) | sulfide chimney | colloform, subhedral, anhedral, euhedral, dense coarse-grained, columnar pseudomorphs |  |  |  | sphalerite, pyrrhotite, anhydrite, galena, tetrahedrite, tennantite | Transverse sections (polished sections) | EMPA, LA-ICPMS, MC-ICPMS | JEOL JXA-8100 EPMA; Teledyne Cetac Technologies Analyte Excite laser ablation system coupled with an Agilent Technologies 7700x quadrupole ICP-MS; ESI NWR Image GEO 193 coupled with TOFWERK icp TOF R; Neptune Plus multicollector ICP-MS (Thermo Fisher Scientific, Bremen, Germany) coupled with a Geolas HD excimer ArF laser ablation system (Coherent, Göttingen, Germany); Bruker M4 Tornado™ system | SIO, MNR; China University of Petroleum (East China), Qingdao, China; Nanjing Focu MS Technology Co. Ltd., Nanjing, China; Shanghai Chemlab Laboratory, Shanghai, China; Wuhan Sample Solution Analytical Technology Co. Ltd., Wuhan, China | EPMA: beam current of 10 nA, beam size of 1–5 μm, accelerating voltage of 20 kV. Micro-XRF: rhodium target X-ray tube operating at 50 kV and 800 nA, polycapillary lens providing a 40-μm spot size on a 20-μm raster, dwell time of 5 ms per pixel. LA-ICP-MS: 193-nm ArF excimer laser, fluence of 6 J/cm², 6 Hz repetition rate for 40 seconds (240 pulses), 30-second pre-ablation blank, total run time 70 seconds, spot size 32–44 μm, He carrier gas mixed with Ar. LA-ICP-TOF-MS: 193 nm ArF excimer laser, spot diameter ~20 µm, repetition rate ~20 Hz, laser fluence ~7 J/cm², scan speed ~4000 µm/s, He carrier gas ~600 ml/min, washout time 50 ms. S isotope MC-ICP-MS: spot size ~44 μm, pulse frequency ~2 Hz, laser fluence ~5 J/cm², He carrier gas with Ar make-up gas. | MASS-1 (Fe-Cu-Zn-S pressed pellet) and GSE-1G (synthetic basaltic glass) from the United States Geological Survey; pyrite PPP-1; chalcopyrite GBW07268; pyrrhotite SP-Po-01 (δ34S = 1.4‰ ± 0.4‰); chalcopyrite SP-CP-01 (δ34S = 5.45‰ ± 0.3‰); natural and synthetic minerals from USA SPI Supplies | 0.025393 |  |  |  | 0.87896 |  | 0.009986 |  |  |  | 0.022254 |  |  |  | 0.007594 | [5 empty] | 0.21697 | [5 empty] | 0.012525 | [5 empty] | 0.18597 | [9 empty] | 8.1481 | [13 empty] | 0.01055 | [11 empty] | 0.50896 |  | 0.11873 |  | 0.020493 | [7 empty] | 0.065055 | [5 empty] | 0.018094 | [15 empty] | 815.5356 |  | 0.051477 |  |  |  | 0.68298 | [5 empty] | 0.13998 | [7 empty] | 0.18754 | [5 empty] | 0.021375 |  |  |  | 0.006276 |  | 0.054142 | [7 empty] | 0.39768 |  |  |  |  | 2025
| Xunmei vent field, Niaochao vent field |  | Seafloor hydrothermal | Volcanic-hosted massive sulfide (VMS) | seafloor massive sulfide (SMS) | Cu, Zn, Au, Ag | Co, Pb, Sb | Cu, Zn, Au, Ag, Co, Pb, Sb |  |  | I-Py4 (n=62)-124 | I-Py4 (n=62)-124 | seafloor vent field |  |  |  |  | ore material | grab | grab | mineral separate | [5 empty] | mineralisation | sulfide chimney | pyrite, marcasite, chalcopyrite |  | pyrite, marcasite, chalcopyrite | multiple stages: colloform marcasite-pyrite intergrowths (outermost wall), replacement assemblages (transition layers), dense recrystallized assemblages, marcasite pseudomorphs after pyrrhotite (middle layer) | sulfide chimney | colloform, subhedral, anhedral, euhedral, dense coarse-grained, columnar pseudomorphs |  |  |  | sphalerite, pyrrhotite, anhydrite, galena, tetrahedrite, tennantite | Transverse sections (polished sections) | EMPA, LA-ICPMS, MC-ICPMS | JEOL JXA-8100 EPMA; Teledyne Cetac Technologies Analyte Excite laser ablation system coupled with an Agilent Technologies 7700x quadrupole ICP-MS; ESI NWR Image GEO 193 coupled with TOFWERK icp TOF R; Neptune Plus multicollector ICP-MS (Thermo Fisher Scientific, Bremen, Germany) coupled with a Geolas HD excimer ArF laser ablation system (Coherent, Göttingen, Germany); Bruker M4 Tornado™ system | SIO, MNR; China University of Petroleum (East China), Qingdao, China; Nanjing Focu MS Technology Co. Ltd., Nanjing, China; Shanghai Chemlab Laboratory, Shanghai, China; Wuhan Sample Solution Analytical Technology Co. Ltd., Wuhan, China | EPMA: beam current of 10 nA, beam size of 1–5 μm, accelerating voltage of 20 kV. Micro-XRF: rhodium target X-ray tube operating at 50 kV and 800 nA, polycapillary lens providing a 40-μm spot size on a 20-μm raster, dwell time of 5 ms per pixel. LA-ICP-MS: 193-nm ArF excimer laser, fluence of 6 J/cm², 6 Hz repetition rate for 40 seconds (240 pulses), 30-second pre-ablation blank, total run time 70 seconds, spot size 32–44 μm, He carrier gas mixed with Ar. LA-ICP-TOF-MS: 193 nm ArF excimer laser, spot diameter ~20 µm, repetition rate ~20 Hz, laser fluence ~7 J/cm², scan speed ~4000 µm/s, He carrier gas ~600 ml/min, washout time 50 ms. S isotope MC-ICP-MS: spot size ~44 μm, pulse frequency ~2 Hz, laser fluence ~5 J/cm², He carrier gas with Ar make-up gas. | MASS-1 (Fe-Cu-Zn-S pressed pellet) and GSE-1G (synthetic basaltic glass) from the United States Geological Survey; pyrite PPP-1; chalcopyrite GBW07268; pyrrhotite SP-Po-01 (δ34S = 1.4‰ ± 0.4‰); chalcopyrite SP-CP-01 (δ34S = 5.45‰ ± 0.3‰); natural and synthetic minerals from USA SPI Supplies | 0.025436 |  |  |  | 0.71259 |  | 0.021609 |  |  |  | 0.047264 |  |  |  | 0.004266 | [5 empty] | 0.12463 | [5 empty] | 0.007948 | [5 empty] | 0.19513 | [9 empty] | 7.1034 | [13 empty] | 0.009471 | [11 empty] | 0.42995 |  | 0.18338 |  | 0.019681 | [7 empty] | 0.074282 | [5 empty] | 0.020553 | [15 empty] | 849.1191 |  | 0.045157 |  |  |  | 0.78021 | [5 empty] | 0.17178 | [7 empty] | 0.44816 | [5 empty] | 0.017853 |  |  |  | 0 |  | 0.05178 | [7 empty] | 0.42677 |  |  |  |  | 2025
| Xunmei vent field, Niaochao vent field |  | Seafloor hydrothermal | Volcanic-hosted massive sulfide (VMS) | seafloor massive sulfide (SMS) | Cu, Zn, Au, Ag | Co, Pb, Sb | Cu, Zn, Au, Ag, Co, Pb, Sb |  |  | I-Py4 (n=62)-125 | I-Py4 (n=62)-125 | seafloor vent field |  |  |  |  | ore material | grab | grab | mineral separate | [5 empty] | mineralisation | sulfide chimney | pyrite, marcasite, chalcopyrite |  | pyrite, marcasite, chalcopyrite | multiple stages: colloform marcasite-pyrite intergrowths (outermost wall), replacement assemblages (transition layers), dense recrystallized assemblages, marcasite pseudomorphs after pyrrhotite (middle layer) | sulfide chimney | colloform, subhedral, anhedral, euhedral, dense coarse-grained, columnar pseudomorphs |  |  |  | sphalerite, pyrrhotite, anhydrite, galena, tetrahedrite, tennantite | Transverse sections (polished sections) | EMPA, LA-ICPMS, MC-ICPMS | JEOL JXA-8100 EPMA; Teledyne Cetac Technologies Analyte Excite laser ablation system coupled with an Agilent Technologies 7700x quadrupole ICP-MS; ESI NWR Image GEO 193 coupled with TOFWERK icp TOF R; Neptune Plus multicollector ICP-MS (Thermo Fisher Scientific, Bremen, Germany) coupled with a Geolas HD excimer ArF laser ablation system (Coherent, Göttingen, Germany); Bruker M4 Tornado™ system | SIO, MNR; China University of Petroleum (East China), Qingdao, China; Nanjing Focu MS Technology Co. Ltd., Nanjing, China; Shanghai Chemlab Laboratory, Shanghai, China; Wuhan Sample Solution Analytical Technology Co. Ltd., Wuhan, China | EPMA: beam current of 10 nA, beam size of 1–5 μm, accelerating voltage of 20 kV. Micro-XRF: rhodium target X-ray tube operating at 50 kV and 800 nA, polycapillary lens providing a 40-μm spot size on a 20-μm raster, dwell time of 5 ms per pixel. LA-ICP-MS: 193-nm ArF excimer laser, fluence of 6 J/cm², 6 Hz repetition rate for 40 seconds (240 pulses), 30-second pre-ablation blank, total run time 70 seconds, spot size 32–44 μm, He carrier gas mixed with Ar. LA-ICP-TOF-MS: 193 nm ArF excimer laser, spot diameter ~20 µm, repetition rate ~20 Hz, laser fluence ~7 J/cm², scan speed ~4000 µm/s, He carrier gas ~600 ml/min, washout time 50 ms. S isotope MC-ICP-MS: spot size ~44 μm, pulse frequency ~2 Hz, laser fluence ~5 J/cm², He carrier gas with Ar make-up gas. | MASS-1 (Fe-Cu-Zn-S pressed pellet) and GSE-1G (synthetic basaltic glass) from the United States Geological Survey; pyrite PPP-1; chalcopyrite GBW07268; pyrrhotite SP-Po-01 (δ34S = 1.4‰ ± 0.4‰); chalcopyrite SP-CP-01 (δ34S = 5.45‰ ± 0.3‰); natural and synthetic minerals from USA SPI Supplies | 0.009214 |  |  |  | 0.68029 |  | 0 |  |  |  | 0.021552 |  |  |  | 0.00828 | [5 empty] | 0.13243 | [5 empty] | 0.015193 | [5 empty] | 0.15426 | [9 empty] | 8.7159 | [13 empty] | 0.008255 | [11 empty] | 0.37038 |  | 0.17464 |  | 0 | [7 empty] | 0.13796 | [5 empty] | 0.012923 | [15 empty] | 815.0782 |  | 0.038067 |  |  |  | 0.78385 | [5 empty] | 0.17163 | [7 empty] | 0.38253 | [5 empty] | 0.017112 |  |  |  | 0.002753 |  | 0.05425 | [7 empty] | 0.33463 |  |  |  |  | 2025
| Xunmei vent field, Niaochao vent field |  | Seafloor hydrothermal | Volcanic-hosted massive sulfide (VMS) | seafloor massive sulfide (SMS) | Cu, Zn, Au, Ag | Co, Pb, Sb | Cu, Zn, Au, Ag, Co, Pb, Sb |  |  | I-Py4 (n=62)-126 | I-Py4 (n=62)-126 | seafloor vent field |  |  |  |  | ore material | grab | grab | mineral separate | [5 empty] | mineralisation | sulfide chimney | pyrite, marcasite, chalcopyrite |  | pyrite, marcasite, chalcopyrite | multiple stages: colloform marcasite-pyrite intergrowths (outermost wall), replacement assemblages (transition layers), dense recrystallized assemblages, marcasite pseudomorphs after pyrrhotite (middle layer) | sulfide chimney | colloform, subhedral, anhedral, euhedral, dense coarse-grained, columnar pseudomorphs |  |  |  | sphalerite, pyrrhotite, anhydrite, galena, tetrahedrite, tennantite | Transverse sections (polished sections) | EMPA, LA-ICPMS, MC-ICPMS | JEOL JXA-8100 EPMA; Teledyne Cetac Technologies Analyte Excite laser ablation system coupled with an Agilent Technologies 7700x quadrupole ICP-MS; ESI NWR Image GEO 193 coupled with TOFWERK icp TOF R; Neptune Plus multicollector ICP-MS (Thermo Fisher Scientific, Bremen, Germany) coupled with a Geolas HD excimer ArF laser ablation system (Coherent, Göttingen, Germany); Bruker M4 Tornado™ system | SIO, MNR; China University of Petroleum (East China), Qingdao, China; Nanjing Focu MS Technology Co. Ltd., Nanjing, China; Shanghai Chemlab Laboratory, Shanghai, China; Wuhan Sample Solution Analytical Technology Co. Ltd., Wuhan, China | EPMA: beam current of 10 nA, beam size of 1–5 μm, accelerating voltage of 20 kV. Micro-XRF: rhodium target X-ray tube operating at 50 kV and 800 nA, polycapillary lens providing a 40-μm spot size on a 20-μm raster, dwell time of 5 ms per pixel. LA-ICP-MS: 193-nm ArF excimer laser, fluence of 6 J/cm², 6 Hz repetition rate for 40 seconds (240 pulses), 30-second pre-ablation blank, total run time 70 seconds, spot size 32–44 μm, He carrier gas mixed with Ar. LA-ICP-TOF-MS: 193 nm ArF excimer laser, spot diameter ~20 µm, repetition rate ~20 Hz, laser fluence ~7 J/cm², scan speed ~4000 µm/s, He carrier gas ~600 ml/min, washout time 50 ms. S isotope MC-ICP-MS: spot size ~44 μm, pulse frequency ~2 Hz, laser fluence ~5 J/cm², He carrier gas with Ar make-up gas. | MASS-1 (Fe-Cu-Zn-S pressed pellet) and GSE-1G (synthetic basaltic glass) from the United States Geological Survey; pyrite PPP-1; chalcopyrite GBW07268; pyrrhotite SP-Po-01 (δ34S = 1.4‰ ± 0.4‰); chalcopyrite SP-CP-01 (δ34S = 5.45‰ ± 0.3‰); natural and synthetic minerals from USA SPI Supplies | 0.029278 |  |  |  | 0.76943 |  | 0.007356 |  |  |  | 0 |  |  |  | 0.008329 | [5 empty] | 0.21391 | [5 empty] | 0.018829 | [5 empty] | 0.24679 | [9 empty] | 8.5045 | [13 empty] | 0.009323 | [11 empty] | 0.34163 |  | 0.20641 |  | 0.058322 | [7 empty] | 0.079419 | [5 empty] | 0.019773 | [15 empty] | 963.1388 |  | 0.072244 |  |  |  | 0.58097 | [5 empty] | 0.18883 | [7 empty] | 0 | [5 empty] | 0.01883 |  |  |  | 0.008115 |  | 0.058926 | [7 empty] | 0.45267 |  |  |  |  | 2025
| Xunmei vent field, Niaochao vent field |  | Seafloor hydrothermal | Volcanic-hosted massive sulfide (VMS) | seafloor massive sulfide (SMS) | Cu, Zn, Au, Ag | Co, Pb, Sb | Cu, Zn, Au, Ag, Co, Pb, Sb |  |  | I-Py4 (n=62)-127 | I-Py4 (n=62)-127 | seafloor vent field |  |  |  |  | ore material | grab | grab | mineral separate | [5 empty] | mineralisation | sulfide chimney | pyrite, marcasite, chalcopyrite |  | pyrite, marcasite, chalcopyrite | multiple stages: colloform marcasite-pyrite intergrowths (outermost wall), replacement assemblages (transition layers), dense recrystallized assemblages, marcasite pseudomorphs after pyrrhotite (middle layer) | sulfide chimney | colloform, subhedral, anhedral, euhedral, dense coarse-grained, columnar pseudomorphs |  |  |  | sphalerite, pyrrhotite, anhydrite, galena, tetrahedrite, tennantite | Transverse sections (polished sections) | EMPA, LA-ICPMS, MC-ICPMS | JEOL JXA-8100 EPMA; Teledyne Cetac Technologies Analyte Excite laser ablation system coupled with an Agilent Technologies 7700x quadrupole ICP-MS; ESI NWR Image GEO 193 coupled with TOFWERK icp TOF R; Neptune Plus multicollector ICP-MS (Thermo Fisher Scientific, Bremen, Germany) coupled with a Geolas HD excimer ArF laser ablation system (Coherent, Göttingen, Germany); Bruker M4 Tornado™ system | SIO, MNR; China University of Petroleum (East China), Qingdao, China; Nanjing Focu MS Technology Co. Ltd., Nanjing, China; Shanghai Chemlab Laboratory, Shanghai, China; Wuhan Sample Solution Analytical Technology Co. Ltd., Wuhan, China | EPMA: beam current of 10 nA, beam size of 1–5 μm, accelerating voltage of 20 kV. Micro-XRF: rhodium target X-ray tube operating at 50 kV and 800 nA, polycapillary lens providing a 40-μm spot size on a 20-μm raster, dwell time of 5 ms per pixel. LA-ICP-MS: 193-nm ArF excimer laser, fluence of 6 J/cm², 6 Hz repetition rate for 40 seconds (240 pulses), 30-second pre-ablation blank, total run time 70 seconds, spot size 32–44 μm, He carrier gas mixed with Ar. LA-ICP-TOF-MS: 193 nm ArF excimer laser, spot diameter ~20 µm, repetition rate ~20 Hz, laser fluence ~7 J/cm², scan speed ~4000 µm/s, He carrier gas ~600 ml/min, washout time 50 ms. S isotope MC-ICP-MS: spot size ~44 μm, pulse frequency ~2 Hz, laser fluence ~5 J/cm², He carrier gas with Ar make-up gas. | MASS-1 (Fe-Cu-Zn-S pressed pellet) and GSE-1G (synthetic basaltic glass) from the United States Geological Survey; pyrite PPP-1; chalcopyrite GBW07268; pyrrhotite SP-Po-01 (δ34S = 1.4‰ ± 0.4‰); chalcopyrite SP-CP-01 (δ34S = 5.45‰ ± 0.3‰); natural and synthetic minerals from USA SPI Supplies | 0.009493 |  |  |  | 0.66153 |  | 0.007148 |  |  |  | 0 |  |  |  | 0.013381 | [5 empty] | 0.079092 | [5 empty] | 0.013607 | [5 empty] | 0.17425 | [9 empty] | 9.1834 | [13 empty] | 0.005241 | [11 empty] | 0.26896 |  | 0.18595 |  | 0.061707 | [7 empty] | 0.10074 | [5 empty] | 0.014613 | [15 empty] | 1016.941 |  | 0.040163 |  |  |  | 0.93005 | [5 empty] | 0.19302 | [7 empty] | 0 | [5 empty] | 0.02525 |  |  |  | 0.008262 |  | 0.049302 | [7 empty] | 0.35551 |  |  |  |  | 2025
| Xunmei vent field, Niaochao vent field |  | Seafloor hydrothermal | Volcanic-hosted massive sulfide (VMS) | seafloor massive sulfide (SMS) | Cu, Zn, Au, Ag | Co, Pb, Sb | Cu, Zn, Au, Ag, Co, Pb, Sb |  |  | I-Py4 (n=62)-128 | I-Py4 (n=62)-128 | seafloor vent field |  |  |  |  | ore material | grab | grab | mineral separate | [5 empty] | mineralisation | sulfide chimney | pyrite, marcasite, chalcopyrite |  | pyrite, marcasite, chalcopyrite | multiple stages: colloform marcasite-pyrite intergrowths (outermost wall), replacement assemblages (transition layers), dense recrystallized assemblages, marcasite pseudomorphs after pyrrhotite (middle layer) | sulfide chimney | colloform, subhedral, anhedral, euhedral, dense coarse-grained, columnar pseudomorphs |  |  |  | sphalerite, pyrrhotite, anhydrite, galena, tetrahedrite, tennantite | Transverse sections (polished sections) | EMPA, LA-ICPMS, MC-ICPMS | JEOL JXA-8100 EPMA; Teledyne Cetac Technologies Analyte Excite laser ablation system coupled with an Agilent Technologies 7700x quadrupole ICP-MS; ESI NWR Image GEO 193 coupled with TOFWERK icp TOF R; Neptune Plus multicollector ICP-MS (Thermo Fisher Scientific, Bremen, Germany) coupled with a Geolas HD excimer ArF laser ablation system (Coherent, Göttingen, Germany); Bruker M4 Tornado™ system | SIO, MNR; China University of Petroleum (East China), Qingdao, China; Nanjing Focu MS Technology Co. Ltd., Nanjing, China; Shanghai Chemlab Laboratory, Shanghai, China; Wuhan Sample Solution Analytical Technology Co. Ltd., Wuhan, China | EPMA: beam current of 10 nA, beam size of 1–5 μm, accelerating voltage of 20 kV. Micro-XRF: rhodium target X-ray tube operating at 50 kV and 800 nA, polycapillary lens providing a 40-μm spot size on a 20-μm raster, dwell time of 5 ms per pixel. LA-ICP-MS: 193-nm ArF excimer laser, fluence of 6 J/cm², 6 Hz repetition rate for 40 seconds (240 pulses), 30-second pre-ablation blank, total run time 70 seconds, spot size 32–44 μm, He carrier gas mixed with Ar. LA-ICP-TOF-MS: 193 nm ArF excimer laser, spot diameter ~20 µm, repetition rate ~20 Hz, laser fluence ~7 J/cm², scan speed ~4000 µm/s, He carrier gas ~600 ml/min, washout time 50 ms. S isotope MC-ICP-MS: spot size ~44 μm, pulse frequency ~2 Hz, laser fluence ~5 J/cm², He carrier gas with Ar make-up gas. | MASS-1 (Fe-Cu-Zn-S pressed pellet) and GSE-1G (synthetic basaltic glass) from the United States Geological Survey; pyrite PPP-1; chalcopyrite GBW07268; pyrrhotite SP-Po-01 (δ34S = 1.4‰ ± 0.4‰); chalcopyrite SP-CP-01 (δ34S = 5.45‰ ± 0.3‰); natural and synthetic minerals from USA SPI Supplies | 0.029477 |  |  |  | 0.65011 |  | 0.007073 |  |  |  | 0.021875 |  |  |  | 0.011404 | [5 empty] | 0.17624 | [5 empty] | 0.018431 | [5 empty] | 0.17257 | [9 empty] | 7.9135 | [13 empty] | 0.002592 | [11 empty] | 0.26576 |  | 0.17848 |  | 0.033711 | [7 empty] | 0.16911 | [5 empty] | 0.021721 | [15 empty] | 914.4414 |  | 0.03977 |  |  |  | 0.81536 | [5 empty] | 0.1522 | [7 empty] | 0 | [5 empty] | 0.028729 |  |  |  | 0.002799 |  | 0.054652 | [7 empty] | 0.33598 |  |  |  |  | 2025
| Xunmei vent field, Niaochao vent field |  | Seafloor hydrothermal | Volcanic-hosted massive sulfide (VMS) | seafloor massive sulfide (SMS) | Cu, Zn, Au, Ag | Co, Pb, Sb | Cu, Zn, Au, Ag, Co, Pb, Sb |  |  | I-Ccp1 (n=15)-19 | I-Ccp1 (n=15)-19 | seafloor vent field |  |  |  |  | ore material | grab | grab | mineral separate | [5 empty] | mineralisation | sulfide chimney | pyrite, marcasite, chalcopyrite |  | pyrite, marcasite, chalcopyrite | multiple stages: colloform marcasite-pyrite intergrowths (outermost wall), replacement assemblages (transition layers), dense recrystallized assemblages, marcasite pseudomorphs after pyrrhotite (middle layer) | sulfide chimney | colloform, subhedral, anhedral, euhedral, dense coarse-grained, columnar pseudomorphs |  |  |  | sphalerite, pyrrhotite, anhydrite, galena, tetrahedrite, tennantite | Transverse sections (polished sections) | EMPA, LA-ICPMS, MC-ICPMS | JEOL JXA-8100 EPMA; Teledyne Cetac Technologies Analyte Excite laser ablation system coupled with an Agilent Technologies 7700x quadrupole ICP-MS; ESI NWR Image GEO 193 coupled with TOFWERK icp TOF R; Neptune Plus multicollector ICP-MS (Thermo Fisher Scientific, Bremen, Germany) coupled with a Geolas HD excimer ArF laser ablation system (Coherent, Göttingen, Germany); Bruker M4 Tornado™ system | SIO, MNR; China University of Petroleum (East China), Qingdao, China; Nanjing Focu MS Technology Co. Ltd., Nanjing, China; Shanghai Chemlab Laboratory, Shanghai, China; Wuhan Sample Solution Analytical Technology Co. Ltd., Wuhan, China | EPMA: beam current of 10 nA, beam size of 1–5 μm, accelerating voltage of 20 kV. Micro-XRF: rhodium target X-ray tube operating at 50 kV and 800 nA, polycapillary lens providing a 40-μm spot size on a 20-μm raster, dwell time of 5 ms per pixel. LA-ICP-MS: 193-nm ArF excimer laser, fluence of 6 J/cm², 6 Hz repetition rate for 40 seconds (240 pulses), 30-second pre-ablation blank, total run time 70 seconds, spot size 32–44 μm, He carrier gas mixed with Ar. LA-ICP-TOF-MS: 193 nm ArF excimer laser, spot diameter ~20 µm, repetition rate ~20 Hz, laser fluence ~7 J/cm², scan speed ~4000 µm/s, He carrier gas ~600 ml/min, washout time 50 ms. S isotope MC-ICP-MS: spot size ~44 μm, pulse frequency ~2 Hz, laser fluence ~5 J/cm², He carrier gas with Ar make-up gas. | MASS-1 (Fe-Cu-Zn-S pressed pellet) and GSE-1G (synthetic basaltic glass) from the United States Geological Survey; pyrite PPP-1; chalcopyrite GBW07268; pyrrhotite SP-Po-01 (δ34S = 1.4‰ ± 0.4‰); chalcopyrite SP-CP-01 (δ34S = 5.45‰ ± 0.3‰); natural and synthetic minerals from USA SPI Supplies | [147 empty] | 2025
| Xunmei vent field, Niaochao vent field |  | Seafloor hydrothermal | Volcanic-hosted massive sulfide (VMS) | seafloor massive sulfide (SMS) | Cu, Zn, Au, Ag | Co, Pb, Sb | Cu, Zn, Au, Ag, Co, Pb, Sb |  |  | I-Ccp1 (n=15)-20 | I-Ccp1 (n=15)-20 | seafloor vent field |  |  |  |  | ore material | grab | grab | mineral separate | [5 empty] | mineralisation | sulfide chimney | pyrite, marcasite, chalcopyrite |  | pyrite, marcasite, chalcopyrite | multiple stages: colloform marcasite-pyrite intergrowths (outermost wall), replacement assemblages (transition layers), dense recrystallized assemblages, marcasite pseudomorphs after pyrrhotite (middle layer) | sulfide chimney | colloform, subhedral, anhedral, euhedral, dense coarse-grained, columnar pseudomorphs |  |  |  | sphalerite, pyrrhotite, anhydrite, galena, tetrahedrite, tennantite | Transverse sections (polished sections) | EMPA, LA-ICPMS, MC-ICPMS | JEOL JXA-8100 EPMA; Teledyne Cetac Technologies Analyte Excite laser ablation system coupled with an Agilent Technologies 7700x quadrupole ICP-MS; ESI NWR Image GEO 193 coupled with TOFWERK icp TOF R; Neptune Plus multicollector ICP-MS (Thermo Fisher Scientific, Bremen, Germany) coupled with a Geolas HD excimer ArF laser ablation system (Coherent, Göttingen, Germany); Bruker M4 Tornado™ system | SIO, MNR; China University of Petroleum (East China), Qingdao, China; Nanjing Focu MS Technology Co. Ltd., Nanjing, China; Shanghai Chemlab Laboratory, Shanghai, China; Wuhan Sample Solution Analytical Technology Co. Ltd., Wuhan, China | EPMA: beam current of 10 nA, beam size of 1–5 μm, accelerating voltage of 20 kV. Micro-XRF: rhodium target X-ray tube operating at 50 kV and 800 nA, polycapillary lens providing a 40-μm spot size on a 20-μm raster, dwell time of 5 ms per pixel. LA-ICP-MS: 193-nm ArF excimer laser, fluence of 6 J/cm², 6 Hz repetition rate for 40 seconds (240 pulses), 30-second pre-ablation blank, total run time 70 seconds, spot size 32–44 μm, He carrier gas mixed with Ar. LA-ICP-TOF-MS: 193 nm ArF excimer laser, spot diameter ~20 µm, repetition rate ~20 Hz, laser fluence ~7 J/cm², scan speed ~4000 µm/s, He carrier gas ~600 ml/min, washout time 50 ms. S isotope MC-ICP-MS: spot size ~44 μm, pulse frequency ~2 Hz, laser fluence ~5 J/cm², He carrier gas with Ar make-up gas. | MASS-1 (Fe-Cu-Zn-S pressed pellet) and GSE-1G (synthetic basaltic glass) from the United States Geological Survey; pyrite PPP-1; chalcopyrite GBW07268; pyrrhotite SP-Po-01 (δ34S = 1.4‰ ± 0.4‰); chalcopyrite SP-CP-01 (δ34S = 5.45‰ ± 0.3‰); natural and synthetic minerals from USA SPI Supplies | 0.013656 |  |  |  | 1.8183 |  | 0 |  |  |  | 0.045164 |  |  |  | 0.017651 | [5 empty] | 0.055818 | [5 empty] | 0.051789 | [5 empty] | 0.22397 | [9 empty] | 8.8231 | [13 empty] | 0.010283 | [11 empty] | 0.23384 |  | 0.66946 |  | 0.054285 | [7 empty] | 0 | [5 empty] | 0.022236 | [15 empty] | 2049.3724 |  | 0.19397 |  |  |  | 1.9103 | [5 empty] | 0.40942 | [7 empty] | 0.34159 | [5 empty] | 0.012977 |  |  |  | 0 |  | 0.068467 | [7 empty] | 0.94809 |  |  |  |  | 2025
| Xunmei vent field, Niaochao vent field |  | Seafloor hydrothermal | Volcanic-hosted massive sulfide (VMS) | seafloor massive sulfide (SMS) | Cu, Zn, Au, Ag | Co, Pb, Sb | Cu, Zn, Au, Ag, Co, Pb, Sb |  |  | I-Ccp1 (n=15)-21 | I-Ccp1 (n=15)-21 | seafloor vent field |  |  |  |  | ore material | grab | grab | mineral separate | [5 empty] | mineralisation | sulfide chimney | pyrite, marcasite, chalcopyrite |  | pyrite, marcasite, chalcopyrite | multiple stages: colloform marcasite-pyrite intergrowths (outermost wall), replacement assemblages (transition layers), dense recrystallized assemblages, marcasite pseudomorphs after pyrrhotite (middle layer) | sulfide chimney | colloform, subhedral, anhedral, euhedral, dense coarse-grained, columnar pseudomorphs |  |  |  | sphalerite, pyrrhotite, anhydrite, galena, tetrahedrite, tennantite | Transverse sections (polished sections) | EMPA, LA-ICPMS, MC-ICPMS | JEOL JXA-8100 EPMA; Teledyne Cetac Technologies Analyte Excite laser ablation system coupled with an Agilent Technologies 7700x quadrupole ICP-MS; ESI NWR Image GEO 193 coupled with TOFWERK icp TOF R; Neptune Plus multicollector ICP-MS (Thermo Fisher Scientific, Bremen, Germany) coupled with a Geolas HD excimer ArF laser ablation system (Coherent, Göttingen, Germany); Bruker M4 Tornado™ system | SIO, MNR; China University of Petroleum (East China), Qingdao, China; Nanjing Focu MS Technology Co. Ltd., Nanjing, China; Shanghai Chemlab Laboratory, Shanghai, China; Wuhan Sample Solution Analytical Technology Co. Ltd., Wuhan, China | EPMA: beam current of 10 nA, beam size of 1–5 μm, accelerating voltage of 20 kV. Micro-XRF: rhodium target X-ray tube operating at 50 kV and 800 nA, polycapillary lens providing a 40-μm spot size on a 20-μm raster, dwell time of 5 ms per pixel. LA-ICP-MS: 193-nm ArF excimer laser, fluence of 6 J/cm², 6 Hz repetition rate for 40 seconds (240 pulses), 30-second pre-ablation blank, total run time 70 seconds, spot size 32–44 μm, He carrier gas mixed with Ar. LA-ICP-TOF-MS: 193 nm ArF excimer laser, spot diameter ~20 µm, repetition rate ~20 Hz, laser fluence ~7 J/cm², scan speed ~4000 µm/s, He carrier gas ~600 ml/min, washout time 50 ms. S isotope MC-ICP-MS: spot size ~44 μm, pulse frequency ~2 Hz, laser fluence ~5 J/cm², He carrier gas with Ar make-up gas. | MASS-1 (Fe-Cu-Zn-S pressed pellet) and GSE-1G (synthetic basaltic glass) from the United States Geological Survey; pyrite PPP-1; chalcopyrite GBW07268; pyrrhotite SP-Po-01 (δ34S = 1.4‰ ± 0.4‰); chalcopyrite SP-CP-01 (δ34S = 5.45‰ ± 0.3‰); natural and synthetic minerals from USA SPI Supplies | 0 |  |  |  | 1.7354 |  | 0 |  |  |  | 0 |  |  |  | 0.022147 | [5 empty] | 0.13967 | [5 empty] | 0.027294 | [5 empty] | 0.31024 | [9 empty] | 7.2953 | [13 empty] | 0.017281 | [11 empty] | 0.74752 |  | 0.72018 |  | 0.056989 | [7 empty] | 0.13776 | [5 empty] | 0.012174 | [15 empty] | 2066.823 |  | 0.25397 |  |  |  | 1.4651 | [5 empty] | 0.37412 | [7 empty] | 0.33042 | [5 empty] | 0.022808 |  |  |  | 0 |  | 0.064198 | [7 empty] | 1.1495 |  |  |  |  | 2025
| Xunmei vent field, Niaochao vent field |  | Seafloor hydrothermal | Volcanic-hosted massive sulfide (VMS) | seafloor massive sulfide (SMS) | Cu, Zn, Au, Ag | Co, Pb, Sb | Cu, Zn, Au, Ag, Co, Pb, Sb |  |  | I-Ccp1 (n=15)-22 | I-Ccp1 (n=15)-22 | seafloor vent field |  |  |  |  | ore material | grab | grab | mineral separate | [5 empty] | mineralisation | sulfide chimney | pyrite, marcasite, chalcopyrite |  | pyrite, marcasite, chalcopyrite | multiple stages: colloform marcasite-pyrite intergrowths (outermost wall), replacement assemblages (transition layers), dense recrystallized assemblages, marcasite pseudomorphs after pyrrhotite (middle layer) | sulfide chimney | colloform, subhedral, anhedral, euhedral, dense coarse-grained, columnar pseudomorphs |  |  |  | sphalerite, pyrrhotite, anhydrite, galena, tetrahedrite, tennantite | Transverse sections (polished sections) | EMPA, LA-ICPMS, MC-ICPMS | JEOL JXA-8100 EPMA; Teledyne Cetac Technologies Analyte Excite laser ablation system coupled with an Agilent Technologies 7700x quadrupole ICP-MS; ESI NWR Image GEO 193 coupled with TOFWERK icp TOF R; Neptune Plus multicollector ICP-MS (Thermo Fisher Scientific, Bremen, Germany) coupled with a Geolas HD excimer ArF laser ablation system (Coherent, Göttingen, Germany); Bruker M4 Tornado™ system | SIO, MNR; China University of Petroleum (East China), Qingdao, China; Nanjing Focu MS Technology Co. Ltd., Nanjing, China; Shanghai Chemlab Laboratory, Shanghai, China; Wuhan Sample Solution Analytical Technology Co. Ltd., Wuhan, China | EPMA: beam current of 10 nA, beam size of 1–5 μm, accelerating voltage of 20 kV. Micro-XRF: rhodium target X-ray tube operating at 50 kV and 800 nA, polycapillary lens providing a 40-μm spot size on a 20-μm raster, dwell time of 5 ms per pixel. LA-ICP-MS: 193-nm ArF excimer laser, fluence of 6 J/cm², 6 Hz repetition rate for 40 seconds (240 pulses), 30-second pre-ablation blank, total run time 70 seconds, spot size 32–44 μm, He carrier gas mixed with Ar. LA-ICP-TOF-MS: 193 nm ArF excimer laser, spot diameter ~20 µm, repetition rate ~20 Hz, laser fluence ~7 J/cm², scan speed ~4000 µm/s, He carrier gas ~600 ml/min, washout time 50 ms. S isotope MC-ICP-MS: spot size ~44 μm, pulse frequency ~2 Hz, laser fluence ~5 J/cm², He carrier gas with Ar make-up gas. | MASS-1 (Fe-Cu-Zn-S pressed pellet) and GSE-1G (synthetic basaltic glass) from the United States Geological Survey; pyrite PPP-1; chalcopyrite GBW07268; pyrrhotite SP-Po-01 (δ34S = 1.4‰ ± 0.4‰); chalcopyrite SP-CP-01 (δ34S = 5.45‰ ± 0.3‰); natural and synthetic minerals from USA SPI Supplies | 0 |  |  |  | 1.4621 |  | 0 |  |  |  | 0 |  |  |  | 0.016991 | [5 empty] | 0.050236 | [5 empty] | 0.02352 | [5 empty] | 0.30495 | [9 empty] | 6.5139 | [13 empty] | 0.016809 | [11 empty] | 0 |  | 0.65443 |  | 0 | [7 empty] | 0.10466 | [5 empty] | 0.027457 | [15 empty] | 1650.213 |  | 0.17358 |  |  |  | 1.5104 | [5 empty] | 0.29277 | [7 empty] | 0.12783 | [5 empty] | 0.014807 |  |  |  | 0 |  | 0.066397 | [7 empty] | 0.92489 |  |  |  |  | 2025
| Xunmei vent field, Niaochao vent field |  | Seafloor hydrothermal | Volcanic-hosted massive sulfide (VMS) | seafloor massive sulfide (SMS) | Cu, Zn, Au, Ag | Co, Pb, Sb | Cu, Zn, Au, Ag, Co, Pb, Sb |  |  | I-Ccp1 (n=15)-23 | I-Ccp1 (n=15)-23 | seafloor vent field |  |  |  |  | ore material | grab | grab | mineral separate | [5 empty] | mineralisation | sulfide chimney | pyrite, marcasite, chalcopyrite |  | pyrite, marcasite, chalcopyrite | multiple stages: colloform marcasite-pyrite intergrowths (outermost wall), replacement assemblages (transition layers), dense recrystallized assemblages, marcasite pseudomorphs after pyrrhotite (middle layer) | sulfide chimney | colloform, subhedral, anhedral, euhedral, dense coarse-grained, columnar pseudomorphs |  |  |  | sphalerite, pyrrhotite, anhydrite, galena, tetrahedrite, tennantite | Transverse sections (polished sections) | EMPA, LA-ICPMS, MC-ICPMS | JEOL JXA-8100 EPMA; Teledyne Cetac Technologies Analyte Excite laser ablation system coupled with an Agilent Technologies 7700x quadrupole ICP-MS; ESI NWR Image GEO 193 coupled with TOFWERK icp TOF R; Neptune Plus multicollector ICP-MS (Thermo Fisher Scientific, Bremen, Germany) coupled with a Geolas HD excimer ArF laser ablation system (Coherent, Göttingen, Germany); Bruker M4 Tornado™ system | SIO, MNR; China University of Petroleum (East China), Qingdao, China; Nanjing Focu MS Technology Co. Ltd., Nanjing, China; Shanghai Chemlab Laboratory, Shanghai, China; Wuhan Sample Solution Analytical Technology Co. Ltd., Wuhan, China | EPMA: beam current of 10 nA, beam size of 1–5 μm, accelerating voltage of 20 kV. Micro-XRF: rhodium target X-ray tube operating at 50 kV and 800 nA, polycapillary lens providing a 40-μm spot size on a 20-μm raster, dwell time of 5 ms per pixel. LA-ICP-MS: 193-nm ArF excimer laser, fluence of 6 J/cm², 6 Hz repetition rate for 40 seconds (240 pulses), 30-second pre-ablation blank, total run time 70 seconds, spot size 32–44 μm, He carrier gas mixed with Ar. LA-ICP-TOF-MS: 193 nm ArF excimer laser, spot diameter ~20 µm, repetition rate ~20 Hz, laser fluence ~7 J/cm², scan speed ~4000 µm/s, He carrier gas ~600 ml/min, washout time 50 ms. S isotope MC-ICP-MS: spot size ~44 μm, pulse frequency ~2 Hz, laser fluence ~5 J/cm², He carrier gas with Ar make-up gas. | MASS-1 (Fe-Cu-Zn-S pressed pellet) and GSE-1G (synthetic basaltic glass) from the United States Geological Survey; pyrite PPP-1; chalcopyrite GBW07268; pyrrhotite SP-Po-01 (δ34S = 1.4‰ ± 0.4‰); chalcopyrite SP-CP-01 (δ34S = 5.45‰ ± 0.3‰); natural and synthetic minerals from USA SPI Supplies | 0 |  |  |  | 1.1413 |  | 0.012226 |  |  |  | 0.039707 |  |  |  | 0.011975 | [5 empty] | 0.05036 | [5 empty] | 0.041175 | [5 empty] | 0.33573 | [9 empty] | 6.2971 | [13 empty] | 0.012886 | [11 empty] | 0.47301 |  | 0.65175 |  | 0.098123 | [7 empty] | 0.1834 | [5 empty] | 0.010483 | [15 empty] | 1651.8717 |  | 0.10341 |  |  |  | 1.6443 | [5 empty] | 0.29973 | [7 empty] | 0.1276 | [5 empty] | 0.012185 |  |  |  | 0.004086 |  | 0.040172 | [7 empty] | 0.75781 |  |  |  |  | 2025
| Xunmei vent field, Niaochao vent field |  | Seafloor hydrothermal | Volcanic-hosted massive sulfide (VMS) | seafloor massive sulfide (SMS) | Cu, Zn, Au, Ag | Co, Pb, Sb | Cu, Zn, Au, Ag, Co, Pb, Sb |  |  | I-Ccp1 (n=15)-24 | I-Ccp1 (n=15)-24 | seafloor vent field |  |  |  |  | ore material | grab | grab | mineral separate | [5 empty] | mineralisation | sulfide chimney | pyrite, marcasite, chalcopyrite |  | pyrite, marcasite, chalcopyrite | multiple stages: colloform marcasite-pyrite intergrowths (outermost wall), replacement assemblages (transition layers), dense recrystallized assemblages, marcasite pseudomorphs after pyrrhotite (middle layer) | sulfide chimney | colloform, subhedral, anhedral, euhedral, dense coarse-grained, columnar pseudomorphs |  |  |  | sphalerite, pyrrhotite, anhydrite, galena, tetrahedrite, tennantite | Transverse sections (polished sections) | EMPA, LA-ICPMS, MC-ICPMS | JEOL JXA-8100 EPMA; Teledyne Cetac Technologies Analyte Excite laser ablation system coupled with an Agilent Technologies 7700x quadrupole ICP-MS; ESI NWR Image GEO 193 coupled with TOFWERK icp TOF R; Neptune Plus multicollector ICP-MS (Thermo Fisher Scientific, Bremen, Germany) coupled with a Geolas HD excimer ArF laser ablation system (Coherent, Göttingen, Germany); Bruker M4 Tornado™ system | SIO, MNR; China University of Petroleum (East China), Qingdao, China; Nanjing Focu MS Technology Co. Ltd., Nanjing, China; Shanghai Chemlab Laboratory, Shanghai, China; Wuhan Sample Solution Analytical Technology Co. Ltd., Wuhan, China | EPMA: beam current of 10 nA, beam size of 1–5 μm, accelerating voltage of 20 kV. Micro-XRF: rhodium target X-ray tube operating at 50 kV and 800 nA, polycapillary lens providing a 40-μm spot size on a 20-μm raster, dwell time of 5 ms per pixel. LA-ICP-MS: 193-nm ArF excimer laser, fluence of 6 J/cm², 6 Hz repetition rate for 40 seconds (240 pulses), 30-second pre-ablation blank, total run time 70 seconds, spot size 32–44 μm, He carrier gas mixed with Ar. LA-ICP-TOF-MS: 193 nm ArF excimer laser, spot diameter ~20 µm, repetition rate ~20 Hz, laser fluence ~7 J/cm², scan speed ~4000 µm/s, He carrier gas ~600 ml/min, washout time 50 ms. S isotope MC-ICP-MS: spot size ~44 μm, pulse frequency ~2 Hz, laser fluence ~5 J/cm², He carrier gas with Ar make-up gas. | MASS-1 (Fe-Cu-Zn-S pressed pellet) and GSE-1G (synthetic basaltic glass) from the United States Geological Survey; pyrite PPP-1; chalcopyrite GBW07268; pyrrhotite SP-Po-01 (δ34S = 1.4‰ ± 0.4‰); chalcopyrite SP-CP-01 (δ34S = 5.45‰ ± 0.3‰); natural and synthetic minerals from USA SPI Supplies | 0 |  |  |  | 1.6953 |  | 0.025542 |  |  |  | 0.041153 |  |  |  | 0.018276 | [5 empty] | 0.073289 | [5 empty] | 0.046462 | [5 empty] | 0.37326 | [9 empty] | 4.9654 | [13 empty] | 0.004616 | [11 empty] | 0.31334 |  | 0.81978 |  | 0.051324 | [7 empty] | 0.13226 | [5 empty] | 0.021032 | [15 empty] | 1413.9388 |  | 0.14128 |  |  |  | 1.6254 | [5 empty] | 0.32291 | [7 empty] | 0.13284 | [5 empty] | 0.01366 |  |  |  | 0 |  | 0.044886 | [7 empty] | 0.9143 |  |  |  |  | 2025
| Xunmei vent field, Niaochao vent field |  | Seafloor hydrothermal | Volcanic-hosted massive sulfide (VMS) | seafloor massive sulfide (SMS) | Cu, Zn, Au, Ag | Co, Pb, Sb | Cu, Zn, Au, Ag, Co, Pb, Sb |  |  | I-Ccp1 (n=15)-25 | I-Ccp1 (n=15)-25 | seafloor vent field |  |  |  |  | ore material | grab | grab | mineral separate | [5 empty] | mineralisation | sulfide chimney | pyrite, marcasite, chalcopyrite |  | pyrite, marcasite, chalcopyrite | multiple stages: colloform marcasite-pyrite intergrowths (outermost wall), replacement assemblages (transition layers), dense recrystallized assemblages, marcasite pseudomorphs after pyrrhotite (middle layer) | sulfide chimney | colloform, subhedral, anhedral, euhedral, dense coarse-grained, columnar pseudomorphs |  |  |  | sphalerite, pyrrhotite, anhydrite, galena, tetrahedrite, tennantite | Transverse sections (polished sections) | EMPA, LA-ICPMS, MC-ICPMS | JEOL JXA-8100 EPMA; Teledyne Cetac Technologies Analyte Excite laser ablation system coupled with an Agilent Technologies 7700x quadrupole ICP-MS; ESI NWR Image GEO 193 coupled with TOFWERK icp TOF R; Neptune Plus multicollector ICP-MS (Thermo Fisher Scientific, Bremen, Germany) coupled with a Geolas HD excimer ArF laser ablation system (Coherent, Göttingen, Germany); Bruker M4 Tornado™ system | SIO, MNR; China University of Petroleum (East China), Qingdao, China; Nanjing Focu MS Technology Co. Ltd., Nanjing, China; Shanghai Chemlab Laboratory, Shanghai, China; Wuhan Sample Solution Analytical Technology Co. Ltd., Wuhan, China | EPMA: beam current of 10 nA, beam size of 1–5 μm, accelerating voltage of 20 kV. Micro-XRF: rhodium target X-ray tube operating at 50 kV and 800 nA, polycapillary lens providing a 40-μm spot size on a 20-μm raster, dwell time of 5 ms per pixel. LA-ICP-MS: 193-nm ArF excimer laser, fluence of 6 J/cm², 6 Hz repetition rate for 40 seconds (240 pulses), 30-second pre-ablation blank, total run time 70 seconds, spot size 32–44 μm, He carrier gas mixed with Ar. LA-ICP-TOF-MS: 193 nm ArF excimer laser, spot diameter ~20 µm, repetition rate ~20 Hz, laser fluence ~7 J/cm², scan speed ~4000 µm/s, He carrier gas ~600 ml/min, washout time 50 ms. S isotope MC-ICP-MS: spot size ~44 μm, pulse frequency ~2 Hz, laser fluence ~5 J/cm², He carrier gas with Ar make-up gas. | MASS-1 (Fe-Cu-Zn-S pressed pellet) and GSE-1G (synthetic basaltic glass) from the United States Geological Survey; pyrite PPP-1; chalcopyrite GBW07268; pyrrhotite SP-Po-01 (δ34S = 1.4‰ ± 0.4‰); chalcopyrite SP-CP-01 (δ34S = 5.45‰ ± 0.3‰); natural and synthetic minerals from USA SPI Supplies | 0.028234 |  |  |  | 1.3155 |  | 0 |  |  |  | 0 |  |  |  | 0.015882 | [5 empty] | 0.12638 | [5 empty] | 0.022545 | [5 empty] | 0.37798 | [9 empty] | 5.3614 | [13 empty] | 0.011066 | [11 empty] | 0 |  | 0.71177 |  | 0 | [7 empty] | 0.14456 | [5 empty] | 0.020442 | [15 empty] | 2199.8707 |  | 0.18051 |  |  |  | 1.8846 | [5 empty] | 0.34457 | [7 empty] | 0.1438 | [5 empty] | 0.012254 |  |  |  | 0 |  | 0.04693 | [7 empty] | 0.9883 |  |  |  |  | 2025
| Xunmei vent field, Niaochao vent field |  | Seafloor hydrothermal | Volcanic-hosted massive sulfide (VMS) | seafloor massive sulfide (SMS) | Cu, Zn, Au, Ag | Co, Pb, Sb | Cu, Zn, Au, Ag, Co, Pb, Sb |  |  | I-Ccp1 (n=15)-26 | I-Ccp1 (n=15)-26 | seafloor vent field |  |  |  |  | ore material | grab | grab | mineral separate | [5 empty] | mineralisation | sulfide chimney | pyrite, marcasite, chalcopyrite |  | pyrite, marcasite, chalcopyrite | multiple stages: colloform marcasite-pyrite intergrowths (outermost wall), replacement assemblages (transition layers), dense recrystallized assemblages, marcasite pseudomorphs after pyrrhotite (middle layer) | sulfide chimney | colloform, subhedral, anhedral, euhedral, dense coarse-grained, columnar pseudomorphs |  |  |  | sphalerite, pyrrhotite, anhydrite, galena, tetrahedrite, tennantite | Transverse sections (polished sections) | EMPA, LA-ICPMS, MC-ICPMS | JEOL JXA-8100 EPMA; Teledyne Cetac Technologies Analyte Excite laser ablation system coupled with an Agilent Technologies 7700x quadrupole ICP-MS; ESI NWR Image GEO 193 coupled with TOFWERK icp TOF R; Neptune Plus multicollector ICP-MS (Thermo Fisher Scientific, Bremen, Germany) coupled with a Geolas HD excimer ArF laser ablation system (Coherent, Göttingen, Germany); Bruker M4 Tornado™ system | SIO, MNR; China University of Petroleum (East China), Qingdao, China; Nanjing Focu MS Technology Co. Ltd., Nanjing, China; Shanghai Chemlab Laboratory, Shanghai, China; Wuhan Sample Solution Analytical Technology Co. Ltd., Wuhan, China | EPMA: beam current of 10 nA, beam size of 1–5 μm, accelerating voltage of 20 kV. Micro-XRF: rhodium target X-ray tube operating at 50 kV and 800 nA, polycapillary lens providing a 40-μm spot size on a 20-μm raster, dwell time of 5 ms per pixel. LA-ICP-MS: 193-nm ArF excimer laser, fluence of 6 J/cm², 6 Hz repetition rate for 40 seconds (240 pulses), 30-second pre-ablation blank, total run time 70 seconds, spot size 32–44 μm, He carrier gas mixed with Ar. LA-ICP-TOF-MS: 193 nm ArF excimer laser, spot diameter ~20 µm, repetition rate ~20 Hz, laser fluence ~7 J/cm², scan speed ~4000 µm/s, He carrier gas ~600 ml/min, washout time 50 ms. S isotope MC-ICP-MS: spot size ~44 μm, pulse frequency ~2 Hz, laser fluence ~5 J/cm², He carrier gas with Ar make-up gas. | MASS-1 (Fe-Cu-Zn-S pressed pellet) and GSE-1G (synthetic basaltic glass) from the United States Geological Survey; pyrite PPP-1; chalcopyrite GBW07268; pyrrhotite SP-Po-01 (δ34S = 1.4‰ ± 0.4‰); chalcopyrite SP-CP-01 (δ34S = 5.45‰ ± 0.3‰); natural and synthetic minerals from USA SPI Supplies | 0.011888 |  |  |  | 1.4212 |  | 0 |  |  |  | 0 |  |  |  | 0.006981 | [5 empty] | 0 | [5 empty] | 0.041459 | [5 empty] | 0.35825 | [9 empty] | 6.7819 | [13 empty] | 0.01227 | [11 empty] | 0.45883 |  | 0.59594 |  | 0 | [7 empty] | 0.13489 | [5 empty] | 0.021859 | [15 empty] | 1567.1552 |  | 0.12059 |  |  |  | 1.5968 | [5 empty] | 0.34983 | [7 empty] | 0.12038 | [5 empty] | 0.00966 |  |  |  | 0.003966 |  | 0.033638 | [7 empty] | 0.70254 |  |  |  |  | 2025
| Xunmei vent field, Niaochao vent field |  | Seafloor hydrothermal | Volcanic-hosted massive sulfide (VMS) | seafloor massive sulfide (SMS) | Cu, Zn, Au, Ag | Co, Pb, Sb | Cu, Zn, Au, Ag, Co, Pb, Sb |  |  | I-Ccp1 (n=15)-27 | I-Ccp1 (n=15)-27 | seafloor vent field |  |  |  |  | ore material | grab | grab | mineral separate | [5 empty] | mineralisation | sulfide chimney | pyrite, marcasite, chalcopyrite |  | pyrite, marcasite, chalcopyrite | multiple stages: colloform marcasite-pyrite intergrowths (outermost wall), replacement assemblages (transition layers), dense recrystallized assemblages, marcasite pseudomorphs after pyrrhotite (middle layer) | sulfide chimney | colloform, subhedral, anhedral, euhedral, dense coarse-grained, columnar pseudomorphs |  |  |  | sphalerite, pyrrhotite, anhydrite, galena, tetrahedrite, tennantite | Transverse sections (polished sections) | EMPA, LA-ICPMS, MC-ICPMS | JEOL JXA-8100 EPMA; Teledyne Cetac Technologies Analyte Excite laser ablation system coupled with an Agilent Technologies 7700x quadrupole ICP-MS; ESI NWR Image GEO 193 coupled with TOFWERK icp TOF R; Neptune Plus multicollector ICP-MS (Thermo Fisher Scientific, Bremen, Germany) coupled with a Geolas HD excimer ArF laser ablation system (Coherent, Göttingen, Germany); Bruker M4 Tornado™ system | SIO, MNR; China University of Petroleum (East China), Qingdao, China; Nanjing Focu MS Technology Co. Ltd., Nanjing, China; Shanghai Chemlab Laboratory, Shanghai, China; Wuhan Sample Solution Analytical Technology Co. Ltd., Wuhan, China | EPMA: beam current of 10 nA, beam size of 1–5 μm, accelerating voltage of 20 kV. Micro-XRF: rhodium target X-ray tube operating at 50 kV and 800 nA, polycapillary lens providing a 40-μm spot size on a 20-μm raster, dwell time of 5 ms per pixel. LA-ICP-MS: 193-nm ArF excimer laser, fluence of 6 J/cm², 6 Hz repetition rate for 40 seconds (240 pulses), 30-second pre-ablation blank, total run time 70 seconds, spot size 32–44 μm, He carrier gas mixed with Ar. LA-ICP-TOF-MS: 193 nm ArF excimer laser, spot diameter ~20 µm, repetition rate ~20 Hz, laser fluence ~7 J/cm², scan speed ~4000 µm/s, He carrier gas ~600 ml/min, washout time 50 ms. S isotope MC-ICP-MS: spot size ~44 μm, pulse frequency ~2 Hz, laser fluence ~5 J/cm², He carrier gas with Ar make-up gas. | MASS-1 (Fe-Cu-Zn-S pressed pellet) and GSE-1G (synthetic basaltic glass) from the United States Geological Survey; pyrite PPP-1; chalcopyrite GBW07268; pyrrhotite SP-Po-01 (δ34S = 1.4‰ ± 0.4‰); chalcopyrite SP-CP-01 (δ34S = 5.45‰ ± 0.3‰); natural and synthetic minerals from USA SPI Supplies | 0 |  |  |  | 1.4452 |  | 0 |  |  |  | 0.038763 |  |  |  | 0.014291 | [5 empty] | 0.051036 | [5 empty] | 0.038636 | [5 empty] | 0.36228 | [9 empty] | 6.2774 | [13 empty] | 0.012039 | [11 empty] | 0.56498 |  | 0.70998 |  | 0.14468 | [7 empty] | 0.19808 | [5 empty] | 0.041557 | [15 empty] | 1489.3703 |  | 0.14449 |  |  |  | 1.4843 | [5 empty] | 0.22459 | [7 empty] | 0.4084 | [5 empty] | 0.02524 |  |  |  | 0.005831 |  | 0.017751 | [7 empty] | 0.82993 |  |  |  |  | 2025
| Xunmei vent field, Niaochao vent field |  | Seafloor hydrothermal | Volcanic-hosted massive sulfide (VMS) | seafloor massive sulfide (SMS) | Cu, Zn, Au, Ag | Co, Pb, Sb | Cu, Zn, Au, Ag, Co, Pb, Sb |  |  | I-Ccp1 (n=15)-28 | I-Ccp1 (n=15)-28 | seafloor vent field |  |  |  |  | ore material | grab | grab | mineral separate | [5 empty] | mineralisation | sulfide chimney | pyrite, marcasite, chalcopyrite |  | pyrite, marcasite, chalcopyrite | multiple stages: colloform marcasite-pyrite intergrowths (outermost wall), replacement assemblages (transition layers), dense recrystallized assemblages, marcasite pseudomorphs after pyrrhotite (middle layer) | sulfide chimney | colloform, subhedral, anhedral, euhedral, dense coarse-grained, columnar pseudomorphs |  |  |  | sphalerite, pyrrhotite, anhydrite, galena, tetrahedrite, tennantite | Transverse sections (polished sections) | EMPA, LA-ICPMS, MC-ICPMS | JEOL JXA-8100 EPMA; Teledyne Cetac Technologies Analyte Excite laser ablation system coupled with an Agilent Technologies 7700x quadrupole ICP-MS; ESI NWR Image GEO 193 coupled with TOFWERK icp TOF R; Neptune Plus multicollector ICP-MS (Thermo Fisher Scientific, Bremen, Germany) coupled with a Geolas HD excimer ArF laser ablation system (Coherent, Göttingen, Germany); Bruker M4 Tornado™ system | SIO, MNR; China University of Petroleum (East China), Qingdao, China; Nanjing Focu MS Technology Co. Ltd., Nanjing, China; Shanghai Chemlab Laboratory, Shanghai, China; Wuhan Sample Solution Analytical Technology Co. Ltd., Wuhan, China | EPMA: beam current of 10 nA, beam size of 1–5 μm, accelerating voltage of 20 kV. Micro-XRF: rhodium target X-ray tube operating at 50 kV and 800 nA, polycapillary lens providing a 40-μm spot size on a 20-μm raster, dwell time of 5 ms per pixel. LA-ICP-MS: 193-nm ArF excimer laser, fluence of 6 J/cm², 6 Hz repetition rate for 40 seconds (240 pulses), 30-second pre-ablation blank, total run time 70 seconds, spot size 32–44 μm, He carrier gas mixed with Ar. LA-ICP-TOF-MS: 193 nm ArF excimer laser, spot diameter ~20 µm, repetition rate ~20 Hz, laser fluence ~7 J/cm², scan speed ~4000 µm/s, He carrier gas ~600 ml/min, washout time 50 ms. S isotope MC-ICP-MS: spot size ~44 μm, pulse frequency ~2 Hz, laser fluence ~5 J/cm², He carrier gas with Ar make-up gas. | MASS-1 (Fe-Cu-Zn-S pressed pellet) and GSE-1G (synthetic basaltic glass) from the United States Geological Survey; pyrite PPP-1; chalcopyrite GBW07268; pyrrhotite SP-Po-01 (δ34S = 1.4‰ ± 0.4‰); chalcopyrite SP-CP-01 (δ34S = 5.45‰ ± 0.3‰); natural and synthetic minerals from USA SPI Supplies | 0.014049 |  |  |  | 1.2598 |  | 0 |  |  |  | 0 |  |  |  | 0.00924 | [5 empty] | 0.12322 | [5 empty] | 0.054421 | [5 empty] | 0.38599 | [9 empty] | 8.0313 | [13 empty] | 0.011807 | [11 empty] | 0.73938 |  | 0.81985 |  | 0.05419 | [7 empty] | 0.1362 | [5 empty] | 0.015951 | [15 empty] | 1838.4812 |  | 0.12946 |  |  |  | 1.7411 | [5 empty] | 0.37783 | [7 empty] | 0.2875 | [5 empty] | 0.017168 |  |  |  | 0.010891 |  | 0.063618 | [7 empty] | 1.1573 |  |  |  |  | 2025
| Xunmei vent field, Niaochao vent field |  | Seafloor hydrothermal | Volcanic-hosted massive sulfide (VMS) | seafloor massive sulfide (SMS) | Cu, Zn, Au, Ag | Co, Pb, Sb | Cu, Zn, Au, Ag, Co, Pb, Sb |  |  | I-Ccp1 (n=15)-29 | I-Ccp1 (n=15)-29 | seafloor vent field |  |  |  |  | ore material | grab | grab | mineral separate | [5 empty] | mineralisation | sulfide chimney | pyrite, marcasite, chalcopyrite |  | pyrite, marcasite, chalcopyrite | multiple stages: colloform marcasite-pyrite intergrowths (outermost wall), replacement assemblages (transition layers), dense recrystallized assemblages, marcasite pseudomorphs after pyrrhotite (middle layer) | sulfide chimney | colloform, subhedral, anhedral, euhedral, dense coarse-grained, columnar pseudomorphs |  |  |  | sphalerite, pyrrhotite, anhydrite, galena, tetrahedrite, tennantite | Transverse sections (polished sections) | EMPA, LA-ICPMS, MC-ICPMS | JEOL JXA-8100 EPMA; Teledyne Cetac Technologies Analyte Excite laser ablation system coupled with an Agilent Technologies 7700x quadrupole ICP-MS; ESI NWR Image GEO 193 coupled with TOFWERK icp TOF R; Neptune Plus multicollector ICP-MS (Thermo Fisher Scientific, Bremen, Germany) coupled with a Geolas HD excimer ArF laser ablation system (Coherent, Göttingen, Germany); Bruker M4 Tornado™ system | SIO, MNR; China University of Petroleum (East China), Qingdao, China; Nanjing Focu MS Technology Co. Ltd., Nanjing, China; Shanghai Chemlab Laboratory, Shanghai, China; Wuhan Sample Solution Analytical Technology Co. Ltd., Wuhan, China | EPMA: beam current of 10 nA, beam size of 1–5 μm, accelerating voltage of 20 kV. Micro-XRF: rhodium target X-ray tube operating at 50 kV and 800 nA, polycapillary lens providing a 40-μm spot size on a 20-μm raster, dwell time of 5 ms per pixel. LA-ICP-MS: 193-nm ArF excimer laser, fluence of 6 J/cm², 6 Hz repetition rate for 40 seconds (240 pulses), 30-second pre-ablation blank, total run time 70 seconds, spot size 32–44 μm, He carrier gas mixed with Ar. LA-ICP-TOF-MS: 193 nm ArF excimer laser, spot diameter ~20 µm, repetition rate ~20 Hz, laser fluence ~7 J/cm², scan speed ~4000 µm/s, He carrier gas ~600 ml/min, washout time 50 ms. S isotope MC-ICP-MS: spot size ~44 μm, pulse frequency ~2 Hz, laser fluence ~5 J/cm², He carrier gas with Ar make-up gas. | MASS-1 (Fe-Cu-Zn-S pressed pellet) and GSE-1G (synthetic basaltic glass) from the United States Geological Survey; pyrite PPP-1; chalcopyrite GBW07268; pyrrhotite SP-Po-01 (δ34S = 1.4‰ ± 0.4‰); chalcopyrite SP-CP-01 (δ34S = 5.45‰ ± 0.3‰); natural and synthetic minerals from USA SPI Supplies | 0 |  |  |  | 1.3872 |  | 0.011682 |  |  |  | 0 |  |  |  | 0.007986 | [5 empty] | 0 | [5 empty] | 0 | [5 empty] | 0.29017 | [9 empty] | 6.477 | [13 empty] | 0.005977 | [11 empty] | 0.21115 |  | 0.5695 |  | 0.13632 | [7 empty] | 0.13662 | [5 empty] | 0.012143 | [15 empty] | 2511.5038 |  | 0.076008 |  |  |  | 1.2006 | [5 empty] | 0.28894 | [7 empty] | 0 | [5 empty] | 0.014961 |  |  |  | 0 |  | 0.07141 | [7 empty] | 1.0994 |  |  |  |  | 2025
| Xunmei vent field, Niaochao vent field |  | Seafloor hydrothermal | Volcanic-hosted massive sulfide (VMS) | seafloor massive sulfide (SMS) | Cu, Zn, Au, Ag | Co, Pb, Sb | Cu, Zn, Au, Ag, Co, Pb, Sb |  |  | I-Ccp1 (n=15)-30 | I-Ccp1 (n=15)-30 | seafloor vent field |  |  |  |  | ore material | grab | grab | mineral separate | [5 empty] | mineralisation | sulfide chimney | pyrite, marcasite, chalcopyrite |  | pyrite, marcasite, chalcopyrite | multiple stages: colloform marcasite-pyrite intergrowths (outermost wall), replacement assemblages (transition layers), dense recrystallized assemblages, marcasite pseudomorphs after pyrrhotite (middle layer) | sulfide chimney | colloform, subhedral, anhedral, euhedral, dense coarse-grained, columnar pseudomorphs |  |  |  | sphalerite, pyrrhotite, anhydrite, galena, tetrahedrite, tennantite | Transverse sections (polished sections) | EMPA, LA-ICPMS, MC-ICPMS | JEOL JXA-8100 EPMA; Teledyne Cetac Technologies Analyte Excite laser ablation system coupled with an Agilent Technologies 7700x quadrupole ICP-MS; ESI NWR Image GEO 193 coupled with TOFWERK icp TOF R; Neptune Plus multicollector ICP-MS (Thermo Fisher Scientific, Bremen, Germany) coupled with a Geolas HD excimer ArF laser ablation system (Coherent, Göttingen, Germany); Bruker M4 Tornado™ system | SIO, MNR; China University of Petroleum (East China), Qingdao, China; Nanjing Focu MS Technology Co. Ltd., Nanjing, China; Shanghai Chemlab Laboratory, Shanghai, China; Wuhan Sample Solution Analytical Technology Co. Ltd., Wuhan, China | EPMA: beam current of 10 nA, beam size of 1–5 μm, accelerating voltage of 20 kV. Micro-XRF: rhodium target X-ray tube operating at 50 kV and 800 nA, polycapillary lens providing a 40-μm spot size on a 20-μm raster, dwell time of 5 ms per pixel. LA-ICP-MS: 193-nm ArF excimer laser, fluence of 6 J/cm², 6 Hz repetition rate for 40 seconds (240 pulses), 30-second pre-ablation blank, total run time 70 seconds, spot size 32–44 μm, He carrier gas mixed with Ar. LA-ICP-TOF-MS: 193 nm ArF excimer laser, spot diameter ~20 µm, repetition rate ~20 Hz, laser fluence ~7 J/cm², scan speed ~4000 µm/s, He carrier gas ~600 ml/min, washout time 50 ms. S isotope MC-ICP-MS: spot size ~44 μm, pulse frequency ~2 Hz, laser fluence ~5 J/cm², He carrier gas with Ar make-up gas. | MASS-1 (Fe-Cu-Zn-S pressed pellet) and GSE-1G (synthetic basaltic glass) from the United States Geological Survey; pyrite PPP-1; chalcopyrite GBW07268; pyrrhotite SP-Po-01 (δ34S = 1.4‰ ± 0.4‰); chalcopyrite SP-CP-01 (δ34S = 5.45‰ ± 0.3‰); natural and synthetic minerals from USA SPI Supplies | 0 |  |  |  | 1.2871 |  | 0 |  |  |  | 0.073145 |  |  |  | 0.011207 | [5 empty] | 0.091865 | [5 empty] | 0 | [5 empty] | 0.29946 | [9 empty] | 6.1953 | [13 empty] | 0.008627 | [11 empty] | 0.21166 |  | 0.5801 |  | 0.046721 | [7 empty] | 0.06198 | [5 empty] | 0.018387 | [15 empty] | 1316.4804 |  | 0.091369 |  |  |  | 1.1677 | [5 empty] | 0.26677 | [7 empty] | 0 | [5 empty] | 0.02326 |  |  |  | 0.003924 |  | 0.044705 | [7 empty] | 0.82094 |  |  |  |  | 2025
| Xunmei vent field, Niaochao vent field |  | Seafloor hydrothermal | Volcanic-hosted massive sulfide (VMS) | seafloor massive sulfide (SMS) | Cu, Zn, Au, Ag | Co, Pb, Sb | Cu, Zn, Au, Ag, Co, Pb, Sb |  |  | I-Ccp1 (n=15)-31 | I-Ccp1 (n=15)-31 | seafloor vent field |  |  |  |  | ore material | grab | grab | mineral separate | [5 empty] | mineralisation | sulfide chimney | pyrite, marcasite, chalcopyrite |  | pyrite, marcasite, chalcopyrite | multiple stages: colloform marcasite-pyrite intergrowths (outermost wall), replacement assemblages (transition layers), dense recrystallized assemblages, marcasite pseudomorphs after pyrrhotite (middle layer) | sulfide chimney | colloform, subhedral, anhedral, euhedral, dense coarse-grained, columnar pseudomorphs |  |  |  | sphalerite, pyrrhotite, anhydrite, galena, tetrahedrite, tennantite | Transverse sections (polished sections) | EMPA, LA-ICPMS, MC-ICPMS | JEOL JXA-8100 EPMA; Teledyne Cetac Technologies Analyte Excite laser ablation system coupled with an Agilent Technologies 7700x quadrupole ICP-MS; ESI NWR Image GEO 193 coupled with TOFWERK icp TOF R; Neptune Plus multicollector ICP-MS (Thermo Fisher Scientific, Bremen, Germany) coupled with a Geolas HD excimer ArF laser ablation system (Coherent, Göttingen, Germany); Bruker M4 Tornado™ system | SIO, MNR; China University of Petroleum (East China), Qingdao, China; Nanjing Focu MS Technology Co. Ltd., Nanjing, China; Shanghai Chemlab Laboratory, Shanghai, China; Wuhan Sample Solution Analytical Technology Co. Ltd., Wuhan, China | EPMA: beam current of 10 nA, beam size of 1–5 μm, accelerating voltage of 20 kV. Micro-XRF: rhodium target X-ray tube operating at 50 kV and 800 nA, polycapillary lens providing a 40-μm spot size on a 20-μm raster, dwell time of 5 ms per pixel. LA-ICP-MS: 193-nm ArF excimer laser, fluence of 6 J/cm², 6 Hz repetition rate for 40 seconds (240 pulses), 30-second pre-ablation blank, total run time 70 seconds, spot size 32–44 μm, He carrier gas mixed with Ar. LA-ICP-TOF-MS: 193 nm ArF excimer laser, spot diameter ~20 µm, repetition rate ~20 Hz, laser fluence ~7 J/cm², scan speed ~4000 µm/s, He carrier gas ~600 ml/min, washout time 50 ms. S isotope MC-ICP-MS: spot size ~44 μm, pulse frequency ~2 Hz, laser fluence ~5 J/cm², He carrier gas with Ar make-up gas. | MASS-1 (Fe-Cu-Zn-S pressed pellet) and GSE-1G (synthetic basaltic glass) from the United States Geological Survey; pyrite PPP-1; chalcopyrite GBW07268; pyrrhotite SP-Po-01 (δ34S = 1.4‰ ± 0.4‰); chalcopyrite SP-CP-01 (δ34S = 5.45‰ ± 0.3‰); natural and synthetic minerals from USA SPI Supplies | 0 |  |  |  | 1.3405 |  | 0 |  |  |  | 0 |  |  |  | 0.015317 | [5 empty] | 0.13846 | [5 empty] | 0.052569 | [5 empty] | 0.27759 | [9 empty] | 8.4753 | [13 empty] | 0.00521 | [11 empty] | 0 |  | 0.76118 |  | 0 | [7 empty] | 0.17806 | [5 empty] | 0.023283 | [15 empty] | 1523.0378 |  | 0.095718 |  |  |  | 1.4958 | [5 empty] | 0.41559 | [7 empty] | 0.30653 | [5 empty] | 0.011525 |  |  |  | 0 |  | 0.095679 | [7 empty] | 0.95746 |  |  |  |  | 2025
| Xunmei vent field, Niaochao vent field |  | Seafloor hydrothermal | Volcanic-hosted massive sulfide (VMS) | seafloor massive sulfide (SMS) | Cu, Zn, Au, Ag | Co, Pb, Sb | Cu, Zn, Au, Ag, Co, Pb, Sb |  |  | I-Ccp1 (n=15)-32 | I-Ccp1 (n=15)-32 | seafloor vent field |  |  |  |  | ore material | grab | grab | mineral separate | [5 empty] | mineralisation | sulfide chimney | pyrite, marcasite, chalcopyrite |  | pyrite, marcasite, chalcopyrite | multiple stages: colloform marcasite-pyrite intergrowths (outermost wall), replacement assemblages (transition layers), dense recrystallized assemblages, marcasite pseudomorphs after pyrrhotite (middle layer) | sulfide chimney | colloform, subhedral, anhedral, euhedral, dense coarse-grained, columnar pseudomorphs |  |  |  | sphalerite, pyrrhotite, anhydrite, galena, tetrahedrite, tennantite | Transverse sections (polished sections) | EMPA, LA-ICPMS, MC-ICPMS | JEOL JXA-8100 EPMA; Teledyne Cetac Technologies Analyte Excite laser ablation system coupled with an Agilent Technologies 7700x quadrupole ICP-MS; ESI NWR Image GEO 193 coupled with TOFWERK icp TOF R; Neptune Plus multicollector ICP-MS (Thermo Fisher Scientific, Bremen, Germany) coupled with a Geolas HD excimer ArF laser ablation system (Coherent, Göttingen, Germany); Bruker M4 Tornado™ system | SIO, MNR; China University of Petroleum (East China), Qingdao, China; Nanjing Focu MS Technology Co. Ltd., Nanjing, China; Shanghai Chemlab Laboratory, Shanghai, China; Wuhan Sample Solution Analytical Technology Co. Ltd., Wuhan, China | EPMA: beam current of 10 nA, beam size of 1–5 μm, accelerating voltage of 20 kV. Micro-XRF: rhodium target X-ray tube operating at 50 kV and 800 nA, polycapillary lens providing a 40-μm spot size on a 20-μm raster, dwell time of 5 ms per pixel. LA-ICP-MS: 193-nm ArF excimer laser, fluence of 6 J/cm², 6 Hz repetition rate for 40 seconds (240 pulses), 30-second pre-ablation blank, total run time 70 seconds, spot size 32–44 μm, He carrier gas mixed with Ar. LA-ICP-TOF-MS: 193 nm ArF excimer laser, spot diameter ~20 µm, repetition rate ~20 Hz, laser fluence ~7 J/cm², scan speed ~4000 µm/s, He carrier gas ~600 ml/min, washout time 50 ms. S isotope MC-ICP-MS: spot size ~44 μm, pulse frequency ~2 Hz, laser fluence ~5 J/cm², He carrier gas with Ar make-up gas. | MASS-1 (Fe-Cu-Zn-S pressed pellet) and GSE-1G (synthetic basaltic glass) from the United States Geological Survey; pyrite PPP-1; chalcopyrite GBW07268; pyrrhotite SP-Po-01 (δ34S = 1.4‰ ± 0.4‰); chalcopyrite SP-CP-01 (δ34S = 5.45‰ ± 0.3‰); natural and synthetic minerals from USA SPI Supplies | 0.042367 |  |  |  | 1.5458 |  | 0 |  |  |  | 0 |  |  |  | 0.017269 | [5 empty] | 0.11029 | [5 empty] | 0.015467 | [5 empty] | 0.32052 | [9 empty] | 6.7789 | [13 empty] | 0.021437 | [11 empty] | 0.24277 |  | 0.68368 |  | 0.053247 | [7 empty] | 0.1693 | [5 empty] | 0.021026 | [15 empty] | 1730.291 |  | 0.11014 |  |  |  | 1.5695 | [5 empty] | 0.31238 | [7 empty] | 0 | [5 empty] | 0.01791 |  |  |  | 0 |  | 0.057637 | [7 empty] | 1.0737 |  |  |  |  | 2025
| Xunmei vent field, Niaochao vent field |  | Seafloor hydrothermal | Volcanic-hosted massive sulfide (VMS) | seafloor massive sulfide (SMS) | Cu, Zn, Au, Ag | Co, Pb, Sb | Cu, Zn, Au, Ag, Co, Pb, Sb |  |  | I-Ccp1 (n=15)-33 | I-Ccp1 (n=15)-33 | seafloor vent field |  |  |  |  | ore material | grab | grab | mineral separate | [5 empty] | mineralisation | sulfide chimney | pyrite, marcasite, chalcopyrite |  | pyrite, marcasite, chalcopyrite | multiple stages: colloform marcasite-pyrite intergrowths (outermost wall), replacement assemblages (transition layers), dense recrystallized assemblages, marcasite pseudomorphs after pyrrhotite (middle layer) | sulfide chimney | colloform, subhedral, anhedral, euhedral, dense coarse-grained, columnar pseudomorphs |  |  |  | sphalerite, pyrrhotite, anhydrite, galena, tetrahedrite, tennantite | Transverse sections (polished sections) | EMPA, LA-ICPMS, MC-ICPMS | JEOL JXA-8100 EPMA; Teledyne Cetac Technologies Analyte Excite laser ablation system coupled with an Agilent Technologies 7700x quadrupole ICP-MS; ESI NWR Image GEO 193 coupled with TOFWERK icp TOF R; Neptune Plus multicollector ICP-MS (Thermo Fisher Scientific, Bremen, Germany) coupled with a Geolas HD excimer ArF laser ablation system (Coherent, Göttingen, Germany); Bruker M4 Tornado™ system | SIO, MNR; China University of Petroleum (East China), Qingdao, China; Nanjing Focu MS Technology Co. Ltd., Nanjing, China; Shanghai Chemlab Laboratory, Shanghai, China; Wuhan Sample Solution Analytical Technology Co. Ltd., Wuhan, China | EPMA: beam current of 10 nA, beam size of 1–5 μm, accelerating voltage of 20 kV. Micro-XRF: rhodium target X-ray tube operating at 50 kV and 800 nA, polycapillary lens providing a 40-μm spot size on a 20-μm raster, dwell time of 5 ms per pixel. LA-ICP-MS: 193-nm ArF excimer laser, fluence of 6 J/cm², 6 Hz repetition rate for 40 seconds (240 pulses), 30-second pre-ablation blank, total run time 70 seconds, spot size 32–44 μm, He carrier gas mixed with Ar. LA-ICP-TOF-MS: 193 nm ArF excimer laser, spot diameter ~20 µm, repetition rate ~20 Hz, laser fluence ~7 J/cm², scan speed ~4000 µm/s, He carrier gas ~600 ml/min, washout time 50 ms. S isotope MC-ICP-MS: spot size ~44 μm, pulse frequency ~2 Hz, laser fluence ~5 J/cm², He carrier gas with Ar make-up gas. | MASS-1 (Fe-Cu-Zn-S pressed pellet) and GSE-1G (synthetic basaltic glass) from the United States Geological Survey; pyrite PPP-1; chalcopyrite GBW07268; pyrrhotite SP-Po-01 (δ34S = 1.4‰ ± 0.4‰); chalcopyrite SP-CP-01 (δ34S = 5.45‰ ± 0.3‰); natural and synthetic minerals from USA SPI Supplies | 0.014218 |  |  |  | 1.4452 |  | 0.018664 |  |  |  | 0 |  |  |  | 0.019887 | [5 empty] | 0.16117 | [5 empty] | 0.021534 | [5 empty] | 0.29531 | [9 empty] | 7.7611 | [13 empty] | 0.019876 | [11 empty] | 0.53833 |  | 0.8341 |  | 0 | [7 empty] | 0.1573 | [5 empty] | 0.018697 | [15 empty] | 1653.0464 |  | 0.1408 |  |  |  | 1.4338 | [5 empty] | 0.2661 | [7 empty] | 0.20641 | [5 empty] | 0.016052 |  |  |  | 0 |  | 0.051216 | [7 empty] | 0.84862 |  |  |  |  | 2025
| Xunmei vent field, Niaochao vent field |  | Seafloor hydrothermal | Volcanic-hosted massive sulfide (VMS) | seafloor massive sulfide (SMS) | Cu, Zn, Au, Ag | Co, Pb, Sb | Cu, Zn, Au, Ag, Co, Pb, Sb |  |  | I-Ccp1 (n=15)-34 | I-Ccp1 (n=15)-34 | seafloor vent field |  |  |  |  | ore material | grab | grab | mineral separate | [5 empty] | mineralisation | sulfide chimney | pyrite, marcasite, chalcopyrite |  | pyrite, marcasite, chalcopyrite | multiple stages: colloform marcasite-pyrite intergrowths (outermost wall), replacement assemblages (transition layers), dense recrystallized assemblages, marcasite pseudomorphs after pyrrhotite (middle layer) | sulfide chimney | colloform, subhedral, anhedral, euhedral, dense coarse-grained, columnar pseudomorphs |  |  |  | sphalerite, pyrrhotite, anhydrite, galena, tetrahedrite, tennantite | Transverse sections (polished sections) | EMPA, LA-ICPMS, MC-ICPMS | JEOL JXA-8100 EPMA; Teledyne Cetac Technologies Analyte Excite laser ablation system coupled with an Agilent Technologies 7700x quadrupole ICP-MS; ESI NWR Image GEO 193 coupled with TOFWERK icp TOF R; Neptune Plus multicollector ICP-MS (Thermo Fisher Scientific, Bremen, Germany) coupled with a Geolas HD excimer ArF laser ablation system (Coherent, Göttingen, Germany); Bruker M4 Tornado™ system | SIO, MNR; China University of Petroleum (East China), Qingdao, China; Nanjing Focu MS Technology Co. Ltd., Nanjing, China; Shanghai Chemlab Laboratory, Shanghai, China; Wuhan Sample Solution Analytical Technology Co. Ltd., Wuhan, China | EPMA: beam current of 10 nA, beam size of 1–5 μm, accelerating voltage of 20 kV. Micro-XRF: rhodium target X-ray tube operating at 50 kV and 800 nA, polycapillary lens providing a 40-μm spot size on a 20-μm raster, dwell time of 5 ms per pixel. LA-ICP-MS: 193-nm ArF excimer laser, fluence of 6 J/cm², 6 Hz repetition rate for 40 seconds (240 pulses), 30-second pre-ablation blank, total run time 70 seconds, spot size 32–44 μm, He carrier gas mixed with Ar. LA-ICP-TOF-MS: 193 nm ArF excimer laser, spot diameter ~20 µm, repetition rate ~20 Hz, laser fluence ~7 J/cm², scan speed ~4000 µm/s, He carrier gas ~600 ml/min, washout time 50 ms. S isotope MC-ICP-MS: spot size ~44 μm, pulse frequency ~2 Hz, laser fluence ~5 J/cm², He carrier gas with Ar make-up gas. | MASS-1 (Fe-Cu-Zn-S pressed pellet) and GSE-1G (synthetic basaltic glass) from the United States Geological Survey; pyrite PPP-1; chalcopyrite GBW07268; pyrrhotite SP-Po-01 (δ34S = 1.4‰ ± 0.4‰); chalcopyrite SP-CP-01 (δ34S = 5.45‰ ± 0.3‰); natural and synthetic minerals from USA SPI Supplies | 0.044613 |  |  |  | 1.2769 |  | 0.026759 |  |  |  | 0 |  |  |  | 0.020096 | [5 empty] | 0.055144 | [5 empty] | 0.033996 | [5 empty] | 0.23847 | [9 empty] | 6.3102 | [13 empty] | 0.009529 | [11 empty] | 0.24364 |  | 0.55039 |  | 0.32134 | [7 empty] | 0.19805 | [5 empty] | 0.019774 | [15 empty] | 1667.1913 |  | 0.098631 |  |  |  | 1.5789 | [5 empty] | 0.28241 | [7 empty] | 0 | [5 empty] | 0.013801 |  |  |  | 0 |  | 0.081797 | [7 empty] | 0.99172 |  |  |  |  | 2025
| Xunmei vent field, Niaochao vent field |  | Seafloor hydrothermal | Volcanic-hosted massive sulfide (VMS) | seafloor massive sulfide (SMS) | Cu, Zn, Au, Ag | Co, Pb, Sb | Cu, Zn, Au, Ag, Co, Pb, Sb |  |  | I-Ccp2 (n=22)-26 | I-Ccp2 (n=22)-26 | seafloor vent field |  |  |  |  | ore material | grab | grab | mineral separate | [5 empty] | mineralisation | sulfide chimney | pyrite, marcasite, chalcopyrite |  | pyrite, marcasite, chalcopyrite | multiple stages: colloform marcasite-pyrite intergrowths (outermost wall), replacement assemblages (transition layers), dense recrystallized assemblages, marcasite pseudomorphs after pyrrhotite (middle layer) | sulfide chimney | colloform, subhedral, anhedral, euhedral, dense coarse-grained, columnar pseudomorphs |  |  |  | sphalerite, pyrrhotite, anhydrite, galena, tetrahedrite, tennantite | Transverse sections (polished sections) | EMPA, LA-ICPMS, MC-ICPMS | JEOL JXA-8100 EPMA; Teledyne Cetac Technologies Analyte Excite laser ablation system coupled with an Agilent Technologies 7700x quadrupole ICP-MS; ESI NWR Image GEO 193 coupled with TOFWERK icp TOF R; Neptune Plus multicollector ICP-MS (Thermo Fisher Scientific, Bremen, Germany) coupled with a Geolas HD excimer ArF laser ablation system (Coherent, Göttingen, Germany); Bruker M4 Tornado™ system | SIO, MNR; China University of Petroleum (East China), Qingdao, China; Nanjing Focu MS Technology Co. Ltd., Nanjing, China; Shanghai Chemlab Laboratory, Shanghai, China; Wuhan Sample Solution Analytical Technology Co. Ltd., Wuhan, China | EPMA: beam current of 10 nA, beam size of 1–5 μm, accelerating voltage of 20 kV. Micro-XRF: rhodium target X-ray tube operating at 50 kV and 800 nA, polycapillary lens providing a 40-μm spot size on a 20-μm raster, dwell time of 5 ms per pixel. LA-ICP-MS: 193-nm ArF excimer laser, fluence of 6 J/cm², 6 Hz repetition rate for 40 seconds (240 pulses), 30-second pre-ablation blank, total run time 70 seconds, spot size 32–44 μm, He carrier gas mixed with Ar. LA-ICP-TOF-MS: 193 nm ArF excimer laser, spot diameter ~20 µm, repetition rate ~20 Hz, laser fluence ~7 J/cm², scan speed ~4000 µm/s, He carrier gas ~600 ml/min, washout time 50 ms. S isotope MC-ICP-MS: spot size ~44 μm, pulse frequency ~2 Hz, laser fluence ~5 J/cm², He carrier gas with Ar make-up gas. | MASS-1 (Fe-Cu-Zn-S pressed pellet) and GSE-1G (synthetic basaltic glass) from the United States Geological Survey; pyrite PPP-1; chalcopyrite GBW07268; pyrrhotite SP-Po-01 (δ34S = 1.4‰ ± 0.4‰); chalcopyrite SP-CP-01 (δ34S = 5.45‰ ± 0.3‰); natural and synthetic minerals from USA SPI Supplies | [147 empty] | 2025
| Xunmei vent field, Niaochao vent field |  | Seafloor hydrothermal | Volcanic-hosted massive sulfide (VMS) | seafloor massive sulfide (SMS) | Cu, Zn, Au, Ag | Co, Pb, Sb | Cu, Zn, Au, Ag, Co, Pb, Sb |  |  | I-Ccp2 (n=22)-27 | I-Ccp2 (n=22)-27 | seafloor vent field |  |  |  |  | ore material | grab | grab | mineral separate | [5 empty] | mineralisation | sulfide chimney | pyrite, marcasite, chalcopyrite |  | pyrite, marcasite, chalcopyrite | multiple stages: colloform marcasite-pyrite intergrowths (outermost wall), replacement assemblages (transition layers), dense recrystallized assemblages, marcasite pseudomorphs after pyrrhotite (middle layer) | sulfide chimney | colloform, subhedral, anhedral, euhedral, dense coarse-grained, columnar pseudomorphs |  |  |  | sphalerite, pyrrhotite, anhydrite, galena, tetrahedrite, tennantite | Transverse sections (polished sections) | EMPA, LA-ICPMS, MC-ICPMS | JEOL JXA-8100 EPMA; Teledyne Cetac Technologies Analyte Excite laser ablation system coupled with an Agilent Technologies 7700x quadrupole ICP-MS; ESI NWR Image GEO 193 coupled with TOFWERK icp TOF R; Neptune Plus multicollector ICP-MS (Thermo Fisher Scientific, Bremen, Germany) coupled with a Geolas HD excimer ArF laser ablation system (Coherent, Göttingen, Germany); Bruker M4 Tornado™ system | SIO, MNR; China University of Petroleum (East China), Qingdao, China; Nanjing Focu MS Technology Co. Ltd., Nanjing, China; Shanghai Chemlab Laboratory, Shanghai, China; Wuhan Sample Solution Analytical Technology Co. Ltd., Wuhan, China | EPMA: beam current of 10 nA, beam size of 1–5 μm, accelerating voltage of 20 kV. Micro-XRF: rhodium target X-ray tube operating at 50 kV and 800 nA, polycapillary lens providing a 40-μm spot size on a 20-μm raster, dwell time of 5 ms per pixel. LA-ICP-MS: 193-nm ArF excimer laser, fluence of 6 J/cm², 6 Hz repetition rate for 40 seconds (240 pulses), 30-second pre-ablation blank, total run time 70 seconds, spot size 32–44 μm, He carrier gas mixed with Ar. LA-ICP-TOF-MS: 193 nm ArF excimer laser, spot diameter ~20 µm, repetition rate ~20 Hz, laser fluence ~7 J/cm², scan speed ~4000 µm/s, He carrier gas ~600 ml/min, washout time 50 ms. S isotope MC-ICP-MS: spot size ~44 μm, pulse frequency ~2 Hz, laser fluence ~5 J/cm², He carrier gas with Ar make-up gas. | MASS-1 (Fe-Cu-Zn-S pressed pellet) and GSE-1G (synthetic basaltic glass) from the United States Geological Survey; pyrite PPP-1; chalcopyrite GBW07268; pyrrhotite SP-Po-01 (δ34S = 1.4‰ ± 0.4‰); chalcopyrite SP-CP-01 (δ34S = 5.45‰ ± 0.3‰); natural and synthetic minerals from USA SPI Supplies | 0.017409 |  |  |  | 1.4444 |  | 0 |  |  |  | 0.11239 |  |  |  | 0.013812 | [5 empty] | 0.066431 | [5 empty] | 0.026078 | [5 empty] | 0.48903 | [9 empty] | 9.3874 | [13 empty] | 0.014419 | [11 empty] | 0.2933 |  | 0.68657 |  | 0.089836 | [7 empty] | 0.086678 | [5 empty] | 0.029188 | [15 empty] | 1601.2199 |  | 0.095842 |  |  |  | 1.959 | [5 empty] | 0.37282 | [7 empty] | 0.2541 | [5 empty] | 0.023355 |  |  |  | 0.005243 |  | 0.065309 | [7 empty] | 1.0347 |  |  |  |  | 2025
| Xunmei vent field, Niaochao vent field |  | Seafloor hydrothermal | Volcanic-hosted massive sulfide (VMS) | seafloor massive sulfide (SMS) | Cu, Zn, Au, Ag | Co, Pb, Sb | Cu, Zn, Au, Ag, Co, Pb, Sb |  |  | I-Ccp2 (n=22)-28 | I-Ccp2 (n=22)-28 | seafloor vent field |  |  |  |  | ore material | grab | grab | mineral separate | [5 empty] | mineralisation | sulfide chimney | pyrite, marcasite, chalcopyrite |  | pyrite, marcasite, chalcopyrite | multiple stages: colloform marcasite-pyrite intergrowths (outermost wall), replacement assemblages (transition layers), dense recrystallized assemblages, marcasite pseudomorphs after pyrrhotite (middle layer) | sulfide chimney | colloform, subhedral, anhedral, euhedral, dense coarse-grained, columnar pseudomorphs |  |  |  | sphalerite, pyrrhotite, anhydrite, galena, tetrahedrite, tennantite | Transverse sections (polished sections) | EMPA, LA-ICPMS, MC-ICPMS | JEOL JXA-8100 EPMA; Teledyne Cetac Technologies Analyte Excite laser ablation system coupled with an Agilent Technologies 7700x quadrupole ICP-MS; ESI NWR Image GEO 193 coupled with TOFWERK icp TOF R; Neptune Plus multicollector ICP-MS (Thermo Fisher Scientific, Bremen, Germany) coupled with a Geolas HD excimer ArF laser ablation system (Coherent, Göttingen, Germany); Bruker M4 Tornado™ system | SIO, MNR; China University of Petroleum (East China), Qingdao, China; Nanjing Focu MS Technology Co. Ltd., Nanjing, China; Shanghai Chemlab Laboratory, Shanghai, China; Wuhan Sample Solution Analytical Technology Co. Ltd., Wuhan, China | EPMA: beam current of 10 nA, beam size of 1–5 μm, accelerating voltage of 20 kV. Micro-XRF: rhodium target X-ray tube operating at 50 kV and 800 nA, polycapillary lens providing a 40-μm spot size on a 20-μm raster, dwell time of 5 ms per pixel. LA-ICP-MS: 193-nm ArF excimer laser, fluence of 6 J/cm², 6 Hz repetition rate for 40 seconds (240 pulses), 30-second pre-ablation blank, total run time 70 seconds, spot size 32–44 μm, He carrier gas mixed with Ar. LA-ICP-TOF-MS: 193 nm ArF excimer laser, spot diameter ~20 µm, repetition rate ~20 Hz, laser fluence ~7 J/cm², scan speed ~4000 µm/s, He carrier gas ~600 ml/min, washout time 50 ms. S isotope MC-ICP-MS: spot size ~44 μm, pulse frequency ~2 Hz, laser fluence ~5 J/cm², He carrier gas with Ar make-up gas. | MASS-1 (Fe-Cu-Zn-S pressed pellet) and GSE-1G (synthetic basaltic glass) from the United States Geological Survey; pyrite PPP-1; chalcopyrite GBW07268; pyrrhotite SP-Po-01 (δ34S = 1.4‰ ± 0.4‰); chalcopyrite SP-CP-01 (δ34S = 5.45‰ ± 0.3‰); natural and synthetic minerals from USA SPI Supplies | 1.1771 |  |  |  | 1.2168 |  | 0.015331 |  |  |  | 0 |  |  |  | 0.017734 | [5 empty] | 0.26839 | [5 empty] | 0.054178 | [5 empty] | 0.30163 | [9 empty] | 7.742 | [13 empty] | 0.01093 | [11 empty] | 0.27851 |  | 0.72391 |  | 0.13586 | [7 empty] | 0.15724 | [5 empty] | 0.027451 | [15 empty] | 1878.4497 |  | 0.1063 |  |  |  | 2.0026 | [5 empty] | 0.3864 | [7 empty] | 0.17356 | [5 empty] | 0.023257 |  |  |  | 0.009939 |  | 0.037698 | [7 empty] | 0.98155 |  |  |  |  | 2025
| Xunmei vent field, Niaochao vent field |  | Seafloor hydrothermal | Volcanic-hosted massive sulfide (VMS) | seafloor massive sulfide (SMS) | Cu, Zn, Au, Ag | Co, Pb, Sb | Cu, Zn, Au, Ag, Co, Pb, Sb |  |  | I-Ccp2 (n=22)-29 | I-Ccp2 (n=22)-29 | seafloor vent field |  |  |  |  | ore material | grab | grab | mineral separate | [5 empty] | mineralisation | sulfide chimney | pyrite, marcasite, chalcopyrite |  | pyrite, marcasite, chalcopyrite | multiple stages: colloform marcasite-pyrite intergrowths (outermost wall), replacement assemblages (transition layers), dense recrystallized assemblages, marcasite pseudomorphs after pyrrhotite (middle layer) | sulfide chimney | colloform, subhedral, anhedral, euhedral, dense coarse-grained, columnar pseudomorphs |  |  |  | sphalerite, pyrrhotite, anhydrite, galena, tetrahedrite, tennantite | Transverse sections (polished sections) | EMPA, LA-ICPMS, MC-ICPMS | JEOL JXA-8100 EPMA; Teledyne Cetac Technologies Analyte Excite laser ablation system coupled with an Agilent Technologies 7700x quadrupole ICP-MS; ESI NWR Image GEO 193 coupled with TOFWERK icp TOF R; Neptune Plus multicollector ICP-MS (Thermo Fisher Scientific, Bremen, Germany) coupled with a Geolas HD excimer ArF laser ablation system (Coherent, Göttingen, Germany); Bruker M4 Tornado™ system | SIO, MNR; China University of Petroleum (East China), Qingdao, China; Nanjing Focu MS Technology Co. Ltd., Nanjing, China; Shanghai Chemlab Laboratory, Shanghai, China; Wuhan Sample Solution Analytical Technology Co. Ltd., Wuhan, China | EPMA: beam current of 10 nA, beam size of 1–5 μm, accelerating voltage of 20 kV. Micro-XRF: rhodium target X-ray tube operating at 50 kV and 800 nA, polycapillary lens providing a 40-μm spot size on a 20-μm raster, dwell time of 5 ms per pixel. LA-ICP-MS: 193-nm ArF excimer laser, fluence of 6 J/cm², 6 Hz repetition rate for 40 seconds (240 pulses), 30-second pre-ablation blank, total run time 70 seconds, spot size 32–44 μm, He carrier gas mixed with Ar. LA-ICP-TOF-MS: 193 nm ArF excimer laser, spot diameter ~20 µm, repetition rate ~20 Hz, laser fluence ~7 J/cm², scan speed ~4000 µm/s, He carrier gas ~600 ml/min, washout time 50 ms. S isotope MC-ICP-MS: spot size ~44 μm, pulse frequency ~2 Hz, laser fluence ~5 J/cm², He carrier gas with Ar make-up gas. | MASS-1 (Fe-Cu-Zn-S pressed pellet) and GSE-1G (synthetic basaltic glass) from the United States Geological Survey; pyrite PPP-1; chalcopyrite GBW07268; pyrrhotite SP-Po-01 (δ34S = 1.4‰ ± 0.4‰); chalcopyrite SP-CP-01 (δ34S = 5.45‰ ± 0.3‰); natural and synthetic minerals from USA SPI Supplies | 0.031876 |  |  |  | 1.6109 |  | 0 |  |  |  | 0.046805 |  |  |  | 0.007358 | [5 empty] | 0 | [5 empty] | 0.065582 | [5 empty] | 0.28148 | [9 empty] | 7.7366 | [13 empty] | 0.005505 | [11 empty] | 0.26712 |  | 0.57674 |  | 0 | [7 empty] | 0.11062 | [5 empty] | 0.026663 | [15 empty] | 1561.2514 |  | 0.098499 |  |  |  | 2.2372 | [5 empty] | 0.36855 | [7 empty] | 0.16665 | [5 empty] | 0.017094 |  |  |  | 0 |  | 0.052319 | [7 empty] | 0.86835 |  |  |  |  | 2025
| Xunmei vent field, Niaochao vent field |  | Seafloor hydrothermal | Volcanic-hosted massive sulfide (VMS) | seafloor massive sulfide (SMS) | Cu, Zn, Au, Ag | Co, Pb, Sb | Cu, Zn, Au, Ag, Co, Pb, Sb |  |  | I-Ccp2 (n=22)-30 | I-Ccp2 (n=22)-30 | seafloor vent field |  |  |  |  | ore material | grab | grab | mineral separate | [5 empty] | mineralisation | sulfide chimney | pyrite, marcasite, chalcopyrite |  | pyrite, marcasite, chalcopyrite | multiple stages: colloform marcasite-pyrite intergrowths (outermost wall), replacement assemblages (transition layers), dense recrystallized assemblages, marcasite pseudomorphs after pyrrhotite (middle layer) | sulfide chimney | colloform, subhedral, anhedral, euhedral, dense coarse-grained, columnar pseudomorphs |  |  |  | sphalerite, pyrrhotite, anhydrite, galena, tetrahedrite, tennantite | Transverse sections (polished sections) | EMPA, LA-ICPMS, MC-ICPMS | JEOL JXA-8100 EPMA; Teledyne Cetac Technologies Analyte Excite laser ablation system coupled with an Agilent Technologies 7700x quadrupole ICP-MS; ESI NWR Image GEO 193 coupled with TOFWERK icp TOF R; Neptune Plus multicollector ICP-MS (Thermo Fisher Scientific, Bremen, Germany) coupled with a Geolas HD excimer ArF laser ablation system (Coherent, Göttingen, Germany); Bruker M4 Tornado™ system | SIO, MNR; China University of Petroleum (East China), Qingdao, China; Nanjing Focu MS Technology Co. Ltd., Nanjing, China; Shanghai Chemlab Laboratory, Shanghai, China; Wuhan Sample Solution Analytical Technology Co. Ltd., Wuhan, China | EPMA: beam current of 10 nA, beam size of 1–5 μm, accelerating voltage of 20 kV. Micro-XRF: rhodium target X-ray tube operating at 50 kV and 800 nA, polycapillary lens providing a 40-μm spot size on a 20-μm raster, dwell time of 5 ms per pixel. LA-ICP-MS: 193-nm ArF excimer laser, fluence of 6 J/cm², 6 Hz repetition rate for 40 seconds (240 pulses), 30-second pre-ablation blank, total run time 70 seconds, spot size 32–44 μm, He carrier gas mixed with Ar. LA-ICP-TOF-MS: 193 nm ArF excimer laser, spot diameter ~20 µm, repetition rate ~20 Hz, laser fluence ~7 J/cm², scan speed ~4000 µm/s, He carrier gas ~600 ml/min, washout time 50 ms. S isotope MC-ICP-MS: spot size ~44 μm, pulse frequency ~2 Hz, laser fluence ~5 J/cm², He carrier gas with Ar make-up gas. | MASS-1 (Fe-Cu-Zn-S pressed pellet) and GSE-1G (synthetic basaltic glass) from the United States Geological Survey; pyrite PPP-1; chalcopyrite GBW07268; pyrrhotite SP-Po-01 (δ34S = 1.4‰ ± 0.4‰); chalcopyrite SP-CP-01 (δ34S = 5.45‰ ± 0.3‰); natural and synthetic minerals from USA SPI Supplies | 0 |  |  |  | 1.3603 |  | 0 |  |  |  | 0.044797 |  |  |  | 0.018369 | [5 empty] | 0.12719 | [5 empty] | 0.061527 | [5 empty] | 0.35753 | [9 empty] | 6.8179 | [13 empty] | 0.023482 | [11 empty] | 0.25324 |  | 0.77806 |  | 0.11325 | [7 empty] | 0.26138 | [5 empty] | 0.038465 | [15 empty] | 1334.0071 |  | 0.071432 |  |  |  | 1.8762 | [5 empty] | 0.39415 | [7 empty] | 0 | [5 empty] | 0.011785 |  |  |  | 0 |  | 0.06375 | [7 empty] | 1.0577 |  |  |  |  | 2025
| Xunmei vent field, Niaochao vent field |  | Seafloor hydrothermal | Volcanic-hosted massive sulfide (VMS) | seafloor massive sulfide (SMS) | Cu, Zn, Au, Ag | Co, Pb, Sb | Cu, Zn, Au, Ag, Co, Pb, Sb |  |  | I-Ccp2 (n=22)-31 | I-Ccp2 (n=22)-31 | seafloor vent field |  |  |  |  | ore material | grab | grab | mineral separate | [5 empty] | mineralisation | sulfide chimney | pyrite, marcasite, chalcopyrite |  | pyrite, marcasite, chalcopyrite | multiple stages: colloform marcasite-pyrite intergrowths (outermost wall), replacement assemblages (transition layers), dense recrystallized assemblages, marcasite pseudomorphs after pyrrhotite (middle layer) | sulfide chimney | colloform, subhedral, anhedral, euhedral, dense coarse-grained, columnar pseudomorphs |  |  |  | sphalerite, pyrrhotite, anhydrite, galena, tetrahedrite, tennantite | Transverse sections (polished sections) | EMPA, LA-ICPMS, MC-ICPMS | JEOL JXA-8100 EPMA; Teledyne Cetac Technologies Analyte Excite laser ablation system coupled with an Agilent Technologies 7700x quadrupole ICP-MS; ESI NWR Image GEO 193 coupled with TOFWERK icp TOF R; Neptune Plus multicollector ICP-MS (Thermo Fisher Scientific, Bremen, Germany) coupled with a Geolas HD excimer ArF laser ablation system (Coherent, Göttingen, Germany); Bruker M4 Tornado™ system | SIO, MNR; China University of Petroleum (East China), Qingdao, China; Nanjing Focu MS Technology Co. Ltd., Nanjing, China; Shanghai Chemlab Laboratory, Shanghai, China; Wuhan Sample Solution Analytical Technology Co. Ltd., Wuhan, China | EPMA: beam current of 10 nA, beam size of 1–5 μm, accelerating voltage of 20 kV. Micro-XRF: rhodium target X-ray tube operating at 50 kV and 800 nA, polycapillary lens providing a 40-μm spot size on a 20-μm raster, dwell time of 5 ms per pixel. LA-ICP-MS: 193-nm ArF excimer laser, fluence of 6 J/cm², 6 Hz repetition rate for 40 seconds (240 pulses), 30-second pre-ablation blank, total run time 70 seconds, spot size 32–44 μm, He carrier gas mixed with Ar. LA-ICP-TOF-MS: 193 nm ArF excimer laser, spot diameter ~20 µm, repetition rate ~20 Hz, laser fluence ~7 J/cm², scan speed ~4000 µm/s, He carrier gas ~600 ml/min, washout time 50 ms. S isotope MC-ICP-MS: spot size ~44 μm, pulse frequency ~2 Hz, laser fluence ~5 J/cm², He carrier gas with Ar make-up gas. | MASS-1 (Fe-Cu-Zn-S pressed pellet) and GSE-1G (synthetic basaltic glass) from the United States Geological Survey; pyrite PPP-1; chalcopyrite GBW07268; pyrrhotite SP-Po-01 (δ34S = 1.4‰ ± 0.4‰); chalcopyrite SP-CP-01 (δ34S = 5.45‰ ± 0.3‰); natural and synthetic minerals from USA SPI Supplies | 0.043956 |  |  |  | 1.3273 |  | 0.028483 |  |  |  | 0.041472 |  |  |  | 0.019348 | [5 empty] | 0.11732 | [5 empty] | 0.030512 | [5 empty] | 0.32343 | [9 empty] | 5.7301 | [13 empty] | 0.017292 | [11 empty] | 0 |  | 0.72626 |  | 0.11565 | [7 empty] | 0.21966 | [5 empty] | 0.015279 | [15 empty] | 1340.0564 |  | 0.070766 |  |  |  | 1.4517 | [5 empty] | 0.30227 | [7 empty] | 0 | [5 empty] | 0.00525 |  |  |  | 0 |  | 0.068495 | [7 empty] | 0.85407 |  |  |  |  | 2025
| Xunmei vent field, Niaochao vent field |  | Seafloor hydrothermal | Volcanic-hosted massive sulfide (VMS) | seafloor massive sulfide (SMS) | Cu, Zn, Au, Ag | Co, Pb, Sb | Cu, Zn, Au, Ag, Co, Pb, Sb |  |  | I-Ccp2 (n=22)-32 | I-Ccp2 (n=22)-32 | seafloor vent field |  |  |  |  | ore material | grab | grab | mineral separate | [5 empty] | mineralisation | sulfide chimney | pyrite, marcasite, chalcopyrite |  | pyrite, marcasite, chalcopyrite | multiple stages: colloform marcasite-pyrite intergrowths (outermost wall), replacement assemblages (transition layers), dense recrystallized assemblages, marcasite pseudomorphs after pyrrhotite (middle layer) | sulfide chimney | colloform, subhedral, anhedral, euhedral, dense coarse-grained, columnar pseudomorphs |  |  |  | sphalerite, pyrrhotite, anhydrite, galena, tetrahedrite, tennantite | Transverse sections (polished sections) | EMPA, LA-ICPMS, MC-ICPMS | JEOL JXA-8100 EPMA; Teledyne Cetac Technologies Analyte Excite laser ablation system coupled with an Agilent Technologies 7700x quadrupole ICP-MS; ESI NWR Image GEO 193 coupled with TOFWERK icp TOF R; Neptune Plus multicollector ICP-MS (Thermo Fisher Scientific, Bremen, Germany) coupled with a Geolas HD excimer ArF laser ablation system (Coherent, Göttingen, Germany); Bruker M4 Tornado™ system | SIO, MNR; China University of Petroleum (East China), Qingdao, China; Nanjing Focu MS Technology Co. Ltd., Nanjing, China; Shanghai Chemlab Laboratory, Shanghai, China; Wuhan Sample Solution Analytical Technology Co. Ltd., Wuhan, China | EPMA: beam current of 10 nA, beam size of 1–5 μm, accelerating voltage of 20 kV. Micro-XRF: rhodium target X-ray tube operating at 50 kV and 800 nA, polycapillary lens providing a 40-μm spot size on a 20-μm raster, dwell time of 5 ms per pixel. LA-ICP-MS: 193-nm ArF excimer laser, fluence of 6 J/cm², 6 Hz repetition rate for 40 seconds (240 pulses), 30-second pre-ablation blank, total run time 70 seconds, spot size 32–44 μm, He carrier gas mixed with Ar. LA-ICP-TOF-MS: 193 nm ArF excimer laser, spot diameter ~20 µm, repetition rate ~20 Hz, laser fluence ~7 J/cm², scan speed ~4000 µm/s, He carrier gas ~600 ml/min, washout time 50 ms. S isotope MC-ICP-MS: spot size ~44 μm, pulse frequency ~2 Hz, laser fluence ~5 J/cm², He carrier gas with Ar make-up gas. | MASS-1 (Fe-Cu-Zn-S pressed pellet) and GSE-1G (synthetic basaltic glass) from the United States Geological Survey; pyrite PPP-1; chalcopyrite GBW07268; pyrrhotite SP-Po-01 (δ34S = 1.4‰ ± 0.4‰); chalcopyrite SP-CP-01 (δ34S = 5.45‰ ± 0.3‰); natural and synthetic minerals from USA SPI Supplies | 0.01452 |  |  |  | 1.563 |  | 0 |  |  |  | 0.043006 |  |  |  | 0.008029 | [5 empty] | 0.12121 | [5 empty] | 0.015818 | [5 empty] | 0.30554 | [9 empty] | 4.4814 | [13 empty] | 0.015981 | [11 empty] | 0.53173 |  | 0.72155 |  | 0.07555 | [7 empty] | 0.15189 | [5 empty] | 0.021047 | [15 empty] | 1653.034 |  | 0.08538 |  |  |  | 1.9883 | [5 empty] | 0.31494 | [7 empty] | 0.15098 | [5 empty] | 0.012212 |  |  |  | 0 |  | 0.043131 | [7 empty] | 0.66527 |  |  |  |  | 2025
| Xunmei vent field, Niaochao vent field |  | Seafloor hydrothermal | Volcanic-hosted massive sulfide (VMS) | seafloor massive sulfide (SMS) | Cu, Zn, Au, Ag | Co, Pb, Sb | Cu, Zn, Au, Ag, Co, Pb, Sb |  |  | I-Ccp2 (n=22)-33 | I-Ccp2 (n=22)-33 | seafloor vent field |  |  |  |  | ore material | grab | grab | mineral separate | [5 empty] | mineralisation | sulfide chimney | pyrite, marcasite, chalcopyrite |  | pyrite, marcasite, chalcopyrite | multiple stages: colloform marcasite-pyrite intergrowths (outermost wall), replacement assemblages (transition layers), dense recrystallized assemblages, marcasite pseudomorphs after pyrrhotite (middle layer) | sulfide chimney | colloform, subhedral, anhedral, euhedral, dense coarse-grained, columnar pseudomorphs |  |  |  | sphalerite, pyrrhotite, anhydrite, galena, tetrahedrite, tennantite | Transverse sections (polished sections) | EMPA, LA-ICPMS, MC-ICPMS | JEOL JXA-8100 EPMA; Teledyne Cetac Technologies Analyte Excite laser ablation system coupled with an Agilent Technologies 7700x quadrupole ICP-MS; ESI NWR Image GEO 193 coupled with TOFWERK icp TOF R; Neptune Plus multicollector ICP-MS (Thermo Fisher Scientific, Bremen, Germany) coupled with a Geolas HD excimer ArF laser ablation system (Coherent, Göttingen, Germany); Bruker M4 Tornado™ system | SIO, MNR; China University of Petroleum (East China), Qingdao, China; Nanjing Focu MS Technology Co. Ltd., Nanjing, China; Shanghai Chemlab Laboratory, Shanghai, China; Wuhan Sample Solution Analytical Technology Co. Ltd., Wuhan, China | EPMA: beam current of 10 nA, beam size of 1–5 μm, accelerating voltage of 20 kV. Micro-XRF: rhodium target X-ray tube operating at 50 kV and 800 nA, polycapillary lens providing a 40-μm spot size on a 20-μm raster, dwell time of 5 ms per pixel. LA-ICP-MS: 193-nm ArF excimer laser, fluence of 6 J/cm², 6 Hz repetition rate for 40 seconds (240 pulses), 30-second pre-ablation blank, total run time 70 seconds, spot size 32–44 μm, He carrier gas mixed with Ar. LA-ICP-TOF-MS: 193 nm ArF excimer laser, spot diameter ~20 µm, repetition rate ~20 Hz, laser fluence ~7 J/cm², scan speed ~4000 µm/s, He carrier gas ~600 ml/min, washout time 50 ms. S isotope MC-ICP-MS: spot size ~44 μm, pulse frequency ~2 Hz, laser fluence ~5 J/cm², He carrier gas with Ar make-up gas. | MASS-1 (Fe-Cu-Zn-S pressed pellet) and GSE-1G (synthetic basaltic glass) from the United States Geological Survey; pyrite PPP-1; chalcopyrite GBW07268; pyrrhotite SP-Po-01 (δ34S = 1.4‰ ± 0.4‰); chalcopyrite SP-CP-01 (δ34S = 5.45‰ ± 0.3‰); natural and synthetic minerals from USA SPI Supplies | 0.02717 |  |  |  | 1.3662 |  | 0 |  |  |  | 0 |  |  |  | 0.008895 | [5 empty] | 0 | [5 empty] | 0.020724 | [5 empty] | 0.43435 | [9 empty] | 6.8332 | [13 empty] | 0.016752 | [11 empty] | 0.49228 |  | 0.527 |  | 0.16589 | [7 empty] | 0.26121 | [5 empty] | 0.018318 | [15 empty] | 2085.506 |  | 0.12809 |  |  |  | 1.7585 | [5 empty] | 0.26504 | [7 empty] | 0.27712 | [5 empty] | 0.017334 |  |  |  | 0 |  | 0.048965 | [7 empty] | 0.72617 |  |  |  |  | 2025
| Xunmei vent field, Niaochao vent field |  | Seafloor hydrothermal | Volcanic-hosted massive sulfide (VMS) | seafloor massive sulfide (SMS) | Cu, Zn, Au, Ag | Co, Pb, Sb | Cu, Zn, Au, Ag, Co, Pb, Sb |  |  | I-Ccp2 (n=22)-34 | I-Ccp2 (n=22)-34 | seafloor vent field |  |  |  |  | ore material | grab | grab | mineral separate | [5 empty] | mineralisation | sulfide chimney | pyrite, marcasite, chalcopyrite |  | pyrite, marcasite, chalcopyrite | multiple stages: colloform marcasite-pyrite intergrowths (outermost wall), replacement assemblages (transition layers), dense recrystallized assemblages, marcasite pseudomorphs after pyrrhotite (middle layer) | sulfide chimney | colloform, subhedral, anhedral, euhedral, dense coarse-grained, columnar pseudomorphs |  |  |  | sphalerite, pyrrhotite, anhydrite, galena, tetrahedrite, tennantite | Transverse sections (polished sections) | EMPA, LA-ICPMS, MC-ICPMS | JEOL JXA-8100 EPMA; Teledyne Cetac Technologies Analyte Excite laser ablation system coupled with an Agilent Technologies 7700x quadrupole ICP-MS; ESI NWR Image GEO 193 coupled with TOFWERK icp TOF R; Neptune Plus multicollector ICP-MS (Thermo Fisher Scientific, Bremen, Germany) coupled with a Geolas HD excimer ArF laser ablation system (Coherent, Göttingen, Germany); Bruker M4 Tornado™ system | SIO, MNR; China University of Petroleum (East China), Qingdao, China; Nanjing Focu MS Technology Co. Ltd., Nanjing, China; Shanghai Chemlab Laboratory, Shanghai, China; Wuhan Sample Solution Analytical Technology Co. Ltd., Wuhan, China | EPMA: beam current of 10 nA, beam size of 1–5 μm, accelerating voltage of 20 kV. Micro-XRF: rhodium target X-ray tube operating at 50 kV and 800 nA, polycapillary lens providing a 40-μm spot size on a 20-μm raster, dwell time of 5 ms per pixel. LA-ICP-MS: 193-nm ArF excimer laser, fluence of 6 J/cm², 6 Hz repetition rate for 40 seconds (240 pulses), 30-second pre-ablation blank, total run time 70 seconds, spot size 32–44 μm, He carrier gas mixed with Ar. LA-ICP-TOF-MS: 193 nm ArF excimer laser, spot diameter ~20 µm, repetition rate ~20 Hz, laser fluence ~7 J/cm², scan speed ~4000 µm/s, He carrier gas ~600 ml/min, washout time 50 ms. S isotope MC-ICP-MS: spot size ~44 μm, pulse frequency ~2 Hz, laser fluence ~5 J/cm², He carrier gas with Ar make-up gas. | MASS-1 (Fe-Cu-Zn-S pressed pellet) and GSE-1G (synthetic basaltic glass) from the United States Geological Survey; pyrite PPP-1; chalcopyrite GBW07268; pyrrhotite SP-Po-01 (δ34S = 1.4‰ ± 0.4‰); chalcopyrite SP-CP-01 (δ34S = 5.45‰ ± 0.3‰); natural and synthetic minerals from USA SPI Supplies | 0 |  |  |  | 1.2368 |  | 0 |  |  |  | 0.044137 |  |  |  | 0.006832 | [5 empty] | 0 | [5 empty] | 0.016465 | [5 empty] | 0.44669 | [9 empty] | 6.9684 | [13 empty] | 0.013097 | [11 empty] | 0.34233 |  | 0.70725 |  | 0.11291 | [7 empty] | 0.36167 | [5 empty] | 0.008464 | [15 empty] | 1612.2536 |  | 0.088707 |  |  |  | 2.022 | [5 empty] | 0.31759 | [7 empty] | 0.21192 | [5 empty] | 0.011661 |  |  |  | 0 |  | 0.028261 | [7 empty] | 1.002 |  |  |  |  | 2025
| Xunmei vent field, Niaochao vent field |  | Seafloor hydrothermal | Volcanic-hosted massive sulfide (VMS) | seafloor massive sulfide (SMS) | Cu, Zn, Au, Ag | Co, Pb, Sb | Cu, Zn, Au, Ag, Co, Pb, Sb |  |  | I-Ccp2 (n=22)-35 | I-Ccp2 (n=22)-35 | seafloor vent field |  |  |  |  | ore material | grab | grab | mineral separate | [5 empty] | mineralisation | sulfide chimney | pyrite, marcasite, chalcopyrite |  | pyrite, marcasite, chalcopyrite | multiple stages: colloform marcasite-pyrite intergrowths (outermost wall), replacement assemblages (transition layers), dense recrystallized assemblages, marcasite pseudomorphs after pyrrhotite (middle layer) | sulfide chimney | colloform, subhedral, anhedral, euhedral, dense coarse-grained, columnar pseudomorphs |  |  |  | sphalerite, pyrrhotite, anhydrite, galena, tetrahedrite, tennantite | Transverse sections (polished sections) | EMPA, LA-ICPMS, MC-ICPMS | JEOL JXA-8100 EPMA; Teledyne Cetac Technologies Analyte Excite laser ablation system coupled with an Agilent Technologies 7700x quadrupole ICP-MS; ESI NWR Image GEO 193 coupled with TOFWERK icp TOF R; Neptune Plus multicollector ICP-MS (Thermo Fisher Scientific, Bremen, Germany) coupled with a Geolas HD excimer ArF laser ablation system (Coherent, Göttingen, Germany); Bruker M4 Tornado™ system | SIO, MNR; China University of Petroleum (East China), Qingdao, China; Nanjing Focu MS Technology Co. Ltd., Nanjing, China; Shanghai Chemlab Laboratory, Shanghai, China; Wuhan Sample Solution Analytical Technology Co. Ltd., Wuhan, China | EPMA: beam current of 10 nA, beam size of 1–5 μm, accelerating voltage of 20 kV. Micro-XRF: rhodium target X-ray tube operating at 50 kV and 800 nA, polycapillary lens providing a 40-μm spot size on a 20-μm raster, dwell time of 5 ms per pixel. LA-ICP-MS: 193-nm ArF excimer laser, fluence of 6 J/cm², 6 Hz repetition rate for 40 seconds (240 pulses), 30-second pre-ablation blank, total run time 70 seconds, spot size 32–44 μm, He carrier gas mixed with Ar. LA-ICP-TOF-MS: 193 nm ArF excimer laser, spot diameter ~20 µm, repetition rate ~20 Hz, laser fluence ~7 J/cm², scan speed ~4000 µm/s, He carrier gas ~600 ml/min, washout time 50 ms. S isotope MC-ICP-MS: spot size ~44 μm, pulse frequency ~2 Hz, laser fluence ~5 J/cm², He carrier gas with Ar make-up gas. | MASS-1 (Fe-Cu-Zn-S pressed pellet) and GSE-1G (synthetic basaltic glass) from the United States Geological Survey; pyrite PPP-1; chalcopyrite GBW07268; pyrrhotite SP-Po-01 (δ34S = 1.4‰ ± 0.4‰); chalcopyrite SP-CP-01 (δ34S = 5.45‰ ± 0.3‰); natural and synthetic minerals from USA SPI Supplies | 0.026555 |  |  |  | 1.1251 |  | 0.025051 |  |  |  | 0 |  |  |  | 0.013963 | [5 empty] | 0.050668 | [5 empty] | 0.032175 | [5 empty] | 0.31748 | [9 empty] | 7.8141 | [13 empty] | 0.021295 | [11 empty] | 0 |  | 0.55261 |  | 0.099942 | [7 empty] | 0.21977 | [5 empty] | 0.025724 | [15 empty] | 1347.5274 |  | 0.11071 |  |  |  | 1.4057 | [5 empty] | 0.34407 | [7 empty] | 0.13387 | [5 empty] | 0.019044 |  |  |  | 0.005465 |  | 0.064477 | [7 empty] | 1.1834 |  |  |  |  | 2025
| Xunmei vent field, Niaochao vent field |  | Seafloor hydrothermal | Volcanic-hosted massive sulfide (VMS) | seafloor massive sulfide (SMS) | Cu, Zn, Au, Ag | Co, Pb, Sb | Cu, Zn, Au, Ag, Co, Pb, Sb |  |  | I-Ccp2 (n=22)-36 | I-Ccp2 (n=22)-36 | seafloor vent field |  |  |  |  | ore material | grab | grab | mineral separate | [5 empty] | mineralisation | sulfide chimney | pyrite, marcasite, chalcopyrite |  | pyrite, marcasite, chalcopyrite | multiple stages: colloform marcasite-pyrite intergrowths (outermost wall), replacement assemblages (transition layers), dense recrystallized assemblages, marcasite pseudomorphs after pyrrhotite (middle layer) | sulfide chimney | colloform, subhedral, anhedral, euhedral, dense coarse-grained, columnar pseudomorphs |  |  |  | sphalerite, pyrrhotite, anhydrite, galena, tetrahedrite, tennantite | Transverse sections (polished sections) | EMPA, LA-ICPMS, MC-ICPMS | JEOL JXA-8100 EPMA; Teledyne Cetac Technologies Analyte Excite laser ablation system coupled with an Agilent Technologies 7700x quadrupole ICP-MS; ESI NWR Image GEO 193 coupled with TOFWERK icp TOF R; Neptune Plus multicollector ICP-MS (Thermo Fisher Scientific, Bremen, Germany) coupled with a Geolas HD excimer ArF laser ablation system (Coherent, Göttingen, Germany); Bruker M4 Tornado™ system | SIO, MNR; China University of Petroleum (East China), Qingdao, China; Nanjing Focu MS Technology Co. Ltd., Nanjing, China; Shanghai Chemlab Laboratory, Shanghai, China; Wuhan Sample Solution Analytical Technology Co. Ltd., Wuhan, China | EPMA: beam current of 10 nA, beam size of 1–5 μm, accelerating voltage of 20 kV. Micro-XRF: rhodium target X-ray tube operating at 50 kV and 800 nA, polycapillary lens providing a 40-μm spot size on a 20-μm raster, dwell time of 5 ms per pixel. LA-ICP-MS: 193-nm ArF excimer laser, fluence of 6 J/cm², 6 Hz repetition rate for 40 seconds (240 pulses), 30-second pre-ablation blank, total run time 70 seconds, spot size 32–44 μm, He carrier gas mixed with Ar. LA-ICP-TOF-MS: 193 nm ArF excimer laser, spot diameter ~20 µm, repetition rate ~20 Hz, laser fluence ~7 J/cm², scan speed ~4000 µm/s, He carrier gas ~600 ml/min, washout time 50 ms. S isotope MC-ICP-MS: spot size ~44 μm, pulse frequency ~2 Hz, laser fluence ~5 J/cm², He carrier gas with Ar make-up gas. | MASS-1 (Fe-Cu-Zn-S pressed pellet) and GSE-1G (synthetic basaltic glass) from the United States Geological Survey; pyrite PPP-1; chalcopyrite GBW07268; pyrrhotite SP-Po-01 (δ34S = 1.4‰ ± 0.4‰); chalcopyrite SP-CP-01 (δ34S = 5.45‰ ± 0.3‰); natural and synthetic minerals from USA SPI Supplies | 0.026423 |  |  |  | 1.2189 |  | 0 |  |  |  | 0.053742 |  |  |  | 0.007224 | [5 empty] | 0 | [5 empty] | 0.01451 | [5 empty] | 0.40014 | [9 empty] | 5.8754 | [13 empty] | 0 | [11 empty] | 0 |  | 0.71164 |  | 0.099531 | [7 empty] | 0 | [5 empty] | 0.0291 | [15 empty] | 1282.8477 |  | 0.14464 |  |  |  | 1.9198 | [5 empty] | 0.30102 | [7 empty] | 0.18433 | [5 empty] | 0.016013 |  |  |  | 0 |  | 0.059398 | [7 empty] | 0.81065 |  |  |  |  | 2025
| Xunmei vent field, Niaochao vent field |  | Seafloor hydrothermal | Volcanic-hosted massive sulfide (VMS) | seafloor massive sulfide (SMS) | Cu, Zn, Au, Ag | Co, Pb, Sb | Cu, Zn, Au, Ag, Co, Pb, Sb |  |  | I-Ccp2 (n=22)-37 | I-Ccp2 (n=22)-37 | seafloor vent field |  |  |  |  | ore material | grab | grab | mineral separate | [5 empty] | mineralisation | sulfide chimney | pyrite, marcasite, chalcopyrite |  | pyrite, marcasite, chalcopyrite | multiple stages: colloform marcasite-pyrite intergrowths (outermost wall), replacement assemblages (transition layers), dense recrystallized assemblages, marcasite pseudomorphs after pyrrhotite (middle layer) | sulfide chimney | colloform, subhedral, anhedral, euhedral, dense coarse-grained, columnar pseudomorphs |  |  |  | sphalerite, pyrrhotite, anhydrite, galena, tetrahedrite, tennantite | Transverse sections (polished sections) | EMPA, LA-ICPMS, MC-ICPMS | JEOL JXA-8100 EPMA; Teledyne Cetac Technologies Analyte Excite laser ablation system coupled with an Agilent Technologies 7700x quadrupole ICP-MS; ESI NWR Image GEO 193 coupled with TOFWERK icp TOF R; Neptune Plus multicollector ICP-MS (Thermo Fisher Scientific, Bremen, Germany) coupled with a Geolas HD excimer ArF laser ablation system (Coherent, Göttingen, Germany); Bruker M4 Tornado™ system | SIO, MNR; China University of Petroleum (East China), Qingdao, China; Nanjing Focu MS Technology Co. Ltd., Nanjing, China; Shanghai Chemlab Laboratory, Shanghai, China; Wuhan Sample Solution Analytical Technology Co. Ltd., Wuhan, China | EPMA: beam current of 10 nA, beam size of 1–5 μm, accelerating voltage of 20 kV. Micro-XRF: rhodium target X-ray tube operating at 50 kV and 800 nA, polycapillary lens providing a 40-μm spot size on a 20-μm raster, dwell time of 5 ms per pixel. LA-ICP-MS: 193-nm ArF excimer laser, fluence of 6 J/cm², 6 Hz repetition rate for 40 seconds (240 pulses), 30-second pre-ablation blank, total run time 70 seconds, spot size 32–44 μm, He carrier gas mixed with Ar. LA-ICP-TOF-MS: 193 nm ArF excimer laser, spot diameter ~20 µm, repetition rate ~20 Hz, laser fluence ~7 J/cm², scan speed ~4000 µm/s, He carrier gas ~600 ml/min, washout time 50 ms. S isotope MC-ICP-MS: spot size ~44 μm, pulse frequency ~2 Hz, laser fluence ~5 J/cm², He carrier gas with Ar make-up gas. | MASS-1 (Fe-Cu-Zn-S pressed pellet) and GSE-1G (synthetic basaltic glass) from the United States Geological Survey; pyrite PPP-1; chalcopyrite GBW07268; pyrrhotite SP-Po-01 (δ34S = 1.4‰ ± 0.4‰); chalcopyrite SP-CP-01 (δ34S = 5.45‰ ± 0.3‰); natural and synthetic minerals from USA SPI Supplies | 0.015173 |  |  |  | 0.89867 |  | 0.024154 |  |  |  | 0.061344 |  |  |  | 0.010881 | [5 empty] | 0.058196 | [5 empty] | 0.045727 | [5 empty] | 0.59045 | [9 empty] | 5.4684 | [13 empty] | 0.009927 | [11 empty] | 0.49435 |  | 0.63741 |  | 0 | [7 empty] | 0.07441 | [5 empty] | 0 | [15 empty] | 1506.5005 |  | 0.065612 |  |  |  | 1.7829 | [5 empty] | 0.30947 | [7 empty] | 0.60469 | [5 empty] | 0.015857 |  |  |  | 0 |  | 0.048583 | [7 empty] | 1.1036 |  |  |  |  | 2025
| Xunmei vent field, Niaochao vent field |  | Seafloor hydrothermal | Volcanic-hosted massive sulfide (VMS) | seafloor massive sulfide (SMS) | Cu, Zn, Au, Ag | Co, Pb, Sb | Cu, Zn, Au, Ag, Co, Pb, Sb |  |  | I-Ccp2 (n=22)-38 | I-Ccp2 (n=22)-38 | seafloor vent field |  |  |  |  | ore material | grab | grab | mineral separate | [5 empty] | mineralisation | sulfide chimney | pyrite, marcasite, chalcopyrite |  | pyrite, marcasite, chalcopyrite | multiple stages: colloform marcasite-pyrite intergrowths (outermost wall), replacement assemblages (transition layers), dense recrystallized assemblages, marcasite pseudomorphs after pyrrhotite (middle layer) | sulfide chimney | colloform, subhedral, anhedral, euhedral, dense coarse-grained, columnar pseudomorphs |  |  |  | sphalerite, pyrrhotite, anhydrite, galena, tetrahedrite, tennantite | Transverse sections (polished sections) | EMPA, LA-ICPMS, MC-ICPMS | JEOL JXA-8100 EPMA; Teledyne Cetac Technologies Analyte Excite laser ablation system coupled with an Agilent Technologies 7700x quadrupole ICP-MS; ESI NWR Image GEO 193 coupled with TOFWERK icp TOF R; Neptune Plus multicollector ICP-MS (Thermo Fisher Scientific, Bremen, Germany) coupled with a Geolas HD excimer ArF laser ablation system (Coherent, Göttingen, Germany); Bruker M4 Tornado™ system | SIO, MNR; China University of Petroleum (East China), Qingdao, China; Nanjing Focu MS Technology Co. Ltd., Nanjing, China; Shanghai Chemlab Laboratory, Shanghai, China; Wuhan Sample Solution Analytical Technology Co. Ltd., Wuhan, China | EPMA: beam current of 10 nA, beam size of 1–5 μm, accelerating voltage of 20 kV. Micro-XRF: rhodium target X-ray tube operating at 50 kV and 800 nA, polycapillary lens providing a 40-μm spot size on a 20-μm raster, dwell time of 5 ms per pixel. LA-ICP-MS: 193-nm ArF excimer laser, fluence of 6 J/cm², 6 Hz repetition rate for 40 seconds (240 pulses), 30-second pre-ablation blank, total run time 70 seconds, spot size 32–44 μm, He carrier gas mixed with Ar. LA-ICP-TOF-MS: 193 nm ArF excimer laser, spot diameter ~20 µm, repetition rate ~20 Hz, laser fluence ~7 J/cm², scan speed ~4000 µm/s, He carrier gas ~600 ml/min, washout time 50 ms. S isotope MC-ICP-MS: spot size ~44 μm, pulse frequency ~2 Hz, laser fluence ~5 J/cm², He carrier gas with Ar make-up gas. | MASS-1 (Fe-Cu-Zn-S pressed pellet) and GSE-1G (synthetic basaltic glass) from the United States Geological Survey; pyrite PPP-1; chalcopyrite GBW07268; pyrrhotite SP-Po-01 (δ34S = 1.4‰ ± 0.4‰); chalcopyrite SP-CP-01 (δ34S = 5.45‰ ± 0.3‰); natural and synthetic minerals from USA SPI Supplies | 0.029634 |  |  |  | 0.7391 |  | 0 |  |  |  | 0 |  |  |  | 0.011054 | [5 empty] | 0 | [5 empty] | 0.046277 | [5 empty] | 0.55905 | [9 empty] | 6.3523 | [13 empty] | 0.017376 | [11 empty] | 0.2178 |  | 0.77575 |  | 0.050688 | [7 empty] | 0.20486 | [5 empty] | 0.010379 | [15 empty] | 1980.186 |  | 0.08308 |  |  |  | 1.5128 | [5 empty] | 0.29192 | [7 empty] | 0 | [5 empty] | 0.01277 |  |  |  | 0 |  | 0.061946 | [7 empty] | 0.90106 |  |  |  |  | 2025
| Xunmei vent field, Niaochao vent field |  | Seafloor hydrothermal | Volcanic-hosted massive sulfide (VMS) | seafloor massive sulfide (SMS) | Cu, Zn, Au, Ag | Co, Pb, Sb | Cu, Zn, Au, Ag, Co, Pb, Sb |  |  | I-Ccp2 (n=22)-39 | I-Ccp2 (n=22)-39 | seafloor vent field |  |  |  |  | ore material | grab | grab | mineral separate | [5 empty] | mineralisation | sulfide chimney | pyrite, marcasite, chalcopyrite |  | pyrite, marcasite, chalcopyrite | multiple stages: colloform marcasite-pyrite intergrowths (outermost wall), replacement assemblages (transition layers), dense recrystallized assemblages, marcasite pseudomorphs after pyrrhotite (middle layer) | sulfide chimney | colloform, subhedral, anhedral, euhedral, dense coarse-grained, columnar pseudomorphs |  |  |  | sphalerite, pyrrhotite, anhydrite, galena, tetrahedrite, tennantite | Transverse sections (polished sections) | EMPA, LA-ICPMS, MC-ICPMS | JEOL JXA-8100 EPMA; Teledyne Cetac Technologies Analyte Excite laser ablation system coupled with an Agilent Technologies 7700x quadrupole ICP-MS; ESI NWR Image GEO 193 coupled with TOFWERK icp TOF R; Neptune Plus multicollector ICP-MS (Thermo Fisher Scientific, Bremen, Germany) coupled with a Geolas HD excimer ArF laser ablation system (Coherent, Göttingen, Germany); Bruker M4 Tornado™ system | SIO, MNR; China University of Petroleum (East China), Qingdao, China; Nanjing Focu MS Technology Co. Ltd., Nanjing, China; Shanghai Chemlab Laboratory, Shanghai, China; Wuhan Sample Solution Analytical Technology Co. Ltd., Wuhan, China | EPMA: beam current of 10 nA, beam size of 1–5 μm, accelerating voltage of 20 kV. Micro-XRF: rhodium target X-ray tube operating at 50 kV and 800 nA, polycapillary lens providing a 40-μm spot size on a 20-μm raster, dwell time of 5 ms per pixel. LA-ICP-MS: 193-nm ArF excimer laser, fluence of 6 J/cm², 6 Hz repetition rate for 40 seconds (240 pulses), 30-second pre-ablation blank, total run time 70 seconds, spot size 32–44 μm, He carrier gas mixed with Ar. LA-ICP-TOF-MS: 193 nm ArF excimer laser, spot diameter ~20 µm, repetition rate ~20 Hz, laser fluence ~7 J/cm², scan speed ~4000 µm/s, He carrier gas ~600 ml/min, washout time 50 ms. S isotope MC-ICP-MS: spot size ~44 μm, pulse frequency ~2 Hz, laser fluence ~5 J/cm², He carrier gas with Ar make-up gas. | MASS-1 (Fe-Cu-Zn-S pressed pellet) and GSE-1G (synthetic basaltic glass) from the United States Geological Survey; pyrite PPP-1; chalcopyrite GBW07268; pyrrhotite SP-Po-01 (δ34S = 1.4‰ ± 0.4‰); chalcopyrite SP-CP-01 (δ34S = 5.45‰ ± 0.3‰); natural and synthetic minerals from USA SPI Supplies | 0.047881 |  |  |  | 1.8218 |  | 0.015896 |  |  |  | 0.13806 |  |  |  | 0.010066 | [5 empty] | 0.30798 | [5 empty] | 0.042241 | [5 empty] | 0.36476 | [9 empty] | 20.1256 | [13 empty] | 0.014838 | [11 empty] | 2.0043 |  | 0.33933 |  | 0.13432 | [7 empty] | 0.19611 | [5 empty] | 0.034213 | [15 empty] | 1839.6464 |  | 0.076407 |  |  |  | 1.8616 | [5 empty] | 0.41361 | [7 empty] | 0 | [5 empty] | 0.049064 |  |  |  | 0.008963 |  | 0.10964 | [7 empty] | 0.6376 |  |  |  |  | 2025
| Xunmei vent field, Niaochao vent field |  | Seafloor hydrothermal | Volcanic-hosted massive sulfide (VMS) | seafloor massive sulfide (SMS) | Cu, Zn, Au, Ag | Co, Pb, Sb | Cu, Zn, Au, Ag, Co, Pb, Sb |  |  | I-Ccp2 (n=22)-40 | I-Ccp2 (n=22)-40 | seafloor vent field |  |  |  |  | ore material | grab | grab | mineral separate | [5 empty] | mineralisation | sulfide chimney | pyrite, marcasite, chalcopyrite |  | pyrite, marcasite, chalcopyrite | multiple stages: colloform marcasite-pyrite intergrowths (outermost wall), replacement assemblages (transition layers), dense recrystallized assemblages, marcasite pseudomorphs after pyrrhotite (middle layer) | sulfide chimney | colloform, subhedral, anhedral, euhedral, dense coarse-grained, columnar pseudomorphs |  |  |  | sphalerite, pyrrhotite, anhydrite, galena, tetrahedrite, tennantite | Transverse sections (polished sections) | EMPA, LA-ICPMS, MC-ICPMS | JEOL JXA-8100 EPMA; Teledyne Cetac Technologies Analyte Excite laser ablation system coupled with an Agilent Technologies 7700x quadrupole ICP-MS; ESI NWR Image GEO 193 coupled with TOFWERK icp TOF R; Neptune Plus multicollector ICP-MS (Thermo Fisher Scientific, Bremen, Germany) coupled with a Geolas HD excimer ArF laser ablation system (Coherent, Göttingen, Germany); Bruker M4 Tornado™ system | SIO, MNR; China University of Petroleum (East China), Qingdao, China; Nanjing Focu MS Technology Co. Ltd., Nanjing, China; Shanghai Chemlab Laboratory, Shanghai, China; Wuhan Sample Solution Analytical Technology Co. Ltd., Wuhan, China | EPMA: beam current of 10 nA, beam size of 1–5 μm, accelerating voltage of 20 kV. Micro-XRF: rhodium target X-ray tube operating at 50 kV and 800 nA, polycapillary lens providing a 40-μm spot size on a 20-μm raster, dwell time of 5 ms per pixel. LA-ICP-MS: 193-nm ArF excimer laser, fluence of 6 J/cm², 6 Hz repetition rate for 40 seconds (240 pulses), 30-second pre-ablation blank, total run time 70 seconds, spot size 32–44 μm, He carrier gas mixed with Ar. LA-ICP-TOF-MS: 193 nm ArF excimer laser, spot diameter ~20 µm, repetition rate ~20 Hz, laser fluence ~7 J/cm², scan speed ~4000 µm/s, He carrier gas ~600 ml/min, washout time 50 ms. S isotope MC-ICP-MS: spot size ~44 μm, pulse frequency ~2 Hz, laser fluence ~5 J/cm², He carrier gas with Ar make-up gas. | MASS-1 (Fe-Cu-Zn-S pressed pellet) and GSE-1G (synthetic basaltic glass) from the United States Geological Survey; pyrite PPP-1; chalcopyrite GBW07268; pyrrhotite SP-Po-01 (δ34S = 1.4‰ ± 0.4‰); chalcopyrite SP-CP-01 (δ34S = 5.45‰ ± 0.3‰); natural and synthetic minerals from USA SPI Supplies | 0.035966 |  |  |  | 1.4559 |  | 0 |  |  |  | 0.108 |  |  |  | 0.011983 | [5 empty] | 0.26762 | [5 empty] | 0.018 | [5 empty] | 0.28192 | [9 empty] | 16.8241 | [13 empty] | 0.010981 | [11 empty] | 1.2292 |  | 0.349 |  | 0.097465 | [7 empty] | 0.28121 | [5 empty] | 0.036601 | [15 empty] | 1765.2505 |  | 0.087223 |  |  |  | 1.2047 | [5 empty] | 0.372 | [7 empty] | 0 | [5 empty] | 0.046941 |  |  |  | 0.012709 |  | 0.092019 | [7 empty] | 0.81566 |  |  |  |  | 2025
| Xunmei vent field, Niaochao vent field |  | Seafloor hydrothermal | Volcanic-hosted massive sulfide (VMS) | seafloor massive sulfide (SMS) | Cu, Zn, Au, Ag | Co, Pb, Sb | Cu, Zn, Au, Ag, Co, Pb, Sb |  |  | I-Ccp2 (n=22)-41 | I-Ccp2 (n=22)-41 | seafloor vent field |  |  |  |  | ore material | grab | grab | mineral separate | [5 empty] | mineralisation | sulfide chimney | pyrite, marcasite, chalcopyrite |  | pyrite, marcasite, chalcopyrite | multiple stages: colloform marcasite-pyrite intergrowths (outermost wall), replacement assemblages (transition layers), dense recrystallized assemblages, marcasite pseudomorphs after pyrrhotite (middle layer) | sulfide chimney | colloform, subhedral, anhedral, euhedral, dense coarse-grained, columnar pseudomorphs |  |  |  | sphalerite, pyrrhotite, anhydrite, galena, tetrahedrite, tennantite | Transverse sections (polished sections) | EMPA, LA-ICPMS, MC-ICPMS | JEOL JXA-8100 EPMA; Teledyne Cetac Technologies Analyte Excite laser ablation system coupled with an Agilent Technologies 7700x quadrupole ICP-MS; ESI NWR Image GEO 193 coupled with TOFWERK icp TOF R; Neptune Plus multicollector ICP-MS (Thermo Fisher Scientific, Bremen, Germany) coupled with a Geolas HD excimer ArF laser ablation system (Coherent, Göttingen, Germany); Bruker M4 Tornado™ system | SIO, MNR; China University of Petroleum (East China), Qingdao, China; Nanjing Focu MS Technology Co. Ltd., Nanjing, China; Shanghai Chemlab Laboratory, Shanghai, China; Wuhan Sample Solution Analytical Technology Co. Ltd., Wuhan, China | EPMA: beam current of 10 nA, beam size of 1–5 μm, accelerating voltage of 20 kV. Micro-XRF: rhodium target X-ray tube operating at 50 kV and 800 nA, polycapillary lens providing a 40-μm spot size on a 20-μm raster, dwell time of 5 ms per pixel. LA-ICP-MS: 193-nm ArF excimer laser, fluence of 6 J/cm², 6 Hz repetition rate for 40 seconds (240 pulses), 30-second pre-ablation blank, total run time 70 seconds, spot size 32–44 μm, He carrier gas mixed with Ar. LA-ICP-TOF-MS: 193 nm ArF excimer laser, spot diameter ~20 µm, repetition rate ~20 Hz, laser fluence ~7 J/cm², scan speed ~4000 µm/s, He carrier gas ~600 ml/min, washout time 50 ms. S isotope MC-ICP-MS: spot size ~44 μm, pulse frequency ~2 Hz, laser fluence ~5 J/cm², He carrier gas with Ar make-up gas. | MASS-1 (Fe-Cu-Zn-S pressed pellet) and GSE-1G (synthetic basaltic glass) from the United States Geological Survey; pyrite PPP-1; chalcopyrite GBW07268; pyrrhotite SP-Po-01 (δ34S = 1.4‰ ± 0.4‰); chalcopyrite SP-CP-01 (δ34S = 5.45‰ ± 0.3‰); natural and synthetic minerals from USA SPI Supplies | 0.030507 |  |  |  | 1.626 |  | 0.022065 |  |  |  | 0.049318 |  |  |  | 0.037004 | [5 empty] | 0.21845 | [5 empty] | 0.041483 | [5 empty] | 0.41077 | [9 empty] | 15.8891 | [13 empty] | 0.011081 | [11 empty] | 1.2672 |  | 0.42538 |  | 0 | [7 empty] | 0.20353 | [5 empty] | 0.055439 | [15 empty] | 2070.2044 |  | 0.1412 |  |  |  | 1.5952 | [5 empty] | 0.39754 | [7 empty] | 0 | [5 empty] | 0.051324 |  |  |  | 0.014109 |  | 0.1058 | [7 empty] | 0.5587 |  |  |  |  | 2025
| Xunmei vent field, Niaochao vent field |  | Seafloor hydrothermal | Volcanic-hosted massive sulfide (VMS) | seafloor massive sulfide (SMS) | Cu, Zn, Au, Ag | Co, Pb, Sb | Cu, Zn, Au, Ag, Co, Pb, Sb |  |  | I-Ccp2 (n=22)-42 | I-Ccp2 (n=22)-42 | seafloor vent field |  |  |  |  | ore material | grab | grab | mineral separate | [5 empty] | mineralisation | sulfide chimney | pyrite, marcasite, chalcopyrite |  | pyrite, marcasite, chalcopyrite | multiple stages: colloform marcasite-pyrite intergrowths (outermost wall), replacement assemblages (transition layers), dense recrystallized assemblages, marcasite pseudomorphs after pyrrhotite (middle layer) | sulfide chimney | colloform, subhedral, anhedral, euhedral, dense coarse-grained, columnar pseudomorphs |  |  |  | sphalerite, pyrrhotite, anhydrite, galena, tetrahedrite, tennantite | Transverse sections (polished sections) | EMPA, LA-ICPMS, MC-ICPMS | JEOL JXA-8100 EPMA; Teledyne Cetac Technologies Analyte Excite laser ablation system coupled with an Agilent Technologies 7700x quadrupole ICP-MS; ESI NWR Image GEO 193 coupled with TOFWERK icp TOF R; Neptune Plus multicollector ICP-MS (Thermo Fisher Scientific, Bremen, Germany) coupled with a Geolas HD excimer ArF laser ablation system (Coherent, Göttingen, Germany); Bruker M4 Tornado™ system | SIO, MNR; China University of Petroleum (East China), Qingdao, China; Nanjing Focu MS Technology Co. Ltd., Nanjing, China; Shanghai Chemlab Laboratory, Shanghai, China; Wuhan Sample Solution Analytical Technology Co. Ltd., Wuhan, China | EPMA: beam current of 10 nA, beam size of 1–5 μm, accelerating voltage of 20 kV. Micro-XRF: rhodium target X-ray tube operating at 50 kV and 800 nA, polycapillary lens providing a 40-μm spot size on a 20-μm raster, dwell time of 5 ms per pixel. LA-ICP-MS: 193-nm ArF excimer laser, fluence of 6 J/cm², 6 Hz repetition rate for 40 seconds (240 pulses), 30-second pre-ablation blank, total run time 70 seconds, spot size 32–44 μm, He carrier gas mixed with Ar. LA-ICP-TOF-MS: 193 nm ArF excimer laser, spot diameter ~20 µm, repetition rate ~20 Hz, laser fluence ~7 J/cm², scan speed ~4000 µm/s, He carrier gas ~600 ml/min, washout time 50 ms. S isotope MC-ICP-MS: spot size ~44 μm, pulse frequency ~2 Hz, laser fluence ~5 J/cm², He carrier gas with Ar make-up gas. | MASS-1 (Fe-Cu-Zn-S pressed pellet) and GSE-1G (synthetic basaltic glass) from the United States Geological Survey; pyrite PPP-1; chalcopyrite GBW07268; pyrrhotite SP-Po-01 (δ34S = 1.4‰ ± 0.4‰); chalcopyrite SP-CP-01 (δ34S = 5.45‰ ± 0.3‰); natural and synthetic minerals from USA SPI Supplies | 0.047207 |  |  |  | 1.271 |  | 0.015404 |  |  |  | 0.17512 |  |  |  | 0.01785 | [5 empty] | 0.17656 | [5 empty] | 0.017765 | [5 empty] | 0.49045 | [9 empty] | 17.1716 | [13 empty] | 0 | [11 empty] | 0.66444 |  | 0.3135 |  | 0.043042 | [7 empty] | 0.19801 | [5 empty] | 0.03066 | [15 empty] | 1225.8001 |  | 0.10784 |  |  |  | 1.392 | [5 empty] | 0.35178 | [7 empty] | 0.31681 | [5 empty] | 0.049615 |  |  |  | 0 |  | 0.084921 | [7 empty] | 0.67842 |  |  |  |  | 2025
| Xunmei vent field, Niaochao vent field |  | Seafloor hydrothermal | Volcanic-hosted massive sulfide (VMS) | seafloor massive sulfide (SMS) | Cu, Zn, Au, Ag | Co, Pb, Sb | Cu, Zn, Au, Ag, Co, Pb, Sb |  |  | I-Ccp2 (n=22)-43 | I-Ccp2 (n=22)-43 | seafloor vent field |  |  |  |  | ore material | grab | grab | mineral separate | [5 empty] | mineralisation | sulfide chimney | pyrite, marcasite, chalcopyrite |  | pyrite, marcasite, chalcopyrite | multiple stages: colloform marcasite-pyrite intergrowths (outermost wall), replacement assemblages (transition layers), dense recrystallized assemblages, marcasite pseudomorphs after pyrrhotite (middle layer) | sulfide chimney | colloform, subhedral, anhedral, euhedral, dense coarse-grained, columnar pseudomorphs |  |  |  | sphalerite, pyrrhotite, anhydrite, galena, tetrahedrite, tennantite | Transverse sections (polished sections) | EMPA, LA-ICPMS, MC-ICPMS | JEOL JXA-8100 EPMA; Teledyne Cetac Technologies Analyte Excite laser ablation system coupled with an Agilent Technologies 7700x quadrupole ICP-MS; ESI NWR Image GEO 193 coupled with TOFWERK icp TOF R; Neptune Plus multicollector ICP-MS (Thermo Fisher Scientific, Bremen, Germany) coupled with a Geolas HD excimer ArF laser ablation system (Coherent, Göttingen, Germany); Bruker M4 Tornado™ system | SIO, MNR; China University of Petroleum (East China), Qingdao, China; Nanjing Focu MS Technology Co. Ltd., Nanjing, China; Shanghai Chemlab Laboratory, Shanghai, China; Wuhan Sample Solution Analytical Technology Co. Ltd., Wuhan, China | EPMA: beam current of 10 nA, beam size of 1–5 μm, accelerating voltage of 20 kV. Micro-XRF: rhodium target X-ray tube operating at 50 kV and 800 nA, polycapillary lens providing a 40-μm spot size on a 20-μm raster, dwell time of 5 ms per pixel. LA-ICP-MS: 193-nm ArF excimer laser, fluence of 6 J/cm², 6 Hz repetition rate for 40 seconds (240 pulses), 30-second pre-ablation blank, total run time 70 seconds, spot size 32–44 μm, He carrier gas mixed with Ar. LA-ICP-TOF-MS: 193 nm ArF excimer laser, spot diameter ~20 µm, repetition rate ~20 Hz, laser fluence ~7 J/cm², scan speed ~4000 µm/s, He carrier gas ~600 ml/min, washout time 50 ms. S isotope MC-ICP-MS: spot size ~44 μm, pulse frequency ~2 Hz, laser fluence ~5 J/cm², He carrier gas with Ar make-up gas. | MASS-1 (Fe-Cu-Zn-S pressed pellet) and GSE-1G (synthetic basaltic glass) from the United States Geological Survey; pyrite PPP-1; chalcopyrite GBW07268; pyrrhotite SP-Po-01 (δ34S = 1.4‰ ± 0.4‰); chalcopyrite SP-CP-01 (δ34S = 5.45‰ ± 0.3‰); natural and synthetic minerals from USA SPI Supplies | 0.075813 |  |  |  | 1.8312 |  | 0.041404 |  |  |  | 0.075061 |  |  |  | 0.021148 | [5 empty] | 0.31577 | [5 empty] | 0.080288 | [5 empty] | 0.32774 | [9 empty] | 16.9279 | [13 empty] | 0.014013 | [11 empty] | 0.50867 |  | 0.38845 |  | 0 | [7 empty] | 0.29882 | [5 empty] | 0.036007 | [15 empty] | 2034.5978 |  | 0.090298 |  |  |  | 1.5106 | [5 empty] | 0.46649 | [7 empty] | 0.35659 | [5 empty] | 0.049326 |  |  |  | 0.009683 |  | 0.12104 | [7 empty] | 0.9411 |  |  |  |  | 2025
| Xunmei vent field, Niaochao vent field |  | Seafloor hydrothermal | Volcanic-hosted massive sulfide (VMS) | seafloor massive sulfide (SMS) | Cu, Zn, Au, Ag | Co, Pb, Sb | Cu, Zn, Au, Ag, Co, Pb, Sb |  |  | I-Ccp2 (n=22)-44 | I-Ccp2 (n=22)-44 | seafloor vent field |  |  |  |  | ore material | grab | grab | mineral separate | [5 empty] | mineralisation | sulfide chimney | pyrite, marcasite, chalcopyrite |  | pyrite, marcasite, chalcopyrite | multiple stages: colloform marcasite-pyrite intergrowths (outermost wall), replacement assemblages (transition layers), dense recrystallized assemblages, marcasite pseudomorphs after pyrrhotite (middle layer) | sulfide chimney | colloform, subhedral, anhedral, euhedral, dense coarse-grained, columnar pseudomorphs |  |  |  | sphalerite, pyrrhotite, anhydrite, galena, tetrahedrite, tennantite | Transverse sections (polished sections) | EMPA, LA-ICPMS, MC-ICPMS | JEOL JXA-8100 EPMA; Teledyne Cetac Technologies Analyte Excite laser ablation system coupled with an Agilent Technologies 7700x quadrupole ICP-MS; ESI NWR Image GEO 193 coupled with TOFWERK icp TOF R; Neptune Plus multicollector ICP-MS (Thermo Fisher Scientific, Bremen, Germany) coupled with a Geolas HD excimer ArF laser ablation system (Coherent, Göttingen, Germany); Bruker M4 Tornado™ system | SIO, MNR; China University of Petroleum (East China), Qingdao, China; Nanjing Focu MS Technology Co. Ltd., Nanjing, China; Shanghai Chemlab Laboratory, Shanghai, China; Wuhan Sample Solution Analytical Technology Co. Ltd., Wuhan, China | EPMA: beam current of 10 nA, beam size of 1–5 μm, accelerating voltage of 20 kV. Micro-XRF: rhodium target X-ray tube operating at 50 kV and 800 nA, polycapillary lens providing a 40-μm spot size on a 20-μm raster, dwell time of 5 ms per pixel. LA-ICP-MS: 193-nm ArF excimer laser, fluence of 6 J/cm², 6 Hz repetition rate for 40 seconds (240 pulses), 30-second pre-ablation blank, total run time 70 seconds, spot size 32–44 μm, He carrier gas mixed with Ar. LA-ICP-TOF-MS: 193 nm ArF excimer laser, spot diameter ~20 µm, repetition rate ~20 Hz, laser fluence ~7 J/cm², scan speed ~4000 µm/s, He carrier gas ~600 ml/min, washout time 50 ms. S isotope MC-ICP-MS: spot size ~44 μm, pulse frequency ~2 Hz, laser fluence ~5 J/cm², He carrier gas with Ar make-up gas. | MASS-1 (Fe-Cu-Zn-S pressed pellet) and GSE-1G (synthetic basaltic glass) from the United States Geological Survey; pyrite PPP-1; chalcopyrite GBW07268; pyrrhotite SP-Po-01 (δ34S = 1.4‰ ± 0.4‰); chalcopyrite SP-CP-01 (δ34S = 5.45‰ ± 0.3‰); natural and synthetic minerals from USA SPI Supplies | 0.042643 |  |  |  | 1.2985 |  | 0.036491 |  |  |  | 0.10482 |  |  |  | 0.020174 | [5 empty] | 0.12622 | [5 empty] | 0.033015 | [5 empty] | 0.40624 | [9 empty] | 13.0069 | [13 empty] | 0.020183 | [11 empty] | 0.77208 |  | 0.42458 |  | 0.15125 | [7 empty] | 0.21992 | [5 empty] | 0.019056 | [15 empty] | 1612.0982 |  | 0.05495 |  |  |  | 1.6769 | [5 empty] | 0.34108 | [7 empty] | 0.31437 | [5 empty] | 0.043303 |  |  |  | 0.006108 |  | 0.08756 | [7 empty] | 0.79598 |  |  |  |  | 2025
| Xunmei vent field, Niaochao vent field |  | Seafloor hydrothermal | Volcanic-hosted massive sulfide (VMS) | seafloor massive sulfide (SMS) | Cu, Zn, Au, Ag | Co, Pb, Sb | Cu, Zn, Au, Ag, Co, Pb, Sb |  |  | I-Ccp2 (n=22)-45 | I-Ccp2 (n=22)-45 | seafloor vent field |  |  |  |  | ore material | grab | grab | mineral separate | [5 empty] | mineralisation | sulfide chimney | pyrite, marcasite, chalcopyrite |  | pyrite, marcasite, chalcopyrite | multiple stages: colloform marcasite-pyrite intergrowths (outermost wall), replacement assemblages (transition layers), dense recrystallized assemblages, marcasite pseudomorphs after pyrrhotite (middle layer) | sulfide chimney | colloform, subhedral, anhedral, euhedral, dense coarse-grained, columnar pseudomorphs |  |  |  | sphalerite, pyrrhotite, anhydrite, galena, tetrahedrite, tennantite | Transverse sections (polished sections) | EMPA, LA-ICPMS, MC-ICPMS | JEOL JXA-8100 EPMA; Teledyne Cetac Technologies Analyte Excite laser ablation system coupled with an Agilent Technologies 7700x quadrupole ICP-MS; ESI NWR Image GEO 193 coupled with TOFWERK icp TOF R; Neptune Plus multicollector ICP-MS (Thermo Fisher Scientific, Bremen, Germany) coupled with a Geolas HD excimer ArF laser ablation system (Coherent, Göttingen, Germany); Bruker M4 Tornado™ system | SIO, MNR; China University of Petroleum (East China), Qingdao, China; Nanjing Focu MS Technology Co. Ltd., Nanjing, China; Shanghai Chemlab Laboratory, Shanghai, China; Wuhan Sample Solution Analytical Technology Co. Ltd., Wuhan, China | EPMA: beam current of 10 nA, beam size of 1–5 μm, accelerating voltage of 20 kV. Micro-XRF: rhodium target X-ray tube operating at 50 kV and 800 nA, polycapillary lens providing a 40-μm spot size on a 20-μm raster, dwell time of 5 ms per pixel. LA-ICP-MS: 193-nm ArF excimer laser, fluence of 6 J/cm², 6 Hz repetition rate for 40 seconds (240 pulses), 30-second pre-ablation blank, total run time 70 seconds, spot size 32–44 μm, He carrier gas mixed with Ar. LA-ICP-TOF-MS: 193 nm ArF excimer laser, spot diameter ~20 µm, repetition rate ~20 Hz, laser fluence ~7 J/cm², scan speed ~4000 µm/s, He carrier gas ~600 ml/min, washout time 50 ms. S isotope MC-ICP-MS: spot size ~44 μm, pulse frequency ~2 Hz, laser fluence ~5 J/cm², He carrier gas with Ar make-up gas. | MASS-1 (Fe-Cu-Zn-S pressed pellet) and GSE-1G (synthetic basaltic glass) from the United States Geological Survey; pyrite PPP-1; chalcopyrite GBW07268; pyrrhotite SP-Po-01 (δ34S = 1.4‰ ± 0.4‰); chalcopyrite SP-CP-01 (δ34S = 5.45‰ ± 0.3‰); natural and synthetic minerals from USA SPI Supplies | 0.047001 |  |  |  | 1.2184 |  | 0 |  |  |  | 0.094262 |  |  |  | 0.023899 | [5 empty] | 0.51328 | [5 empty] | 0.046404 | [5 empty] | 0.40931 | [9 empty] | 14.9461 | [13 empty] | 0.012265 | [11 empty] | 0.6481 |  | 0.38622 |  | 0.084439 | [7 empty] | 0.25281 | [5 empty] | 0.03426 | [15 empty] | 1521.0718 |  | 0.15544 |  |  |  | 1.3102 | [5 empty] | 0.33198 | [7 empty] | 0.74702 | [5 empty] | 0.043905 |  |  |  | 0.010178 |  | 0.066018 | [7 empty] | 0.62757 |  |  |  |  | 2025
| Xunmei vent field, Niaochao vent field |  | Seafloor hydrothermal | Volcanic-hosted massive sulfide (VMS) | seafloor massive sulfide (SMS) | Cu, Zn, Au, Ag | Co, Pb, Sb | Cu, Zn, Au, Ag, Co, Pb, Sb |  |  | I-Ccp2 (n=22)-46 | I-Ccp2 (n=22)-46 | seafloor vent field |  |  |  |  | ore material | grab | grab | mineral separate | [5 empty] | mineralisation | sulfide chimney | pyrite, marcasite, chalcopyrite |  | pyrite, marcasite, chalcopyrite | multiple stages: colloform marcasite-pyrite intergrowths (outermost wall), replacement assemblages (transition layers), dense recrystallized assemblages, marcasite pseudomorphs after pyrrhotite (middle layer) | sulfide chimney | colloform, subhedral, anhedral, euhedral, dense coarse-grained, columnar pseudomorphs |  |  |  | sphalerite, pyrrhotite, anhydrite, galena, tetrahedrite, tennantite | Transverse sections (polished sections) | EMPA, LA-ICPMS, MC-ICPMS | JEOL JXA-8100 EPMA; Teledyne Cetac Technologies Analyte Excite laser ablation system coupled with an Agilent Technologies 7700x quadrupole ICP-MS; ESI NWR Image GEO 193 coupled with TOFWERK icp TOF R; Neptune Plus multicollector ICP-MS (Thermo Fisher Scientific, Bremen, Germany) coupled with a Geolas HD excimer ArF laser ablation system (Coherent, Göttingen, Germany); Bruker M4 Tornado™ system | SIO, MNR; China University of Petroleum (East China), Qingdao, China; Nanjing Focu MS Technology Co. Ltd., Nanjing, China; Shanghai Chemlab Laboratory, Shanghai, China; Wuhan Sample Solution Analytical Technology Co. Ltd., Wuhan, China | EPMA: beam current of 10 nA, beam size of 1–5 μm, accelerating voltage of 20 kV. Micro-XRF: rhodium target X-ray tube operating at 50 kV and 800 nA, polycapillary lens providing a 40-μm spot size on a 20-μm raster, dwell time of 5 ms per pixel. LA-ICP-MS: 193-nm ArF excimer laser, fluence of 6 J/cm², 6 Hz repetition rate for 40 seconds (240 pulses), 30-second pre-ablation blank, total run time 70 seconds, spot size 32–44 μm, He carrier gas mixed with Ar. LA-ICP-TOF-MS: 193 nm ArF excimer laser, spot diameter ~20 µm, repetition rate ~20 Hz, laser fluence ~7 J/cm², scan speed ~4000 µm/s, He carrier gas ~600 ml/min, washout time 50 ms. S isotope MC-ICP-MS: spot size ~44 μm, pulse frequency ~2 Hz, laser fluence ~5 J/cm², He carrier gas with Ar make-up gas. | MASS-1 (Fe-Cu-Zn-S pressed pellet) and GSE-1G (synthetic basaltic glass) from the United States Geological Survey; pyrite PPP-1; chalcopyrite GBW07268; pyrrhotite SP-Po-01 (δ34S = 1.4‰ ± 0.4‰); chalcopyrite SP-CP-01 (δ34S = 5.45‰ ± 0.3‰); natural and synthetic minerals from USA SPI Supplies | 0.050865 |  |  |  | 1.3078 |  | 0.039151 |  |  |  | 0.1016 |  |  |  | 0.029004 | [5 empty] | 0.1895 | [5 empty] | 0.02871 | [5 empty] | 0.49703 | [9 empty] | 17.202 | [13 empty] | 0.025429 | [11 empty] | 0.74206 |  | 0.35362 |  | 0.045463 | [7 empty] | 0.21697 | [5 empty] | 0.047997 | [15 empty] | 1840.105 |  | 0.096561 |  |  |  | 1.5988 | [5 empty] | 0.36724 | [7 empty] | 0 | [5 empty] | 0.059238 |  |  |  | 0.006516 |  | 0.097175 | [7 empty] | 0.6668 |  |  |  |  | 2025
| Xunmei vent field, Niaochao vent field |  | Seafloor hydrothermal | Volcanic-hosted massive sulfide (VMS) | seafloor massive sulfide (SMS) | Cu, Zn, Au, Ag | Co, Pb, Sb | Cu, Zn, Au, Ag, Co, Pb, Sb |  |  | I-Ccp2 (n=22)-47 | I-Ccp2 (n=22)-47 | seafloor vent field |  |  |  |  | ore material | grab | grab | mineral separate | [5 empty] | mineralisation | sulfide chimney | pyrite, marcasite, chalcopyrite |  | pyrite, marcasite, chalcopyrite | multiple stages: colloform marcasite-pyrite intergrowths (outermost wall), replacement assemblages (transition layers), dense recrystallized assemblages, marcasite pseudomorphs after pyrrhotite (middle layer) | sulfide chimney | colloform, subhedral, anhedral, euhedral, dense coarse-grained, columnar pseudomorphs |  |  |  | sphalerite, pyrrhotite, anhydrite, galena, tetrahedrite, tennantite | Transverse sections (polished sections) | EMPA, LA-ICPMS, MC-ICPMS | JEOL JXA-8100 EPMA; Teledyne Cetac Technologies Analyte Excite laser ablation system coupled with an Agilent Technologies 7700x quadrupole ICP-MS; ESI NWR Image GEO 193 coupled with TOFWERK icp TOF R; Neptune Plus multicollector ICP-MS (Thermo Fisher Scientific, Bremen, Germany) coupled with a Geolas HD excimer ArF laser ablation system (Coherent, Göttingen, Germany); Bruker M4 Tornado™ system | SIO, MNR; China University of Petroleum (East China), Qingdao, China; Nanjing Focu MS Technology Co. Ltd., Nanjing, China; Shanghai Chemlab Laboratory, Shanghai, China; Wuhan Sample Solution Analytical Technology Co. Ltd., Wuhan, China | EPMA: beam current of 10 nA, beam size of 1–5 μm, accelerating voltage of 20 kV. Micro-XRF: rhodium target X-ray tube operating at 50 kV and 800 nA, polycapillary lens providing a 40-μm spot size on a 20-μm raster, dwell time of 5 ms per pixel. LA-ICP-MS: 193-nm ArF excimer laser, fluence of 6 J/cm², 6 Hz repetition rate for 40 seconds (240 pulses), 30-second pre-ablation blank, total run time 70 seconds, spot size 32–44 μm, He carrier gas mixed with Ar. LA-ICP-TOF-MS: 193 nm ArF excimer laser, spot diameter ~20 µm, repetition rate ~20 Hz, laser fluence ~7 J/cm², scan speed ~4000 µm/s, He carrier gas ~600 ml/min, washout time 50 ms. S isotope MC-ICP-MS: spot size ~44 μm, pulse frequency ~2 Hz, laser fluence ~5 J/cm², He carrier gas with Ar make-up gas. | MASS-1 (Fe-Cu-Zn-S pressed pellet) and GSE-1G (synthetic basaltic glass) from the United States Geological Survey; pyrite PPP-1; chalcopyrite GBW07268; pyrrhotite SP-Po-01 (δ34S = 1.4‰ ± 0.4‰); chalcopyrite SP-CP-01 (δ34S = 5.45‰ ± 0.3‰); natural and synthetic minerals from USA SPI Supplies | 0.054615 |  |  |  | 1.0415 |  | 0.035087 |  |  |  | 0.054321 |  |  |  | 0.021385 | [5 empty] | 0 | [5 empty] | 0.036743 | [5 empty] | 0.41812 | [9 empty] | 17.4239 | [13 empty] | 0.026754 | [11 empty] | 1.3661 |  | 0.3841 |  | 0.10733 | [7 empty] | 0.33539 | [5 empty] | 0.038893 | [15 empty] | 1712.5904 |  | 0.11018 |  |  |  | 2.5538 | [5 empty] | 0.29891 | [7 empty] | 0.72266 | [5 empty] | 0.053663 |  |  |  | 0.015368 |  | 0.10765 | [7 empty] | 0.96547 |  |  |  |  | 2025
| Xunmei vent field, Niaochao vent field |  | Seafloor hydrothermal | Volcanic-hosted massive sulfide (VMS) | seafloor massive sulfide (SMS) | Cu, Zn, Au, Ag | Co, Pb, Sb | Cu, Zn, Au, Ag, Co, Pb, Sb |  |  | I-Ccp2 (n=22)-48 | I-Ccp2 (n=22)-48 | seafloor vent field |  |  |  |  | ore material | grab | grab | mineral separate | [5 empty] | mineralisation | sulfide chimney | pyrite, marcasite, chalcopyrite |  | pyrite, marcasite, chalcopyrite | multiple stages: colloform marcasite-pyrite intergrowths (outermost wall), replacement assemblages (transition layers), dense recrystallized assemblages, marcasite pseudomorphs after pyrrhotite (middle layer) | sulfide chimney | colloform, subhedral, anhedral, euhedral, dense coarse-grained, columnar pseudomorphs |  |  |  | sphalerite, pyrrhotite, anhydrite, galena, tetrahedrite, tennantite | Transverse sections (polished sections) | EMPA, LA-ICPMS, MC-ICPMS | JEOL JXA-8100 EPMA; Teledyne Cetac Technologies Analyte Excite laser ablation system coupled with an Agilent Technologies 7700x quadrupole ICP-MS; ESI NWR Image GEO 193 coupled with TOFWERK icp TOF R; Neptune Plus multicollector ICP-MS (Thermo Fisher Scientific, Bremen, Germany) coupled with a Geolas HD excimer ArF laser ablation system (Coherent, Göttingen, Germany); Bruker M4 Tornado™ system | SIO, MNR; China University of Petroleum (East China), Qingdao, China; Nanjing Focu MS Technology Co. Ltd., Nanjing, China; Shanghai Chemlab Laboratory, Shanghai, China; Wuhan Sample Solution Analytical Technology Co. Ltd., Wuhan, China | EPMA: beam current of 10 nA, beam size of 1–5 μm, accelerating voltage of 20 kV. Micro-XRF: rhodium target X-ray tube operating at 50 kV and 800 nA, polycapillary lens providing a 40-μm spot size on a 20-μm raster, dwell time of 5 ms per pixel. LA-ICP-MS: 193-nm ArF excimer laser, fluence of 6 J/cm², 6 Hz repetition rate for 40 seconds (240 pulses), 30-second pre-ablation blank, total run time 70 seconds, spot size 32–44 μm, He carrier gas mixed with Ar. LA-ICP-TOF-MS: 193 nm ArF excimer laser, spot diameter ~20 µm, repetition rate ~20 Hz, laser fluence ~7 J/cm², scan speed ~4000 µm/s, He carrier gas ~600 ml/min, washout time 50 ms. S isotope MC-ICP-MS: spot size ~44 μm, pulse frequency ~2 Hz, laser fluence ~5 J/cm², He carrier gas with Ar make-up gas. | MASS-1 (Fe-Cu-Zn-S pressed pellet) and GSE-1G (synthetic basaltic glass) from the United States Geological Survey; pyrite PPP-1; chalcopyrite GBW07268; pyrrhotite SP-Po-01 (δ34S = 1.4‰ ± 0.4‰); chalcopyrite SP-CP-01 (δ34S = 5.45‰ ± 0.3‰); natural and synthetic minerals from USA SPI Supplies | 0.057955 |  |  |  | 1.4611 |  | 0.0542 |  |  |  | 0.079986 |  |  |  | 0.014187 | [5 empty] | 0.5005 | [5 empty] | 0.037385 | [5 empty] | 0.6758 | [9 empty] | 16.0224 | [13 empty] | 0.009427 | [11 empty] | 0.98712 |  | 0.38604 |  | 0 | [7 empty] | 0.26868 | [5 empty] | 0.043235 | [15 empty] | 1802.3043 |  | 0.084802 |  |  |  | 1.9236 | [5 empty] | 0.41534 | [7 empty] | 0.38234 | [5 empty] | 0.055085 |  |  |  | 0.016211 |  | 0.11489 | [7 empty] | 0.81021 |  |  |  |  | 2025
| Xunmei vent field, Niaochao vent field |  | Seafloor hydrothermal | Volcanic-hosted massive sulfide (VMS) | seafloor massive sulfide (SMS) | Cu, Zn, Au, Ag | Co, Pb, Sb | Cu, Zn, Au, Ag, Co, Pb, Sb |  |  | Niaochao vent field-2 | Niaochao vent field-2 | seafloor vent field |  |  |  |  | ore material | grab | grab | mineral separate | [5 empty] | mineralisation | sulfide chimney | pyrite, marcasite, chalcopyrite |  | pyrite, marcasite, chalcopyrite | multiple stages: colloform marcasite-pyrite intergrowths (outermost wall), replacement assemblages (transition layers), dense recrystallized assemblages, marcasite pseudomorphs after pyrrhotite (middle layer) | sulfide chimney | colloform, subhedral, anhedral, euhedral, dense coarse-grained, columnar pseudomorphs |  |  |  | sphalerite, pyrrhotite, anhydrite, galena, tetrahedrite, tennantite | Transverse sections (polished sections) | EMPA, LA-ICPMS, MC-ICPMS | JEOL JXA-8100 EPMA; Teledyne Cetac Technologies Analyte Excite laser ablation system coupled with an Agilent Technologies 7700x quadrupole ICP-MS; ESI NWR Image GEO 193 coupled with TOFWERK icp TOF R; Neptune Plus multicollector ICP-MS (Thermo Fisher Scientific, Bremen, Germany) coupled with a Geolas HD excimer ArF laser ablation system (Coherent, Göttingen, Germany); Bruker M4 Tornado™ system | SIO, MNR; China University of Petroleum (East China), Qingdao, China; Nanjing Focu MS Technology Co. Ltd., Nanjing, China; Shanghai Chemlab Laboratory, Shanghai, China; Wuhan Sample Solution Analytical Technology Co. Ltd., Wuhan, China | EPMA: beam current of 10 nA, beam size of 1–5 μm, accelerating voltage of 20 kV. Micro-XRF: rhodium target X-ray tube operating at 50 kV and 800 nA, polycapillary lens providing a 40-μm spot size on a 20-μm raster, dwell time of 5 ms per pixel. LA-ICP-MS: 193-nm ArF excimer laser, fluence of 6 J/cm², 6 Hz repetition rate for 40 seconds (240 pulses), 30-second pre-ablation blank, total run time 70 seconds, spot size 32–44 μm, He carrier gas mixed with Ar. LA-ICP-TOF-MS: 193 nm ArF excimer laser, spot diameter ~20 µm, repetition rate ~20 Hz, laser fluence ~7 J/cm², scan speed ~4000 µm/s, He carrier gas ~600 ml/min, washout time 50 ms. S isotope MC-ICP-MS: spot size ~44 μm, pulse frequency ~2 Hz, laser fluence ~5 J/cm², He carrier gas with Ar make-up gas. | MASS-1 (Fe-Cu-Zn-S pressed pellet) and GSE-1G (synthetic basaltic glass) from the United States Geological Survey; pyrite PPP-1; chalcopyrite GBW07268; pyrrhotite SP-Po-01 (δ34S = 1.4‰ ± 0.4‰); chalcopyrite SP-CP-01 (δ34S = 5.45‰ ± 0.3‰); natural and synthetic minerals from USA SPI Supplies | [147 empty] | 2025
| Xunmei vent field, Niaochao vent field |  | Seafloor hydrothermal | Volcanic-hosted massive sulfide (VMS) | seafloor massive sulfide (SMS) | Cu, Zn, Au, Ag | Co, Pb, Sb | Cu, Zn, Au, Ag, Co, Pb, Sb |  |  | II-Mrc2 (n = 10)-14 | II-Mrc2 (n = 10)-14 | seafloor vent field |  |  |  |  | ore material | grab | grab | mineral separate | [5 empty] | mineralisation | sulfide chimney | pyrite, marcasite, chalcopyrite |  | pyrite, marcasite, chalcopyrite | multiple stages: colloform marcasite-pyrite intergrowths (outermost wall), replacement assemblages (transition layers), dense recrystallized assemblages, marcasite pseudomorphs after pyrrhotite (middle layer) | sulfide chimney | colloform, subhedral, anhedral, euhedral, dense coarse-grained, columnar pseudomorphs |  |  |  | sphalerite, pyrrhotite, anhydrite, galena, tetrahedrite, tennantite | Transverse sections (polished sections) | EMPA, LA-ICPMS, MC-ICPMS | JEOL JXA-8100 EPMA; Teledyne Cetac Technologies Analyte Excite laser ablation system coupled with an Agilent Technologies 7700x quadrupole ICP-MS; ESI NWR Image GEO 193 coupled with TOFWERK icp TOF R; Neptune Plus multicollector ICP-MS (Thermo Fisher Scientific, Bremen, Germany) coupled with a Geolas HD excimer ArF laser ablation system (Coherent, Göttingen, Germany); Bruker M4 Tornado™ system | SIO, MNR; China University of Petroleum (East China), Qingdao, China; Nanjing Focu MS Technology Co. Ltd., Nanjing, China; Shanghai Chemlab Laboratory, Shanghai, China; Wuhan Sample Solution Analytical Technology Co. Ltd., Wuhan, China | EPMA: beam current of 10 nA, beam size of 1–5 μm, accelerating voltage of 20 kV. Micro-XRF: rhodium target X-ray tube operating at 50 kV and 800 nA, polycapillary lens providing a 40-μm spot size on a 20-μm raster, dwell time of 5 ms per pixel. LA-ICP-MS: 193-nm ArF excimer laser, fluence of 6 J/cm², 6 Hz repetition rate for 40 seconds (240 pulses), 30-second pre-ablation blank, total run time 70 seconds, spot size 32–44 μm, He carrier gas mixed with Ar. LA-ICP-TOF-MS: 193 nm ArF excimer laser, spot diameter ~20 µm, repetition rate ~20 Hz, laser fluence ~7 J/cm², scan speed ~4000 µm/s, He carrier gas ~600 ml/min, washout time 50 ms. S isotope MC-ICP-MS: spot size ~44 μm, pulse frequency ~2 Hz, laser fluence ~5 J/cm², He carrier gas with Ar make-up gas. | MASS-1 (Fe-Cu-Zn-S pressed pellet) and GSE-1G (synthetic basaltic glass) from the United States Geological Survey; pyrite PPP-1; chalcopyrite GBW07268; pyrrhotite SP-Po-01 (δ34S = 1.4‰ ± 0.4‰); chalcopyrite SP-CP-01 (δ34S = 5.45‰ ± 0.3‰); natural and synthetic minerals from USA SPI Supplies | 0.1635 |  |  |  | 0.9144 |  | 0 |  |  |  | 0.087352 |  |  |  | 0.014361 | [5 empty] | 0.2057 | [5 empty] | 0.061229 | [5 empty] | 2.9515 | [9 empty] | 8.6441 | [13 empty] | 0 | [11 empty] | 1.1153 |  | 0.3507 |  | 0 | [7 empty] | 0.23411 | [5 empty] | 0.017706 | [15 empty] | 923.1401 |  | 0.051961 |  |  |  | 1.3341 | [5 empty] | 0.256 | [7 empty] | 0 | [5 empty] | 0.057471 |  |  |  | 0 |  | 0.072735 | [7 empty] | 0.62768 |  |  |  |  | 2025
| Xunmei vent field, Niaochao vent field |  | Seafloor hydrothermal | Volcanic-hosted massive sulfide (VMS) | seafloor massive sulfide (SMS) | Cu, Zn, Au, Ag | Co, Pb, Sb | Cu, Zn, Au, Ag, Co, Pb, Sb |  |  | II-Mrc2 (n = 10)-15 | II-Mrc2 (n = 10)-15 | seafloor vent field |  |  |  |  | ore material | grab | grab | mineral separate | [5 empty] | mineralisation | sulfide chimney | pyrite, marcasite, chalcopyrite |  | pyrite, marcasite, chalcopyrite | multiple stages: colloform marcasite-pyrite intergrowths (outermost wall), replacement assemblages (transition layers), dense recrystallized assemblages, marcasite pseudomorphs after pyrrhotite (middle layer) | sulfide chimney | colloform, subhedral, anhedral, euhedral, dense coarse-grained, columnar pseudomorphs |  |  |  | sphalerite, pyrrhotite, anhydrite, galena, tetrahedrite, tennantite | Transverse sections (polished sections) | EMPA, LA-ICPMS, MC-ICPMS | JEOL JXA-8100 EPMA; Teledyne Cetac Technologies Analyte Excite laser ablation system coupled with an Agilent Technologies 7700x quadrupole ICP-MS; ESI NWR Image GEO 193 coupled with TOFWERK icp TOF R; Neptune Plus multicollector ICP-MS (Thermo Fisher Scientific, Bremen, Germany) coupled with a Geolas HD excimer ArF laser ablation system (Coherent, Göttingen, Germany); Bruker M4 Tornado™ system | SIO, MNR; China University of Petroleum (East China), Qingdao, China; Nanjing Focu MS Technology Co. Ltd., Nanjing, China; Shanghai Chemlab Laboratory, Shanghai, China; Wuhan Sample Solution Analytical Technology Co. Ltd., Wuhan, China | EPMA: beam current of 10 nA, beam size of 1–5 μm, accelerating voltage of 20 kV. Micro-XRF: rhodium target X-ray tube operating at 50 kV and 800 nA, polycapillary lens providing a 40-μm spot size on a 20-μm raster, dwell time of 5 ms per pixel. LA-ICP-MS: 193-nm ArF excimer laser, fluence of 6 J/cm², 6 Hz repetition rate for 40 seconds (240 pulses), 30-second pre-ablation blank, total run time 70 seconds, spot size 32–44 μm, He carrier gas mixed with Ar. LA-ICP-TOF-MS: 193 nm ArF excimer laser, spot diameter ~20 µm, repetition rate ~20 Hz, laser fluence ~7 J/cm², scan speed ~4000 µm/s, He carrier gas ~600 ml/min, washout time 50 ms. S isotope MC-ICP-MS: spot size ~44 μm, pulse frequency ~2 Hz, laser fluence ~5 J/cm², He carrier gas with Ar make-up gas. | MASS-1 (Fe-Cu-Zn-S pressed pellet) and GSE-1G (synthetic basaltic glass) from the United States Geological Survey; pyrite PPP-1; chalcopyrite GBW07268; pyrrhotite SP-Po-01 (δ34S = 1.4‰ ± 0.4‰); chalcopyrite SP-CP-01 (δ34S = 5.45‰ ± 0.3‰); natural and synthetic minerals from USA SPI Supplies | 0.19806 |  |  |  | 0.98481 |  | 0 |  |  |  | 0.085032 |  |  |  | 0.00967 | [5 empty] | 0.10052 | [5 empty] | 0 | [5 empty] | 3.1173 | [9 empty] | 6.1995 | [13 empty] | 0 | [11 empty] | 0.78878 |  | 0.3141 |  | 0 | [7 empty] | 0.20771 | [5 empty] | 0 | [15 empty] | 1186.3019 |  | 0.093331 |  |  |  | 1.8364 | [5 empty] | 0.34351 | [7 empty] | 0 | [5 empty] | 0.041678 |  |  |  | 0 |  | 0.028198 | [7 empty] | 0.47758 |  |  |  |  | 2025
| Xunmei vent field, Niaochao vent field |  | Seafloor hydrothermal | Volcanic-hosted massive sulfide (VMS) | seafloor massive sulfide (SMS) | Cu, Zn, Au, Ag | Co, Pb, Sb | Cu, Zn, Au, Ag, Co, Pb, Sb |  |  | II-Mrc2 (n = 10)-16 | II-Mrc2 (n = 10)-16 | seafloor vent field |  |  |  |  | ore material | grab | grab | mineral separate | [5 empty] | mineralisation | sulfide chimney | pyrite, marcasite, chalcopyrite |  | pyrite, marcasite, chalcopyrite | multiple stages: colloform marcasite-pyrite intergrowths (outermost wall), replacement assemblages (transition layers), dense recrystallized assemblages, marcasite pseudomorphs after pyrrhotite (middle layer) | sulfide chimney | colloform, subhedral, anhedral, euhedral, dense coarse-grained, columnar pseudomorphs |  |  |  | sphalerite, pyrrhotite, anhydrite, galena, tetrahedrite, tennantite | Transverse sections (polished sections) | EMPA, LA-ICPMS, MC-ICPMS | JEOL JXA-8100 EPMA; Teledyne Cetac Technologies Analyte Excite laser ablation system coupled with an Agilent Technologies 7700x quadrupole ICP-MS; ESI NWR Image GEO 193 coupled with TOFWERK icp TOF R; Neptune Plus multicollector ICP-MS (Thermo Fisher Scientific, Bremen, Germany) coupled with a Geolas HD excimer ArF laser ablation system (Coherent, Göttingen, Germany); Bruker M4 Tornado™ system | SIO, MNR; China University of Petroleum (East China), Qingdao, China; Nanjing Focu MS Technology Co. Ltd., Nanjing, China; Shanghai Chemlab Laboratory, Shanghai, China; Wuhan Sample Solution Analytical Technology Co. Ltd., Wuhan, China | EPMA: beam current of 10 nA, beam size of 1–5 μm, accelerating voltage of 20 kV. Micro-XRF: rhodium target X-ray tube operating at 50 kV and 800 nA, polycapillary lens providing a 40-μm spot size on a 20-μm raster, dwell time of 5 ms per pixel. LA-ICP-MS: 193-nm ArF excimer laser, fluence of 6 J/cm², 6 Hz repetition rate for 40 seconds (240 pulses), 30-second pre-ablation blank, total run time 70 seconds, spot size 32–44 μm, He carrier gas mixed with Ar. LA-ICP-TOF-MS: 193 nm ArF excimer laser, spot diameter ~20 µm, repetition rate ~20 Hz, laser fluence ~7 J/cm², scan speed ~4000 µm/s, He carrier gas ~600 ml/min, washout time 50 ms. S isotope MC-ICP-MS: spot size ~44 μm, pulse frequency ~2 Hz, laser fluence ~5 J/cm², He carrier gas with Ar make-up gas. | MASS-1 (Fe-Cu-Zn-S pressed pellet) and GSE-1G (synthetic basaltic glass) from the United States Geological Survey; pyrite PPP-1; chalcopyrite GBW07268; pyrrhotite SP-Po-01 (δ34S = 1.4‰ ± 0.4‰); chalcopyrite SP-CP-01 (δ34S = 5.45‰ ± 0.3‰); natural and synthetic minerals from USA SPI Supplies | 0.20759 |  |  |  | 0.80494 |  | 0 |  |  |  | 0 |  |  |  | 0.007272 | [5 empty] | 0.14457 | [5 empty] | 0.02245 | [5 empty] | 3.2418 | [9 empty] | 6.7949 | [13 empty] | 0.026826 | [11 empty] | 1.2327 |  | 0.33547 |  | 0 | [7 empty] | 0.31915 | [5 empty] | 0.028384 | [15 empty] | 1261.2803 |  | 0.082189 |  |  |  | 1.1595 | [5 empty] | 0.34941 | [7 empty] | 0 | [5 empty] | 0.046432 |  |  |  | 0.005692 |  | 0.069685 | [7 empty] | 0.57356 |  |  |  |  | 2025
| Xunmei vent field, Niaochao vent field |  | Seafloor hydrothermal | Volcanic-hosted massive sulfide (VMS) | seafloor massive sulfide (SMS) | Cu, Zn, Au, Ag | Co, Pb, Sb | Cu, Zn, Au, Ag, Co, Pb, Sb |  |  | II-Mrc2 (n = 10)-17 | II-Mrc2 (n = 10)-17 | seafloor vent field |  |  |  |  | ore material | grab | grab | mineral separate | [5 empty] | mineralisation | sulfide chimney | pyrite, marcasite, chalcopyrite |  | pyrite, marcasite, chalcopyrite | multiple stages: colloform marcasite-pyrite intergrowths (outermost wall), replacement assemblages (transition layers), dense recrystallized assemblages, marcasite pseudomorphs after pyrrhotite (middle layer) | sulfide chimney | colloform, subhedral, anhedral, euhedral, dense coarse-grained, columnar pseudomorphs |  |  |  | sphalerite, pyrrhotite, anhydrite, galena, tetrahedrite, tennantite | Transverse sections (polished sections) | EMPA, LA-ICPMS, MC-ICPMS | JEOL JXA-8100 EPMA; Teledyne Cetac Technologies Analyte Excite laser ablation system coupled with an Agilent Technologies 7700x quadrupole ICP-MS; ESI NWR Image GEO 193 coupled with TOFWERK icp TOF R; Neptune Plus multicollector ICP-MS (Thermo Fisher Scientific, Bremen, Germany) coupled with a Geolas HD excimer ArF laser ablation system (Coherent, Göttingen, Germany); Bruker M4 Tornado™ system | SIO, MNR; China University of Petroleum (East China), Qingdao, China; Nanjing Focu MS Technology Co. Ltd., Nanjing, China; Shanghai Chemlab Laboratory, Shanghai, China; Wuhan Sample Solution Analytical Technology Co. Ltd., Wuhan, China | EPMA: beam current of 10 nA, beam size of 1–5 μm, accelerating voltage of 20 kV. Micro-XRF: rhodium target X-ray tube operating at 50 kV and 800 nA, polycapillary lens providing a 40-μm spot size on a 20-μm raster, dwell time of 5 ms per pixel. LA-ICP-MS: 193-nm ArF excimer laser, fluence of 6 J/cm², 6 Hz repetition rate for 40 seconds (240 pulses), 30-second pre-ablation blank, total run time 70 seconds, spot size 32–44 μm, He carrier gas mixed with Ar. LA-ICP-TOF-MS: 193 nm ArF excimer laser, spot diameter ~20 µm, repetition rate ~20 Hz, laser fluence ~7 J/cm², scan speed ~4000 µm/s, He carrier gas ~600 ml/min, washout time 50 ms. S isotope MC-ICP-MS: spot size ~44 μm, pulse frequency ~2 Hz, laser fluence ~5 J/cm², He carrier gas with Ar make-up gas. | MASS-1 (Fe-Cu-Zn-S pressed pellet) and GSE-1G (synthetic basaltic glass) from the United States Geological Survey; pyrite PPP-1; chalcopyrite GBW07268; pyrrhotite SP-Po-01 (δ34S = 1.4‰ ± 0.4‰); chalcopyrite SP-CP-01 (δ34S = 5.45‰ ± 0.3‰); natural and synthetic minerals from USA SPI Supplies | 0.14899 |  |  |  | 0.71564 |  | 0.023796 |  |  |  | 0.085571 |  |  |  | 0.006955 | [5 empty] | 0 | [5 empty] | 0 | [5 empty] | 3.4624 | [9 empty] | 5.2149 | [13 empty] | 0.017285 | [11 empty] | 1.6148 |  | 0.3452 |  | 0.15634 | [7 empty] | 0.10988 | [5 empty] | 0.02971 | [15 empty] | 975.324 |  | 0.14636 |  |  |  | 2.0238 | [5 empty] | 0.30812 | [7 empty] | 0.2523 | [5 empty] | 0.05046 |  |  |  | 0 |  | 0.020911 | [7 empty] | 0.41943 |  |  |  |  | 2025
| Xunmei vent field, Niaochao vent field |  | Seafloor hydrothermal | Volcanic-hosted massive sulfide (VMS) | seafloor massive sulfide (SMS) | Cu, Zn, Au, Ag | Co, Pb, Sb | Cu, Zn, Au, Ag, Co, Pb, Sb |  |  | II-Mrc2 (n = 10)-18 | II-Mrc2 (n = 10)-18 | seafloor vent field |  |  |  |  | ore material | grab | grab | mineral separate | [5 empty] | mineralisation | sulfide chimney | pyrite, marcasite, chalcopyrite |  | pyrite, marcasite, chalcopyrite | multiple stages: colloform marcasite-pyrite intergrowths (outermost wall), replacement assemblages (transition layers), dense recrystallized assemblages, marcasite pseudomorphs after pyrrhotite (middle layer) | sulfide chimney | colloform, subhedral, anhedral, euhedral, dense coarse-grained, columnar pseudomorphs |  |  |  | sphalerite, pyrrhotite, anhydrite, galena, tetrahedrite, tennantite | Transverse sections (polished sections) | EMPA, LA-ICPMS, MC-ICPMS | JEOL JXA-8100 EPMA; Teledyne Cetac Technologies Analyte Excite laser ablation system coupled with an Agilent Technologies 7700x quadrupole ICP-MS; ESI NWR Image GEO 193 coupled with TOFWERK icp TOF R; Neptune Plus multicollector ICP-MS (Thermo Fisher Scientific, Bremen, Germany) coupled with a Geolas HD excimer ArF laser ablation system (Coherent, Göttingen, Germany); Bruker M4 Tornado™ system | SIO, MNR; China University of Petroleum (East China), Qingdao, China; Nanjing Focu MS Technology Co. Ltd., Nanjing, China; Shanghai Chemlab Laboratory, Shanghai, China; Wuhan Sample Solution Analytical Technology Co. Ltd., Wuhan, China | EPMA: beam current of 10 nA, beam size of 1–5 μm, accelerating voltage of 20 kV. Micro-XRF: rhodium target X-ray tube operating at 50 kV and 800 nA, polycapillary lens providing a 40-μm spot size on a 20-μm raster, dwell time of 5 ms per pixel. LA-ICP-MS: 193-nm ArF excimer laser, fluence of 6 J/cm², 6 Hz repetition rate for 40 seconds (240 pulses), 30-second pre-ablation blank, total run time 70 seconds, spot size 32–44 μm, He carrier gas mixed with Ar. LA-ICP-TOF-MS: 193 nm ArF excimer laser, spot diameter ~20 µm, repetition rate ~20 Hz, laser fluence ~7 J/cm², scan speed ~4000 µm/s, He carrier gas ~600 ml/min, washout time 50 ms. S isotope MC-ICP-MS: spot size ~44 μm, pulse frequency ~2 Hz, laser fluence ~5 J/cm², He carrier gas with Ar make-up gas. | MASS-1 (Fe-Cu-Zn-S pressed pellet) and GSE-1G (synthetic basaltic glass) from the United States Geological Survey; pyrite PPP-1; chalcopyrite GBW07268; pyrrhotite SP-Po-01 (δ34S = 1.4‰ ± 0.4‰); chalcopyrite SP-CP-01 (δ34S = 5.45‰ ± 0.3‰); natural and synthetic minerals from USA SPI Supplies | 0.15906 |  |  |  | 0.80582 |  | 0.022703 |  |  |  | 0 |  |  |  | 0.00663 | [5 empty] | 0.094314 | [5 empty] | 0.046856 | [5 empty] | 4.2883 | [9 empty] | 4.7923 | [13 empty] | 0.011429 | [11 empty] | 0.76889 |  | 0.36264 |  | 0 | [7 empty] | 0.45268 | [5 empty] | 0.034757 | [15 empty] | 1130.3217 |  | 0.064687 |  |  |  | 2.1462 | [5 empty] | 0.2488 | [7 empty] | 0.23822 | [5 empty] | 0.069608 |  |  |  | 0 |  | 0.064577 | [7 empty] | 0.54124 |  |  |  |  | 2025
| Xunmei vent field, Niaochao vent field |  | Seafloor hydrothermal | Volcanic-hosted massive sulfide (VMS) | seafloor massive sulfide (SMS) | Cu, Zn, Au, Ag | Co, Pb, Sb | Cu, Zn, Au, Ag, Co, Pb, Sb |  |  | II-Mrc2 (n = 10)-19 | II-Mrc2 (n = 10)-19 | seafloor vent field |  |  |  |  | ore material | grab | grab | mineral separate | [5 empty] | mineralisation | sulfide chimney | pyrite, marcasite, chalcopyrite |  | pyrite, marcasite, chalcopyrite | multiple stages: colloform marcasite-pyrite intergrowths (outermost wall), replacement assemblages (transition layers), dense recrystallized assemblages, marcasite pseudomorphs after pyrrhotite (middle layer) | sulfide chimney | colloform, subhedral, anhedral, euhedral, dense coarse-grained, columnar pseudomorphs |  |  |  | sphalerite, pyrrhotite, anhydrite, galena, tetrahedrite, tennantite | Transverse sections (polished sections) | EMPA, LA-ICPMS, MC-ICPMS | JEOL JXA-8100 EPMA; Teledyne Cetac Technologies Analyte Excite laser ablation system coupled with an Agilent Technologies 7700x quadrupole ICP-MS; ESI NWR Image GEO 193 coupled with TOFWERK icp TOF R; Neptune Plus multicollector ICP-MS (Thermo Fisher Scientific, Bremen, Germany) coupled with a Geolas HD excimer ArF laser ablation system (Coherent, Göttingen, Germany); Bruker M4 Tornado™ system | SIO, MNR; China University of Petroleum (East China), Qingdao, China; Nanjing Focu MS Technology Co. Ltd., Nanjing, China; Shanghai Chemlab Laboratory, Shanghai, China; Wuhan Sample Solution Analytical Technology Co. Ltd., Wuhan, China | EPMA: beam current of 10 nA, beam size of 1–5 μm, accelerating voltage of 20 kV. Micro-XRF: rhodium target X-ray tube operating at 50 kV and 800 nA, polycapillary lens providing a 40-μm spot size on a 20-μm raster, dwell time of 5 ms per pixel. LA-ICP-MS: 193-nm ArF excimer laser, fluence of 6 J/cm², 6 Hz repetition rate for 40 seconds (240 pulses), 30-second pre-ablation blank, total run time 70 seconds, spot size 32–44 μm, He carrier gas mixed with Ar. LA-ICP-TOF-MS: 193 nm ArF excimer laser, spot diameter ~20 µm, repetition rate ~20 Hz, laser fluence ~7 J/cm², scan speed ~4000 µm/s, He carrier gas ~600 ml/min, washout time 50 ms. S isotope MC-ICP-MS: spot size ~44 μm, pulse frequency ~2 Hz, laser fluence ~5 J/cm², He carrier gas with Ar make-up gas. | MASS-1 (Fe-Cu-Zn-S pressed pellet) and GSE-1G (synthetic basaltic glass) from the United States Geological Survey; pyrite PPP-1; chalcopyrite GBW07268; pyrrhotite SP-Po-01 (δ34S = 1.4‰ ± 0.4‰); chalcopyrite SP-CP-01 (δ34S = 5.45‰ ± 0.3‰); natural and synthetic minerals from USA SPI Supplies | 0.1424 |  |  |  | 0.95018 |  | 0 |  |  |  | 0 |  |  |  | 0 | [5 empty] | 0 | [5 empty] | 0.022637 | [5 empty] | 4.3396 | [9 empty] | 4.4578 | [13 empty] | 0 | [11 empty] | 1.2141 |  | 0.38562 |  | 0 | [7 empty] | 0.24346 | [5 empty] | 0.032988 | [15 empty] | 1126.2396 |  | 0.14813 |  |  |  | 0.91192 | [5 empty] | 0.26275 | [7 empty] | 0 | [5 empty] | 0.051027 |  |  |  | 0.005558 |  | 0.029358 | [7 empty] | 0.24708 |  |  |  |  | 2025
| Xunmei vent field, Niaochao vent field |  | Seafloor hydrothermal | Volcanic-hosted massive sulfide (VMS) | seafloor massive sulfide (SMS) | Cu, Zn, Au, Ag | Co, Pb, Sb | Cu, Zn, Au, Ag, Co, Pb, Sb |  |  | II-Mrc2 (n = 10)-20 | II-Mrc2 (n = 10)-20 | seafloor vent field |  |  |  |  | ore material | grab | grab | mineral separate | [5 empty] | mineralisation | sulfide chimney | pyrite, marcasite, chalcopyrite |  | pyrite, marcasite, chalcopyrite | multiple stages: colloform marcasite-pyrite intergrowths (outermost wall), replacement assemblages (transition layers), dense recrystallized assemblages, marcasite pseudomorphs after pyrrhotite (middle layer) | sulfide chimney | colloform, subhedral, anhedral, euhedral, dense coarse-grained, columnar pseudomorphs |  |  |  | sphalerite, pyrrhotite, anhydrite, galena, tetrahedrite, tennantite | Transverse sections (polished sections) | EMPA, LA-ICPMS, MC-ICPMS | JEOL JXA-8100 EPMA; Teledyne Cetac Technologies Analyte Excite laser ablation system coupled with an Agilent Technologies 7700x quadrupole ICP-MS; ESI NWR Image GEO 193 coupled with TOFWERK icp TOF R; Neptune Plus multicollector ICP-MS (Thermo Fisher Scientific, Bremen, Germany) coupled with a Geolas HD excimer ArF laser ablation system (Coherent, Göttingen, Germany); Bruker M4 Tornado™ system | SIO, MNR; China University of Petroleum (East China), Qingdao, China; Nanjing Focu MS Technology Co. Ltd., Nanjing, China; Shanghai Chemlab Laboratory, Shanghai, China; Wuhan Sample Solution Analytical Technology Co. Ltd., Wuhan, China | EPMA: beam current of 10 nA, beam size of 1–5 μm, accelerating voltage of 20 kV. Micro-XRF: rhodium target X-ray tube operating at 50 kV and 800 nA, polycapillary lens providing a 40-μm spot size on a 20-μm raster, dwell time of 5 ms per pixel. LA-ICP-MS: 193-nm ArF excimer laser, fluence of 6 J/cm², 6 Hz repetition rate for 40 seconds (240 pulses), 30-second pre-ablation blank, total run time 70 seconds, spot size 32–44 μm, He carrier gas mixed with Ar. LA-ICP-TOF-MS: 193 nm ArF excimer laser, spot diameter ~20 µm, repetition rate ~20 Hz, laser fluence ~7 J/cm², scan speed ~4000 µm/s, He carrier gas ~600 ml/min, washout time 50 ms. S isotope MC-ICP-MS: spot size ~44 μm, pulse frequency ~2 Hz, laser fluence ~5 J/cm², He carrier gas with Ar make-up gas. | MASS-1 (Fe-Cu-Zn-S pressed pellet) and GSE-1G (synthetic basaltic glass) from the United States Geological Survey; pyrite PPP-1; chalcopyrite GBW07268; pyrrhotite SP-Po-01 (δ34S = 1.4‰ ± 0.4‰); chalcopyrite SP-CP-01 (δ34S = 5.45‰ ± 0.3‰); natural and synthetic minerals from USA SPI Supplies | 0.1993 |  |  |  | 0.46886 |  | 0.022922 |  |  |  | 0 |  |  |  | 0.021733 | [5 empty] | 0.091099 | [5 empty] | 0 | [5 empty] | 2.5219 | [9 empty] | 3.9349 | [13 empty] | 0.00815 | [11 empty] | 0.8303 |  | 0.37526 |  | 0 | [7 empty] | 0.35231 | [5 empty] | 0 | [15 empty] | 1503.2569 |  | 0.039224 |  |  |  | 1.8341 | [5 empty] | 0.21252 | [7 empty] | 0 | [5 empty] | 0.040239 |  |  |  | 0.005156 |  | 0.03957 | [7 empty] | 0.39995 |  |  |  |  | 2025
| Xunmei vent field, Niaochao vent field |  | Seafloor hydrothermal | Volcanic-hosted massive sulfide (VMS) | seafloor massive sulfide (SMS) | Cu, Zn, Au, Ag | Co, Pb, Sb | Cu, Zn, Au, Ag, Co, Pb, Sb |  |  | II-Mrc2 (n = 10)-21 | II-Mrc2 (n = 10)-21 | seafloor vent field |  |  |  |  | ore material | grab | grab | mineral separate | [5 empty] | mineralisation | sulfide chimney | pyrite, marcasite, chalcopyrite |  | pyrite, marcasite, chalcopyrite | multiple stages: colloform marcasite-pyrite intergrowths (outermost wall), replacement assemblages (transition layers), dense recrystallized assemblages, marcasite pseudomorphs after pyrrhotite (middle layer) | sulfide chimney | colloform, subhedral, anhedral, euhedral, dense coarse-grained, columnar pseudomorphs |  |  |  | sphalerite, pyrrhotite, anhydrite, galena, tetrahedrite, tennantite | Transverse sections (polished sections) | EMPA, LA-ICPMS, MC-ICPMS | JEOL JXA-8100 EPMA; Teledyne Cetac Technologies Analyte Excite laser ablation system coupled with an Agilent Technologies 7700x quadrupole ICP-MS; ESI NWR Image GEO 193 coupled with TOFWERK icp TOF R; Neptune Plus multicollector ICP-MS (Thermo Fisher Scientific, Bremen, Germany) coupled with a Geolas HD excimer ArF laser ablation system (Coherent, Göttingen, Germany); Bruker M4 Tornado™ system | SIO, MNR; China University of Petroleum (East China), Qingdao, China; Nanjing Focu MS Technology Co. Ltd., Nanjing, China; Shanghai Chemlab Laboratory, Shanghai, China; Wuhan Sample Solution Analytical Technology Co. Ltd., Wuhan, China | EPMA: beam current of 10 nA, beam size of 1–5 μm, accelerating voltage of 20 kV. Micro-XRF: rhodium target X-ray tube operating at 50 kV and 800 nA, polycapillary lens providing a 40-μm spot size on a 20-μm raster, dwell time of 5 ms per pixel. LA-ICP-MS: 193-nm ArF excimer laser, fluence of 6 J/cm², 6 Hz repetition rate for 40 seconds (240 pulses), 30-second pre-ablation blank, total run time 70 seconds, spot size 32–44 μm, He carrier gas mixed with Ar. LA-ICP-TOF-MS: 193 nm ArF excimer laser, spot diameter ~20 µm, repetition rate ~20 Hz, laser fluence ~7 J/cm², scan speed ~4000 µm/s, He carrier gas ~600 ml/min, washout time 50 ms. S isotope MC-ICP-MS: spot size ~44 μm, pulse frequency ~2 Hz, laser fluence ~5 J/cm², He carrier gas with Ar make-up gas. | MASS-1 (Fe-Cu-Zn-S pressed pellet) and GSE-1G (synthetic basaltic glass) from the United States Geological Survey; pyrite PPP-1; chalcopyrite GBW07268; pyrrhotite SP-Po-01 (δ34S = 1.4‰ ± 0.4‰); chalcopyrite SP-CP-01 (δ34S = 5.45‰ ± 0.3‰); natural and synthetic minerals from USA SPI Supplies | 0.16161 |  |  |  | 1.1243 |  | 0 |  |  |  | 0 |  |  |  | 0 | [5 empty] | 0.3109 | [5 empty] | 0 | [5 empty] | 3.5824 | [9 empty] | 6.762 | [13 empty] | 0 | [11 empty] | 0.59907 |  | 0.28403 |  | 0.082162 | [7 empty] | 0.27899 | [5 empty] | 0.028572 | [15 empty] | 1247.303 |  | 0.16069 |  |  |  | 1.8813 | [5 empty] | 0.21815 | [7 empty] | 0.25643 | [5 empty] | 0.073871 |  |  |  | 0 |  | 0.045538 | [7 empty] | 0.21888 |  |  |  |  | 2025
| Xunmei vent field, Niaochao vent field |  | Seafloor hydrothermal | Volcanic-hosted massive sulfide (VMS) | seafloor massive sulfide (SMS) | Cu, Zn, Au, Ag | Co, Pb, Sb | Cu, Zn, Au, Ag, Co, Pb, Sb |  |  | II-Mrc2 (n = 10)-22 | II-Mrc2 (n = 10)-22 | seafloor vent field |  |  |  |  | ore material | grab | grab | mineral separate | [5 empty] | mineralisation | sulfide chimney | pyrite, marcasite, chalcopyrite |  | pyrite, marcasite, chalcopyrite | multiple stages: colloform marcasite-pyrite intergrowths (outermost wall), replacement assemblages (transition layers), dense recrystallized assemblages, marcasite pseudomorphs after pyrrhotite (middle layer) | sulfide chimney | colloform, subhedral, anhedral, euhedral, dense coarse-grained, columnar pseudomorphs |  |  |  | sphalerite, pyrrhotite, anhydrite, galena, tetrahedrite, tennantite | Transverse sections (polished sections) | EMPA, LA-ICPMS, MC-ICPMS | JEOL JXA-8100 EPMA; Teledyne Cetac Technologies Analyte Excite laser ablation system coupled with an Agilent Technologies 7700x quadrupole ICP-MS; ESI NWR Image GEO 193 coupled with TOFWERK icp TOF R; Neptune Plus multicollector ICP-MS (Thermo Fisher Scientific, Bremen, Germany) coupled with a Geolas HD excimer ArF laser ablation system (Coherent, Göttingen, Germany); Bruker M4 Tornado™ system | SIO, MNR; China University of Petroleum (East China), Qingdao, China; Nanjing Focu MS Technology Co. Ltd., Nanjing, China; Shanghai Chemlab Laboratory, Shanghai, China; Wuhan Sample Solution Analytical Technology Co. Ltd., Wuhan, China | EPMA: beam current of 10 nA, beam size of 1–5 μm, accelerating voltage of 20 kV. Micro-XRF: rhodium target X-ray tube operating at 50 kV and 800 nA, polycapillary lens providing a 40-μm spot size on a 20-μm raster, dwell time of 5 ms per pixel. LA-ICP-MS: 193-nm ArF excimer laser, fluence of 6 J/cm², 6 Hz repetition rate for 40 seconds (240 pulses), 30-second pre-ablation blank, total run time 70 seconds, spot size 32–44 μm, He carrier gas mixed with Ar. LA-ICP-TOF-MS: 193 nm ArF excimer laser, spot diameter ~20 µm, repetition rate ~20 Hz, laser fluence ~7 J/cm², scan speed ~4000 µm/s, He carrier gas ~600 ml/min, washout time 50 ms. S isotope MC-ICP-MS: spot size ~44 μm, pulse frequency ~2 Hz, laser fluence ~5 J/cm², He carrier gas with Ar make-up gas. | MASS-1 (Fe-Cu-Zn-S pressed pellet) and GSE-1G (synthetic basaltic glass) from the United States Geological Survey; pyrite PPP-1; chalcopyrite GBW07268; pyrrhotite SP-Po-01 (δ34S = 1.4‰ ± 0.4‰); chalcopyrite SP-CP-01 (δ34S = 5.45‰ ± 0.3‰); natural and synthetic minerals from USA SPI Supplies | 0.18152 |  |  |  | 0.92475 |  | 0.024811 |  |  |  | 0.088357 |  |  |  | 0.014261 | [5 empty] | 0 | [5 empty] | 0.046322 | [5 empty] | 4.7064 | [9 empty] | 5.4375 | [13 empty] | 0.012548 | [11 empty] | 1.7162 |  | 0.38383 |  | 0 | [7 empty] | 0 | [5 empty] | 0.077458 | [15 empty] | 1442.9371 |  | 0.14902 |  |  |  | 1.1196 | [5 empty] | 0.3076 | [7 empty] | 0 | [5 empty] | 0.06482 |  |  |  | 0 |  | 0.1064 | [7 empty] | 0.61411 |  |  |  |  | 2025
| Xunmei vent field, Niaochao vent field |  | Seafloor hydrothermal | Volcanic-hosted massive sulfide (VMS) | seafloor massive sulfide (SMS) | Cu, Zn, Au, Ag | Co, Pb, Sb | Cu, Zn, Au, Ag, Co, Pb, Sb |  |  | II-Mrc2 (n = 10)-23 | II-Mrc2 (n = 10)-23 | seafloor vent field |  |  |  |  | ore material | grab | grab | mineral separate | [5 empty] | mineralisation | sulfide chimney | pyrite, marcasite, chalcopyrite |  | pyrite, marcasite, chalcopyrite | multiple stages: colloform marcasite-pyrite intergrowths (outermost wall), replacement assemblages (transition layers), dense recrystallized assemblages, marcasite pseudomorphs after pyrrhotite (middle layer) | sulfide chimney | colloform, subhedral, anhedral, euhedral, dense coarse-grained, columnar pseudomorphs |  |  |  | sphalerite, pyrrhotite, anhydrite, galena, tetrahedrite, tennantite | Transverse sections (polished sections) | EMPA, LA-ICPMS, MC-ICPMS | JEOL JXA-8100 EPMA; Teledyne Cetac Technologies Analyte Excite laser ablation system coupled with an Agilent Technologies 7700x quadrupole ICP-MS; ESI NWR Image GEO 193 coupled with TOFWERK icp TOF R; Neptune Plus multicollector ICP-MS (Thermo Fisher Scientific, Bremen, Germany) coupled with a Geolas HD excimer ArF laser ablation system (Coherent, Göttingen, Germany); Bruker M4 Tornado™ system | SIO, MNR; China University of Petroleum (East China), Qingdao, China; Nanjing Focu MS Technology Co. Ltd., Nanjing, China; Shanghai Chemlab Laboratory, Shanghai, China; Wuhan Sample Solution Analytical Technology Co. Ltd., Wuhan, China | EPMA: beam current of 10 nA, beam size of 1–5 μm, accelerating voltage of 20 kV. Micro-XRF: rhodium target X-ray tube operating at 50 kV and 800 nA, polycapillary lens providing a 40-μm spot size on a 20-μm raster, dwell time of 5 ms per pixel. LA-ICP-MS: 193-nm ArF excimer laser, fluence of 6 J/cm², 6 Hz repetition rate for 40 seconds (240 pulses), 30-second pre-ablation blank, total run time 70 seconds, spot size 32–44 μm, He carrier gas mixed with Ar. LA-ICP-TOF-MS: 193 nm ArF excimer laser, spot diameter ~20 µm, repetition rate ~20 Hz, laser fluence ~7 J/cm², scan speed ~4000 µm/s, He carrier gas ~600 ml/min, washout time 50 ms. S isotope MC-ICP-MS: spot size ~44 μm, pulse frequency ~2 Hz, laser fluence ~5 J/cm², He carrier gas with Ar make-up gas. | MASS-1 (Fe-Cu-Zn-S pressed pellet) and GSE-1G (synthetic basaltic glass) from the United States Geological Survey; pyrite PPP-1; chalcopyrite GBW07268; pyrrhotite SP-Po-01 (δ34S = 1.4‰ ± 0.4‰); chalcopyrite SP-CP-01 (δ34S = 5.45‰ ± 0.3‰); natural and synthetic minerals from USA SPI Supplies | 0.092723 |  |  |  | 1.05 |  | 0 |  |  |  | 0 |  |  |  | 0.006832 | [5 empty] | 0 | [5 empty] | 0.065779 | [5 empty] | 2.8707 | [9 empty] | 6.6013 | [13 empty] | 0.019122 | [11 empty] | 0.81778 |  | 0.3465 |  | 0 | [7 empty] | 0 | [5 empty] | 0 | [15 empty] | 1429.5489 |  | 0.15012 |  |  |  | 2.5237 | [5 empty] | 0.3402 | [7 empty] | 0 | [5 empty] | 0.077601 |  |  |  | 0 |  | 0.069453 | [7 empty] | 0.86123 |  |  |  |  | 2025
| Xunmei vent field, Niaochao vent field |  | Seafloor hydrothermal | Volcanic-hosted massive sulfide (VMS) | seafloor massive sulfide (SMS) | Cu, Zn, Au, Ag | Co, Pb, Sb | Cu, Zn, Au, Ag, Co, Pb, Sb |  |  | II-Py2 (n = 10)-14 | II-Py2 (n = 10)-14 | seafloor vent field |  |  |  |  | ore material | grab | grab | mineral separate | [5 empty] | mineralisation | sulfide chimney | pyrite, marcasite, chalcopyrite |  | pyrite, marcasite, chalcopyrite | multiple stages: colloform marcasite-pyrite intergrowths (outermost wall), replacement assemblages (transition layers), dense recrystallized assemblages, marcasite pseudomorphs after pyrrhotite (middle layer) | sulfide chimney | colloform, subhedral, anhedral, euhedral, dense coarse-grained, columnar pseudomorphs |  |  |  | sphalerite, pyrrhotite, anhydrite, galena, tetrahedrite, tennantite | Transverse sections (polished sections) | EMPA, LA-ICPMS, MC-ICPMS | JEOL JXA-8100 EPMA; Teledyne Cetac Technologies Analyte Excite laser ablation system coupled with an Agilent Technologies 7700x quadrupole ICP-MS; ESI NWR Image GEO 193 coupled with TOFWERK icp TOF R; Neptune Plus multicollector ICP-MS (Thermo Fisher Scientific, Bremen, Germany) coupled with a Geolas HD excimer ArF laser ablation system (Coherent, Göttingen, Germany); Bruker M4 Tornado™ system | SIO, MNR; China University of Petroleum (East China), Qingdao, China; Nanjing Focu MS Technology Co. Ltd., Nanjing, China; Shanghai Chemlab Laboratory, Shanghai, China; Wuhan Sample Solution Analytical Technology Co. Ltd., Wuhan, China | EPMA: beam current of 10 nA, beam size of 1–5 μm, accelerating voltage of 20 kV. Micro-XRF: rhodium target X-ray tube operating at 50 kV and 800 nA, polycapillary lens providing a 40-μm spot size on a 20-μm raster, dwell time of 5 ms per pixel. LA-ICP-MS: 193-nm ArF excimer laser, fluence of 6 J/cm², 6 Hz repetition rate for 40 seconds (240 pulses), 30-second pre-ablation blank, total run time 70 seconds, spot size 32–44 μm, He carrier gas mixed with Ar. LA-ICP-TOF-MS: 193 nm ArF excimer laser, spot diameter ~20 µm, repetition rate ~20 Hz, laser fluence ~7 J/cm², scan speed ~4000 µm/s, He carrier gas ~600 ml/min, washout time 50 ms. S isotope MC-ICP-MS: spot size ~44 μm, pulse frequency ~2 Hz, laser fluence ~5 J/cm², He carrier gas with Ar make-up gas. | MASS-1 (Fe-Cu-Zn-S pressed pellet) and GSE-1G (synthetic basaltic glass) from the United States Geological Survey; pyrite PPP-1; chalcopyrite GBW07268; pyrrhotite SP-Po-01 (δ34S = 1.4‰ ± 0.4‰); chalcopyrite SP-CP-01 (δ34S = 5.45‰ ± 0.3‰); natural and synthetic minerals from USA SPI Supplies | [147 empty] | 2025
| Xunmei vent field, Niaochao vent field |  | Seafloor hydrothermal | Volcanic-hosted massive sulfide (VMS) | seafloor massive sulfide (SMS) | Cu, Zn, Au, Ag | Co, Pb, Sb | Cu, Zn, Au, Ag, Co, Pb, Sb |  |  | II-Py2 (n = 10)-15 | II-Py2 (n = 10)-15 | seafloor vent field |  |  |  |  | ore material | grab | grab | mineral separate | [5 empty] | mineralisation | sulfide chimney | pyrite, marcasite, chalcopyrite |  | pyrite, marcasite, chalcopyrite | multiple stages: colloform marcasite-pyrite intergrowths (outermost wall), replacement assemblages (transition layers), dense recrystallized assemblages, marcasite pseudomorphs after pyrrhotite (middle layer) | sulfide chimney | colloform, subhedral, anhedral, euhedral, dense coarse-grained, columnar pseudomorphs |  |  |  | sphalerite, pyrrhotite, anhydrite, galena, tetrahedrite, tennantite | Transverse sections (polished sections) | EMPA, LA-ICPMS, MC-ICPMS | JEOL JXA-8100 EPMA; Teledyne Cetac Technologies Analyte Excite laser ablation system coupled with an Agilent Technologies 7700x quadrupole ICP-MS; ESI NWR Image GEO 193 coupled with TOFWERK icp TOF R; Neptune Plus multicollector ICP-MS (Thermo Fisher Scientific, Bremen, Germany) coupled with a Geolas HD excimer ArF laser ablation system (Coherent, Göttingen, Germany); Bruker M4 Tornado™ system | SIO, MNR; China University of Petroleum (East China), Qingdao, China; Nanjing Focu MS Technology Co. Ltd., Nanjing, China; Shanghai Chemlab Laboratory, Shanghai, China; Wuhan Sample Solution Analytical Technology Co. Ltd., Wuhan, China | EPMA: beam current of 10 nA, beam size of 1–5 μm, accelerating voltage of 20 kV. Micro-XRF: rhodium target X-ray tube operating at 50 kV and 800 nA, polycapillary lens providing a 40-μm spot size on a 20-μm raster, dwell time of 5 ms per pixel. LA-ICP-MS: 193-nm ArF excimer laser, fluence of 6 J/cm², 6 Hz repetition rate for 40 seconds (240 pulses), 30-second pre-ablation blank, total run time 70 seconds, spot size 32–44 μm, He carrier gas mixed with Ar. LA-ICP-TOF-MS: 193 nm ArF excimer laser, spot diameter ~20 µm, repetition rate ~20 Hz, laser fluence ~7 J/cm², scan speed ~4000 µm/s, He carrier gas ~600 ml/min, washout time 50 ms. S isotope MC-ICP-MS: spot size ~44 μm, pulse frequency ~2 Hz, laser fluence ~5 J/cm², He carrier gas with Ar make-up gas. | MASS-1 (Fe-Cu-Zn-S pressed pellet) and GSE-1G (synthetic basaltic glass) from the United States Geological Survey; pyrite PPP-1; chalcopyrite GBW07268; pyrrhotite SP-Po-01 (δ34S = 1.4‰ ± 0.4‰); chalcopyrite SP-CP-01 (δ34S = 5.45‰ ± 0.3‰); natural and synthetic minerals from USA SPI Supplies | 0.15202 |  |  |  | 0.49506 |  | 0 |  |  |  | 0.10884 |  |  |  | 0.014127 | [5 empty] | 0 | [5 empty] | 0 | [5 empty] | 3.0218 | [9 empty] | 5.9784 | [13 empty] | 0 | [11 empty] | 1.0867 |  | 0.30037 |  | 0 | [7 empty] | 0.34628 | [5 empty] | 0.015982 | [15 empty] | 1056.5094 |  | 0.13481 |  |  |  | 1.1299 | [5 empty] | 0.097326 | [7 empty] | 0 | [5 empty] | 0.06409 |  |  |  | 0 |  | 0.057246 | [7 empty] | 0.64793 |  |  |  |  | 2025
| Xunmei vent field, Niaochao vent field |  | Seafloor hydrothermal | Volcanic-hosted massive sulfide (VMS) | seafloor massive sulfide (SMS) | Cu, Zn, Au, Ag | Co, Pb, Sb | Cu, Zn, Au, Ag, Co, Pb, Sb |  |  | II-Py2 (n = 10)-16 | II-Py2 (n = 10)-16 | seafloor vent field |  |  |  |  | ore material | grab | grab | mineral separate | [5 empty] | mineralisation | sulfide chimney | pyrite, marcasite, chalcopyrite |  | pyrite, marcasite, chalcopyrite | multiple stages: colloform marcasite-pyrite intergrowths (outermost wall), replacement assemblages (transition layers), dense recrystallized assemblages, marcasite pseudomorphs after pyrrhotite (middle layer) | sulfide chimney | colloform, subhedral, anhedral, euhedral, dense coarse-grained, columnar pseudomorphs |  |  |  | sphalerite, pyrrhotite, anhydrite, galena, tetrahedrite, tennantite | Transverse sections (polished sections) | EMPA, LA-ICPMS, MC-ICPMS | JEOL JXA-8100 EPMA; Teledyne Cetac Technologies Analyte Excite laser ablation system coupled with an Agilent Technologies 7700x quadrupole ICP-MS; ESI NWR Image GEO 193 coupled with TOFWERK icp TOF R; Neptune Plus multicollector ICP-MS (Thermo Fisher Scientific, Bremen, Germany) coupled with a Geolas HD excimer ArF laser ablation system (Coherent, Göttingen, Germany); Bruker M4 Tornado™ system | SIO, MNR; China University of Petroleum (East China), Qingdao, China; Nanjing Focu MS Technology Co. Ltd., Nanjing, China; Shanghai Chemlab Laboratory, Shanghai, China; Wuhan Sample Solution Analytical Technology Co. Ltd., Wuhan, China | EPMA: beam current of 10 nA, beam size of 1–5 μm, accelerating voltage of 20 kV. Micro-XRF: rhodium target X-ray tube operating at 50 kV and 800 nA, polycapillary lens providing a 40-μm spot size on a 20-μm raster, dwell time of 5 ms per pixel. LA-ICP-MS: 193-nm ArF excimer laser, fluence of 6 J/cm², 6 Hz repetition rate for 40 seconds (240 pulses), 30-second pre-ablation blank, total run time 70 seconds, spot size 32–44 μm, He carrier gas mixed with Ar. LA-ICP-TOF-MS: 193 nm ArF excimer laser, spot diameter ~20 µm, repetition rate ~20 Hz, laser fluence ~7 J/cm², scan speed ~4000 µm/s, He carrier gas ~600 ml/min, washout time 50 ms. S isotope MC-ICP-MS: spot size ~44 μm, pulse frequency ~2 Hz, laser fluence ~5 J/cm², He carrier gas with Ar make-up gas. | MASS-1 (Fe-Cu-Zn-S pressed pellet) and GSE-1G (synthetic basaltic glass) from the United States Geological Survey; pyrite PPP-1; chalcopyrite GBW07268; pyrrhotite SP-Po-01 (δ34S = 1.4‰ ± 0.4‰); chalcopyrite SP-CP-01 (δ34S = 5.45‰ ± 0.3‰); natural and synthetic minerals from USA SPI Supplies | 0.2383 |  |  |  | 0.72284 |  | 0 |  |  |  | 0 |  |  |  | 0 | [5 empty] | 0 | [5 empty] | 0.020794 | [5 empty] | 3.7744 | [9 empty] | 5.8411 | [13 empty] | 0 | [11 empty] | 0.82322 |  | 0.34235 |  | 0 | [7 empty] | 0.1869 | [5 empty] | 0.012105 | [15 empty] | 720.6649 |  | 0.14593 |  |  |  | 1.8112 | [5 empty] | 0.27398 | [7 empty] | 0 | [5 empty] | 0.068909 |  |  |  | 0 |  | 0.019943 | [7 empty] | 0.49215 |  |  |  |  | 2025
| Xunmei vent field, Niaochao vent field |  | Seafloor hydrothermal | Volcanic-hosted massive sulfide (VMS) | seafloor massive sulfide (SMS) | Cu, Zn, Au, Ag | Co, Pb, Sb | Cu, Zn, Au, Ag, Co, Pb, Sb |  |  | II-Py2 (n = 10)-17 | II-Py2 (n = 10)-17 | seafloor vent field |  |  |  |  | ore material | grab | grab | mineral separate | [5 empty] | mineralisation | sulfide chimney | pyrite, marcasite, chalcopyrite |  | pyrite, marcasite, chalcopyrite | multiple stages: colloform marcasite-pyrite intergrowths (outermost wall), replacement assemblages (transition layers), dense recrystallized assemblages, marcasite pseudomorphs after pyrrhotite (middle layer) | sulfide chimney | colloform, subhedral, anhedral, euhedral, dense coarse-grained, columnar pseudomorphs |  |  |  | sphalerite, pyrrhotite, anhydrite, galena, tetrahedrite, tennantite | Transverse sections (polished sections) | EMPA, LA-ICPMS, MC-ICPMS | JEOL JXA-8100 EPMA; Teledyne Cetac Technologies Analyte Excite laser ablation system coupled with an Agilent Technologies 7700x quadrupole ICP-MS; ESI NWR Image GEO 193 coupled with TOFWERK icp TOF R; Neptune Plus multicollector ICP-MS (Thermo Fisher Scientific, Bremen, Germany) coupled with a Geolas HD excimer ArF laser ablation system (Coherent, Göttingen, Germany); Bruker M4 Tornado™ system | SIO, MNR; China University of Petroleum (East China), Qingdao, China; Nanjing Focu MS Technology Co. Ltd., Nanjing, China; Shanghai Chemlab Laboratory, Shanghai, China; Wuhan Sample Solution Analytical Technology Co. Ltd., Wuhan, China | EPMA: beam current of 10 nA, beam size of 1–5 μm, accelerating voltage of 20 kV. Micro-XRF: rhodium target X-ray tube operating at 50 kV and 800 nA, polycapillary lens providing a 40-μm spot size on a 20-μm raster, dwell time of 5 ms per pixel. LA-ICP-MS: 193-nm ArF excimer laser, fluence of 6 J/cm², 6 Hz repetition rate for 40 seconds (240 pulses), 30-second pre-ablation blank, total run time 70 seconds, spot size 32–44 μm, He carrier gas mixed with Ar. LA-ICP-TOF-MS: 193 nm ArF excimer laser, spot diameter ~20 µm, repetition rate ~20 Hz, laser fluence ~7 J/cm², scan speed ~4000 µm/s, He carrier gas ~600 ml/min, washout time 50 ms. S isotope MC-ICP-MS: spot size ~44 μm, pulse frequency ~2 Hz, laser fluence ~5 J/cm², He carrier gas with Ar make-up gas. | MASS-1 (Fe-Cu-Zn-S pressed pellet) and GSE-1G (synthetic basaltic glass) from the United States Geological Survey; pyrite PPP-1; chalcopyrite GBW07268; pyrrhotite SP-Po-01 (δ34S = 1.4‰ ± 0.4‰); chalcopyrite SP-CP-01 (δ34S = 5.45‰ ± 0.3‰); natural and synthetic minerals from USA SPI Supplies | 0.16967 |  |  |  | 0.64385 |  | 0 |  |  |  | 0 |  |  |  | 0 | [5 empty] | 0.093893 | [5 empty] | 0.044757 | [5 empty] | 3.9449 | [9 empty] | 5.7995 | [13 empty] | 0.011195 | [11 empty] | 0.60885 |  | 0.35037 |  | 0 | [7 empty] | 0.39284 | [5 empty] | 0.085233 | [15 empty] | 854.4793 |  | 0.10964 |  |  |  | 1.775 | [5 empty] | 0.35561 | [7 empty] | 0.23597 | [5 empty] | 0.038454 |  |  |  | 0 |  | 0.026938 | [7 empty] | 0.59531 |  |  |  |  | 2025
| Xunmei vent field, Niaochao vent field |  | Seafloor hydrothermal | Volcanic-hosted massive sulfide (VMS) | seafloor massive sulfide (SMS) | Cu, Zn, Au, Ag | Co, Pb, Sb | Cu, Zn, Au, Ag, Co, Pb, Sb |  |  | II-Py2 (n = 10)-18 | II-Py2 (n = 10)-18 | seafloor vent field |  |  |  |  | ore material | grab | grab | mineral separate | [5 empty] | mineralisation | sulfide chimney | pyrite, marcasite, chalcopyrite |  | pyrite, marcasite, chalcopyrite | multiple stages: colloform marcasite-pyrite intergrowths (outermost wall), replacement assemblages (transition layers), dense recrystallized assemblages, marcasite pseudomorphs after pyrrhotite (middle layer) | sulfide chimney | colloform, subhedral, anhedral, euhedral, dense coarse-grained, columnar pseudomorphs |  |  |  | sphalerite, pyrrhotite, anhydrite, galena, tetrahedrite, tennantite | Transverse sections (polished sections) | EMPA, LA-ICPMS, MC-ICPMS | JEOL JXA-8100 EPMA; Teledyne Cetac Technologies Analyte Excite laser ablation system coupled with an Agilent Technologies 7700x quadrupole ICP-MS; ESI NWR Image GEO 193 coupled with TOFWERK icp TOF R; Neptune Plus multicollector ICP-MS (Thermo Fisher Scientific, Bremen, Germany) coupled with a Geolas HD excimer ArF laser ablation system (Coherent, Göttingen, Germany); Bruker M4 Tornado™ system | SIO, MNR; China University of Petroleum (East China), Qingdao, China; Nanjing Focu MS Technology Co. Ltd., Nanjing, China; Shanghai Chemlab Laboratory, Shanghai, China; Wuhan Sample Solution Analytical Technology Co. Ltd., Wuhan, China | EPMA: beam current of 10 nA, beam size of 1–5 μm, accelerating voltage of 20 kV. Micro-XRF: rhodium target X-ray tube operating at 50 kV and 800 nA, polycapillary lens providing a 40-μm spot size on a 20-μm raster, dwell time of 5 ms per pixel. LA-ICP-MS: 193-nm ArF excimer laser, fluence of 6 J/cm², 6 Hz repetition rate for 40 seconds (240 pulses), 30-second pre-ablation blank, total run time 70 seconds, spot size 32–44 μm, He carrier gas mixed with Ar. LA-ICP-TOF-MS: 193 nm ArF excimer laser, spot diameter ~20 µm, repetition rate ~20 Hz, laser fluence ~7 J/cm², scan speed ~4000 µm/s, He carrier gas ~600 ml/min, washout time 50 ms. S isotope MC-ICP-MS: spot size ~44 μm, pulse frequency ~2 Hz, laser fluence ~5 J/cm², He carrier gas with Ar make-up gas. | MASS-1 (Fe-Cu-Zn-S pressed pellet) and GSE-1G (synthetic basaltic glass) from the United States Geological Survey; pyrite PPP-1; chalcopyrite GBW07268; pyrrhotite SP-Po-01 (δ34S = 1.4‰ ± 0.4‰); chalcopyrite SP-CP-01 (δ34S = 5.45‰ ± 0.3‰); natural and synthetic minerals from USA SPI Supplies | 0.13314 |  |  |  | 0.69027 |  | 0.048558 |  |  |  | 0 |  |  |  | 0.011536 | [5 empty] | 0 | [5 empty] | 0.04933 | [5 empty] | 2.9641 | [9 empty] | 5.6868 | [13 empty] | 0.008659 | [11 empty] | 0.94602 |  | 0.32244 |  | 0 | [7 empty] | 0.3687 | [5 empty] | 0.041185 | [15 empty] | 1368.0218 |  | 0.18404 |  |  |  | 1.9409 | [5 empty] | 0.28681 | [7 empty] | 0.24991 | [5 empty] | 0.076382 |  |  |  | 0.00548 |  | 0.064862 | [7 empty] | 0.58441 |  |  |  |  | 2025
| Xunmei vent field, Niaochao vent field |  | Seafloor hydrothermal | Volcanic-hosted massive sulfide (VMS) | seafloor massive sulfide (SMS) | Cu, Zn, Au, Ag | Co, Pb, Sb | Cu, Zn, Au, Ag, Co, Pb, Sb |  |  | II-Py2 (n = 10)-19 | II-Py2 (n = 10)-19 | seafloor vent field |  |  |  |  | ore material | grab | grab | mineral separate | [5 empty] | mineralisation | sulfide chimney | pyrite, marcasite, chalcopyrite |  | pyrite, marcasite, chalcopyrite | multiple stages: colloform marcasite-pyrite intergrowths (outermost wall), replacement assemblages (transition layers), dense recrystallized assemblages, marcasite pseudomorphs after pyrrhotite (middle layer) | sulfide chimney | colloform, subhedral, anhedral, euhedral, dense coarse-grained, columnar pseudomorphs |  |  |  | sphalerite, pyrrhotite, anhydrite, galena, tetrahedrite, tennantite | Transverse sections (polished sections) | EMPA, LA-ICPMS, MC-ICPMS | JEOL JXA-8100 EPMA; Teledyne Cetac Technologies Analyte Excite laser ablation system coupled with an Agilent Technologies 7700x quadrupole ICP-MS; ESI NWR Image GEO 193 coupled with TOFWERK icp TOF R; Neptune Plus multicollector ICP-MS (Thermo Fisher Scientific, Bremen, Germany) coupled with a Geolas HD excimer ArF laser ablation system (Coherent, Göttingen, Germany); Bruker M4 Tornado™ system | SIO, MNR; China University of Petroleum (East China), Qingdao, China; Nanjing Focu MS Technology Co. Ltd., Nanjing, China; Shanghai Chemlab Laboratory, Shanghai, China; Wuhan Sample Solution Analytical Technology Co. Ltd., Wuhan, China | EPMA: beam current of 10 nA, beam size of 1–5 μm, accelerating voltage of 20 kV. Micro-XRF: rhodium target X-ray tube operating at 50 kV and 800 nA, polycapillary lens providing a 40-μm spot size on a 20-μm raster, dwell time of 5 ms per pixel. LA-ICP-MS: 193-nm ArF excimer laser, fluence of 6 J/cm², 6 Hz repetition rate for 40 seconds (240 pulses), 30-second pre-ablation blank, total run time 70 seconds, spot size 32–44 μm, He carrier gas mixed with Ar. LA-ICP-TOF-MS: 193 nm ArF excimer laser, spot diameter ~20 µm, repetition rate ~20 Hz, laser fluence ~7 J/cm², scan speed ~4000 µm/s, He carrier gas ~600 ml/min, washout time 50 ms. S isotope MC-ICP-MS: spot size ~44 μm, pulse frequency ~2 Hz, laser fluence ~5 J/cm², He carrier gas with Ar make-up gas. | MASS-1 (Fe-Cu-Zn-S pressed pellet) and GSE-1G (synthetic basaltic glass) from the United States Geological Survey; pyrite PPP-1; chalcopyrite GBW07268; pyrrhotite SP-Po-01 (δ34S = 1.4‰ ± 0.4‰); chalcopyrite SP-CP-01 (δ34S = 5.45‰ ± 0.3‰); natural and synthetic minerals from USA SPI Supplies | 0.19791 |  |  |  | 0.70943 |  | 0 |  |  |  | 0 |  |  |  | 0.006612 | [5 empty] | 0 | [5 empty] | 0 | [5 empty] | 2.9923 | [9 empty] | 3.6727 | [13 empty] | 0 | [11 empty] | 1.3831 |  | 0.30745 |  | 0.074274 | [7 empty] | 0.10432 | [5 empty] | 0.059656 | [15 empty] | 1202.7703 |  | 0.13645 |  |  |  | 3.252 | [5 empty] | 0.24698 | [7 empty] | 0 | [5 empty] | 0.048386 |  |  |  | 0.005208 |  | 0.054954 | [7 empty] | 0.48482 |  |  |  |  | 2025
| Xunmei vent field, Niaochao vent field |  | Seafloor hydrothermal | Volcanic-hosted massive sulfide (VMS) | seafloor massive sulfide (SMS) | Cu, Zn, Au, Ag | Co, Pb, Sb | Cu, Zn, Au, Ag, Co, Pb, Sb |  |  | II-Py2 (n = 10)-20 | II-Py2 (n = 10)-20 | seafloor vent field |  |  |  |  | ore material | grab | grab | mineral separate | [5 empty] | mineralisation | sulfide chimney | pyrite, marcasite, chalcopyrite |  | pyrite, marcasite, chalcopyrite | multiple stages: colloform marcasite-pyrite intergrowths (outermost wall), replacement assemblages (transition layers), dense recrystallized assemblages, marcasite pseudomorphs after pyrrhotite (middle layer) | sulfide chimney | colloform, subhedral, anhedral, euhedral, dense coarse-grained, columnar pseudomorphs |  |  |  | sphalerite, pyrrhotite, anhydrite, galena, tetrahedrite, tennantite | Transverse sections (polished sections) | EMPA, LA-ICPMS, MC-ICPMS | JEOL JXA-8100 EPMA; Teledyne Cetac Technologies Analyte Excite laser ablation system coupled with an Agilent Technologies 7700x quadrupole ICP-MS; ESI NWR Image GEO 193 coupled with TOFWERK icp TOF R; Neptune Plus multicollector ICP-MS (Thermo Fisher Scientific, Bremen, Germany) coupled with a Geolas HD excimer ArF laser ablation system (Coherent, Göttingen, Germany); Bruker M4 Tornado™ system | SIO, MNR; China University of Petroleum (East China), Qingdao, China; Nanjing Focu MS Technology Co. Ltd., Nanjing, China; Shanghai Chemlab Laboratory, Shanghai, China; Wuhan Sample Solution Analytical Technology Co. Ltd., Wuhan, China | EPMA: beam current of 10 nA, beam size of 1–5 μm, accelerating voltage of 20 kV. Micro-XRF: rhodium target X-ray tube operating at 50 kV and 800 nA, polycapillary lens providing a 40-μm spot size on a 20-μm raster, dwell time of 5 ms per pixel. LA-ICP-MS: 193-nm ArF excimer laser, fluence of 6 J/cm², 6 Hz repetition rate for 40 seconds (240 pulses), 30-second pre-ablation blank, total run time 70 seconds, spot size 32–44 μm, He carrier gas mixed with Ar. LA-ICP-TOF-MS: 193 nm ArF excimer laser, spot diameter ~20 µm, repetition rate ~20 Hz, laser fluence ~7 J/cm², scan speed ~4000 µm/s, He carrier gas ~600 ml/min, washout time 50 ms. S isotope MC-ICP-MS: spot size ~44 μm, pulse frequency ~2 Hz, laser fluence ~5 J/cm², He carrier gas with Ar make-up gas. | MASS-1 (Fe-Cu-Zn-S pressed pellet) and GSE-1G (synthetic basaltic glass) from the United States Geological Survey; pyrite PPP-1; chalcopyrite GBW07268; pyrrhotite SP-Po-01 (δ34S = 1.4‰ ± 0.4‰); chalcopyrite SP-CP-01 (δ34S = 5.45‰ ± 0.3‰); natural and synthetic minerals from USA SPI Supplies | 0.10237 |  |  |  | 0.7459 |  | 0.022398 |  |  |  | 0 |  |  |  | 0 | [5 empty] | 0.12851 | [5 empty] | 0.0602 | [5 empty] | 3.5072 | [9 empty] | 5.6538 | [13 empty] | 0 | [11 empty] | 0.70165 |  | 0.30931 |  | 0 | [7 empty] | 0.51049 | [5 empty] | 0.035404 | [15 empty] | 911.9919 |  | 0.11595 |  |  |  | 1.4134 | [5 empty] | 0.26366 | [7 empty] | 0 | [5 empty] | 0.045112 |  |  |  | 0 |  | 0.052413 | [7 empty] | 0.32629 |  |  |  |  | 2025
| Xunmei vent field, Niaochao vent field |  | Seafloor hydrothermal | Volcanic-hosted massive sulfide (VMS) | seafloor massive sulfide (SMS) | Cu, Zn, Au, Ag | Co, Pb, Sb | Cu, Zn, Au, Ag, Co, Pb, Sb |  |  | II-Py2 (n = 10)-21 | II-Py2 (n = 10)-21 | seafloor vent field |  |  |  |  | ore material | grab | grab | mineral separate | [5 empty] | mineralisation | sulfide chimney | pyrite, marcasite, chalcopyrite |  | pyrite, marcasite, chalcopyrite | multiple stages: colloform marcasite-pyrite intergrowths (outermost wall), replacement assemblages (transition layers), dense recrystallized assemblages, marcasite pseudomorphs after pyrrhotite (middle layer) | sulfide chimney | colloform, subhedral, anhedral, euhedral, dense coarse-grained, columnar pseudomorphs |  |  |  | sphalerite, pyrrhotite, anhydrite, galena, tetrahedrite, tennantite | Transverse sections (polished sections) | EMPA, LA-ICPMS, MC-ICPMS | JEOL JXA-8100 EPMA; Teledyne Cetac Technologies Analyte Excite laser ablation system coupled with an Agilent Technologies 7700x quadrupole ICP-MS; ESI NWR Image GEO 193 coupled with TOFWERK icp TOF R; Neptune Plus multicollector ICP-MS (Thermo Fisher Scientific, Bremen, Germany) coupled with a Geolas HD excimer ArF laser ablation system (Coherent, Göttingen, Germany); Bruker M4 Tornado™ system | SIO, MNR; China University of Petroleum (East China), Qingdao, China; Nanjing Focu MS Technology Co. Ltd., Nanjing, China; Shanghai Chemlab Laboratory, Shanghai, China; Wuhan Sample Solution Analytical Technology Co. Ltd., Wuhan, China | EPMA: beam current of 10 nA, beam size of 1–5 μm, accelerating voltage of 20 kV. Micro-XRF: rhodium target X-ray tube operating at 50 kV and 800 nA, polycapillary lens providing a 40-μm spot size on a 20-μm raster, dwell time of 5 ms per pixel. LA-ICP-MS: 193-nm ArF excimer laser, fluence of 6 J/cm², 6 Hz repetition rate for 40 seconds (240 pulses), 30-second pre-ablation blank, total run time 70 seconds, spot size 32–44 μm, He carrier gas mixed with Ar. LA-ICP-TOF-MS: 193 nm ArF excimer laser, spot diameter ~20 µm, repetition rate ~20 Hz, laser fluence ~7 J/cm², scan speed ~4000 µm/s, He carrier gas ~600 ml/min, washout time 50 ms. S isotope MC-ICP-MS: spot size ~44 μm, pulse frequency ~2 Hz, laser fluence ~5 J/cm², He carrier gas with Ar make-up gas. | MASS-1 (Fe-Cu-Zn-S pressed pellet) and GSE-1G (synthetic basaltic glass) from the United States Geological Survey; pyrite PPP-1; chalcopyrite GBW07268; pyrrhotite SP-Po-01 (δ34S = 1.4‰ ± 0.4‰); chalcopyrite SP-CP-01 (δ34S = 5.45‰ ± 0.3‰); natural and synthetic minerals from USA SPI Supplies | 0.1233 |  |  |  | 0.83227 |  | 0 |  |  |  | 0.080563 |  |  |  | 0.013068 | [5 empty] | 0.092637 | [5 empty] | 0.028987 | [5 empty] | 3.1958 | [9 empty] | 6.6177 | [13 empty] | 0.008122 | [11 empty] | 1.0915 |  | 0.34888 |  | 0 | [7 empty] | 0.28567 | [5 empty] | 0.026063 | [15 empty] | 1183.4835 |  | 0.12462 |  |  |  | 1.3464 | [5 empty] | 0.25585 | [7 empty] | 0 | [5 empty] | 0.070769 |  |  |  | 0 |  | 0.058326 | [7 empty] | 0.33699 |  |  |  |  | 2025
| Xunmei vent field, Niaochao vent field |  | Seafloor hydrothermal | Volcanic-hosted massive sulfide (VMS) | seafloor massive sulfide (SMS) | Cu, Zn, Au, Ag | Co, Pb, Sb | Cu, Zn, Au, Ag, Co, Pb, Sb |  |  | II-Py2 (n = 10)-22 | II-Py2 (n = 10)-22 | seafloor vent field |  |  |  |  | ore material | grab | grab | mineral separate | [5 empty] | mineralisation | sulfide chimney | pyrite, marcasite, chalcopyrite |  | pyrite, marcasite, chalcopyrite | multiple stages: colloform marcasite-pyrite intergrowths (outermost wall), replacement assemblages (transition layers), dense recrystallized assemblages, marcasite pseudomorphs after pyrrhotite (middle layer) | sulfide chimney | colloform, subhedral, anhedral, euhedral, dense coarse-grained, columnar pseudomorphs |  |  |  | sphalerite, pyrrhotite, anhydrite, galena, tetrahedrite, tennantite | Transverse sections (polished sections) | EMPA, LA-ICPMS, MC-ICPMS | JEOL JXA-8100 EPMA; Teledyne Cetac Technologies Analyte Excite laser ablation system coupled with an Agilent Technologies 7700x quadrupole ICP-MS; ESI NWR Image GEO 193 coupled with TOFWERK icp TOF R; Neptune Plus multicollector ICP-MS (Thermo Fisher Scientific, Bremen, Germany) coupled with a Geolas HD excimer ArF laser ablation system (Coherent, Göttingen, Germany); Bruker M4 Tornado™ system | SIO, MNR; China University of Petroleum (East China), Qingdao, China; Nanjing Focu MS Technology Co. Ltd., Nanjing, China; Shanghai Chemlab Laboratory, Shanghai, China; Wuhan Sample Solution Analytical Technology Co. Ltd., Wuhan, China | EPMA: beam current of 10 nA, beam size of 1–5 μm, accelerating voltage of 20 kV. Micro-XRF: rhodium target X-ray tube operating at 50 kV and 800 nA, polycapillary lens providing a 40-μm spot size on a 20-μm raster, dwell time of 5 ms per pixel. LA-ICP-MS: 193-nm ArF excimer laser, fluence of 6 J/cm², 6 Hz repetition rate for 40 seconds (240 pulses), 30-second pre-ablation blank, total run time 70 seconds, spot size 32–44 μm, He carrier gas mixed with Ar. LA-ICP-TOF-MS: 193 nm ArF excimer laser, spot diameter ~20 µm, repetition rate ~20 Hz, laser fluence ~7 J/cm², scan speed ~4000 µm/s, He carrier gas ~600 ml/min, washout time 50 ms. S isotope MC-ICP-MS: spot size ~44 μm, pulse frequency ~2 Hz, laser fluence ~5 J/cm², He carrier gas with Ar make-up gas. | MASS-1 (Fe-Cu-Zn-S pressed pellet) and GSE-1G (synthetic basaltic glass) from the United States Geological Survey; pyrite PPP-1; chalcopyrite GBW07268; pyrrhotite SP-Po-01 (δ34S = 1.4‰ ± 0.4‰); chalcopyrite SP-CP-01 (δ34S = 5.45‰ ± 0.3‰); natural and synthetic minerals from USA SPI Supplies | 0.17533 |  |  |  | 0.82236 |  | 0 |  |  |  | 0.17724 |  |  |  | 0.009042 | [5 empty] | 0.12973 | [5 empty] | 0.042593 | [5 empty] | 2.7421 | [9 empty] | 5.0149 | [13 empty] | 0 | [11 empty] | 0.54435 |  | 0.39333 |  | 0 | [7 empty] | 0.1078 | [5 empty] | 0.011856 | [15 empty] | 1101.0642 |  | 0.10258 |  |  |  | 1.437 | [5 empty] | 0.28986 | [7 empty] | 0.23414 | [5 empty] | 0.045956 |  |  |  | 0.005234 |  | 0.048673 | [7 empty] | 0.3034 |  |  |  |  | 2025
| Xunmei vent field, Niaochao vent field |  | Seafloor hydrothermal | Volcanic-hosted massive sulfide (VMS) | seafloor massive sulfide (SMS) | Cu, Zn, Au, Ag | Co, Pb, Sb | Cu, Zn, Au, Ag, Co, Pb, Sb |  |  | II-Py2 (n = 10)-23 | II-Py2 (n = 10)-23 | seafloor vent field |  |  |  |  | ore material | grab | grab | mineral separate | [5 empty] | mineralisation | sulfide chimney | pyrite, marcasite, chalcopyrite |  | pyrite, marcasite, chalcopyrite | multiple stages: colloform marcasite-pyrite intergrowths (outermost wall), replacement assemblages (transition layers), dense recrystallized assemblages, marcasite pseudomorphs after pyrrhotite (middle layer) | sulfide chimney | colloform, subhedral, anhedral, euhedral, dense coarse-grained, columnar pseudomorphs |  |  |  | sphalerite, pyrrhotite, anhydrite, galena, tetrahedrite, tennantite | Transverse sections (polished sections) | EMPA, LA-ICPMS, MC-ICPMS | JEOL JXA-8100 EPMA; Teledyne Cetac Technologies Analyte Excite laser ablation system coupled with an Agilent Technologies 7700x quadrupole ICP-MS; ESI NWR Image GEO 193 coupled with TOFWERK icp TOF R; Neptune Plus multicollector ICP-MS (Thermo Fisher Scientific, Bremen, Germany) coupled with a Geolas HD excimer ArF laser ablation system (Coherent, Göttingen, Germany); Bruker M4 Tornado™ system | SIO, MNR; China University of Petroleum (East China), Qingdao, China; Nanjing Focu MS Technology Co. Ltd., Nanjing, China; Shanghai Chemlab Laboratory, Shanghai, China; Wuhan Sample Solution Analytical Technology Co. Ltd., Wuhan, China | EPMA: beam current of 10 nA, beam size of 1–5 μm, accelerating voltage of 20 kV. Micro-XRF: rhodium target X-ray tube operating at 50 kV and 800 nA, polycapillary lens providing a 40-μm spot size on a 20-μm raster, dwell time of 5 ms per pixel. LA-ICP-MS: 193-nm ArF excimer laser, fluence of 6 J/cm², 6 Hz repetition rate for 40 seconds (240 pulses), 30-second pre-ablation blank, total run time 70 seconds, spot size 32–44 μm, He carrier gas mixed with Ar. LA-ICP-TOF-MS: 193 nm ArF excimer laser, spot diameter ~20 µm, repetition rate ~20 Hz, laser fluence ~7 J/cm², scan speed ~4000 µm/s, He carrier gas ~600 ml/min, washout time 50 ms. S isotope MC-ICP-MS: spot size ~44 μm, pulse frequency ~2 Hz, laser fluence ~5 J/cm², He carrier gas with Ar make-up gas. | MASS-1 (Fe-Cu-Zn-S pressed pellet) and GSE-1G (synthetic basaltic glass) from the United States Geological Survey; pyrite PPP-1; chalcopyrite GBW07268; pyrrhotite SP-Po-01 (δ34S = 1.4‰ ± 0.4‰); chalcopyrite SP-CP-01 (δ34S = 5.45‰ ± 0.3‰); natural and synthetic minerals from USA SPI Supplies | 0.10411 |  |  |  | 0.91036 |  | 0 |  |  |  | 0 |  |  |  | 0.006557 | [5 empty] | 0 | [5 empty] | 0.042634 | [5 empty] | 3.5781 | [9 empty] | 3.9774 | [13 empty] | 0.030093 | [11 empty] | 0.39557 |  | 0.45527 |  | 0.10385 | [7 empty] | 0.39552 | [5 empty] | 0.011979 | [15 empty] | 1354.7699 |  | 0.1369 |  |  |  | 1.357 | [5 empty] | 0.22079 | [7 empty] | 0 | [5 empty] | 0.041241 |  |  |  | 0 |  | 0.041617 | [7 empty] | 0.41193 |  |  |  |  | 2025
| Xunmei vent field, Niaochao vent field |  | Seafloor hydrothermal | Volcanic-hosted massive sulfide (VMS) | seafloor massive sulfide (SMS) | Cu, Zn, Au, Ag | Co, Pb, Sb | Cu, Zn, Au, Ag, Co, Pb, Sb |  |  | II-Py2 (n = 10)-24 | II-Py2 (n = 10)-24 | seafloor vent field |  |  |  |  | ore material | grab | grab | mineral separate | [5 empty] | mineralisation | sulfide chimney | pyrite, marcasite, chalcopyrite |  | pyrite, marcasite, chalcopyrite | multiple stages: colloform marcasite-pyrite intergrowths (outermost wall), replacement assemblages (transition layers), dense recrystallized assemblages, marcasite pseudomorphs after pyrrhotite (middle layer) | sulfide chimney | colloform, subhedral, anhedral, euhedral, dense coarse-grained, columnar pseudomorphs |  |  |  | sphalerite, pyrrhotite, anhydrite, galena, tetrahedrite, tennantite | Transverse sections (polished sections) | EMPA, LA-ICPMS, MC-ICPMS | JEOL JXA-8100 EPMA; Teledyne Cetac Technologies Analyte Excite laser ablation system coupled with an Agilent Technologies 7700x quadrupole ICP-MS; ESI NWR Image GEO 193 coupled with TOFWERK icp TOF R; Neptune Plus multicollector ICP-MS (Thermo Fisher Scientific, Bremen, Germany) coupled with a Geolas HD excimer ArF laser ablation system (Coherent, Göttingen, Germany); Bruker M4 Tornado™ system | SIO, MNR; China University of Petroleum (East China), Qingdao, China; Nanjing Focu MS Technology Co. Ltd., Nanjing, China; Shanghai Chemlab Laboratory, Shanghai, China; Wuhan Sample Solution Analytical Technology Co. Ltd., Wuhan, China | EPMA: beam current of 10 nA, beam size of 1–5 μm, accelerating voltage of 20 kV. Micro-XRF: rhodium target X-ray tube operating at 50 kV and 800 nA, polycapillary lens providing a 40-μm spot size on a 20-μm raster, dwell time of 5 ms per pixel. LA-ICP-MS: 193-nm ArF excimer laser, fluence of 6 J/cm², 6 Hz repetition rate for 40 seconds (240 pulses), 30-second pre-ablation blank, total run time 70 seconds, spot size 32–44 μm, He carrier gas mixed with Ar. LA-ICP-TOF-MS: 193 nm ArF excimer laser, spot diameter ~20 µm, repetition rate ~20 Hz, laser fluence ~7 J/cm², scan speed ~4000 µm/s, He carrier gas ~600 ml/min, washout time 50 ms. S isotope MC-ICP-MS: spot size ~44 μm, pulse frequency ~2 Hz, laser fluence ~5 J/cm², He carrier gas with Ar make-up gas. | MASS-1 (Fe-Cu-Zn-S pressed pellet) and GSE-1G (synthetic basaltic glass) from the United States Geological Survey; pyrite PPP-1; chalcopyrite GBW07268; pyrrhotite SP-Po-01 (δ34S = 1.4‰ ± 0.4‰); chalcopyrite SP-CP-01 (δ34S = 5.45‰ ± 0.3‰); natural and synthetic minerals from USA SPI Supplies | 0.14908 |  |  |  | 0.86421 |  | 0.045833 |  |  |  | 0 |  |  |  | 0 | [5 empty] | 0 | [5 empty] | 0.021379 | [5 empty] | 3.4408 | [9 empty] | 4.8052 | [13 empty] | 0 | [11 empty] | 1.734 |  | 0.56499 |  | 0.15107 | [7 empty] | 0.25281 | [5 empty] | 0.043416 | [15 empty] | 1140.5032 |  | 0.10918 |  |  |  | 2.1772 | [5 empty] | 0.29563 | [7 empty] | 0 | [5 empty] | 0.060799 |  |  |  | 0 |  | 0.048975 | [7 empty] | 0.32053 |  |  |  |  | 2025
| Xunmei vent field, Niaochao vent field |  | Seafloor hydrothermal | Volcanic-hosted massive sulfide (VMS) | seafloor massive sulfide (SMS) | Cu, Zn, Au, Ag | Co, Pb, Sb | Cu, Zn, Au, Ag, Co, Pb, Sb |  |  | II-Ccp (n = 8)-12 | II-Ccp (n = 8)-12 | seafloor vent field |  |  |  |  | ore material | grab | grab | mineral separate | [5 empty] | mineralisation | sulfide chimney | pyrite, marcasite, chalcopyrite |  | pyrite, marcasite, chalcopyrite | multiple stages: colloform marcasite-pyrite intergrowths (outermost wall), replacement assemblages (transition layers), dense recrystallized assemblages, marcasite pseudomorphs after pyrrhotite (middle layer) | sulfide chimney | colloform, subhedral, anhedral, euhedral, dense coarse-grained, columnar pseudomorphs |  |  |  | sphalerite, pyrrhotite, anhydrite, galena, tetrahedrite, tennantite | Transverse sections (polished sections) | EMPA, LA-ICPMS, MC-ICPMS | JEOL JXA-8100 EPMA; Teledyne Cetac Technologies Analyte Excite laser ablation system coupled with an Agilent Technologies 7700x quadrupole ICP-MS; ESI NWR Image GEO 193 coupled with TOFWERK icp TOF R; Neptune Plus multicollector ICP-MS (Thermo Fisher Scientific, Bremen, Germany) coupled with a Geolas HD excimer ArF laser ablation system (Coherent, Göttingen, Germany); Bruker M4 Tornado™ system | SIO, MNR; China University of Petroleum (East China), Qingdao, China; Nanjing Focu MS Technology Co. Ltd., Nanjing, China; Shanghai Chemlab Laboratory, Shanghai, China; Wuhan Sample Solution Analytical Technology Co. Ltd., Wuhan, China | EPMA: beam current of 10 nA, beam size of 1–5 μm, accelerating voltage of 20 kV. Micro-XRF: rhodium target X-ray tube operating at 50 kV and 800 nA, polycapillary lens providing a 40-μm spot size on a 20-μm raster, dwell time of 5 ms per pixel. LA-ICP-MS: 193-nm ArF excimer laser, fluence of 6 J/cm², 6 Hz repetition rate for 40 seconds (240 pulses), 30-second pre-ablation blank, total run time 70 seconds, spot size 32–44 μm, He carrier gas mixed with Ar. LA-ICP-TOF-MS: 193 nm ArF excimer laser, spot diameter ~20 µm, repetition rate ~20 Hz, laser fluence ~7 J/cm², scan speed ~4000 µm/s, He carrier gas ~600 ml/min, washout time 50 ms. S isotope MC-ICP-MS: spot size ~44 μm, pulse frequency ~2 Hz, laser fluence ~5 J/cm², He carrier gas with Ar make-up gas. | MASS-1 (Fe-Cu-Zn-S pressed pellet) and GSE-1G (synthetic basaltic glass) from the United States Geological Survey; pyrite PPP-1; chalcopyrite GBW07268; pyrrhotite SP-Po-01 (δ34S = 1.4‰ ± 0.4‰); chalcopyrite SP-CP-01 (δ34S = 5.45‰ ± 0.3‰); natural and synthetic minerals from USA SPI Supplies | [147 empty] | 2025
| Xunmei vent field, Niaochao vent field |  | Seafloor hydrothermal | Volcanic-hosted massive sulfide (VMS) | seafloor massive sulfide (SMS) | Cu, Zn, Au, Ag | Co, Pb, Sb | Cu, Zn, Au, Ag, Co, Pb, Sb |  |  | II-Ccp (n = 8)-13 | II-Ccp (n = 8)-13 | seafloor vent field |  |  |  |  | ore material | grab | grab | mineral separate | [5 empty] | mineralisation | sulfide chimney | pyrite, marcasite, chalcopyrite |  | pyrite, marcasite, chalcopyrite | multiple stages: colloform marcasite-pyrite intergrowths (outermost wall), replacement assemblages (transition layers), dense recrystallized assemblages, marcasite pseudomorphs after pyrrhotite (middle layer) | sulfide chimney | colloform, subhedral, anhedral, euhedral, dense coarse-grained, columnar pseudomorphs |  |  |  | sphalerite, pyrrhotite, anhydrite, galena, tetrahedrite, tennantite | Transverse sections (polished sections) | EMPA, LA-ICPMS, MC-ICPMS | JEOL JXA-8100 EPMA; Teledyne Cetac Technologies Analyte Excite laser ablation system coupled with an Agilent Technologies 7700x quadrupole ICP-MS; ESI NWR Image GEO 193 coupled with TOFWERK icp TOF R; Neptune Plus multicollector ICP-MS (Thermo Fisher Scientific, Bremen, Germany) coupled with a Geolas HD excimer ArF laser ablation system (Coherent, Göttingen, Germany); Bruker M4 Tornado™ system | SIO, MNR; China University of Petroleum (East China), Qingdao, China; Nanjing Focu MS Technology Co. Ltd., Nanjing, China; Shanghai Chemlab Laboratory, Shanghai, China; Wuhan Sample Solution Analytical Technology Co. Ltd., Wuhan, China | EPMA: beam current of 10 nA, beam size of 1–5 μm, accelerating voltage of 20 kV. Micro-XRF: rhodium target X-ray tube operating at 50 kV and 800 nA, polycapillary lens providing a 40-μm spot size on a 20-μm raster, dwell time of 5 ms per pixel. LA-ICP-MS: 193-nm ArF excimer laser, fluence of 6 J/cm², 6 Hz repetition rate for 40 seconds (240 pulses), 30-second pre-ablation blank, total run time 70 seconds, spot size 32–44 μm, He carrier gas mixed with Ar. LA-ICP-TOF-MS: 193 nm ArF excimer laser, spot diameter ~20 µm, repetition rate ~20 Hz, laser fluence ~7 J/cm², scan speed ~4000 µm/s, He carrier gas ~600 ml/min, washout time 50 ms. S isotope MC-ICP-MS: spot size ~44 μm, pulse frequency ~2 Hz, laser fluence ~5 J/cm², He carrier gas with Ar make-up gas. | MASS-1 (Fe-Cu-Zn-S pressed pellet) and GSE-1G (synthetic basaltic glass) from the United States Geological Survey; pyrite PPP-1; chalcopyrite GBW07268; pyrrhotite SP-Po-01 (δ34S = 1.4‰ ± 0.4‰); chalcopyrite SP-CP-01 (δ34S = 5.45‰ ± 0.3‰); natural and synthetic minerals from USA SPI Supplies | 0.49102 |  |  |  | 2.9033 |  | 0 |  |  |  | 0 |  |  |  | 0.071844 | [5 empty] | 0.32361 | [5 empty] | 0 | [5 empty] | 10.6114 | [9 empty] | 25.4134 | [13 empty] | 0 | [11 empty] | 3.0056 |  | 1.3841 |  | 0 | [7 empty] | 0.96545 | [5 empty] | 0.10439 | [15 empty] | 2806.0805 |  | 0.41225 |  |  |  | 4.4632 | [5 empty] | 1.0025 | [7 empty] | 0 | [5 empty] | 0.21165 |  |  |  | 0.018915 |  | 0.20012 | [7 empty] | 2.583 |  |  |  |  | 2025
| Xunmei vent field, Niaochao vent field |  | Seafloor hydrothermal | Volcanic-hosted massive sulfide (VMS) | seafloor massive sulfide (SMS) | Cu, Zn, Au, Ag | Co, Pb, Sb | Cu, Zn, Au, Ag, Co, Pb, Sb |  |  | II-Ccp (n = 8)-14 | II-Ccp (n = 8)-14 | seafloor vent field |  |  |  |  | ore material | grab | grab | mineral separate | [5 empty] | mineralisation | sulfide chimney | pyrite, marcasite, chalcopyrite |  | pyrite, marcasite, chalcopyrite | multiple stages: colloform marcasite-pyrite intergrowths (outermost wall), replacement assemblages (transition layers), dense recrystallized assemblages, marcasite pseudomorphs after pyrrhotite (middle layer) | sulfide chimney | colloform, subhedral, anhedral, euhedral, dense coarse-grained, columnar pseudomorphs |  |  |  | sphalerite, pyrrhotite, anhydrite, galena, tetrahedrite, tennantite | Transverse sections (polished sections) | EMPA, LA-ICPMS, MC-ICPMS | JEOL JXA-8100 EPMA; Teledyne Cetac Technologies Analyte Excite laser ablation system coupled with an Agilent Technologies 7700x quadrupole ICP-MS; ESI NWR Image GEO 193 coupled with TOFWERK icp TOF R; Neptune Plus multicollector ICP-MS (Thermo Fisher Scientific, Bremen, Germany) coupled with a Geolas HD excimer ArF laser ablation system (Coherent, Göttingen, Germany); Bruker M4 Tornado™ system | SIO, MNR; China University of Petroleum (East China), Qingdao, China; Nanjing Focu MS Technology Co. Ltd., Nanjing, China; Shanghai Chemlab Laboratory, Shanghai, China; Wuhan Sample Solution Analytical Technology Co. Ltd., Wuhan, China | EPMA: beam current of 10 nA, beam size of 1–5 μm, accelerating voltage of 20 kV. Micro-XRF: rhodium target X-ray tube operating at 50 kV and 800 nA, polycapillary lens providing a 40-μm spot size on a 20-μm raster, dwell time of 5 ms per pixel. LA-ICP-MS: 193-nm ArF excimer laser, fluence of 6 J/cm², 6 Hz repetition rate for 40 seconds (240 pulses), 30-second pre-ablation blank, total run time 70 seconds, spot size 32–44 μm, He carrier gas mixed with Ar. LA-ICP-TOF-MS: 193 nm ArF excimer laser, spot diameter ~20 µm, repetition rate ~20 Hz, laser fluence ~7 J/cm², scan speed ~4000 µm/s, He carrier gas ~600 ml/min, washout time 50 ms. S isotope MC-ICP-MS: spot size ~44 μm, pulse frequency ~2 Hz, laser fluence ~5 J/cm², He carrier gas with Ar make-up gas. | MASS-1 (Fe-Cu-Zn-S pressed pellet) and GSE-1G (synthetic basaltic glass) from the United States Geological Survey; pyrite PPP-1; chalcopyrite GBW07268; pyrrhotite SP-Po-01 (δ34S = 1.4‰ ± 0.4‰); chalcopyrite SP-CP-01 (δ34S = 5.45‰ ± 0.3‰); natural and synthetic minerals from USA SPI Supplies | 0.66556 |  |  |  | 2.5827 |  | 0.087873 |  |  |  | 0 |  |  |  | 0.023921 | [5 empty] | 0 | [5 empty] | 0.071312 | [5 empty] | 10.7015 | [9 empty] | 20.1041 | [13 empty] | 0.0583 | [11 empty] | 0 |  | 1.4524 |  | 0 | [7 empty] | 0.34856 | [5 empty] | 0.1206 | [15 empty] | 3431.3411 |  | 0.46099 |  |  |  | 4.0634 | [5 empty] | 0.73347 | [7 empty] | 0 | [5 empty] | 0.2073 |  |  |  | 0.019625 |  | 0.33477 | [7 empty] | 1.8824 |  |  |  |  | 2025
| Xunmei vent field, Niaochao vent field |  | Seafloor hydrothermal | Volcanic-hosted massive sulfide (VMS) | seafloor massive sulfide (SMS) | Cu, Zn, Au, Ag | Co, Pb, Sb | Cu, Zn, Au, Ag, Co, Pb, Sb |  |  | II-Ccp (n = 8)-15 | II-Ccp (n = 8)-15 | seafloor vent field |  |  |  |  | ore material | grab | grab | mineral separate | [5 empty] | mineralisation | sulfide chimney | pyrite, marcasite, chalcopyrite |  | pyrite, marcasite, chalcopyrite | multiple stages: colloform marcasite-pyrite intergrowths (outermost wall), replacement assemblages (transition layers), dense recrystallized assemblages, marcasite pseudomorphs after pyrrhotite (middle layer) | sulfide chimney | colloform, subhedral, anhedral, euhedral, dense coarse-grained, columnar pseudomorphs |  |  |  | sphalerite, pyrrhotite, anhydrite, galena, tetrahedrite, tennantite | Transverse sections (polished sections) | EMPA, LA-ICPMS, MC-ICPMS | JEOL JXA-8100 EPMA; Teledyne Cetac Technologies Analyte Excite laser ablation system coupled with an Agilent Technologies 7700x quadrupole ICP-MS; ESI NWR Image GEO 193 coupled with TOFWERK icp TOF R; Neptune Plus multicollector ICP-MS (Thermo Fisher Scientific, Bremen, Germany) coupled with a Geolas HD excimer ArF laser ablation system (Coherent, Göttingen, Germany); Bruker M4 Tornado™ system | SIO, MNR; China University of Petroleum (East China), Qingdao, China; Nanjing Focu MS Technology Co. Ltd., Nanjing, China; Shanghai Chemlab Laboratory, Shanghai, China; Wuhan Sample Solution Analytical Technology Co. Ltd., Wuhan, China | EPMA: beam current of 10 nA, beam size of 1–5 μm, accelerating voltage of 20 kV. Micro-XRF: rhodium target X-ray tube operating at 50 kV and 800 nA, polycapillary lens providing a 40-μm spot size on a 20-μm raster, dwell time of 5 ms per pixel. LA-ICP-MS: 193-nm ArF excimer laser, fluence of 6 J/cm², 6 Hz repetition rate for 40 seconds (240 pulses), 30-second pre-ablation blank, total run time 70 seconds, spot size 32–44 μm, He carrier gas mixed with Ar. LA-ICP-TOF-MS: 193 nm ArF excimer laser, spot diameter ~20 µm, repetition rate ~20 Hz, laser fluence ~7 J/cm², scan speed ~4000 µm/s, He carrier gas ~600 ml/min, washout time 50 ms. S isotope MC-ICP-MS: spot size ~44 μm, pulse frequency ~2 Hz, laser fluence ~5 J/cm², He carrier gas with Ar make-up gas. | MASS-1 (Fe-Cu-Zn-S pressed pellet) and GSE-1G (synthetic basaltic glass) from the United States Geological Survey; pyrite PPP-1; chalcopyrite GBW07268; pyrrhotite SP-Po-01 (δ34S = 1.4‰ ± 0.4‰); chalcopyrite SP-CP-01 (δ34S = 5.45‰ ± 0.3‰); natural and synthetic minerals from USA SPI Supplies | 0.48463 |  |  |  | 3.5959 |  | 0 |  |  |  | 0 |  |  |  | 0.050632 | [5 empty] | 0 | [5 empty] | 0.075487 | [5 empty] | 12.2007 | [9 empty] | 26.3941 | [13 empty] | 0.061591 | [11 empty] | 1.4043 |  | 1.2696 |  | 0 | [7 empty] | 1.1841 | [5 empty] | 0.12729 | [15 empty] | 3386.9912 |  | 0.63161 |  |  |  | 2.0126 | [5 empty] | 0.99358 | [7 empty] | 0 | [5 empty] | 0.20499 |  |  |  | 0.020764 |  | 0.14877 | [7 empty] | 2.815 |  |  |  |  | 2025
| Xunmei vent field, Niaochao vent field |  | Seafloor hydrothermal | Volcanic-hosted massive sulfide (VMS) | seafloor massive sulfide (SMS) | Cu, Zn, Au, Ag | Co, Pb, Sb | Cu, Zn, Au, Ag, Co, Pb, Sb |  |  | II-Ccp (n = 8)-16 | II-Ccp (n = 8)-16 | seafloor vent field |  |  |  |  | ore material | grab | grab | mineral separate | [5 empty] | mineralisation | sulfide chimney | pyrite, marcasite, chalcopyrite |  | pyrite, marcasite, chalcopyrite | multiple stages: colloform marcasite-pyrite intergrowths (outermost wall), replacement assemblages (transition layers), dense recrystallized assemblages, marcasite pseudomorphs after pyrrhotite (middle layer) | sulfide chimney | colloform, subhedral, anhedral, euhedral, dense coarse-grained, columnar pseudomorphs |  |  |  | sphalerite, pyrrhotite, anhydrite, galena, tetrahedrite, tennantite | Transverse sections (polished sections) | EMPA, LA-ICPMS, MC-ICPMS | JEOL JXA-8100 EPMA; Teledyne Cetac Technologies Analyte Excite laser ablation system coupled with an Agilent Technologies 7700x quadrupole ICP-MS; ESI NWR Image GEO 193 coupled with TOFWERK icp TOF R; Neptune Plus multicollector ICP-MS (Thermo Fisher Scientific, Bremen, Germany) coupled with a Geolas HD excimer ArF laser ablation system (Coherent, Göttingen, Germany); Bruker M4 Tornado™ system | SIO, MNR; China University of Petroleum (East China), Qingdao, China; Nanjing Focu MS Technology Co. Ltd., Nanjing, China; Shanghai Chemlab Laboratory, Shanghai, China; Wuhan Sample Solution Analytical Technology Co. Ltd., Wuhan, China | EPMA: beam current of 10 nA, beam size of 1–5 μm, accelerating voltage of 20 kV. Micro-XRF: rhodium target X-ray tube operating at 50 kV and 800 nA, polycapillary lens providing a 40-μm spot size on a 20-μm raster, dwell time of 5 ms per pixel. LA-ICP-MS: 193-nm ArF excimer laser, fluence of 6 J/cm², 6 Hz repetition rate for 40 seconds (240 pulses), 30-second pre-ablation blank, total run time 70 seconds, spot size 32–44 μm, He carrier gas mixed with Ar. LA-ICP-TOF-MS: 193 nm ArF excimer laser, spot diameter ~20 µm, repetition rate ~20 Hz, laser fluence ~7 J/cm², scan speed ~4000 µm/s, He carrier gas ~600 ml/min, washout time 50 ms. S isotope MC-ICP-MS: spot size ~44 μm, pulse frequency ~2 Hz, laser fluence ~5 J/cm², He carrier gas with Ar make-up gas. | MASS-1 (Fe-Cu-Zn-S pressed pellet) and GSE-1G (synthetic basaltic glass) from the United States Geological Survey; pyrite PPP-1; chalcopyrite GBW07268; pyrrhotite SP-Po-01 (δ34S = 1.4‰ ± 0.4‰); chalcopyrite SP-CP-01 (δ34S = 5.45‰ ± 0.3‰); natural and synthetic minerals from USA SPI Supplies | 0.50483 |  |  |  | 3.1274 |  | 0.13388 |  |  |  | 0 |  |  |  | 0.04828 | [5 empty] | 0.30916 | [5 empty] | 0 | [5 empty] | 7.8612 | [9 empty] | 19.4161 | [13 empty] | 0.080127 | [11 empty] | 1.22 |  | 1.3891 |  | 0 | [7 empty] | 0.70144 | [5 empty] | 0.08001 | [15 empty] | 1817.1826 |  | 0.32562 |  |  |  | 5.2885 | [5 empty] | 0.60571 | [7 empty] | 0 | [5 empty] | 0.20464 |  |  |  | 0 |  | 0.18604 | [7 empty] | 2.161 |  |  |  |  | 2025
| Xunmei vent field, Niaochao vent field |  | Seafloor hydrothermal | Volcanic-hosted massive sulfide (VMS) | seafloor massive sulfide (SMS) | Cu, Zn, Au, Ag | Co, Pb, Sb | Cu, Zn, Au, Ag, Co, Pb, Sb |  |  | II-Ccp (n = 8)-17 | II-Ccp (n = 8)-17 | seafloor vent field |  |  |  |  | ore material | grab | grab | mineral separate | [5 empty] | mineralisation | sulfide chimney | pyrite, marcasite, chalcopyrite |  | pyrite, marcasite, chalcopyrite | multiple stages: colloform marcasite-pyrite intergrowths (outermost wall), replacement assemblages (transition layers), dense recrystallized assemblages, marcasite pseudomorphs after pyrrhotite (middle layer) | sulfide chimney | colloform, subhedral, anhedral, euhedral, dense coarse-grained, columnar pseudomorphs |  |  |  | sphalerite, pyrrhotite, anhydrite, galena, tetrahedrite, tennantite | Transverse sections (polished sections) | EMPA, LA-ICPMS, MC-ICPMS | JEOL JXA-8100 EPMA; Teledyne Cetac Technologies Analyte Excite laser ablation system coupled with an Agilent Technologies 7700x quadrupole ICP-MS; ESI NWR Image GEO 193 coupled with TOFWERK icp TOF R; Neptune Plus multicollector ICP-MS (Thermo Fisher Scientific, Bremen, Germany) coupled with a Geolas HD excimer ArF laser ablation system (Coherent, Göttingen, Germany); Bruker M4 Tornado™ system | SIO, MNR; China University of Petroleum (East China), Qingdao, China; Nanjing Focu MS Technology Co. Ltd., Nanjing, China; Shanghai Chemlab Laboratory, Shanghai, China; Wuhan Sample Solution Analytical Technology Co. Ltd., Wuhan, China | EPMA: beam current of 10 nA, beam size of 1–5 μm, accelerating voltage of 20 kV. Micro-XRF: rhodium target X-ray tube operating at 50 kV and 800 nA, polycapillary lens providing a 40-μm spot size on a 20-μm raster, dwell time of 5 ms per pixel. LA-ICP-MS: 193-nm ArF excimer laser, fluence of 6 J/cm², 6 Hz repetition rate for 40 seconds (240 pulses), 30-second pre-ablation blank, total run time 70 seconds, spot size 32–44 μm, He carrier gas mixed with Ar. LA-ICP-TOF-MS: 193 nm ArF excimer laser, spot diameter ~20 µm, repetition rate ~20 Hz, laser fluence ~7 J/cm², scan speed ~4000 µm/s, He carrier gas ~600 ml/min, washout time 50 ms. S isotope MC-ICP-MS: spot size ~44 μm, pulse frequency ~2 Hz, laser fluence ~5 J/cm², He carrier gas with Ar make-up gas. | MASS-1 (Fe-Cu-Zn-S pressed pellet) and GSE-1G (synthetic basaltic glass) from the United States Geological Survey; pyrite PPP-1; chalcopyrite GBW07268; pyrrhotite SP-Po-01 (δ34S = 1.4‰ ± 0.4‰); chalcopyrite SP-CP-01 (δ34S = 5.45‰ ± 0.3‰); natural and synthetic minerals from USA SPI Supplies | 0.55465 |  |  |  | 2.3018 |  | 0 |  |  |  | 0 |  |  |  | 0 | [5 empty] | 0 | [5 empty] | 0.12982 | [5 empty] | 13.8848 | [9 empty] | 28.1042 | [13 empty] | 0.028571 | [11 empty] | 1.2934 |  | 1.1034 |  | 0 | [7 empty] | 1.1646 | [5 empty] | 0.12566 | [15 empty] | 3075.929 |  | 0.42647 |  |  |  | 5.0257 | [5 empty] | 0.82148 | [7 empty] | 0 | [5 empty] | 0.18227 |  |  |  | 0 |  | 0.06825 | [7 empty] | 1.9359 |  |  |  |  | 2025
| Xunmei vent field, Niaochao vent field |  | Seafloor hydrothermal | Volcanic-hosted massive sulfide (VMS) | seafloor massive sulfide (SMS) | Cu, Zn, Au, Ag | Co, Pb, Sb | Cu, Zn, Au, Ag, Co, Pb, Sb |  |  | II-Ccp (n = 8)-18 | II-Ccp (n = 8)-18 | seafloor vent field |  |  |  |  | ore material | grab | grab | mineral separate | [5 empty] | mineralisation | sulfide chimney | pyrite, marcasite, chalcopyrite |  | pyrite, marcasite, chalcopyrite | multiple stages: colloform marcasite-pyrite intergrowths (outermost wall), replacement assemblages (transition layers), dense recrystallized assemblages, marcasite pseudomorphs after pyrrhotite (middle layer) | sulfide chimney | colloform, subhedral, anhedral, euhedral, dense coarse-grained, columnar pseudomorphs |  |  |  | sphalerite, pyrrhotite, anhydrite, galena, tetrahedrite, tennantite | Transverse sections (polished sections) | EMPA, LA-ICPMS, MC-ICPMS | JEOL JXA-8100 EPMA; Teledyne Cetac Technologies Analyte Excite laser ablation system coupled with an Agilent Technologies 7700x quadrupole ICP-MS; ESI NWR Image GEO 193 coupled with TOFWERK icp TOF R; Neptune Plus multicollector ICP-MS (Thermo Fisher Scientific, Bremen, Germany) coupled with a Geolas HD excimer ArF laser ablation system (Coherent, Göttingen, Germany); Bruker M4 Tornado™ system | SIO, MNR; China University of Petroleum (East China), Qingdao, China; Nanjing Focu MS Technology Co. Ltd., Nanjing, China; Shanghai Chemlab Laboratory, Shanghai, China; Wuhan Sample Solution Analytical Technology Co. Ltd., Wuhan, China | EPMA: beam current of 10 nA, beam size of 1–5 μm, accelerating voltage of 20 kV. Micro-XRF: rhodium target X-ray tube operating at 50 kV and 800 nA, polycapillary lens providing a 40-μm spot size on a 20-μm raster, dwell time of 5 ms per pixel. LA-ICP-MS: 193-nm ArF excimer laser, fluence of 6 J/cm², 6 Hz repetition rate for 40 seconds (240 pulses), 30-second pre-ablation blank, total run time 70 seconds, spot size 32–44 μm, He carrier gas mixed with Ar. LA-ICP-TOF-MS: 193 nm ArF excimer laser, spot diameter ~20 µm, repetition rate ~20 Hz, laser fluence ~7 J/cm², scan speed ~4000 µm/s, He carrier gas ~600 ml/min, washout time 50 ms. S isotope MC-ICP-MS: spot size ~44 μm, pulse frequency ~2 Hz, laser fluence ~5 J/cm², He carrier gas with Ar make-up gas. | MASS-1 (Fe-Cu-Zn-S pressed pellet) and GSE-1G (synthetic basaltic glass) from the United States Geological Survey; pyrite PPP-1; chalcopyrite GBW07268; pyrrhotite SP-Po-01 (δ34S = 1.4‰ ± 0.4‰); chalcopyrite SP-CP-01 (δ34S = 5.45‰ ± 0.3‰); natural and synthetic minerals from USA SPI Supplies | 0.49075 |  |  |  | 2.1467 |  | 0 |  |  |  | 0.22942 |  |  |  | 0.040861 | [5 empty] | 0.52396 | [5 empty] | 0 | [5 empty] | 9.9404 | [9 empty] | 16.6648 | [13 empty] | 0.022848 | [11 empty] | 4.2721 |  | 0.98454 |  | 0.20306 | [7 empty] | 0.92073 | [5 empty] | 0.055909 | [15 empty] | 2476.7567 |  | 0.2733 |  |  |  | 5.1178 | [5 empty] | 0.49082 | [7 empty] | 0 | [5 empty] | 0.13484 |  |  |  | 0 |  | 0.1957 | [7 empty] | 0.98104 |  |  |  |  | 2025
| Xunmei vent field, Niaochao vent field |  | Seafloor hydrothermal | Volcanic-hosted massive sulfide (VMS) | seafloor massive sulfide (SMS) | Cu, Zn, Au, Ag | Co, Pb, Sb | Cu, Zn, Au, Ag, Co, Pb, Sb |  |  | II-Ccp (n = 8)-19 | II-Ccp (n = 8)-19 | seafloor vent field |  |  |  |  | ore material | grab | grab | mineral separate | [5 empty] | mineralisation | sulfide chimney | pyrite, marcasite, chalcopyrite |  | pyrite, marcasite, chalcopyrite | multiple stages: colloform marcasite-pyrite intergrowths (outermost wall), replacement assemblages (transition layers), dense recrystallized assemblages, marcasite pseudomorphs after pyrrhotite (middle layer) | sulfide chimney | colloform, subhedral, anhedral, euhedral, dense coarse-grained, columnar pseudomorphs |  |  |  | sphalerite, pyrrhotite, anhydrite, galena, tetrahedrite, tennantite | Transverse sections (polished sections) | EMPA, LA-ICPMS, MC-ICPMS | JEOL JXA-8100 EPMA; Teledyne Cetac Technologies Analyte Excite laser ablation system coupled with an Agilent Technologies 7700x quadrupole ICP-MS; ESI NWR Image GEO 193 coupled with TOFWERK icp TOF R; Neptune Plus multicollector ICP-MS (Thermo Fisher Scientific, Bremen, Germany) coupled with a Geolas HD excimer ArF laser ablation system (Coherent, Göttingen, Germany); Bruker M4 Tornado™ system | SIO, MNR; China University of Petroleum (East China), Qingdao, China; Nanjing Focu MS Technology Co. Ltd., Nanjing, China; Shanghai Chemlab Laboratory, Shanghai, China; Wuhan Sample Solution Analytical Technology Co. Ltd., Wuhan, China | EPMA: beam current of 10 nA, beam size of 1–5 μm, accelerating voltage of 20 kV. Micro-XRF: rhodium target X-ray tube operating at 50 kV and 800 nA, polycapillary lens providing a 40-μm spot size on a 20-μm raster, dwell time of 5 ms per pixel. LA-ICP-MS: 193-nm ArF excimer laser, fluence of 6 J/cm², 6 Hz repetition rate for 40 seconds (240 pulses), 30-second pre-ablation blank, total run time 70 seconds, spot size 32–44 μm, He carrier gas mixed with Ar. LA-ICP-TOF-MS: 193 nm ArF excimer laser, spot diameter ~20 µm, repetition rate ~20 Hz, laser fluence ~7 J/cm², scan speed ~4000 µm/s, He carrier gas ~600 ml/min, washout time 50 ms. S isotope MC-ICP-MS: spot size ~44 μm, pulse frequency ~2 Hz, laser fluence ~5 J/cm², He carrier gas with Ar make-up gas. | MASS-1 (Fe-Cu-Zn-S pressed pellet) and GSE-1G (synthetic basaltic glass) from the United States Geological Survey; pyrite PPP-1; chalcopyrite GBW07268; pyrrhotite SP-Po-01 (δ34S = 1.4‰ ± 0.4‰); chalcopyrite SP-CP-01 (δ34S = 5.45‰ ± 0.3‰); natural and synthetic minerals from USA SPI Supplies | 0.39607 |  |  |  | 2.453 |  | 0 |  |  |  | 0 |  |  |  | 0.045574 | [5 empty] | 0.40372 | [5 empty] | 0 | [5 empty] | 8.8001 | [9 empty] | 17.8016 | [13 empty] | 0.079747 | [11 empty] | 1.5872 |  | 1.2585 |  | 0 | [7 empty] | 0.61156 | [5 empty] | 0.075616 | [15 empty] | 2180.1613 |  | 1.1882 |  |  |  | 4.4573 | [5 empty] | 0.93511 | [7 empty] | 0.71437 | [5 empty] | 0.15469 |  |  |  | 0 |  | 0.14207 | [7 empty] | 1.3759 |  |  |  |  | 2025
| Xunmei vent field, Niaochao vent field |  | Seafloor hydrothermal | Volcanic-hosted massive sulfide (VMS) | seafloor massive sulfide (SMS) | Cu, Zn, Au, Ag | Co, Pb, Sb | Cu, Zn, Au, Ag, Co, Pb, Sb |  |  | II-Ccp (n = 8)-20 | II-Ccp (n = 8)-20 | seafloor vent field |  |  |  |  | ore material | grab | grab | mineral separate | [5 empty] | mineralisation | sulfide chimney | pyrite, marcasite, chalcopyrite |  | pyrite, marcasite, chalcopyrite | multiple stages: colloform marcasite-pyrite intergrowths (outermost wall), replacement assemblages (transition layers), dense recrystallized assemblages, marcasite pseudomorphs after pyrrhotite (middle layer) | sulfide chimney | colloform, subhedral, anhedral, euhedral, dense coarse-grained, columnar pseudomorphs |  |  |  | sphalerite, pyrrhotite, anhydrite, galena, tetrahedrite, tennantite | Transverse sections (polished sections) | EMPA, LA-ICPMS, MC-ICPMS | JEOL JXA-8100 EPMA; Teledyne Cetac Technologies Analyte Excite laser ablation system coupled with an Agilent Technologies 7700x quadrupole ICP-MS; ESI NWR Image GEO 193 coupled with TOFWERK icp TOF R; Neptune Plus multicollector ICP-MS (Thermo Fisher Scientific, Bremen, Germany) coupled with a Geolas HD excimer ArF laser ablation system (Coherent, Göttingen, Germany); Bruker M4 Tornado™ system | SIO, MNR; China University of Petroleum (East China), Qingdao, China; Nanjing Focu MS Technology Co. Ltd., Nanjing, China; Shanghai Chemlab Laboratory, Shanghai, China; Wuhan Sample Solution Analytical Technology Co. Ltd., Wuhan, China | EPMA: beam current of 10 nA, beam size of 1–5 μm, accelerating voltage of 20 kV. Micro-XRF: rhodium target X-ray tube operating at 50 kV and 800 nA, polycapillary lens providing a 40-μm spot size on a 20-μm raster, dwell time of 5 ms per pixel. LA-ICP-MS: 193-nm ArF excimer laser, fluence of 6 J/cm², 6 Hz repetition rate for 40 seconds (240 pulses), 30-second pre-ablation blank, total run time 70 seconds, spot size 32–44 μm, He carrier gas mixed with Ar. LA-ICP-TOF-MS: 193 nm ArF excimer laser, spot diameter ~20 µm, repetition rate ~20 Hz, laser fluence ~7 J/cm², scan speed ~4000 µm/s, He carrier gas ~600 ml/min, washout time 50 ms. S isotope MC-ICP-MS: spot size ~44 μm, pulse frequency ~2 Hz, laser fluence ~5 J/cm², He carrier gas with Ar make-up gas. | MASS-1 (Fe-Cu-Zn-S pressed pellet) and GSE-1G (synthetic basaltic glass) from the United States Geological Survey; pyrite PPP-1; chalcopyrite GBW07268; pyrrhotite SP-Po-01 (δ34S = 1.4‰ ± 0.4‰); chalcopyrite SP-CP-01 (δ34S = 5.45‰ ± 0.3‰); natural and synthetic minerals from USA SPI Supplies | 0.71221 |  |  |  | 1.5401 |  | 0 |  |  |  | 0.34235 |  |  |  | 0.020061 | [5 empty] | 0 | [5 empty] | 0.13296 | [5 empty] | 12.7483 | [9 empty] | 24.2124 | [13 empty] | 0.049555 | [11 empty] | 3.5671 |  | 1.3267 |  | 0 | [7 empty] | 1.0436 | [5 empty] | 0.1314 | [15 empty] | 2629.5184 |  | 0.29308 |  |  |  | 2.8748 | [5 empty] | 0.97331 | [7 empty] | 0 | [5 empty] | 0.21979 |  |  |  | 0 |  | 0.058211 | [7 empty] | 1.3782 |  |  |  |  | 2025
| Xunmei vent field, Niaochao vent field |  | Seafloor hydrothermal | Volcanic-hosted massive sulfide (VMS) | seafloor massive sulfide (SMS) | Cu, Zn, Au, Ag | Co, Pb, Sb | Cu, Zn, Au, Ag, Co, Pb, Sb |  |  | II-Ccp (n = 8)-21 | II-Ccp (n = 8)-21 | seafloor vent field |  |  |  |  | ore material | grab | grab | mineral separate | [5 empty] | mineralisation | sulfide chimney | pyrite, marcasite, chalcopyrite |  | pyrite, marcasite, chalcopyrite | multiple stages: colloform marcasite-pyrite intergrowths (outermost wall), replacement assemblages (transition layers), dense recrystallized assemblages, marcasite pseudomorphs after pyrrhotite (middle layer) | sulfide chimney | colloform, subhedral, anhedral, euhedral, dense coarse-grained, columnar pseudomorphs |  |  |  | sphalerite, pyrrhotite, anhydrite, galena, tetrahedrite, tennantite | Transverse sections (polished sections) | EMPA, LA-ICPMS, MC-ICPMS | JEOL JXA-8100 EPMA; Teledyne Cetac Technologies Analyte Excite laser ablation system coupled with an Agilent Technologies 7700x quadrupole ICP-MS; ESI NWR Image GEO 193 coupled with TOFWERK icp TOF R; Neptune Plus multicollector ICP-MS (Thermo Fisher Scientific, Bremen, Germany) coupled with a Geolas HD excimer ArF laser ablation system (Coherent, Göttingen, Germany); Bruker M4 Tornado™ system | SIO, MNR; China University of Petroleum (East China), Qingdao, China; Nanjing Focu MS Technology Co. Ltd., Nanjing, China; Shanghai Chemlab Laboratory, Shanghai, China; Wuhan Sample Solution Analytical Technology Co. Ltd., Wuhan, China | EPMA: beam current of 10 nA, beam size of 1–5 μm, accelerating voltage of 20 kV. Micro-XRF: rhodium target X-ray tube operating at 50 kV and 800 nA, polycapillary lens providing a 40-μm spot size on a 20-μm raster, dwell time of 5 ms per pixel. LA-ICP-MS: 193-nm ArF excimer laser, fluence of 6 J/cm², 6 Hz repetition rate for 40 seconds (240 pulses), 30-second pre-ablation blank, total run time 70 seconds, spot size 32–44 μm, He carrier gas mixed with Ar. LA-ICP-TOF-MS: 193 nm ArF excimer laser, spot diameter ~20 µm, repetition rate ~20 Hz, laser fluence ~7 J/cm², scan speed ~4000 µm/s, He carrier gas ~600 ml/min, washout time 50 ms. S isotope MC-ICP-MS: spot size ~44 μm, pulse frequency ~2 Hz, laser fluence ~5 J/cm², He carrier gas with Ar make-up gas. | MASS-1 (Fe-Cu-Zn-S pressed pellet) and GSE-1G (synthetic basaltic glass) from the United States Geological Survey; pyrite PPP-1; chalcopyrite GBW07268; pyrrhotite SP-Po-01 (δ34S = 1.4‰ ± 0.4‰); chalcopyrite SP-CP-01 (δ34S = 5.45‰ ± 0.3‰); natural and synthetic minerals from USA SPI Supplies | [147 empty] | 2025
| Xunmei vent field, Niaochao vent field |  | Seafloor hydrothermal | Volcanic-hosted massive sulfide (VMS) | seafloor massive sulfide (SMS) | Cu, Zn, Au, Ag | Co, Pb, Sb | Cu, Zn, Au, Ag, Co, Pb, Sb |  |  | II-Ccp (n = 8)-22 | II-Ccp (n = 8)-22 | seafloor vent field |  |  |  |  | ore material | grab | grab | mineral separate | [5 empty] | mineralisation | sulfide chimney | pyrite, marcasite, chalcopyrite |  | pyrite, marcasite, chalcopyrite | multiple stages: colloform marcasite-pyrite intergrowths (outermost wall), replacement assemblages (transition layers), dense recrystallized assemblages, marcasite pseudomorphs after pyrrhotite (middle layer) | sulfide chimney | colloform, subhedral, anhedral, euhedral, dense coarse-grained, columnar pseudomorphs |  |  |  | sphalerite, pyrrhotite, anhydrite, galena, tetrahedrite, tennantite | Transverse sections (polished sections) | EMPA, LA-ICPMS, MC-ICPMS | JEOL JXA-8100 EPMA; Teledyne Cetac Technologies Analyte Excite laser ablation system coupled with an Agilent Technologies 7700x quadrupole ICP-MS; ESI NWR Image GEO 193 coupled with TOFWERK icp TOF R; Neptune Plus multicollector ICP-MS (Thermo Fisher Scientific, Bremen, Germany) coupled with a Geolas HD excimer ArF laser ablation system (Coherent, Göttingen, Germany); Bruker M4 Tornado™ system | SIO, MNR; China University of Petroleum (East China), Qingdao, China; Nanjing Focu MS Technology Co. Ltd., Nanjing, China; Shanghai Chemlab Laboratory, Shanghai, China; Wuhan Sample Solution Analytical Technology Co. Ltd., Wuhan, China | EPMA: beam current of 10 nA, beam size of 1–5 μm, accelerating voltage of 20 kV. Micro-XRF: rhodium target X-ray tube operating at 50 kV and 800 nA, polycapillary lens providing a 40-μm spot size on a 20-μm raster, dwell time of 5 ms per pixel. LA-ICP-MS: 193-nm ArF excimer laser, fluence of 6 J/cm², 6 Hz repetition rate for 40 seconds (240 pulses), 30-second pre-ablation blank, total run time 70 seconds, spot size 32–44 μm, He carrier gas mixed with Ar. LA-ICP-TOF-MS: 193 nm ArF excimer laser, spot diameter ~20 µm, repetition rate ~20 Hz, laser fluence ~7 J/cm², scan speed ~4000 µm/s, He carrier gas ~600 ml/min, washout time 50 ms. S isotope MC-ICP-MS: spot size ~44 μm, pulse frequency ~2 Hz, laser fluence ~5 J/cm², He carrier gas with Ar make-up gas. | MASS-1 (Fe-Cu-Zn-S pressed pellet) and GSE-1G (synthetic basaltic glass) from the United States Geological Survey; pyrite PPP-1; chalcopyrite GBW07268; pyrrhotite SP-Po-01 (δ34S = 1.4‰ ± 0.4‰); chalcopyrite SP-CP-01 (δ34S = 5.45‰ ± 0.3‰); natural and synthetic minerals from USA SPI Supplies | [147 empty] | 2025
| Xunmei vent field, Niaochao vent field |  | Seafloor hydrothermal | Volcanic-hosted massive sulfide (VMS) | seafloor massive sulfide (SMS) | Cu, Zn, Au, Ag | Co, Pb, Sb | Cu, Zn, Au, Ag, Co, Pb, Sb |  |  | Error (1 Sigma)-1 | Error (1 Sigma)-1 | seafloor vent field |  |  |  |  | ore material | grab | grab | mineral separate | [5 empty] | mineralisation | sulfide chimney | pyrite, marcasite, chalcopyrite |  | pyrite, marcasite, chalcopyrite | multiple stages: colloform marcasite-pyrite intergrowths (outermost wall), replacement assemblages (transition layers), dense recrystallized assemblages, marcasite pseudomorphs after pyrrhotite (middle layer) | sulfide chimney | colloform, subhedral, anhedral, euhedral, dense coarse-grained, columnar pseudomorphs |  |  |  | sphalerite, pyrrhotite, anhydrite, galena, tetrahedrite, tennantite | Transverse sections (polished sections) | EMPA, LA-ICPMS, MC-ICPMS | JEOL JXA-8100 EPMA; Teledyne Cetac Technologies Analyte Excite laser ablation system coupled with an Agilent Technologies 7700x quadrupole ICP-MS; ESI NWR Image GEO 193 coupled with TOFWERK icp TOF R; Neptune Plus multicollector ICP-MS (Thermo Fisher Scientific, Bremen, Germany) coupled with a Geolas HD excimer ArF laser ablation system (Coherent, Göttingen, Germany); Bruker M4 Tornado™ system | SIO, MNR; China University of Petroleum (East China), Qingdao, China; Nanjing Focu MS Technology Co. Ltd., Nanjing, China; Shanghai Chemlab Laboratory, Shanghai, China; Wuhan Sample Solution Analytical Technology Co. Ltd., Wuhan, China | EPMA: beam current of 10 nA, beam size of 1–5 μm, accelerating voltage of 20 kV. Micro-XRF: rhodium target X-ray tube operating at 50 kV and 800 nA, polycapillary lens providing a 40-μm spot size on a 20-μm raster, dwell time of 5 ms per pixel. LA-ICP-MS: 193-nm ArF excimer laser, fluence of 6 J/cm², 6 Hz repetition rate for 40 seconds (240 pulses), 30-second pre-ablation blank, total run time 70 seconds, spot size 32–44 μm, He carrier gas mixed with Ar. LA-ICP-TOF-MS: 193 nm ArF excimer laser, spot diameter ~20 µm, repetition rate ~20 Hz, laser fluence ~7 J/cm², scan speed ~4000 µm/s, He carrier gas ~600 ml/min, washout time 50 ms. S isotope MC-ICP-MS: spot size ~44 μm, pulse frequency ~2 Hz, laser fluence ~5 J/cm², He carrier gas with Ar make-up gas. | MASS-1 (Fe-Cu-Zn-S pressed pellet) and GSE-1G (synthetic basaltic glass) from the United States Geological Survey; pyrite PPP-1; chalcopyrite GBW07268; pyrrhotite SP-Po-01 (δ34S = 1.4‰ ± 0.4‰); chalcopyrite SP-CP-01 (δ34S = 5.45‰ ± 0.3‰); natural and synthetic minerals from USA SPI Supplies | [147 empty] | 2025
| Xunmei vent field, Niaochao vent field |  | Seafloor hydrothermal | Volcanic-hosted massive sulfide (VMS) | seafloor massive sulfide (SMS) | Cu, Zn, Au, Ag | Co, Pb, Sb | Cu, Zn, Au, Ag, Co, Pb, Sb |  |  | Xunmei vent field-3 | Xunmei vent field-3 | seafloor vent field |  |  |  |  | ore material | grab | grab | mineral separate | [5 empty] | mineralisation | sulfide chimney | pyrite, marcasite, chalcopyrite |  | pyrite, marcasite, chalcopyrite | multiple stages: colloform marcasite-pyrite intergrowths (outermost wall), replacement assemblages (transition layers), dense recrystallized assemblages, marcasite pseudomorphs after pyrrhotite (middle layer) | sulfide chimney | colloform, subhedral, anhedral, euhedral, dense coarse-grained, columnar pseudomorphs |  |  |  | sphalerite, pyrrhotite, anhydrite, galena, tetrahedrite, tennantite | Transverse sections (polished sections) | EMPA, LA-ICPMS, MC-ICPMS | JEOL JXA-8100 EPMA; Teledyne Cetac Technologies Analyte Excite laser ablation system coupled with an Agilent Technologies 7700x quadrupole ICP-MS; ESI NWR Image GEO 193 coupled with TOFWERK icp TOF R; Neptune Plus multicollector ICP-MS (Thermo Fisher Scientific, Bremen, Germany) coupled with a Geolas HD excimer ArF laser ablation system (Coherent, Göttingen, Germany); Bruker M4 Tornado™ system | SIO, MNR; China University of Petroleum (East China), Qingdao, China; Nanjing Focu MS Technology Co. Ltd., Nanjing, China; Shanghai Chemlab Laboratory, Shanghai, China; Wuhan Sample Solution Analytical Technology Co. Ltd., Wuhan, China | EPMA: beam current of 10 nA, beam size of 1–5 μm, accelerating voltage of 20 kV. Micro-XRF: rhodium target X-ray tube operating at 50 kV and 800 nA, polycapillary lens providing a 40-μm spot size on a 20-μm raster, dwell time of 5 ms per pixel. LA-ICP-MS: 193-nm ArF excimer laser, fluence of 6 J/cm², 6 Hz repetition rate for 40 seconds (240 pulses), 30-second pre-ablation blank, total run time 70 seconds, spot size 32–44 μm, He carrier gas mixed with Ar. LA-ICP-TOF-MS: 193 nm ArF excimer laser, spot diameter ~20 µm, repetition rate ~20 Hz, laser fluence ~7 J/cm², scan speed ~4000 µm/s, He carrier gas ~600 ml/min, washout time 50 ms. S isotope MC-ICP-MS: spot size ~44 μm, pulse frequency ~2 Hz, laser fluence ~5 J/cm², He carrier gas with Ar make-up gas. | MASS-1 (Fe-Cu-Zn-S pressed pellet) and GSE-1G (synthetic basaltic glass) from the United States Geological Survey; pyrite PPP-1; chalcopyrite GBW07268; pyrrhotite SP-Po-01 (δ34S = 1.4‰ ± 0.4‰); chalcopyrite SP-CP-01 (δ34S = 5.45‰ ± 0.3‰); natural and synthetic minerals from USA SPI Supplies | [147 empty] | 2025
| Xunmei vent field, Niaochao vent field |  | Seafloor hydrothermal | Volcanic-hosted massive sulfide (VMS) | seafloor massive sulfide (SMS) | Cu, Zn, Au, Ag | Co, Pb, Sb | Cu, Zn, Au, Ag, Co, Pb, Sb |  |  | I-Mrc1 (n=9)-22 | I-Mrc1 (n=9)-22 | seafloor vent field |  |  |  |  | ore material | grab | grab | mineral separate | [5 empty] | mineralisation | sulfide chimney | pyrite, marcasite, chalcopyrite |  | pyrite, marcasite, chalcopyrite | multiple stages: colloform marcasite-pyrite intergrowths (outermost wall), replacement assemblages (transition layers), dense recrystallized assemblages, marcasite pseudomorphs after pyrrhotite (middle layer) | sulfide chimney | colloform, subhedral, anhedral, euhedral, dense coarse-grained, columnar pseudomorphs |  |  |  | sphalerite, pyrrhotite, anhydrite, galena, tetrahedrite, tennantite | Transverse sections (polished sections) | EMPA, LA-ICPMS, MC-ICPMS | JEOL JXA-8100 EPMA; Teledyne Cetac Technologies Analyte Excite laser ablation system coupled with an Agilent Technologies 7700x quadrupole ICP-MS; ESI NWR Image GEO 193 coupled with TOFWERK icp TOF R; Neptune Plus multicollector ICP-MS (Thermo Fisher Scientific, Bremen, Germany) coupled with a Geolas HD excimer ArF laser ablation system (Coherent, Göttingen, Germany); Bruker M4 Tornado™ system | SIO, MNR; China University of Petroleum (East China), Qingdao, China; Nanjing Focu MS Technology Co. Ltd., Nanjing, China; Shanghai Chemlab Laboratory, Shanghai, China; Wuhan Sample Solution Analytical Technology Co. Ltd., Wuhan, China | EPMA: beam current of 10 nA, beam size of 1–5 μm, accelerating voltage of 20 kV. Micro-XRF: rhodium target X-ray tube operating at 50 kV and 800 nA, polycapillary lens providing a 40-μm spot size on a 20-μm raster, dwell time of 5 ms per pixel. LA-ICP-MS: 193-nm ArF excimer laser, fluence of 6 J/cm², 6 Hz repetition rate for 40 seconds (240 pulses), 30-second pre-ablation blank, total run time 70 seconds, spot size 32–44 μm, He carrier gas mixed with Ar. LA-ICP-TOF-MS: 193 nm ArF excimer laser, spot diameter ~20 µm, repetition rate ~20 Hz, laser fluence ~7 J/cm², scan speed ~4000 µm/s, He carrier gas ~600 ml/min, washout time 50 ms. S isotope MC-ICP-MS: spot size ~44 μm, pulse frequency ~2 Hz, laser fluence ~5 J/cm², He carrier gas with Ar make-up gas. | MASS-1 (Fe-Cu-Zn-S pressed pellet) and GSE-1G (synthetic basaltic glass) from the United States Geological Survey; pyrite PPP-1; chalcopyrite GBW07268; pyrrhotite SP-Po-01 (δ34S = 1.4‰ ± 0.4‰); chalcopyrite SP-CP-01 (δ34S = 5.45‰ ± 0.3‰); natural and synthetic minerals from USA SPI Supplies | 0.85403 |  |  |  | 4.6923 |  | 0.024666 |  |  |  | 0.037296 |  |  |  | 0.003846 | [5 empty] | 0.2257 | [5 empty] | 11.2046 | [5 empty] | 439.6227 | [9 empty] | 15479.1408 | [13 empty] | 0.059784 | [11 empty] | 1.0996 |  | 8.0759 |  | 4.0463 | [7 empty] | 0.15526 | [5 empty] | 5.2583 | [15 empty] | 10205.9323 |  | 0.085442 |  |  |  | 0.80548 | [5 empty] | 0.061682 | [7 empty] | 0.073035 | [5 empty] | 0.94656 |  |  |  | 0.252 |  | 0.55997 | [7 empty] | 25.2621 |  |  |  |  | 2025
| Xunmei vent field, Niaochao vent field |  | Seafloor hydrothermal | Volcanic-hosted massive sulfide (VMS) | seafloor massive sulfide (SMS) | Cu, Zn, Au, Ag | Co, Pb, Sb | Cu, Zn, Au, Ag, Co, Pb, Sb |  |  | I-Mrc1 (n=9)-23 | I-Mrc1 (n=9)-23 | seafloor vent field |  |  |  |  | ore material | grab | grab | mineral separate | [5 empty] | mineralisation | sulfide chimney | pyrite, marcasite, chalcopyrite |  | pyrite, marcasite, chalcopyrite | multiple stages: colloform marcasite-pyrite intergrowths (outermost wall), replacement assemblages (transition layers), dense recrystallized assemblages, marcasite pseudomorphs after pyrrhotite (middle layer) | sulfide chimney | colloform, subhedral, anhedral, euhedral, dense coarse-grained, columnar pseudomorphs |  |  |  | sphalerite, pyrrhotite, anhydrite, galena, tetrahedrite, tennantite | Transverse sections (polished sections) | EMPA, LA-ICPMS, MC-ICPMS | JEOL JXA-8100 EPMA; Teledyne Cetac Technologies Analyte Excite laser ablation system coupled with an Agilent Technologies 7700x quadrupole ICP-MS; ESI NWR Image GEO 193 coupled with TOFWERK icp TOF R; Neptune Plus multicollector ICP-MS (Thermo Fisher Scientific, Bremen, Germany) coupled with a Geolas HD excimer ArF laser ablation system (Coherent, Göttingen, Germany); Bruker M4 Tornado™ system | SIO, MNR; China University of Petroleum (East China), Qingdao, China; Nanjing Focu MS Technology Co. Ltd., Nanjing, China; Shanghai Chemlab Laboratory, Shanghai, China; Wuhan Sample Solution Analytical Technology Co. Ltd., Wuhan, China | EPMA: beam current of 10 nA, beam size of 1–5 μm, accelerating voltage of 20 kV. Micro-XRF: rhodium target X-ray tube operating at 50 kV and 800 nA, polycapillary lens providing a 40-μm spot size on a 20-μm raster, dwell time of 5 ms per pixel. LA-ICP-MS: 193-nm ArF excimer laser, fluence of 6 J/cm², 6 Hz repetition rate for 40 seconds (240 pulses), 30-second pre-ablation blank, total run time 70 seconds, spot size 32–44 μm, He carrier gas mixed with Ar. LA-ICP-TOF-MS: 193 nm ArF excimer laser, spot diameter ~20 µm, repetition rate ~20 Hz, laser fluence ~7 J/cm², scan speed ~4000 µm/s, He carrier gas ~600 ml/min, washout time 50 ms. S isotope MC-ICP-MS: spot size ~44 μm, pulse frequency ~2 Hz, laser fluence ~5 J/cm², He carrier gas with Ar make-up gas. | MASS-1 (Fe-Cu-Zn-S pressed pellet) and GSE-1G (synthetic basaltic glass) from the United States Geological Survey; pyrite PPP-1; chalcopyrite GBW07268; pyrrhotite SP-Po-01 (δ34S = 1.4‰ ± 0.4‰); chalcopyrite SP-CP-01 (δ34S = 5.45‰ ± 0.3‰); natural and synthetic minerals from USA SPI Supplies | 0.82822 |  |  |  | 3.4244 |  | 0.026701 |  |  |  | 0.021296 |  |  |  | 0.002818 | [5 empty] | 0.2265 | [5 empty] | 9.9062 | [5 empty] | 39.97 | [9 empty] | 10275.9645 | [13 empty] | 0.017587 | [11 empty] | 0.58623 |  | 4.7801 |  | 10.5351 | [7 empty] | 0.14309 | [5 empty] | 2.714 | [15 empty] | 9293.5104 |  | 0.081776 |  |  |  | 0.6458 | [5 empty] | 0.050777 | [7 empty] | 0.055353 | [5 empty] | 0.73826 |  |  |  | 0.017624 |  | 0.23054 | [7 empty] | 88.1304 |  |  |  |  | 2025
| Xunmei vent field, Niaochao vent field |  | Seafloor hydrothermal | Volcanic-hosted massive sulfide (VMS) | seafloor massive sulfide (SMS) | Cu, Zn, Au, Ag | Co, Pb, Sb | Cu, Zn, Au, Ag, Co, Pb, Sb |  |  | I-Mrc1 (n=9)-24 | I-Mrc1 (n=9)-24 | seafloor vent field |  |  |  |  | ore material | grab | grab | mineral separate | [5 empty] | mineralisation | sulfide chimney | pyrite, marcasite, chalcopyrite |  | pyrite, marcasite, chalcopyrite | multiple stages: colloform marcasite-pyrite intergrowths (outermost wall), replacement assemblages (transition layers), dense recrystallized assemblages, marcasite pseudomorphs after pyrrhotite (middle layer) | sulfide chimney | colloform, subhedral, anhedral, euhedral, dense coarse-grained, columnar pseudomorphs |  |  |  | sphalerite, pyrrhotite, anhydrite, galena, tetrahedrite, tennantite | Transverse sections (polished sections) | EMPA, LA-ICPMS, MC-ICPMS | JEOL JXA-8100 EPMA; Teledyne Cetac Technologies Analyte Excite laser ablation system coupled with an Agilent Technologies 7700x quadrupole ICP-MS; ESI NWR Image GEO 193 coupled with TOFWERK icp TOF R; Neptune Plus multicollector ICP-MS (Thermo Fisher Scientific, Bremen, Germany) coupled with a Geolas HD excimer ArF laser ablation system (Coherent, Göttingen, Germany); Bruker M4 Tornado™ system | SIO, MNR; China University of Petroleum (East China), Qingdao, China; Nanjing Focu MS Technology Co. Ltd., Nanjing, China; Shanghai Chemlab Laboratory, Shanghai, China; Wuhan Sample Solution Analytical Technology Co. Ltd., Wuhan, China | EPMA: beam current of 10 nA, beam size of 1–5 μm, accelerating voltage of 20 kV. Micro-XRF: rhodium target X-ray tube operating at 50 kV and 800 nA, polycapillary lens providing a 40-μm spot size on a 20-μm raster, dwell time of 5 ms per pixel. LA-ICP-MS: 193-nm ArF excimer laser, fluence of 6 J/cm², 6 Hz repetition rate for 40 seconds (240 pulses), 30-second pre-ablation blank, total run time 70 seconds, spot size 32–44 μm, He carrier gas mixed with Ar. LA-ICP-TOF-MS: 193 nm ArF excimer laser, spot diameter ~20 µm, repetition rate ~20 Hz, laser fluence ~7 J/cm², scan speed ~4000 µm/s, He carrier gas ~600 ml/min, washout time 50 ms. S isotope MC-ICP-MS: spot size ~44 μm, pulse frequency ~2 Hz, laser fluence ~5 J/cm², He carrier gas with Ar make-up gas. | MASS-1 (Fe-Cu-Zn-S pressed pellet) and GSE-1G (synthetic basaltic glass) from the United States Geological Survey; pyrite PPP-1; chalcopyrite GBW07268; pyrrhotite SP-Po-01 (δ34S = 1.4‰ ± 0.4‰); chalcopyrite SP-CP-01 (δ34S = 5.45‰ ± 0.3‰); natural and synthetic minerals from USA SPI Supplies | 1.0574 |  |  |  | 2.6834 |  | 0.035199 |  |  |  | 0.047641 |  |  |  | 0.002079 | [5 empty] | 0.11987 | [5 empty] | 15.3036 | [5 empty] | 77.2114 | [9 empty] | 7658.0917 | [13 empty] | 0.011861 | [11 empty] | 0.64693 |  | 7.856 |  | 0.96872 | [7 empty] | 0.15107 | [5 empty] | 3.3086 | [15 empty] | 10156.6197 |  | 0.074988 |  |  |  | 0.58309 | [5 empty] | 0.042965 | [7 empty] | 0.078932 | [5 empty] | 0.65619 |  |  |  | 0.090764 |  | 0.23772 | [7 empty] | 26.1588 |  |  |  |  | 2025
| Xunmei vent field, Niaochao vent field |  | Seafloor hydrothermal | Volcanic-hosted massive sulfide (VMS) | seafloor massive sulfide (SMS) | Cu, Zn, Au, Ag | Co, Pb, Sb | Cu, Zn, Au, Ag, Co, Pb, Sb |  |  | I-Mrc1 (n=9)-25 | I-Mrc1 (n=9)-25 | seafloor vent field |  |  |  |  | ore material | grab | grab | mineral separate | [5 empty] | mineralisation | sulfide chimney | pyrite, marcasite, chalcopyrite |  | pyrite, marcasite, chalcopyrite | multiple stages: colloform marcasite-pyrite intergrowths (outermost wall), replacement assemblages (transition layers), dense recrystallized assemblages, marcasite pseudomorphs after pyrrhotite (middle layer) | sulfide chimney | colloform, subhedral, anhedral, euhedral, dense coarse-grained, columnar pseudomorphs |  |  |  | sphalerite, pyrrhotite, anhydrite, galena, tetrahedrite, tennantite | Transverse sections (polished sections) | EMPA, LA-ICPMS, MC-ICPMS | JEOL JXA-8100 EPMA; Teledyne Cetac Technologies Analyte Excite laser ablation system coupled with an Agilent Technologies 7700x quadrupole ICP-MS; ESI NWR Image GEO 193 coupled with TOFWERK icp TOF R; Neptune Plus multicollector ICP-MS (Thermo Fisher Scientific, Bremen, Germany) coupled with a Geolas HD excimer ArF laser ablation system (Coherent, Göttingen, Germany); Bruker M4 Tornado™ system | SIO, MNR; China University of Petroleum (East China), Qingdao, China; Nanjing Focu MS Technology Co. Ltd., Nanjing, China; Shanghai Chemlab Laboratory, Shanghai, China; Wuhan Sample Solution Analytical Technology Co. Ltd., Wuhan, China | EPMA: beam current of 10 nA, beam size of 1–5 μm, accelerating voltage of 20 kV. Micro-XRF: rhodium target X-ray tube operating at 50 kV and 800 nA, polycapillary lens providing a 40-μm spot size on a 20-μm raster, dwell time of 5 ms per pixel. LA-ICP-MS: 193-nm ArF excimer laser, fluence of 6 J/cm², 6 Hz repetition rate for 40 seconds (240 pulses), 30-second pre-ablation blank, total run time 70 seconds, spot size 32–44 μm, He carrier gas mixed with Ar. LA-ICP-TOF-MS: 193 nm ArF excimer laser, spot diameter ~20 µm, repetition rate ~20 Hz, laser fluence ~7 J/cm², scan speed ~4000 µm/s, He carrier gas ~600 ml/min, washout time 50 ms. S isotope MC-ICP-MS: spot size ~44 μm, pulse frequency ~2 Hz, laser fluence ~5 J/cm², He carrier gas with Ar make-up gas. | MASS-1 (Fe-Cu-Zn-S pressed pellet) and GSE-1G (synthetic basaltic glass) from the United States Geological Survey; pyrite PPP-1; chalcopyrite GBW07268; pyrrhotite SP-Po-01 (δ34S = 1.4‰ ± 0.4‰); chalcopyrite SP-CP-01 (δ34S = 5.45‰ ± 0.3‰); natural and synthetic minerals from USA SPI Supplies | 1.4519 |  |  |  | 9.4093 |  | 0.03085 |  |  |  | 0.026447 |  |  |  | 0.003706 | [5 empty] | 0.19712 | [5 empty] | 12.1216 | [5 empty] | 101.279 | [9 empty] | 10631.5359 | [13 empty] | 0.012645 | [11 empty] | 0.68634 |  | 6.2285 |  | 7.6663 | [7 empty] | 0.17206 | [5 empty] | 2.0431 | [15 empty] | 10071.0979 |  | 0.087623 |  |  |  | 0.37505 | [5 empty] | 0.042981 | [7 empty] | 0.027939 | [5 empty] | 2.5625 |  |  |  | 0.025825 |  | 0.1933 | [7 empty] | 126.002 |  |  |  |  | 2025
| Xunmei vent field, Niaochao vent field |  | Seafloor hydrothermal | Volcanic-hosted massive sulfide (VMS) | seafloor massive sulfide (SMS) | Cu, Zn, Au, Ag | Co, Pb, Sb | Cu, Zn, Au, Ag, Co, Pb, Sb |  |  | I-Mrc1 (n=9)-26 | I-Mrc1 (n=9)-26 | seafloor vent field |  |  |  |  | ore material | grab | grab | mineral separate | [5 empty] | mineralisation | sulfide chimney | pyrite, marcasite, chalcopyrite |  | pyrite, marcasite, chalcopyrite | multiple stages: colloform marcasite-pyrite intergrowths (outermost wall), replacement assemblages (transition layers), dense recrystallized assemblages, marcasite pseudomorphs after pyrrhotite (middle layer) | sulfide chimney | colloform, subhedral, anhedral, euhedral, dense coarse-grained, columnar pseudomorphs |  |  |  | sphalerite, pyrrhotite, anhydrite, galena, tetrahedrite, tennantite | Transverse sections (polished sections) | EMPA, LA-ICPMS, MC-ICPMS | JEOL JXA-8100 EPMA; Teledyne Cetac Technologies Analyte Excite laser ablation system coupled with an Agilent Technologies 7700x quadrupole ICP-MS; ESI NWR Image GEO 193 coupled with TOFWERK icp TOF R; Neptune Plus multicollector ICP-MS (Thermo Fisher Scientific, Bremen, Germany) coupled with a Geolas HD excimer ArF laser ablation system (Coherent, Göttingen, Germany); Bruker M4 Tornado™ system | SIO, MNR; China University of Petroleum (East China), Qingdao, China; Nanjing Focu MS Technology Co. Ltd., Nanjing, China; Shanghai Chemlab Laboratory, Shanghai, China; Wuhan Sample Solution Analytical Technology Co. Ltd., Wuhan, China | EPMA: beam current of 10 nA, beam size of 1–5 μm, accelerating voltage of 20 kV. Micro-XRF: rhodium target X-ray tube operating at 50 kV and 800 nA, polycapillary lens providing a 40-μm spot size on a 20-μm raster, dwell time of 5 ms per pixel. LA-ICP-MS: 193-nm ArF excimer laser, fluence of 6 J/cm², 6 Hz repetition rate for 40 seconds (240 pulses), 30-second pre-ablation blank, total run time 70 seconds, spot size 32–44 μm, He carrier gas mixed with Ar. LA-ICP-TOF-MS: 193 nm ArF excimer laser, spot diameter ~20 µm, repetition rate ~20 Hz, laser fluence ~7 J/cm², scan speed ~4000 µm/s, He carrier gas ~600 ml/min, washout time 50 ms. S isotope MC-ICP-MS: spot size ~44 μm, pulse frequency ~2 Hz, laser fluence ~5 J/cm², He carrier gas with Ar make-up gas. | MASS-1 (Fe-Cu-Zn-S pressed pellet) and GSE-1G (synthetic basaltic glass) from the United States Geological Survey; pyrite PPP-1; chalcopyrite GBW07268; pyrrhotite SP-Po-01 (δ34S = 1.4‰ ± 0.4‰); chalcopyrite SP-CP-01 (δ34S = 5.45‰ ± 0.3‰); natural and synthetic minerals from USA SPI Supplies | 3.0313 |  |  |  | 2.8515 |  | 0.047412 |  |  |  | 0.025096 |  |  |  | 0.002141 | [5 empty] | 0.13809 | [5 empty] | 101.2801 | [5 empty] | 90.2542 | [9 empty] | 10352.5194 | [13 empty] | 0.007786 | [11 empty] | 1.3203 |  | 10.0131 |  | 2.1417 | [7 empty] | 0.37102 | [5 empty] | 5.2785 | [15 empty] | 10865.2975 |  | 0.078985 |  |  |  | 0.3427 | [5 empty] | 0.042524 | [7 empty] | 0.073784 | [5 empty] | 1.409 |  |  |  | 0.054529 |  | 0.037732 | [7 empty] | 14.9719 |  |  |  |  | 2025
| Xunmei vent field, Niaochao vent field |  | Seafloor hydrothermal | Volcanic-hosted massive sulfide (VMS) | seafloor massive sulfide (SMS) | Cu, Zn, Au, Ag | Co, Pb, Sb | Cu, Zn, Au, Ag, Co, Pb, Sb |  |  | I-Mrc1 (n=9)-27 | I-Mrc1 (n=9)-27 | seafloor vent field |  |  |  |  | ore material | grab | grab | mineral separate | [5 empty] | mineralisation | sulfide chimney | pyrite, marcasite, chalcopyrite |  | pyrite, marcasite, chalcopyrite | multiple stages: colloform marcasite-pyrite intergrowths (outermost wall), replacement assemblages (transition layers), dense recrystallized assemblages, marcasite pseudomorphs after pyrrhotite (middle layer) | sulfide chimney | colloform, subhedral, anhedral, euhedral, dense coarse-grained, columnar pseudomorphs |  |  |  | sphalerite, pyrrhotite, anhydrite, galena, tetrahedrite, tennantite | Transverse sections (polished sections) | EMPA, LA-ICPMS, MC-ICPMS | JEOL JXA-8100 EPMA; Teledyne Cetac Technologies Analyte Excite laser ablation system coupled with an Agilent Technologies 7700x quadrupole ICP-MS; ESI NWR Image GEO 193 coupled with TOFWERK icp TOF R; Neptune Plus multicollector ICP-MS (Thermo Fisher Scientific, Bremen, Germany) coupled with a Geolas HD excimer ArF laser ablation system (Coherent, Göttingen, Germany); Bruker M4 Tornado™ system | SIO, MNR; China University of Petroleum (East China), Qingdao, China; Nanjing Focu MS Technology Co. Ltd., Nanjing, China; Shanghai Chemlab Laboratory, Shanghai, China; Wuhan Sample Solution Analytical Technology Co. Ltd., Wuhan, China | EPMA: beam current of 10 nA, beam size of 1–5 μm, accelerating voltage of 20 kV. Micro-XRF: rhodium target X-ray tube operating at 50 kV and 800 nA, polycapillary lens providing a 40-μm spot size on a 20-μm raster, dwell time of 5 ms per pixel. LA-ICP-MS: 193-nm ArF excimer laser, fluence of 6 J/cm², 6 Hz repetition rate for 40 seconds (240 pulses), 30-second pre-ablation blank, total run time 70 seconds, spot size 32–44 μm, He carrier gas mixed with Ar. LA-ICP-TOF-MS: 193 nm ArF excimer laser, spot diameter ~20 µm, repetition rate ~20 Hz, laser fluence ~7 J/cm², scan speed ~4000 µm/s, He carrier gas ~600 ml/min, washout time 50 ms. S isotope MC-ICP-MS: spot size ~44 μm, pulse frequency ~2 Hz, laser fluence ~5 J/cm², He carrier gas with Ar make-up gas. | MASS-1 (Fe-Cu-Zn-S pressed pellet) and GSE-1G (synthetic basaltic glass) from the United States Geological Survey; pyrite PPP-1; chalcopyrite GBW07268; pyrrhotite SP-Po-01 (δ34S = 1.4‰ ± 0.4‰); chalcopyrite SP-CP-01 (δ34S = 5.45‰ ± 0.3‰); natural and synthetic minerals from USA SPI Supplies | 1.5893 |  |  |  | 4.4909 |  | 0.033066 |  |  |  | 0.038681 |  |  |  | 0.002381 | [5 empty] | 0.13533 | [5 empty] | 31.7725 | [5 empty] | 229.1667 | [9 empty] | 12757.6996 | [13 empty] | 0.020266 | [11 empty] | 3.908 |  | 15.6796 |  | 67.1019 | [7 empty] | 0.18561 | [5 empty] | 7.8002 | [15 empty] | 11610.9857 |  | 0.081593 |  |  |  | 0.5753 | [5 empty] | 0.051172 | [7 empty] | 0.033914 | [5 empty] | 0.53854 |  |  |  | 0.062833 |  | 0.479 | [7 empty] | 8.6111 |  |  |  |  | 2025
| Xunmei vent field, Niaochao vent field |  | Seafloor hydrothermal | Volcanic-hosted massive sulfide (VMS) | seafloor massive sulfide (SMS) | Cu, Zn, Au, Ag | Co, Pb, Sb | Cu, Zn, Au, Ag, Co, Pb, Sb |  |  | I-Mrc1 (n=9)-28 | I-Mrc1 (n=9)-28 | seafloor vent field |  |  |  |  | ore material | grab | grab | mineral separate | [5 empty] | mineralisation | sulfide chimney | pyrite, marcasite, chalcopyrite |  | pyrite, marcasite, chalcopyrite | multiple stages: colloform marcasite-pyrite intergrowths (outermost wall), replacement assemblages (transition layers), dense recrystallized assemblages, marcasite pseudomorphs after pyrrhotite (middle layer) | sulfide chimney | colloform, subhedral, anhedral, euhedral, dense coarse-grained, columnar pseudomorphs |  |  |  | sphalerite, pyrrhotite, anhydrite, galena, tetrahedrite, tennantite | Transverse sections (polished sections) | EMPA, LA-ICPMS, MC-ICPMS | JEOL JXA-8100 EPMA; Teledyne Cetac Technologies Analyte Excite laser ablation system coupled with an Agilent Technologies 7700x quadrupole ICP-MS; ESI NWR Image GEO 193 coupled with TOFWERK icp TOF R; Neptune Plus multicollector ICP-MS (Thermo Fisher Scientific, Bremen, Germany) coupled with a Geolas HD excimer ArF laser ablation system (Coherent, Göttingen, Germany); Bruker M4 Tornado™ system | SIO, MNR; China University of Petroleum (East China), Qingdao, China; Nanjing Focu MS Technology Co. Ltd., Nanjing, China; Shanghai Chemlab Laboratory, Shanghai, China; Wuhan Sample Solution Analytical Technology Co. Ltd., Wuhan, China | EPMA: beam current of 10 nA, beam size of 1–5 μm, accelerating voltage of 20 kV. Micro-XRF: rhodium target X-ray tube operating at 50 kV and 800 nA, polycapillary lens providing a 40-μm spot size on a 20-μm raster, dwell time of 5 ms per pixel. LA-ICP-MS: 193-nm ArF excimer laser, fluence of 6 J/cm², 6 Hz repetition rate for 40 seconds (240 pulses), 30-second pre-ablation blank, total run time 70 seconds, spot size 32–44 μm, He carrier gas mixed with Ar. LA-ICP-TOF-MS: 193 nm ArF excimer laser, spot diameter ~20 µm, repetition rate ~20 Hz, laser fluence ~7 J/cm², scan speed ~4000 µm/s, He carrier gas ~600 ml/min, washout time 50 ms. S isotope MC-ICP-MS: spot size ~44 μm, pulse frequency ~2 Hz, laser fluence ~5 J/cm², He carrier gas with Ar make-up gas. | MASS-1 (Fe-Cu-Zn-S pressed pellet) and GSE-1G (synthetic basaltic glass) from the United States Geological Survey; pyrite PPP-1; chalcopyrite GBW07268; pyrrhotite SP-Po-01 (δ34S = 1.4‰ ± 0.4‰); chalcopyrite SP-CP-01 (δ34S = 5.45‰ ± 0.3‰); natural and synthetic minerals from USA SPI Supplies | 1.8882 |  |  |  | 5.5 |  | 0.042873 |  |  |  | 0.039264 |  |  |  | 0.002708 | [5 empty] | 0.18899 | [5 empty] | 40.1973 | [5 empty] | 38.7821 | [9 empty] | 15074.9007 | [13 empty] | 0.016113 | [11 empty] | 2.1663 |  | 23.0897 |  | 2.2256 | [7 empty] | 0.2744 | [5 empty] | 9.2023 | [15 empty] | 17930.68 |  | 0.10685 |  |  |  | 0.5815 | [5 empty] | 0.05562 | [7 empty] | 0.075411 | [5 empty] | 0.38668 |  |  |  | 0.11219 |  | 0.17073 | [7 empty] | 50.7489 |  |  |  |  | 2025
| Xunmei vent field, Niaochao vent field |  | Seafloor hydrothermal | Volcanic-hosted massive sulfide (VMS) | seafloor massive sulfide (SMS) | Cu, Zn, Au, Ag | Co, Pb, Sb | Cu, Zn, Au, Ag, Co, Pb, Sb |  |  | I-Mrc1 (n=9)-29 | I-Mrc1 (n=9)-29 | seafloor vent field |  |  |  |  | ore material | grab | grab | mineral separate | [5 empty] | mineralisation | sulfide chimney | pyrite, marcasite, chalcopyrite |  | pyrite, marcasite, chalcopyrite | multiple stages: colloform marcasite-pyrite intergrowths (outermost wall), replacement assemblages (transition layers), dense recrystallized assemblages, marcasite pseudomorphs after pyrrhotite (middle layer) | sulfide chimney | colloform, subhedral, anhedral, euhedral, dense coarse-grained, columnar pseudomorphs |  |  |  | sphalerite, pyrrhotite, anhydrite, galena, tetrahedrite, tennantite | Transverse sections (polished sections) | EMPA, LA-ICPMS, MC-ICPMS | JEOL JXA-8100 EPMA; Teledyne Cetac Technologies Analyte Excite laser ablation system coupled with an Agilent Technologies 7700x quadrupole ICP-MS; ESI NWR Image GEO 193 coupled with TOFWERK icp TOF R; Neptune Plus multicollector ICP-MS (Thermo Fisher Scientific, Bremen, Germany) coupled with a Geolas HD excimer ArF laser ablation system (Coherent, Göttingen, Germany); Bruker M4 Tornado™ system | SIO, MNR; China University of Petroleum (East China), Qingdao, China; Nanjing Focu MS Technology Co. Ltd., Nanjing, China; Shanghai Chemlab Laboratory, Shanghai, China; Wuhan Sample Solution Analytical Technology Co. Ltd., Wuhan, China | EPMA: beam current of 10 nA, beam size of 1–5 μm, accelerating voltage of 20 kV. Micro-XRF: rhodium target X-ray tube operating at 50 kV and 800 nA, polycapillary lens providing a 40-μm spot size on a 20-μm raster, dwell time of 5 ms per pixel. LA-ICP-MS: 193-nm ArF excimer laser, fluence of 6 J/cm², 6 Hz repetition rate for 40 seconds (240 pulses), 30-second pre-ablation blank, total run time 70 seconds, spot size 32–44 μm, He carrier gas mixed with Ar. LA-ICP-TOF-MS: 193 nm ArF excimer laser, spot diameter ~20 µm, repetition rate ~20 Hz, laser fluence ~7 J/cm², scan speed ~4000 µm/s, He carrier gas ~600 ml/min, washout time 50 ms. S isotope MC-ICP-MS: spot size ~44 μm, pulse frequency ~2 Hz, laser fluence ~5 J/cm², He carrier gas with Ar make-up gas. | MASS-1 (Fe-Cu-Zn-S pressed pellet) and GSE-1G (synthetic basaltic glass) from the United States Geological Survey; pyrite PPP-1; chalcopyrite GBW07268; pyrrhotite SP-Po-01 (δ34S = 1.4‰ ± 0.4‰); chalcopyrite SP-CP-01 (δ34S = 5.45‰ ± 0.3‰); natural and synthetic minerals from USA SPI Supplies | 1.0509 |  |  |  | 3.5216 |  | 0.025751 |  |  |  | 0.022103 |  |  |  | 0.002248 | [5 empty] | 0.11743 | [5 empty] | 10.6778 | [5 empty] | 55.9246 | [9 empty] | 10540.5888 | [13 empty] | 0.011762 | [11 empty] | 1.35 |  | 7.9295 |  | 9.7968 | [7 empty] | 0.2226 | [5 empty] | 3.8279 | [15 empty] | 9705.202 |  | 0.074891 |  |  |  | 0.36606 | [5 empty] | 0.053346 | [7 empty] | 0.076068 | [5 empty] | 0.98582 |  |  |  | 0.042494 |  | 0.078517 | [7 empty] | 24.8779 |  |  |  |  | 2025
| Xunmei vent field, Niaochao vent field |  | Seafloor hydrothermal | Volcanic-hosted massive sulfide (VMS) | seafloor massive sulfide (SMS) | Cu, Zn, Au, Ag | Co, Pb, Sb | Cu, Zn, Au, Ag, Co, Pb, Sb |  |  | I-Mrc1 (n=9)-30 | I-Mrc1 (n=9)-30 | seafloor vent field |  |  |  |  | ore material | grab | grab | mineral separate | [5 empty] | mineralisation | sulfide chimney | pyrite, marcasite, chalcopyrite |  | pyrite, marcasite, chalcopyrite | multiple stages: colloform marcasite-pyrite intergrowths (outermost wall), replacement assemblages (transition layers), dense recrystallized assemblages, marcasite pseudomorphs after pyrrhotite (middle layer) | sulfide chimney | colloform, subhedral, anhedral, euhedral, dense coarse-grained, columnar pseudomorphs |  |  |  | sphalerite, pyrrhotite, anhydrite, galena, tetrahedrite, tennantite | Transverse sections (polished sections) | EMPA, LA-ICPMS, MC-ICPMS | JEOL JXA-8100 EPMA; Teledyne Cetac Technologies Analyte Excite laser ablation system coupled with an Agilent Technologies 7700x quadrupole ICP-MS; ESI NWR Image GEO 193 coupled with TOFWERK icp TOF R; Neptune Plus multicollector ICP-MS (Thermo Fisher Scientific, Bremen, Germany) coupled with a Geolas HD excimer ArF laser ablation system (Coherent, Göttingen, Germany); Bruker M4 Tornado™ system | SIO, MNR; China University of Petroleum (East China), Qingdao, China; Nanjing Focu MS Technology Co. Ltd., Nanjing, China; Shanghai Chemlab Laboratory, Shanghai, China; Wuhan Sample Solution Analytical Technology Co. Ltd., Wuhan, China | EPMA: beam current of 10 nA, beam size of 1–5 μm, accelerating voltage of 20 kV. Micro-XRF: rhodium target X-ray tube operating at 50 kV and 800 nA, polycapillary lens providing a 40-μm spot size on a 20-μm raster, dwell time of 5 ms per pixel. LA-ICP-MS: 193-nm ArF excimer laser, fluence of 6 J/cm², 6 Hz repetition rate for 40 seconds (240 pulses), 30-second pre-ablation blank, total run time 70 seconds, spot size 32–44 μm, He carrier gas mixed with Ar. LA-ICP-TOF-MS: 193 nm ArF excimer laser, spot diameter ~20 µm, repetition rate ~20 Hz, laser fluence ~7 J/cm², scan speed ~4000 µm/s, He carrier gas ~600 ml/min, washout time 50 ms. S isotope MC-ICP-MS: spot size ~44 μm, pulse frequency ~2 Hz, laser fluence ~5 J/cm², He carrier gas with Ar make-up gas. | MASS-1 (Fe-Cu-Zn-S pressed pellet) and GSE-1G (synthetic basaltic glass) from the United States Geological Survey; pyrite PPP-1; chalcopyrite GBW07268; pyrrhotite SP-Po-01 (δ34S = 1.4‰ ± 0.4‰); chalcopyrite SP-CP-01 (δ34S = 5.45‰ ± 0.3‰); natural and synthetic minerals from USA SPI Supplies | 1.0126 |  |  |  | 1.4218 |  | 0.025656 |  |  |  | 0.1457 |  |  |  | 0.003634 | [5 empty] | 0.14556 | [5 empty] | 24.468 | [5 empty] | 68.3708 | [9 empty] | 10803.0232 | [13 empty] | 0.00486 | [11 empty] | 3.8185 |  | 4.7246 |  | 1.2032 | [7 empty] | 1.4001 | [5 empty] | 8.6431 | [15 empty] | 12212.3133 |  | 0.22609 |  |  |  | 1.1391 | [5 empty] | 0.062086 | [7 empty] | 0.06467 | [5 empty] | 0.22639 |  |  |  | 0.045117 |  | 0.049609 | [7 empty] | 3.3536 |  |  |  |  | 2025
| Xunmei vent field, Niaochao vent field |  | Seafloor hydrothermal | Volcanic-hosted massive sulfide (VMS) | seafloor massive sulfide (SMS) | Cu, Zn, Au, Ag | Co, Pb, Sb | Cu, Zn, Au, Ag, Co, Pb, Sb |  |  | I-Py1 (n=9)-23 | I-Py1 (n=9)-23 | seafloor vent field |  |  |  |  | ore material | grab | grab | mineral separate | [5 empty] | mineralisation | sulfide chimney | pyrite, marcasite, chalcopyrite |  | pyrite, marcasite, chalcopyrite | multiple stages: colloform marcasite-pyrite intergrowths (outermost wall), replacement assemblages (transition layers), dense recrystallized assemblages, marcasite pseudomorphs after pyrrhotite (middle layer) | sulfide chimney | colloform, subhedral, anhedral, euhedral, dense coarse-grained, columnar pseudomorphs |  |  |  | sphalerite, pyrrhotite, anhydrite, galena, tetrahedrite, tennantite | Transverse sections (polished sections) | EMPA, LA-ICPMS, MC-ICPMS | JEOL JXA-8100 EPMA; Teledyne Cetac Technologies Analyte Excite laser ablation system coupled with an Agilent Technologies 7700x quadrupole ICP-MS; ESI NWR Image GEO 193 coupled with TOFWERK icp TOF R; Neptune Plus multicollector ICP-MS (Thermo Fisher Scientific, Bremen, Germany) coupled with a Geolas HD excimer ArF laser ablation system (Coherent, Göttingen, Germany); Bruker M4 Tornado™ system | SIO, MNR; China University of Petroleum (East China), Qingdao, China; Nanjing Focu MS Technology Co. Ltd., Nanjing, China; Shanghai Chemlab Laboratory, Shanghai, China; Wuhan Sample Solution Analytical Technology Co. Ltd., Wuhan, China | EPMA: beam current of 10 nA, beam size of 1–5 μm, accelerating voltage of 20 kV. Micro-XRF: rhodium target X-ray tube operating at 50 kV and 800 nA, polycapillary lens providing a 40-μm spot size on a 20-μm raster, dwell time of 5 ms per pixel. LA-ICP-MS: 193-nm ArF excimer laser, fluence of 6 J/cm², 6 Hz repetition rate for 40 seconds (240 pulses), 30-second pre-ablation blank, total run time 70 seconds, spot size 32–44 μm, He carrier gas mixed with Ar. LA-ICP-TOF-MS: 193 nm ArF excimer laser, spot diameter ~20 µm, repetition rate ~20 Hz, laser fluence ~7 J/cm², scan speed ~4000 µm/s, He carrier gas ~600 ml/min, washout time 50 ms. S isotope MC-ICP-MS: spot size ~44 μm, pulse frequency ~2 Hz, laser fluence ~5 J/cm², He carrier gas with Ar make-up gas. | MASS-1 (Fe-Cu-Zn-S pressed pellet) and GSE-1G (synthetic basaltic glass) from the United States Geological Survey; pyrite PPP-1; chalcopyrite GBW07268; pyrrhotite SP-Po-01 (δ34S = 1.4‰ ± 0.4‰); chalcopyrite SP-CP-01 (δ34S = 5.45‰ ± 0.3‰); natural and synthetic minerals from USA SPI Supplies | [147 empty] | 2025
| Xunmei vent field, Niaochao vent field |  | Seafloor hydrothermal | Volcanic-hosted massive sulfide (VMS) | seafloor massive sulfide (SMS) | Cu, Zn, Au, Ag | Co, Pb, Sb | Cu, Zn, Au, Ag, Co, Pb, Sb |  |  | I-Py1 (n=9)-24 | I-Py1 (n=9)-24 | seafloor vent field |  |  |  |  | ore material | grab | grab | mineral separate | [5 empty] | mineralisation | sulfide chimney | pyrite, marcasite, chalcopyrite |  | pyrite, marcasite, chalcopyrite | multiple stages: colloform marcasite-pyrite intergrowths (outermost wall), replacement assemblages (transition layers), dense recrystallized assemblages, marcasite pseudomorphs after pyrrhotite (middle layer) | sulfide chimney | colloform, subhedral, anhedral, euhedral, dense coarse-grained, columnar pseudomorphs |  |  |  | sphalerite, pyrrhotite, anhydrite, galena, tetrahedrite, tennantite | Transverse sections (polished sections) | EMPA, LA-ICPMS, MC-ICPMS | JEOL JXA-8100 EPMA; Teledyne Cetac Technologies Analyte Excite laser ablation system coupled with an Agilent Technologies 7700x quadrupole ICP-MS; ESI NWR Image GEO 193 coupled with TOFWERK icp TOF R; Neptune Plus multicollector ICP-MS (Thermo Fisher Scientific, Bremen, Germany) coupled with a Geolas HD excimer ArF laser ablation system (Coherent, Göttingen, Germany); Bruker M4 Tornado™ system | SIO, MNR; China University of Petroleum (East China), Qingdao, China; Nanjing Focu MS Technology Co. Ltd., Nanjing, China; Shanghai Chemlab Laboratory, Shanghai, China; Wuhan Sample Solution Analytical Technology Co. Ltd., Wuhan, China | EPMA: beam current of 10 nA, beam size of 1–5 μm, accelerating voltage of 20 kV. Micro-XRF: rhodium target X-ray tube operating at 50 kV and 800 nA, polycapillary lens providing a 40-μm spot size on a 20-μm raster, dwell time of 5 ms per pixel. LA-ICP-MS: 193-nm ArF excimer laser, fluence of 6 J/cm², 6 Hz repetition rate for 40 seconds (240 pulses), 30-second pre-ablation blank, total run time 70 seconds, spot size 32–44 μm, He carrier gas mixed with Ar. LA-ICP-TOF-MS: 193 nm ArF excimer laser, spot diameter ~20 µm, repetition rate ~20 Hz, laser fluence ~7 J/cm², scan speed ~4000 µm/s, He carrier gas ~600 ml/min, washout time 50 ms. S isotope MC-ICP-MS: spot size ~44 μm, pulse frequency ~2 Hz, laser fluence ~5 J/cm², He carrier gas with Ar make-up gas. | MASS-1 (Fe-Cu-Zn-S pressed pellet) and GSE-1G (synthetic basaltic glass) from the United States Geological Survey; pyrite PPP-1; chalcopyrite GBW07268; pyrrhotite SP-Po-01 (δ34S = 1.4‰ ± 0.4‰); chalcopyrite SP-CP-01 (δ34S = 5.45‰ ± 0.3‰); natural and synthetic minerals from USA SPI Supplies | 1.7014 |  |  |  | 0.92776 |  | 0.024051 |  |  |  | 0.079016 |  |  |  | 0.002062 | [5 empty] | 0.19528 | [5 empty] | 1.6106 | [5 empty] | 81.4175 | [9 empty] | 8463.7461 | [13 empty] | 0.005545 | [11 empty] | 4.727 |  | 4.614 |  | 0.7137 | [7 empty] | 0.3373 | [5 empty] | 8.4171 | [15 empty] | 10120.0493 |  | 0.1334 |  |  |  | 0.44054 | [5 empty] | 0.036937 | [7 empty] | 0.09151 | [5 empty] | 0.232 |  |  |  | 0.39475 |  | 0.034373 | [7 empty] | 17.8857 |  |  |  |  | 2025
| Xunmei vent field, Niaochao vent field |  | Seafloor hydrothermal | Volcanic-hosted massive sulfide (VMS) | seafloor massive sulfide (SMS) | Cu, Zn, Au, Ag | Co, Pb, Sb | Cu, Zn, Au, Ag, Co, Pb, Sb |  |  | I-Py1 (n=9)-25 | I-Py1 (n=9)-25 | seafloor vent field |  |  |  |  | ore material | grab | grab | mineral separate | [5 empty] | mineralisation | sulfide chimney | pyrite, marcasite, chalcopyrite |  | pyrite, marcasite, chalcopyrite | multiple stages: colloform marcasite-pyrite intergrowths (outermost wall), replacement assemblages (transition layers), dense recrystallized assemblages, marcasite pseudomorphs after pyrrhotite (middle layer) | sulfide chimney | colloform, subhedral, anhedral, euhedral, dense coarse-grained, columnar pseudomorphs |  |  |  | sphalerite, pyrrhotite, anhydrite, galena, tetrahedrite, tennantite | Transverse sections (polished sections) | EMPA, LA-ICPMS, MC-ICPMS | JEOL JXA-8100 EPMA; Teledyne Cetac Technologies Analyte Excite laser ablation system coupled with an Agilent Technologies 7700x quadrupole ICP-MS; ESI NWR Image GEO 193 coupled with TOFWERK icp TOF R; Neptune Plus multicollector ICP-MS (Thermo Fisher Scientific, Bremen, Germany) coupled with a Geolas HD excimer ArF laser ablation system (Coherent, Göttingen, Germany); Bruker M4 Tornado™ system | SIO, MNR; China University of Petroleum (East China), Qingdao, China; Nanjing Focu MS Technology Co. Ltd., Nanjing, China; Shanghai Chemlab Laboratory, Shanghai, China; Wuhan Sample Solution Analytical Technology Co. Ltd., Wuhan, China | EPMA: beam current of 10 nA, beam size of 1–5 μm, accelerating voltage of 20 kV. Micro-XRF: rhodium target X-ray tube operating at 50 kV and 800 nA, polycapillary lens providing a 40-μm spot size on a 20-μm raster, dwell time of 5 ms per pixel. LA-ICP-MS: 193-nm ArF excimer laser, fluence of 6 J/cm², 6 Hz repetition rate for 40 seconds (240 pulses), 30-second pre-ablation blank, total run time 70 seconds, spot size 32–44 μm, He carrier gas mixed with Ar. LA-ICP-TOF-MS: 193 nm ArF excimer laser, spot diameter ~20 µm, repetition rate ~20 Hz, laser fluence ~7 J/cm², scan speed ~4000 µm/s, He carrier gas ~600 ml/min, washout time 50 ms. S isotope MC-ICP-MS: spot size ~44 μm, pulse frequency ~2 Hz, laser fluence ~5 J/cm², He carrier gas with Ar make-up gas. | MASS-1 (Fe-Cu-Zn-S pressed pellet) and GSE-1G (synthetic basaltic glass) from the United States Geological Survey; pyrite PPP-1; chalcopyrite GBW07268; pyrrhotite SP-Po-01 (δ34S = 1.4‰ ± 0.4‰); chalcopyrite SP-CP-01 (δ34S = 5.45‰ ± 0.3‰); natural and synthetic minerals from USA SPI Supplies | 1.07 |  |  |  | 1.0609 |  | 0.025324 |  |  |  | 0.056803 |  |  |  | 0.003112 | [5 empty] | 0.1242 | [5 empty] | 0.87808 | [5 empty] | 123.8848 | [9 empty] | 9822.8605 | [13 empty] | 0.004611 | [11 empty] | 1.2099 |  | 3.6321 |  | 1.4399 | [7 empty] | 0.25286 | [5 empty] | 7.562 | [15 empty] | 10230.8048 |  | 0.13322 |  |  |  | 0.41825 | [5 empty] | 0.038331 | [7 empty] | 0.039546 | [5 empty] | 0.23266 |  |  |  | 0.28273 |  | 0.031486 | [7 empty] | 4.4999 |  |  |  |  | 2025
| Xunmei vent field, Niaochao vent field |  | Seafloor hydrothermal | Volcanic-hosted massive sulfide (VMS) | seafloor massive sulfide (SMS) | Cu, Zn, Au, Ag | Co, Pb, Sb | Cu, Zn, Au, Ag, Co, Pb, Sb |  |  | I-Py1 (n=9)-26 | I-Py1 (n=9)-26 | seafloor vent field |  |  |  |  | ore material | grab | grab | mineral separate | [5 empty] | mineralisation | sulfide chimney | pyrite, marcasite, chalcopyrite |  | pyrite, marcasite, chalcopyrite | multiple stages: colloform marcasite-pyrite intergrowths (outermost wall), replacement assemblages (transition layers), dense recrystallized assemblages, marcasite pseudomorphs after pyrrhotite (middle layer) | sulfide chimney | colloform, subhedral, anhedral, euhedral, dense coarse-grained, columnar pseudomorphs |  |  |  | sphalerite, pyrrhotite, anhydrite, galena, tetrahedrite, tennantite | Transverse sections (polished sections) | EMPA, LA-ICPMS, MC-ICPMS | JEOL JXA-8100 EPMA; Teledyne Cetac Technologies Analyte Excite laser ablation system coupled with an Agilent Technologies 7700x quadrupole ICP-MS; ESI NWR Image GEO 193 coupled with TOFWERK icp TOF R; Neptune Plus multicollector ICP-MS (Thermo Fisher Scientific, Bremen, Germany) coupled with a Geolas HD excimer ArF laser ablation system (Coherent, Göttingen, Germany); Bruker M4 Tornado™ system | SIO, MNR; China University of Petroleum (East China), Qingdao, China; Nanjing Focu MS Technology Co. Ltd., Nanjing, China; Shanghai Chemlab Laboratory, Shanghai, China; Wuhan Sample Solution Analytical Technology Co. Ltd., Wuhan, China | EPMA: beam current of 10 nA, beam size of 1–5 μm, accelerating voltage of 20 kV. Micro-XRF: rhodium target X-ray tube operating at 50 kV and 800 nA, polycapillary lens providing a 40-μm spot size on a 20-μm raster, dwell time of 5 ms per pixel. LA-ICP-MS: 193-nm ArF excimer laser, fluence of 6 J/cm², 6 Hz repetition rate for 40 seconds (240 pulses), 30-second pre-ablation blank, total run time 70 seconds, spot size 32–44 μm, He carrier gas mixed with Ar. LA-ICP-TOF-MS: 193 nm ArF excimer laser, spot diameter ~20 µm, repetition rate ~20 Hz, laser fluence ~7 J/cm², scan speed ~4000 µm/s, He carrier gas ~600 ml/min, washout time 50 ms. S isotope MC-ICP-MS: spot size ~44 μm, pulse frequency ~2 Hz, laser fluence ~5 J/cm², He carrier gas with Ar make-up gas. | MASS-1 (Fe-Cu-Zn-S pressed pellet) and GSE-1G (synthetic basaltic glass) from the United States Geological Survey; pyrite PPP-1; chalcopyrite GBW07268; pyrrhotite SP-Po-01 (δ34S = 1.4‰ ± 0.4‰); chalcopyrite SP-CP-01 (δ34S = 5.45‰ ± 0.3‰); natural and synthetic minerals from USA SPI Supplies | 1.6424 |  |  |  | 0.97817 |  | 0.02535 |  |  |  | 0.14911 |  |  |  | 0.002565 | [5 empty] | 0.14489 | [5 empty] | 1.0039 | [5 empty] | 101.9686 | [9 empty] | 9842.8693 | [13 empty] | 0.004726 | [11 empty] | 2.2638 |  | 4.0313 |  | 1.4483 | [7 empty] | 0.24402 | [5 empty] | 5.6917 | [15 empty] | 9902.7537 |  | 0.10656 |  |  |  | 0.32682 | [5 empty] | 0.038541 | [7 empty] | 0.033891 | [5 empty] | 0.22783 |  |  |  | 1.2381 |  | 0.03549 | [7 empty] | 5.56 |  |  |  |  | 2025
| Xunmei vent field, Niaochao vent field |  | Seafloor hydrothermal | Volcanic-hosted massive sulfide (VMS) | seafloor massive sulfide (SMS) | Cu, Zn, Au, Ag | Co, Pb, Sb | Cu, Zn, Au, Ag, Co, Pb, Sb |  |  | I-Py1 (n=9)-27 | I-Py1 (n=9)-27 | seafloor vent field |  |  |  |  | ore material | grab | grab | mineral separate | [5 empty] | mineralisation | sulfide chimney | pyrite, marcasite, chalcopyrite |  | pyrite, marcasite, chalcopyrite | multiple stages: colloform marcasite-pyrite intergrowths (outermost wall), replacement assemblages (transition layers), dense recrystallized assemblages, marcasite pseudomorphs after pyrrhotite (middle layer) | sulfide chimney | colloform, subhedral, anhedral, euhedral, dense coarse-grained, columnar pseudomorphs |  |  |  | sphalerite, pyrrhotite, anhydrite, galena, tetrahedrite, tennantite | Transverse sections (polished sections) | EMPA, LA-ICPMS, MC-ICPMS | JEOL JXA-8100 EPMA; Teledyne Cetac Technologies Analyte Excite laser ablation system coupled with an Agilent Technologies 7700x quadrupole ICP-MS; ESI NWR Image GEO 193 coupled with TOFWERK icp TOF R; Neptune Plus multicollector ICP-MS (Thermo Fisher Scientific, Bremen, Germany) coupled with a Geolas HD excimer ArF laser ablation system (Coherent, Göttingen, Germany); Bruker M4 Tornado™ system | SIO, MNR; China University of Petroleum (East China), Qingdao, China; Nanjing Focu MS Technology Co. Ltd., Nanjing, China; Shanghai Chemlab Laboratory, Shanghai, China; Wuhan Sample Solution Analytical Technology Co. Ltd., Wuhan, China | EPMA: beam current of 10 nA, beam size of 1–5 μm, accelerating voltage of 20 kV. Micro-XRF: rhodium target X-ray tube operating at 50 kV and 800 nA, polycapillary lens providing a 40-μm spot size on a 20-μm raster, dwell time of 5 ms per pixel. LA-ICP-MS: 193-nm ArF excimer laser, fluence of 6 J/cm², 6 Hz repetition rate for 40 seconds (240 pulses), 30-second pre-ablation blank, total run time 70 seconds, spot size 32–44 μm, He carrier gas mixed with Ar. LA-ICP-TOF-MS: 193 nm ArF excimer laser, spot diameter ~20 µm, repetition rate ~20 Hz, laser fluence ~7 J/cm², scan speed ~4000 µm/s, He carrier gas ~600 ml/min, washout time 50 ms. S isotope MC-ICP-MS: spot size ~44 μm, pulse frequency ~2 Hz, laser fluence ~5 J/cm², He carrier gas with Ar make-up gas. | MASS-1 (Fe-Cu-Zn-S pressed pellet) and GSE-1G (synthetic basaltic glass) from the United States Geological Survey; pyrite PPP-1; chalcopyrite GBW07268; pyrrhotite SP-Po-01 (δ34S = 1.4‰ ± 0.4‰); chalcopyrite SP-CP-01 (δ34S = 5.45‰ ± 0.3‰); natural and synthetic minerals from USA SPI Supplies | 1.0379 |  |  |  | 5.552 |  | 0.019859 |  |  |  | 0.058729 |  |  |  | 0.001573 | [5 empty] | 0.10527 | [5 empty] | 2.1749 | [5 empty] | 123.2391 | [9 empty] | 11741.9592 | [13 empty] | 0.005948 | [11 empty] | 0.92964 |  | 2.7137 |  | 3.5101 | [7 empty] | 0.14081 | [5 empty] | 3.3091 | [15 empty] | 9484.5495 |  | 0.075596 |  |  |  | 0.31814 | [5 empty] | 0.037474 | [7 empty] | 0.047224 | [5 empty] | 0.9348 |  |  |  | 0.19576 |  | 0.03354 | [7 empty] | 8.6456 |  |  |  |  | 2025
| Xunmei vent field, Niaochao vent field |  | Seafloor hydrothermal | Volcanic-hosted massive sulfide (VMS) | seafloor massive sulfide (SMS) | Cu, Zn, Au, Ag | Co, Pb, Sb | Cu, Zn, Au, Ag, Co, Pb, Sb |  |  | I-Py1 (n=9)-28 | I-Py1 (n=9)-28 | seafloor vent field |  |  |  |  | ore material | grab | grab | mineral separate | [5 empty] | mineralisation | sulfide chimney | pyrite, marcasite, chalcopyrite |  | pyrite, marcasite, chalcopyrite | multiple stages: colloform marcasite-pyrite intergrowths (outermost wall), replacement assemblages (transition layers), dense recrystallized assemblages, marcasite pseudomorphs after pyrrhotite (middle layer) | sulfide chimney | colloform, subhedral, anhedral, euhedral, dense coarse-grained, columnar pseudomorphs |  |  |  | sphalerite, pyrrhotite, anhydrite, galena, tetrahedrite, tennantite | Transverse sections (polished sections) | EMPA, LA-ICPMS, MC-ICPMS | JEOL JXA-8100 EPMA; Teledyne Cetac Technologies Analyte Excite laser ablation system coupled with an Agilent Technologies 7700x quadrupole ICP-MS; ESI NWR Image GEO 193 coupled with TOFWERK icp TOF R; Neptune Plus multicollector ICP-MS (Thermo Fisher Scientific, Bremen, Germany) coupled with a Geolas HD excimer ArF laser ablation system (Coherent, Göttingen, Germany); Bruker M4 Tornado™ system | SIO, MNR; China University of Petroleum (East China), Qingdao, China; Nanjing Focu MS Technology Co. Ltd., Nanjing, China; Shanghai Chemlab Laboratory, Shanghai, China; Wuhan Sample Solution Analytical Technology Co. Ltd., Wuhan, China | EPMA: beam current of 10 nA, beam size of 1–5 μm, accelerating voltage of 20 kV. Micro-XRF: rhodium target X-ray tube operating at 50 kV and 800 nA, polycapillary lens providing a 40-μm spot size on a 20-μm raster, dwell time of 5 ms per pixel. LA-ICP-MS: 193-nm ArF excimer laser, fluence of 6 J/cm², 6 Hz repetition rate for 40 seconds (240 pulses), 30-second pre-ablation blank, total run time 70 seconds, spot size 32–44 μm, He carrier gas mixed with Ar. LA-ICP-TOF-MS: 193 nm ArF excimer laser, spot diameter ~20 µm, repetition rate ~20 Hz, laser fluence ~7 J/cm², scan speed ~4000 µm/s, He carrier gas ~600 ml/min, washout time 50 ms. S isotope MC-ICP-MS: spot size ~44 μm, pulse frequency ~2 Hz, laser fluence ~5 J/cm², He carrier gas with Ar make-up gas. | MASS-1 (Fe-Cu-Zn-S pressed pellet) and GSE-1G (synthetic basaltic glass) from the United States Geological Survey; pyrite PPP-1; chalcopyrite GBW07268; pyrrhotite SP-Po-01 (δ34S = 1.4‰ ± 0.4‰); chalcopyrite SP-CP-01 (δ34S = 5.45‰ ± 0.3‰); natural and synthetic minerals from USA SPI Supplies | 0.63704 |  |  |  | 1.9723 |  | 0.017476 |  |  |  | 0.017864 |  |  |  | 0.001982 | [5 empty] | 0.087323 | [5 empty] | 21.4714 | [5 empty] | 119.3268 | [9 empty] | 11852.1827 | [13 empty] | 0.004421 | [11 empty] | 0.59471 |  | 0.75151 |  | 2.2506 | [7 empty] | 0.16711 | [5 empty] | 1.8058 | [15 empty] | 8404.2107 |  | 0.045046 |  |  |  | 0.74186 | [5 empty] | 0.031203 | [7 empty] | 0.034439 | [5 empty] | 0.84423 |  |  |  | 0.061792 |  | 0.034209 | [7 empty] | 10.8354 |  |  |  |  | 2025
| Xunmei vent field, Niaochao vent field |  | Seafloor hydrothermal | Volcanic-hosted massive sulfide (VMS) | seafloor massive sulfide (SMS) | Cu, Zn, Au, Ag | Co, Pb, Sb | Cu, Zn, Au, Ag, Co, Pb, Sb |  |  | I-Py1 (n=9)-29 | I-Py1 (n=9)-29 | seafloor vent field |  |  |  |  | ore material | grab | grab | mineral separate | [5 empty] | mineralisation | sulfide chimney | pyrite, marcasite, chalcopyrite |  | pyrite, marcasite, chalcopyrite | multiple stages: colloform marcasite-pyrite intergrowths (outermost wall), replacement assemblages (transition layers), dense recrystallized assemblages, marcasite pseudomorphs after pyrrhotite (middle layer) | sulfide chimney | colloform, subhedral, anhedral, euhedral, dense coarse-grained, columnar pseudomorphs |  |  |  | sphalerite, pyrrhotite, anhydrite, galena, tetrahedrite, tennantite | Transverse sections (polished sections) | EMPA, LA-ICPMS, MC-ICPMS | JEOL JXA-8100 EPMA; Teledyne Cetac Technologies Analyte Excite laser ablation system coupled with an Agilent Technologies 7700x quadrupole ICP-MS; ESI NWR Image GEO 193 coupled with TOFWERK icp TOF R; Neptune Plus multicollector ICP-MS (Thermo Fisher Scientific, Bremen, Germany) coupled with a Geolas HD excimer ArF laser ablation system (Coherent, Göttingen, Germany); Bruker M4 Tornado™ system | SIO, MNR; China University of Petroleum (East China), Qingdao, China; Nanjing Focu MS Technology Co. Ltd., Nanjing, China; Shanghai Chemlab Laboratory, Shanghai, China; Wuhan Sample Solution Analytical Technology Co. Ltd., Wuhan, China | EPMA: beam current of 10 nA, beam size of 1–5 μm, accelerating voltage of 20 kV. Micro-XRF: rhodium target X-ray tube operating at 50 kV and 800 nA, polycapillary lens providing a 40-μm spot size on a 20-μm raster, dwell time of 5 ms per pixel. LA-ICP-MS: 193-nm ArF excimer laser, fluence of 6 J/cm², 6 Hz repetition rate for 40 seconds (240 pulses), 30-second pre-ablation blank, total run time 70 seconds, spot size 32–44 μm, He carrier gas mixed with Ar. LA-ICP-TOF-MS: 193 nm ArF excimer laser, spot diameter ~20 µm, repetition rate ~20 Hz, laser fluence ~7 J/cm², scan speed ~4000 µm/s, He carrier gas ~600 ml/min, washout time 50 ms. S isotope MC-ICP-MS: spot size ~44 μm, pulse frequency ~2 Hz, laser fluence ~5 J/cm², He carrier gas with Ar make-up gas. | MASS-1 (Fe-Cu-Zn-S pressed pellet) and GSE-1G (synthetic basaltic glass) from the United States Geological Survey; pyrite PPP-1; chalcopyrite GBW07268; pyrrhotite SP-Po-01 (δ34S = 1.4‰ ± 0.4‰); chalcopyrite SP-CP-01 (δ34S = 5.45‰ ± 0.3‰); natural and synthetic minerals from USA SPI Supplies | 1.3307 |  |  |  | 2.5464 |  | 0.028562 |  |  |  | 0.038863 |  |  |  | 0.00197 | [5 empty] | 0.072813 | [5 empty] | 12.4734 | [5 empty] | 57.3994 | [9 empty] | 12121.3278 | [13 empty] | 0.004174 | [11 empty] | 0.73837 |  | 2.3882 |  | 2.2653 | [7 empty] | 0.14438 | [5 empty] | 10.197 | [15 empty] | 11837.8418 |  | 0.15402 |  |  |  | 0.86187 | [5 empty] | 0.0431 | [7 empty] | 0.029952 | [5 empty] | 0.26378 |  |  |  | 0.43443 |  | 0.027395 | [7 empty] | 2.2462 |  |  |  |  | 2025
| Xunmei vent field, Niaochao vent field |  | Seafloor hydrothermal | Volcanic-hosted massive sulfide (VMS) | seafloor massive sulfide (SMS) | Cu, Zn, Au, Ag | Co, Pb, Sb | Cu, Zn, Au, Ag, Co, Pb, Sb |  |  | I-Py1 (n=9)-30 | I-Py1 (n=9)-30 | seafloor vent field |  |  |  |  | ore material | grab | grab | mineral separate | [5 empty] | mineralisation | sulfide chimney | pyrite, marcasite, chalcopyrite |  | pyrite, marcasite, chalcopyrite | multiple stages: colloform marcasite-pyrite intergrowths (outermost wall), replacement assemblages (transition layers), dense recrystallized assemblages, marcasite pseudomorphs after pyrrhotite (middle layer) | sulfide chimney | colloform, subhedral, anhedral, euhedral, dense coarse-grained, columnar pseudomorphs |  |  |  | sphalerite, pyrrhotite, anhydrite, galena, tetrahedrite, tennantite | Transverse sections (polished sections) | EMPA, LA-ICPMS, MC-ICPMS | JEOL JXA-8100 EPMA; Teledyne Cetac Technologies Analyte Excite laser ablation system coupled with an Agilent Technologies 7700x quadrupole ICP-MS; ESI NWR Image GEO 193 coupled with TOFWERK icp TOF R; Neptune Plus multicollector ICP-MS (Thermo Fisher Scientific, Bremen, Germany) coupled with a Geolas HD excimer ArF laser ablation system (Coherent, Göttingen, Germany); Bruker M4 Tornado™ system | SIO, MNR; China University of Petroleum (East China), Qingdao, China; Nanjing Focu MS Technology Co. Ltd., Nanjing, China; Shanghai Chemlab Laboratory, Shanghai, China; Wuhan Sample Solution Analytical Technology Co. Ltd., Wuhan, China | EPMA: beam current of 10 nA, beam size of 1–5 μm, accelerating voltage of 20 kV. Micro-XRF: rhodium target X-ray tube operating at 50 kV and 800 nA, polycapillary lens providing a 40-μm spot size on a 20-μm raster, dwell time of 5 ms per pixel. LA-ICP-MS: 193-nm ArF excimer laser, fluence of 6 J/cm², 6 Hz repetition rate for 40 seconds (240 pulses), 30-second pre-ablation blank, total run time 70 seconds, spot size 32–44 μm, He carrier gas mixed with Ar. LA-ICP-TOF-MS: 193 nm ArF excimer laser, spot diameter ~20 µm, repetition rate ~20 Hz, laser fluence ~7 J/cm², scan speed ~4000 µm/s, He carrier gas ~600 ml/min, washout time 50 ms. S isotope MC-ICP-MS: spot size ~44 μm, pulse frequency ~2 Hz, laser fluence ~5 J/cm², He carrier gas with Ar make-up gas. | MASS-1 (Fe-Cu-Zn-S pressed pellet) and GSE-1G (synthetic basaltic glass) from the United States Geological Survey; pyrite PPP-1; chalcopyrite GBW07268; pyrrhotite SP-Po-01 (δ34S = 1.4‰ ± 0.4‰); chalcopyrite SP-CP-01 (δ34S = 5.45‰ ± 0.3‰); natural and synthetic minerals from USA SPI Supplies | 0.24185 |  |  |  | 1.5088 |  | 0.010895 |  |  |  | 0.016737 |  |  |  | 0.001869 | [5 empty] | 0.18087 | [5 empty] | 2.0649 | [5 empty] | 84.3864 | [9 empty] | 13797.8848 | [13 empty] | 0.00592 | [11 empty] | 0.30739 |  | 2.1781 |  | 1.123 | [7 empty] | 0.096088 | [5 empty] | 0.95917 | [15 empty] | 9834.5802 |  | 0.036956 |  |  |  | 0.20309 | [5 empty] | 0.033199 | [7 empty] | 0.04617 | [5 empty] | 0.47863 |  |  |  | 0.020186 |  | 0.038649 | [7 empty] | 67.76 |  |  |  |  | 2025
| Xunmei vent field, Niaochao vent field |  | Seafloor hydrothermal | Volcanic-hosted massive sulfide (VMS) | seafloor massive sulfide (SMS) | Cu, Zn, Au, Ag | Co, Pb, Sb | Cu, Zn, Au, Ag, Co, Pb, Sb |  |  | I-Py1 (n=9)-31 | I-Py1 (n=9)-31 | seafloor vent field |  |  |  |  | ore material | grab | grab | mineral separate | [5 empty] | mineralisation | sulfide chimney | pyrite, marcasite, chalcopyrite |  | pyrite, marcasite, chalcopyrite | multiple stages: colloform marcasite-pyrite intergrowths (outermost wall), replacement assemblages (transition layers), dense recrystallized assemblages, marcasite pseudomorphs after pyrrhotite (middle layer) | sulfide chimney | colloform, subhedral, anhedral, euhedral, dense coarse-grained, columnar pseudomorphs |  |  |  | sphalerite, pyrrhotite, anhydrite, galena, tetrahedrite, tennantite | Transverse sections (polished sections) | EMPA, LA-ICPMS, MC-ICPMS | JEOL JXA-8100 EPMA; Teledyne Cetac Technologies Analyte Excite laser ablation system coupled with an Agilent Technologies 7700x quadrupole ICP-MS; ESI NWR Image GEO 193 coupled with TOFWERK icp TOF R; Neptune Plus multicollector ICP-MS (Thermo Fisher Scientific, Bremen, Germany) coupled with a Geolas HD excimer ArF laser ablation system (Coherent, Göttingen, Germany); Bruker M4 Tornado™ system | SIO, MNR; China University of Petroleum (East China), Qingdao, China; Nanjing Focu MS Technology Co. Ltd., Nanjing, China; Shanghai Chemlab Laboratory, Shanghai, China; Wuhan Sample Solution Analytical Technology Co. Ltd., Wuhan, China | EPMA: beam current of 10 nA, beam size of 1–5 μm, accelerating voltage of 20 kV. Micro-XRF: rhodium target X-ray tube operating at 50 kV and 800 nA, polycapillary lens providing a 40-μm spot size on a 20-μm raster, dwell time of 5 ms per pixel. LA-ICP-MS: 193-nm ArF excimer laser, fluence of 6 J/cm², 6 Hz repetition rate for 40 seconds (240 pulses), 30-second pre-ablation blank, total run time 70 seconds, spot size 32–44 μm, He carrier gas mixed with Ar. LA-ICP-TOF-MS: 193 nm ArF excimer laser, spot diameter ~20 µm, repetition rate ~20 Hz, laser fluence ~7 J/cm², scan speed ~4000 µm/s, He carrier gas ~600 ml/min, washout time 50 ms. S isotope MC-ICP-MS: spot size ~44 μm, pulse frequency ~2 Hz, laser fluence ~5 J/cm², He carrier gas with Ar make-up gas. | MASS-1 (Fe-Cu-Zn-S pressed pellet) and GSE-1G (synthetic basaltic glass) from the United States Geological Survey; pyrite PPP-1; chalcopyrite GBW07268; pyrrhotite SP-Po-01 (δ34S = 1.4‰ ± 0.4‰); chalcopyrite SP-CP-01 (δ34S = 5.45‰ ± 0.3‰); natural and synthetic minerals from USA SPI Supplies | 1.1182 |  |  |  | 1.1802 |  | 0.022952 |  |  |  | 0.024786 |  |  |  | 0.001296 | [5 empty] | 0.098363 | [5 empty] | 1.4704 | [5 empty] | 73.9806 | [9 empty] | 10056.9477 | [13 empty] | 0.004761 | [11 empty] | 1.1976 |  | 2.5713 |  | 1.3786 | [7 empty] | 0.22786 | [5 empty] | 4.3148 | [15 empty] | 10569.6666 |  | 0.10022 |  |  |  | 0.28776 | [5 empty] | 0.03845 | [7 empty] | 0.048133 | [5 empty] | 0.275 |  |  |  | 0.055001 |  | 0.037009 | [7 empty] | 2.1212 |  |  |  |  | 2025
| Xunmei vent field, Niaochao vent field |  | Seafloor hydrothermal | Volcanic-hosted massive sulfide (VMS) | seafloor massive sulfide (SMS) | Cu, Zn, Au, Ag | Co, Pb, Sb | Cu, Zn, Au, Ag, Co, Pb, Sb |  |  | I-Py1 (n=9)-32 | I-Py1 (n=9)-32 | seafloor vent field |  |  |  |  | ore material | grab | grab | mineral separate | [5 empty] | mineralisation | sulfide chimney | pyrite, marcasite, chalcopyrite |  | pyrite, marcasite, chalcopyrite | multiple stages: colloform marcasite-pyrite intergrowths (outermost wall), replacement assemblages (transition layers), dense recrystallized assemblages, marcasite pseudomorphs after pyrrhotite (middle layer) | sulfide chimney | colloform, subhedral, anhedral, euhedral, dense coarse-grained, columnar pseudomorphs |  |  |  | sphalerite, pyrrhotite, anhydrite, galena, tetrahedrite, tennantite | Transverse sections (polished sections) | EMPA, LA-ICPMS, MC-ICPMS | JEOL JXA-8100 EPMA; Teledyne Cetac Technologies Analyte Excite laser ablation system coupled with an Agilent Technologies 7700x quadrupole ICP-MS; ESI NWR Image GEO 193 coupled with TOFWERK icp TOF R; Neptune Plus multicollector ICP-MS (Thermo Fisher Scientific, Bremen, Germany) coupled with a Geolas HD excimer ArF laser ablation system (Coherent, Göttingen, Germany); Bruker M4 Tornado™ system | SIO, MNR; China University of Petroleum (East China), Qingdao, China; Nanjing Focu MS Technology Co. Ltd., Nanjing, China; Shanghai Chemlab Laboratory, Shanghai, China; Wuhan Sample Solution Analytical Technology Co. Ltd., Wuhan, China | EPMA: beam current of 10 nA, beam size of 1–5 μm, accelerating voltage of 20 kV. Micro-XRF: rhodium target X-ray tube operating at 50 kV and 800 nA, polycapillary lens providing a 40-μm spot size on a 20-μm raster, dwell time of 5 ms per pixel. LA-ICP-MS: 193-nm ArF excimer laser, fluence of 6 J/cm², 6 Hz repetition rate for 40 seconds (240 pulses), 30-second pre-ablation blank, total run time 70 seconds, spot size 32–44 μm, He carrier gas mixed with Ar. LA-ICP-TOF-MS: 193 nm ArF excimer laser, spot diameter ~20 µm, repetition rate ~20 Hz, laser fluence ~7 J/cm², scan speed ~4000 µm/s, He carrier gas ~600 ml/min, washout time 50 ms. S isotope MC-ICP-MS: spot size ~44 μm, pulse frequency ~2 Hz, laser fluence ~5 J/cm², He carrier gas with Ar make-up gas. | MASS-1 (Fe-Cu-Zn-S pressed pellet) and GSE-1G (synthetic basaltic glass) from the United States Geological Survey; pyrite PPP-1; chalcopyrite GBW07268; pyrrhotite SP-Po-01 (δ34S = 1.4‰ ± 0.4‰); chalcopyrite SP-CP-01 (δ34S = 5.45‰ ± 0.3‰); natural and synthetic minerals from USA SPI Supplies | 0.74297 |  |  |  | 4.131 |  | 0.026457 |  |  |  | 0.027256 |  |  |  | 0.002669 | [5 empty] | 0.086774 | [5 empty] | 21.15 | [5 empty] | 39.6727 | [9 empty] | 7931.1133 | [13 empty] | 0.009797 | [11 empty] | 0.87014 |  | 11.6395 |  | 1.5077 | [7 empty] | 0.1715 | [5 empty] | 1.9118 | [15 empty] | 8104.8762 |  | 0.048527 |  |  |  | 0.41825 | [5 empty] | 0.037601 | [7 empty] | 0.050679 | [5 empty] | 1.4644 |  |  |  | 0.073246 |  | 0.13057 | [7 empty] | 5.0211 |  |  |  |  | 2025
| Xunmei vent field, Niaochao vent field |  | Seafloor hydrothermal | Volcanic-hosted massive sulfide (VMS) | seafloor massive sulfide (SMS) | Cu, Zn, Au, Ag | Co, Pb, Sb | Cu, Zn, Au, Ag, Co, Pb, Sb |  |  | I-Py2 (n=11)-27 | I-Py2 (n=11)-27 | seafloor vent field |  |  |  |  | ore material | grab | grab | mineral separate | [5 empty] | mineralisation | sulfide chimney | pyrite, marcasite, chalcopyrite |  | pyrite, marcasite, chalcopyrite | multiple stages: colloform marcasite-pyrite intergrowths (outermost wall), replacement assemblages (transition layers), dense recrystallized assemblages, marcasite pseudomorphs after pyrrhotite (middle layer) | sulfide chimney | colloform, subhedral, anhedral, euhedral, dense coarse-grained, columnar pseudomorphs |  |  |  | sphalerite, pyrrhotite, anhydrite, galena, tetrahedrite, tennantite | Transverse sections (polished sections) | EMPA, LA-ICPMS, MC-ICPMS | JEOL JXA-8100 EPMA; Teledyne Cetac Technologies Analyte Excite laser ablation system coupled with an Agilent Technologies 7700x quadrupole ICP-MS; ESI NWR Image GEO 193 coupled with TOFWERK icp TOF R; Neptune Plus multicollector ICP-MS (Thermo Fisher Scientific, Bremen, Germany) coupled with a Geolas HD excimer ArF laser ablation system (Coherent, Göttingen, Germany); Bruker M4 Tornado™ system | SIO, MNR; China University of Petroleum (East China), Qingdao, China; Nanjing Focu MS Technology Co. Ltd., Nanjing, China; Shanghai Chemlab Laboratory, Shanghai, China; Wuhan Sample Solution Analytical Technology Co. Ltd., Wuhan, China | EPMA: beam current of 10 nA, beam size of 1–5 μm, accelerating voltage of 20 kV. Micro-XRF: rhodium target X-ray tube operating at 50 kV and 800 nA, polycapillary lens providing a 40-μm spot size on a 20-μm raster, dwell time of 5 ms per pixel. LA-ICP-MS: 193-nm ArF excimer laser, fluence of 6 J/cm², 6 Hz repetition rate for 40 seconds (240 pulses), 30-second pre-ablation blank, total run time 70 seconds, spot size 32–44 μm, He carrier gas mixed with Ar. LA-ICP-TOF-MS: 193 nm ArF excimer laser, spot diameter ~20 µm, repetition rate ~20 Hz, laser fluence ~7 J/cm², scan speed ~4000 µm/s, He carrier gas ~600 ml/min, washout time 50 ms. S isotope MC-ICP-MS: spot size ~44 μm, pulse frequency ~2 Hz, laser fluence ~5 J/cm², He carrier gas with Ar make-up gas. | MASS-1 (Fe-Cu-Zn-S pressed pellet) and GSE-1G (synthetic basaltic glass) from the United States Geological Survey; pyrite PPP-1; chalcopyrite GBW07268; pyrrhotite SP-Po-01 (δ34S = 1.4‰ ± 0.4‰); chalcopyrite SP-CP-01 (δ34S = 5.45‰ ± 0.3‰); natural and synthetic minerals from USA SPI Supplies | [147 empty] | 2025
| Xunmei vent field, Niaochao vent field |  | Seafloor hydrothermal | Volcanic-hosted massive sulfide (VMS) | seafloor massive sulfide (SMS) | Cu, Zn, Au, Ag | Co, Pb, Sb | Cu, Zn, Au, Ag, Co, Pb, Sb |  |  | I-Py2 (n=11)-28 | I-Py2 (n=11)-28 | seafloor vent field |  |  |  |  | ore material | grab | grab | mineral separate | [5 empty] | mineralisation | sulfide chimney | pyrite, marcasite, chalcopyrite |  | pyrite, marcasite, chalcopyrite | multiple stages: colloform marcasite-pyrite intergrowths (outermost wall), replacement assemblages (transition layers), dense recrystallized assemblages, marcasite pseudomorphs after pyrrhotite (middle layer) | sulfide chimney | colloform, subhedral, anhedral, euhedral, dense coarse-grained, columnar pseudomorphs |  |  |  | sphalerite, pyrrhotite, anhydrite, galena, tetrahedrite, tennantite | Transverse sections (polished sections) | EMPA, LA-ICPMS, MC-ICPMS | JEOL JXA-8100 EPMA; Teledyne Cetac Technologies Analyte Excite laser ablation system coupled with an Agilent Technologies 7700x quadrupole ICP-MS; ESI NWR Image GEO 193 coupled with TOFWERK icp TOF R; Neptune Plus multicollector ICP-MS (Thermo Fisher Scientific, Bremen, Germany) coupled with a Geolas HD excimer ArF laser ablation system (Coherent, Göttingen, Germany); Bruker M4 Tornado™ system | SIO, MNR; China University of Petroleum (East China), Qingdao, China; Nanjing Focu MS Technology Co. Ltd., Nanjing, China; Shanghai Chemlab Laboratory, Shanghai, China; Wuhan Sample Solution Analytical Technology Co. Ltd., Wuhan, China | EPMA: beam current of 10 nA, beam size of 1–5 μm, accelerating voltage of 20 kV. Micro-XRF: rhodium target X-ray tube operating at 50 kV and 800 nA, polycapillary lens providing a 40-μm spot size on a 20-μm raster, dwell time of 5 ms per pixel. LA-ICP-MS: 193-nm ArF excimer laser, fluence of 6 J/cm², 6 Hz repetition rate for 40 seconds (240 pulses), 30-second pre-ablation blank, total run time 70 seconds, spot size 32–44 μm, He carrier gas mixed with Ar. LA-ICP-TOF-MS: 193 nm ArF excimer laser, spot diameter ~20 µm, repetition rate ~20 Hz, laser fluence ~7 J/cm², scan speed ~4000 µm/s, He carrier gas ~600 ml/min, washout time 50 ms. S isotope MC-ICP-MS: spot size ~44 μm, pulse frequency ~2 Hz, laser fluence ~5 J/cm², He carrier gas with Ar make-up gas. | MASS-1 (Fe-Cu-Zn-S pressed pellet) and GSE-1G (synthetic basaltic glass) from the United States Geological Survey; pyrite PPP-1; chalcopyrite GBW07268; pyrrhotite SP-Po-01 (δ34S = 1.4‰ ± 0.4‰); chalcopyrite SP-CP-01 (δ34S = 5.45‰ ± 0.3‰); natural and synthetic minerals from USA SPI Supplies | 1.1609 |  |  |  | 6.2015 |  | 0.034962 |  |  |  | 0.012087 |  |  |  | 0.002462 | [5 empty] | 0.33557 | [5 empty] | 22.6754 | [5 empty] | 52.7215 | [9 empty] | 14072.1606 | [13 empty] | 0.009034 | [11 empty] | 2.6568 |  | 0.98429 |  | 0.72318 | [7 empty] | 0.055089 | [5 empty] | 23.0111 | [15 empty] | 10123.7218 |  | 0.094179 |  |  |  | 0.8395 | [5 empty] | 0.034424 | [7 empty] | 0.04385 | [5 empty] | 0.41729 |  |  |  | 0.02005 |  | 0.045978 | [7 empty] | 79.629 |  |  |  |  | 2025
| Xunmei vent field, Niaochao vent field |  | Seafloor hydrothermal | Volcanic-hosted massive sulfide (VMS) | seafloor massive sulfide (SMS) | Cu, Zn, Au, Ag | Co, Pb, Sb | Cu, Zn, Au, Ag, Co, Pb, Sb |  |  | I-Py2 (n=11)-29 | I-Py2 (n=11)-29 | seafloor vent field |  |  |  |  | ore material | grab | grab | mineral separate | [5 empty] | mineralisation | sulfide chimney | pyrite, marcasite, chalcopyrite |  | pyrite, marcasite, chalcopyrite | multiple stages: colloform marcasite-pyrite intergrowths (outermost wall), replacement assemblages (transition layers), dense recrystallized assemblages, marcasite pseudomorphs after pyrrhotite (middle layer) | sulfide chimney | colloform, subhedral, anhedral, euhedral, dense coarse-grained, columnar pseudomorphs |  |  |  | sphalerite, pyrrhotite, anhydrite, galena, tetrahedrite, tennantite | Transverse sections (polished sections) | EMPA, LA-ICPMS, MC-ICPMS | JEOL JXA-8100 EPMA; Teledyne Cetac Technologies Analyte Excite laser ablation system coupled with an Agilent Technologies 7700x quadrupole ICP-MS; ESI NWR Image GEO 193 coupled with TOFWERK icp TOF R; Neptune Plus multicollector ICP-MS (Thermo Fisher Scientific, Bremen, Germany) coupled with a Geolas HD excimer ArF laser ablation system (Coherent, Göttingen, Germany); Bruker M4 Tornado™ system | SIO, MNR; China University of Petroleum (East China), Qingdao, China; Nanjing Focu MS Technology Co. Ltd., Nanjing, China; Shanghai Chemlab Laboratory, Shanghai, China; Wuhan Sample Solution Analytical Technology Co. Ltd., Wuhan, China | EPMA: beam current of 10 nA, beam size of 1–5 μm, accelerating voltage of 20 kV. Micro-XRF: rhodium target X-ray tube operating at 50 kV and 800 nA, polycapillary lens providing a 40-μm spot size on a 20-μm raster, dwell time of 5 ms per pixel. LA-ICP-MS: 193-nm ArF excimer laser, fluence of 6 J/cm², 6 Hz repetition rate for 40 seconds (240 pulses), 30-second pre-ablation blank, total run time 70 seconds, spot size 32–44 μm, He carrier gas mixed with Ar. LA-ICP-TOF-MS: 193 nm ArF excimer laser, spot diameter ~20 µm, repetition rate ~20 Hz, laser fluence ~7 J/cm², scan speed ~4000 µm/s, He carrier gas ~600 ml/min, washout time 50 ms. S isotope MC-ICP-MS: spot size ~44 μm, pulse frequency ~2 Hz, laser fluence ~5 J/cm², He carrier gas with Ar make-up gas. | MASS-1 (Fe-Cu-Zn-S pressed pellet) and GSE-1G (synthetic basaltic glass) from the United States Geological Survey; pyrite PPP-1; chalcopyrite GBW07268; pyrrhotite SP-Po-01 (δ34S = 1.4‰ ± 0.4‰); chalcopyrite SP-CP-01 (δ34S = 5.45‰ ± 0.3‰); natural and synthetic minerals from USA SPI Supplies | 1.1752 |  |  |  | 10.9654 |  | 0.081432 |  |  |  | 0.007857 |  |  |  | 0.001514 | [5 empty] | 0.15947 | [5 empty] | 0.046085 | [5 empty] | 1.7031 | [9 empty] | 12192.4785 | [13 empty] | 0.004075 | [11 empty] | 0.10397 |  | 9.6836 |  | 0.80185 | [7 empty] | 0.059478 | [5 empty] | 9.053 | [15 empty] | 8918.1219 |  | 0.086759 |  |  |  | 0.21415 | [5 empty] | 0.027159 | [7 empty] | 0.026326 | [5 empty] | 0.11994 |  |  |  | 0.002338 |  | 0.11947 | [7 empty] | 208.5022 |  |  |  |  | 2025
| Xunmei vent field, Niaochao vent field |  | Seafloor hydrothermal | Volcanic-hosted massive sulfide (VMS) | seafloor massive sulfide (SMS) | Cu, Zn, Au, Ag | Co, Pb, Sb | Cu, Zn, Au, Ag, Co, Pb, Sb |  |  | I-Py2 (n=11)-30 | I-Py2 (n=11)-30 | seafloor vent field |  |  |  |  | ore material | grab | grab | mineral separate | [5 empty] | mineralisation | sulfide chimney | pyrite, marcasite, chalcopyrite |  | pyrite, marcasite, chalcopyrite | multiple stages: colloform marcasite-pyrite intergrowths (outermost wall), replacement assemblages (transition layers), dense recrystallized assemblages, marcasite pseudomorphs after pyrrhotite (middle layer) | sulfide chimney | colloform, subhedral, anhedral, euhedral, dense coarse-grained, columnar pseudomorphs |  |  |  | sphalerite, pyrrhotite, anhydrite, galena, tetrahedrite, tennantite | Transverse sections (polished sections) | EMPA, LA-ICPMS, MC-ICPMS | JEOL JXA-8100 EPMA; Teledyne Cetac Technologies Analyte Excite laser ablation system coupled with an Agilent Technologies 7700x quadrupole ICP-MS; ESI NWR Image GEO 193 coupled with TOFWERK icp TOF R; Neptune Plus multicollector ICP-MS (Thermo Fisher Scientific, Bremen, Germany) coupled with a Geolas HD excimer ArF laser ablation system (Coherent, Göttingen, Germany); Bruker M4 Tornado™ system | SIO, MNR; China University of Petroleum (East China), Qingdao, China; Nanjing Focu MS Technology Co. Ltd., Nanjing, China; Shanghai Chemlab Laboratory, Shanghai, China; Wuhan Sample Solution Analytical Technology Co. Ltd., Wuhan, China | EPMA: beam current of 10 nA, beam size of 1–5 μm, accelerating voltage of 20 kV. Micro-XRF: rhodium target X-ray tube operating at 50 kV and 800 nA, polycapillary lens providing a 40-μm spot size on a 20-μm raster, dwell time of 5 ms per pixel. LA-ICP-MS: 193-nm ArF excimer laser, fluence of 6 J/cm², 6 Hz repetition rate for 40 seconds (240 pulses), 30-second pre-ablation blank, total run time 70 seconds, spot size 32–44 μm, He carrier gas mixed with Ar. LA-ICP-TOF-MS: 193 nm ArF excimer laser, spot diameter ~20 µm, repetition rate ~20 Hz, laser fluence ~7 J/cm², scan speed ~4000 µm/s, He carrier gas ~600 ml/min, washout time 50 ms. S isotope MC-ICP-MS: spot size ~44 μm, pulse frequency ~2 Hz, laser fluence ~5 J/cm², He carrier gas with Ar make-up gas. | MASS-1 (Fe-Cu-Zn-S pressed pellet) and GSE-1G (synthetic basaltic glass) from the United States Geological Survey; pyrite PPP-1; chalcopyrite GBW07268; pyrrhotite SP-Po-01 (δ34S = 1.4‰ ± 0.4‰); chalcopyrite SP-CP-01 (δ34S = 5.45‰ ± 0.3‰); natural and synthetic minerals from USA SPI Supplies | 0.47217 |  |  |  | 15.1077 |  | 0.049962 |  |  |  | 0.006318 |  |  |  | 0.002439 | [5 empty] | 0.097038 | [5 empty] | 0.45674 | [5 empty] | 10.8528 | [9 empty] | 7812.9735 | [13 empty] | 0.00289 | [11 empty] | 0.07765 |  | 2.4666 |  | 1.2204 | [7 empty] | 0.065144 | [5 empty] | 55.1217 | [15 empty] | 8585.7146 |  | 0.074884 |  |  |  | 0.17843 | [5 empty] | 0.030251 | [7 empty] | 0.064315 | [5 empty] | 1.5991 |  |  |  | 0.004036 |  | 0.080969 | [7 empty] | 28.0332 |  |  |  |  | 2025
| Xunmei vent field, Niaochao vent field |  | Seafloor hydrothermal | Volcanic-hosted massive sulfide (VMS) | seafloor massive sulfide (SMS) | Cu, Zn, Au, Ag | Co, Pb, Sb | Cu, Zn, Au, Ag, Co, Pb, Sb |  |  | I-Py2 (n=11)-31 | I-Py2 (n=11)-31 | seafloor vent field |  |  |  |  | ore material | grab | grab | mineral separate | [5 empty] | mineralisation | sulfide chimney | pyrite, marcasite, chalcopyrite |  | pyrite, marcasite, chalcopyrite | multiple stages: colloform marcasite-pyrite intergrowths (outermost wall), replacement assemblages (transition layers), dense recrystallized assemblages, marcasite pseudomorphs after pyrrhotite (middle layer) | sulfide chimney | colloform, subhedral, anhedral, euhedral, dense coarse-grained, columnar pseudomorphs |  |  |  | sphalerite, pyrrhotite, anhydrite, galena, tetrahedrite, tennantite | Transverse sections (polished sections) | EMPA, LA-ICPMS, MC-ICPMS | JEOL JXA-8100 EPMA; Teledyne Cetac Technologies Analyte Excite laser ablation system coupled with an Agilent Technologies 7700x quadrupole ICP-MS; ESI NWR Image GEO 193 coupled with TOFWERK icp TOF R; Neptune Plus multicollector ICP-MS (Thermo Fisher Scientific, Bremen, Germany) coupled with a Geolas HD excimer ArF laser ablation system (Coherent, Göttingen, Germany); Bruker M4 Tornado™ system | SIO, MNR; China University of Petroleum (East China), Qingdao, China; Nanjing Focu MS Technology Co. Ltd., Nanjing, China; Shanghai Chemlab Laboratory, Shanghai, China; Wuhan Sample Solution Analytical Technology Co. Ltd., Wuhan, China | EPMA: beam current of 10 nA, beam size of 1–5 μm, accelerating voltage of 20 kV. Micro-XRF: rhodium target X-ray tube operating at 50 kV and 800 nA, polycapillary lens providing a 40-μm spot size on a 20-μm raster, dwell time of 5 ms per pixel. LA-ICP-MS: 193-nm ArF excimer laser, fluence of 6 J/cm², 6 Hz repetition rate for 40 seconds (240 pulses), 30-second pre-ablation blank, total run time 70 seconds, spot size 32–44 μm, He carrier gas mixed with Ar. LA-ICP-TOF-MS: 193 nm ArF excimer laser, spot diameter ~20 µm, repetition rate ~20 Hz, laser fluence ~7 J/cm², scan speed ~4000 µm/s, He carrier gas ~600 ml/min, washout time 50 ms. S isotope MC-ICP-MS: spot size ~44 μm, pulse frequency ~2 Hz, laser fluence ~5 J/cm², He carrier gas with Ar make-up gas. | MASS-1 (Fe-Cu-Zn-S pressed pellet) and GSE-1G (synthetic basaltic glass) from the United States Geological Survey; pyrite PPP-1; chalcopyrite GBW07268; pyrrhotite SP-Po-01 (δ34S = 1.4‰ ± 0.4‰); chalcopyrite SP-CP-01 (δ34S = 5.45‰ ± 0.3‰); natural and synthetic minerals from USA SPI Supplies | 0.70258 |  |  |  | 18.5886 |  | 0.04564 |  |  |  | 0.007406 |  |  |  | 0.001404 | [5 empty] | 0.049314 | [5 empty] | 0.89654 | [5 empty] | 8.1813 | [9 empty] | 9415.3379 | [13 empty] | 0.00225 | [11 empty] | 0.086942 |  | 1.0496 |  | 0.3375 | [7 empty] | 0.043177 | [5 empty] | 52.2254 | [15 empty] | 10236.6883 |  | 0.26548 |  |  |  | 0.17654 | [5 empty] | 0.035144 | [7 empty] | 0.027798 | [5 empty] | 6.2651 |  |  |  | 0.008767 |  | 0.028624 | [7 empty] | 81.4277 |  |  |  |  | 2025
| Xunmei vent field, Niaochao vent field |  | Seafloor hydrothermal | Volcanic-hosted massive sulfide (VMS) | seafloor massive sulfide (SMS) | Cu, Zn, Au, Ag | Co, Pb, Sb | Cu, Zn, Au, Ag, Co, Pb, Sb |  |  | I-Py2 (n=11)-32 | I-Py2 (n=11)-32 | seafloor vent field |  |  |  |  | ore material | grab | grab | mineral separate | [5 empty] | mineralisation | sulfide chimney | pyrite, marcasite, chalcopyrite |  | pyrite, marcasite, chalcopyrite | multiple stages: colloform marcasite-pyrite intergrowths (outermost wall), replacement assemblages (transition layers), dense recrystallized assemblages, marcasite pseudomorphs after pyrrhotite (middle layer) | sulfide chimney | colloform, subhedral, anhedral, euhedral, dense coarse-grained, columnar pseudomorphs |  |  |  | sphalerite, pyrrhotite, anhydrite, galena, tetrahedrite, tennantite | Transverse sections (polished sections) | EMPA, LA-ICPMS, MC-ICPMS | JEOL JXA-8100 EPMA; Teledyne Cetac Technologies Analyte Excite laser ablation system coupled with an Agilent Technologies 7700x quadrupole ICP-MS; ESI NWR Image GEO 193 coupled with TOFWERK icp TOF R; Neptune Plus multicollector ICP-MS (Thermo Fisher Scientific, Bremen, Germany) coupled with a Geolas HD excimer ArF laser ablation system (Coherent, Göttingen, Germany); Bruker M4 Tornado™ system | SIO, MNR; China University of Petroleum (East China), Qingdao, China; Nanjing Focu MS Technology Co. Ltd., Nanjing, China; Shanghai Chemlab Laboratory, Shanghai, China; Wuhan Sample Solution Analytical Technology Co. Ltd., Wuhan, China | EPMA: beam current of 10 nA, beam size of 1–5 μm, accelerating voltage of 20 kV. Micro-XRF: rhodium target X-ray tube operating at 50 kV and 800 nA, polycapillary lens providing a 40-μm spot size on a 20-μm raster, dwell time of 5 ms per pixel. LA-ICP-MS: 193-nm ArF excimer laser, fluence of 6 J/cm², 6 Hz repetition rate for 40 seconds (240 pulses), 30-second pre-ablation blank, total run time 70 seconds, spot size 32–44 μm, He carrier gas mixed with Ar. LA-ICP-TOF-MS: 193 nm ArF excimer laser, spot diameter ~20 µm, repetition rate ~20 Hz, laser fluence ~7 J/cm², scan speed ~4000 µm/s, He carrier gas ~600 ml/min, washout time 50 ms. S isotope MC-ICP-MS: spot size ~44 μm, pulse frequency ~2 Hz, laser fluence ~5 J/cm², He carrier gas with Ar make-up gas. | MASS-1 (Fe-Cu-Zn-S pressed pellet) and GSE-1G (synthetic basaltic glass) from the United States Geological Survey; pyrite PPP-1; chalcopyrite GBW07268; pyrrhotite SP-Po-01 (δ34S = 1.4‰ ± 0.4‰); chalcopyrite SP-CP-01 (δ34S = 5.45‰ ± 0.3‰); natural and synthetic minerals from USA SPI Supplies | 0.14091 |  |  |  | 12.4141 |  | 0.030896 |  |  |  | 0.008698 |  |  |  | 0.002453 | [5 empty] | 0.082018 | [5 empty] | 1.4094 | [5 empty] | 7.594 | [9 empty] | 8576.7674 | [13 empty] | 0.007492 | [11 empty] | 0.25201 |  | 3.1227 |  | 1.2094 | [7 empty] | 0.098037 | [5 empty] | 50.547 | [15 empty] | 9420.8871 |  | 0.073718 |  |  |  | 0.18395 | [5 empty] | 0.028813 | [7 empty] | 0.066484 | [5 empty] | 0.60897 |  |  |  | 0.00306 |  | 0.048491 | [7 empty] | 10.6901 |  |  |  |  | 2025
| Xunmei vent field, Niaochao vent field |  | Seafloor hydrothermal | Volcanic-hosted massive sulfide (VMS) | seafloor massive sulfide (SMS) | Cu, Zn, Au, Ag | Co, Pb, Sb | Cu, Zn, Au, Ag, Co, Pb, Sb |  |  | I-Py2 (n=11)-33 | I-Py2 (n=11)-33 | seafloor vent field |  |  |  |  | ore material | grab | grab | mineral separate | [5 empty] | mineralisation | sulfide chimney | pyrite, marcasite, chalcopyrite |  | pyrite, marcasite, chalcopyrite | multiple stages: colloform marcasite-pyrite intergrowths (outermost wall), replacement assemblages (transition layers), dense recrystallized assemblages, marcasite pseudomorphs after pyrrhotite (middle layer) | sulfide chimney | colloform, subhedral, anhedral, euhedral, dense coarse-grained, columnar pseudomorphs |  |  |  | sphalerite, pyrrhotite, anhydrite, galena, tetrahedrite, tennantite | Transverse sections (polished sections) | EMPA, LA-ICPMS, MC-ICPMS | JEOL JXA-8100 EPMA; Teledyne Cetac Technologies Analyte Excite laser ablation system coupled with an Agilent Technologies 7700x quadrupole ICP-MS; ESI NWR Image GEO 193 coupled with TOFWERK icp TOF R; Neptune Plus multicollector ICP-MS (Thermo Fisher Scientific, Bremen, Germany) coupled with a Geolas HD excimer ArF laser ablation system (Coherent, Göttingen, Germany); Bruker M4 Tornado™ system | SIO, MNR; China University of Petroleum (East China), Qingdao, China; Nanjing Focu MS Technology Co. Ltd., Nanjing, China; Shanghai Chemlab Laboratory, Shanghai, China; Wuhan Sample Solution Analytical Technology Co. Ltd., Wuhan, China | EPMA: beam current of 10 nA, beam size of 1–5 μm, accelerating voltage of 20 kV. Micro-XRF: rhodium target X-ray tube operating at 50 kV and 800 nA, polycapillary lens providing a 40-μm spot size on a 20-μm raster, dwell time of 5 ms per pixel. LA-ICP-MS: 193-nm ArF excimer laser, fluence of 6 J/cm², 6 Hz repetition rate for 40 seconds (240 pulses), 30-second pre-ablation blank, total run time 70 seconds, spot size 32–44 μm, He carrier gas mixed with Ar. LA-ICP-TOF-MS: 193 nm ArF excimer laser, spot diameter ~20 µm, repetition rate ~20 Hz, laser fluence ~7 J/cm², scan speed ~4000 µm/s, He carrier gas ~600 ml/min, washout time 50 ms. S isotope MC-ICP-MS: spot size ~44 μm, pulse frequency ~2 Hz, laser fluence ~5 J/cm², He carrier gas with Ar make-up gas. | MASS-1 (Fe-Cu-Zn-S pressed pellet) and GSE-1G (synthetic basaltic glass) from the United States Geological Survey; pyrite PPP-1; chalcopyrite GBW07268; pyrrhotite SP-Po-01 (δ34S = 1.4‰ ± 0.4‰); chalcopyrite SP-CP-01 (δ34S = 5.45‰ ± 0.3‰); natural and synthetic minerals from USA SPI Supplies | 0.050044 |  |  |  | 8.7109 |  | 0.020078 |  |  |  | 0.00832 |  |  |  | 0.002647 | [5 empty] | 0.11086 | [5 empty] | 0.14763 | [5 empty] | 2.8812 | [9 empty] | 6837.6865 | [13 empty] | 0.002875 | [11 empty] | 0.12912 |  | 3.4392 |  | 0.72156 | [7 empty] | 0.098423 | [5 empty] | 22.7403 | [15 empty] | 7432.6357 |  | 0.054624 |  |  |  | 0.18063 | [5 empty] | 0.031822 | [7 empty] | 0.091651 | [5 empty] | 0.62711 |  |  |  | 0.030182 |  | 0.04692 | [7 empty] | 25.8364 |  |  |  |  | 2025
| Xunmei vent field, Niaochao vent field |  | Seafloor hydrothermal | Volcanic-hosted massive sulfide (VMS) | seafloor massive sulfide (SMS) | Cu, Zn, Au, Ag | Co, Pb, Sb | Cu, Zn, Au, Ag, Co, Pb, Sb |  |  | I-Py2 (n=11)-34 | I-Py2 (n=11)-34 | seafloor vent field |  |  |  |  | ore material | grab | grab | mineral separate | [5 empty] | mineralisation | sulfide chimney | pyrite, marcasite, chalcopyrite |  | pyrite, marcasite, chalcopyrite | multiple stages: colloform marcasite-pyrite intergrowths (outermost wall), replacement assemblages (transition layers), dense recrystallized assemblages, marcasite pseudomorphs after pyrrhotite (middle layer) | sulfide chimney | colloform, subhedral, anhedral, euhedral, dense coarse-grained, columnar pseudomorphs |  |  |  | sphalerite, pyrrhotite, anhydrite, galena, tetrahedrite, tennantite | Transverse sections (polished sections) | EMPA, LA-ICPMS, MC-ICPMS | JEOL JXA-8100 EPMA; Teledyne Cetac Technologies Analyte Excite laser ablation system coupled with an Agilent Technologies 7700x quadrupole ICP-MS; ESI NWR Image GEO 193 coupled with TOFWERK icp TOF R; Neptune Plus multicollector ICP-MS (Thermo Fisher Scientific, Bremen, Germany) coupled with a Geolas HD excimer ArF laser ablation system (Coherent, Göttingen, Germany); Bruker M4 Tornado™ system | SIO, MNR; China University of Petroleum (East China), Qingdao, China; Nanjing Focu MS Technology Co. Ltd., Nanjing, China; Shanghai Chemlab Laboratory, Shanghai, China; Wuhan Sample Solution Analytical Technology Co. Ltd., Wuhan, China | EPMA: beam current of 10 nA, beam size of 1–5 μm, accelerating voltage of 20 kV. Micro-XRF: rhodium target X-ray tube operating at 50 kV and 800 nA, polycapillary lens providing a 40-μm spot size on a 20-μm raster, dwell time of 5 ms per pixel. LA-ICP-MS: 193-nm ArF excimer laser, fluence of 6 J/cm², 6 Hz repetition rate for 40 seconds (240 pulses), 30-second pre-ablation blank, total run time 70 seconds, spot size 32–44 μm, He carrier gas mixed with Ar. LA-ICP-TOF-MS: 193 nm ArF excimer laser, spot diameter ~20 µm, repetition rate ~20 Hz, laser fluence ~7 J/cm², scan speed ~4000 µm/s, He carrier gas ~600 ml/min, washout time 50 ms. S isotope MC-ICP-MS: spot size ~44 μm, pulse frequency ~2 Hz, laser fluence ~5 J/cm², He carrier gas with Ar make-up gas. | MASS-1 (Fe-Cu-Zn-S pressed pellet) and GSE-1G (synthetic basaltic glass) from the United States Geological Survey; pyrite PPP-1; chalcopyrite GBW07268; pyrrhotite SP-Po-01 (δ34S = 1.4‰ ± 0.4‰); chalcopyrite SP-CP-01 (δ34S = 5.45‰ ± 0.3‰); natural and synthetic minerals from USA SPI Supplies | 0.14826 |  |  |  | 18.3003 |  | 0.02259 |  |  |  | 0.015067 |  |  |  | 0.002123 | [5 empty] | 0.17879 | [5 empty] | 0.085488 | [5 empty] | 1.8197 | [9 empty] | 10340.6047 | [13 empty] | 0.002976 | [11 empty] | 0.12917 |  | 2.0381 |  | 0.82956 | [7 empty] | 0.095177 | [5 empty] | 39.254 | [15 empty] | 13338.9884 |  | 0.079034 |  |  |  | 0.16512 | [5 empty] | 0.029928 | [7 empty] | 0.056463 | [5 empty] | 1.0685 |  |  |  | 0.003682 |  | 0.060327 | [7 empty] | 59.0813 |  |  |  |  | 2025
| Xunmei vent field, Niaochao vent field |  | Seafloor hydrothermal | Volcanic-hosted massive sulfide (VMS) | seafloor massive sulfide (SMS) | Cu, Zn, Au, Ag | Co, Pb, Sb | Cu, Zn, Au, Ag, Co, Pb, Sb |  |  | I-Py2 (n=11)-35 | I-Py2 (n=11)-35 | seafloor vent field |  |  |  |  | ore material | grab | grab | mineral separate | [5 empty] | mineralisation | sulfide chimney | pyrite, marcasite, chalcopyrite |  | pyrite, marcasite, chalcopyrite | multiple stages: colloform marcasite-pyrite intergrowths (outermost wall), replacement assemblages (transition layers), dense recrystallized assemblages, marcasite pseudomorphs after pyrrhotite (middle layer) | sulfide chimney | colloform, subhedral, anhedral, euhedral, dense coarse-grained, columnar pseudomorphs |  |  |  | sphalerite, pyrrhotite, anhydrite, galena, tetrahedrite, tennantite | Transverse sections (polished sections) | EMPA, LA-ICPMS, MC-ICPMS | JEOL JXA-8100 EPMA; Teledyne Cetac Technologies Analyte Excite laser ablation system coupled with an Agilent Technologies 7700x quadrupole ICP-MS; ESI NWR Image GEO 193 coupled with TOFWERK icp TOF R; Neptune Plus multicollector ICP-MS (Thermo Fisher Scientific, Bremen, Germany) coupled with a Geolas HD excimer ArF laser ablation system (Coherent, Göttingen, Germany); Bruker M4 Tornado™ system | SIO, MNR; China University of Petroleum (East China), Qingdao, China; Nanjing Focu MS Technology Co. Ltd., Nanjing, China; Shanghai Chemlab Laboratory, Shanghai, China; Wuhan Sample Solution Analytical Technology Co. Ltd., Wuhan, China | EPMA: beam current of 10 nA, beam size of 1–5 μm, accelerating voltage of 20 kV. Micro-XRF: rhodium target X-ray tube operating at 50 kV and 800 nA, polycapillary lens providing a 40-μm spot size on a 20-μm raster, dwell time of 5 ms per pixel. LA-ICP-MS: 193-nm ArF excimer laser, fluence of 6 J/cm², 6 Hz repetition rate for 40 seconds (240 pulses), 30-second pre-ablation blank, total run time 70 seconds, spot size 32–44 μm, He carrier gas mixed with Ar. LA-ICP-TOF-MS: 193 nm ArF excimer laser, spot diameter ~20 µm, repetition rate ~20 Hz, laser fluence ~7 J/cm², scan speed ~4000 µm/s, He carrier gas ~600 ml/min, washout time 50 ms. S isotope MC-ICP-MS: spot size ~44 μm, pulse frequency ~2 Hz, laser fluence ~5 J/cm², He carrier gas with Ar make-up gas. | MASS-1 (Fe-Cu-Zn-S pressed pellet) and GSE-1G (synthetic basaltic glass) from the United States Geological Survey; pyrite PPP-1; chalcopyrite GBW07268; pyrrhotite SP-Po-01 (δ34S = 1.4‰ ± 0.4‰); chalcopyrite SP-CP-01 (δ34S = 5.45‰ ± 0.3‰); natural and synthetic minerals from USA SPI Supplies | 0.3541 |  |  |  | 3.5186 |  | 0.021188 |  |  |  | 0.01941 |  |  |  | 0.00228 | [5 empty] | 0.35736 | [5 empty] | 0.91947 | [5 empty] | 2.6099 | [9 empty] | 7410.8337 | [13 empty] | 0.003878 | [11 empty] | 0.14899 |  | 1.942 |  | 1.3248 | [7 empty] | 0.094282 | [5 empty] | 25.9286 | [15 empty] | 12226.4096 |  | 0.14859 |  |  |  | 0.22396 | [5 empty] | 0.031147 | [7 empty] | 0.034718 | [5 empty] | 0.45974 |  |  |  | 0.020394 |  | 0.079287 | [7 empty] | 374.9134 |  |  |  |  | 2025
| Xunmei vent field, Niaochao vent field |  | Seafloor hydrothermal | Volcanic-hosted massive sulfide (VMS) | seafloor massive sulfide (SMS) | Cu, Zn, Au, Ag | Co, Pb, Sb | Cu, Zn, Au, Ag, Co, Pb, Sb |  |  | I-Py2 (n=11)-36 | I-Py2 (n=11)-36 | seafloor vent field |  |  |  |  | ore material | grab | grab | mineral separate | [5 empty] | mineralisation | sulfide chimney | pyrite, marcasite, chalcopyrite |  | pyrite, marcasite, chalcopyrite | multiple stages: colloform marcasite-pyrite intergrowths (outermost wall), replacement assemblages (transition layers), dense recrystallized assemblages, marcasite pseudomorphs after pyrrhotite (middle layer) | sulfide chimney | colloform, subhedral, anhedral, euhedral, dense coarse-grained, columnar pseudomorphs |  |  |  | sphalerite, pyrrhotite, anhydrite, galena, tetrahedrite, tennantite | Transverse sections (polished sections) | EMPA, LA-ICPMS, MC-ICPMS | JEOL JXA-8100 EPMA; Teledyne Cetac Technologies Analyte Excite laser ablation system coupled with an Agilent Technologies 7700x quadrupole ICP-MS; ESI NWR Image GEO 193 coupled with TOFWERK icp TOF R; Neptune Plus multicollector ICP-MS (Thermo Fisher Scientific, Bremen, Germany) coupled with a Geolas HD excimer ArF laser ablation system (Coherent, Göttingen, Germany); Bruker M4 Tornado™ system | SIO, MNR; China University of Petroleum (East China), Qingdao, China; Nanjing Focu MS Technology Co. Ltd., Nanjing, China; Shanghai Chemlab Laboratory, Shanghai, China; Wuhan Sample Solution Analytical Technology Co. Ltd., Wuhan, China | EPMA: beam current of 10 nA, beam size of 1–5 μm, accelerating voltage of 20 kV. Micro-XRF: rhodium target X-ray tube operating at 50 kV and 800 nA, polycapillary lens providing a 40-μm spot size on a 20-μm raster, dwell time of 5 ms per pixel. LA-ICP-MS: 193-nm ArF excimer laser, fluence of 6 J/cm², 6 Hz repetition rate for 40 seconds (240 pulses), 30-second pre-ablation blank, total run time 70 seconds, spot size 32–44 μm, He carrier gas mixed with Ar. LA-ICP-TOF-MS: 193 nm ArF excimer laser, spot diameter ~20 µm, repetition rate ~20 Hz, laser fluence ~7 J/cm², scan speed ~4000 µm/s, He carrier gas ~600 ml/min, washout time 50 ms. S isotope MC-ICP-MS: spot size ~44 μm, pulse frequency ~2 Hz, laser fluence ~5 J/cm², He carrier gas with Ar make-up gas. | MASS-1 (Fe-Cu-Zn-S pressed pellet) and GSE-1G (synthetic basaltic glass) from the United States Geological Survey; pyrite PPP-1; chalcopyrite GBW07268; pyrrhotite SP-Po-01 (δ34S = 1.4‰ ± 0.4‰); chalcopyrite SP-CP-01 (δ34S = 5.45‰ ± 0.3‰); natural and synthetic minerals from USA SPI Supplies | 0.35427 |  |  |  | 24.8046 |  | 0.057283 |  |  |  | 0.006632 |  |  |  | 0.002317 | [5 empty] | 0.10976 | [5 empty] | 0.29473 | [5 empty] | 175.3173 | [9 empty] | 9786.5147 | [13 empty] | 0.003171 | [11 empty] | 0.13607 |  | 6.8667 |  | 0.73694 | [7 empty] | 0.082282 | [5 empty] | 187.79 | [15 empty] | 13217.7366 |  | 1.009 |  |  |  | 0.22593 | [5 empty] | 0.029155 | [7 empty] | 0.068368 | [5 empty] | 0.49271 |  |  |  | 0.00642 |  | 0.083686 | [7 empty] | 664.9797 |  |  |  |  | 2025
| Xunmei vent field, Niaochao vent field |  | Seafloor hydrothermal | Volcanic-hosted massive sulfide (VMS) | seafloor massive sulfide (SMS) | Cu, Zn, Au, Ag | Co, Pb, Sb | Cu, Zn, Au, Ag, Co, Pb, Sb |  |  | I-Py2 (n=11)-37 | I-Py2 (n=11)-37 | seafloor vent field |  |  |  |  | ore material | grab | grab | mineral separate | [5 empty] | mineralisation | sulfide chimney | pyrite, marcasite, chalcopyrite |  | pyrite, marcasite, chalcopyrite | multiple stages: colloform marcasite-pyrite intergrowths (outermost wall), replacement assemblages (transition layers), dense recrystallized assemblages, marcasite pseudomorphs after pyrrhotite (middle layer) | sulfide chimney | colloform, subhedral, anhedral, euhedral, dense coarse-grained, columnar pseudomorphs |  |  |  | sphalerite, pyrrhotite, anhydrite, galena, tetrahedrite, tennantite | Transverse sections (polished sections) | EMPA, LA-ICPMS, MC-ICPMS | JEOL JXA-8100 EPMA; Teledyne Cetac Technologies Analyte Excite laser ablation system coupled with an Agilent Technologies 7700x quadrupole ICP-MS; ESI NWR Image GEO 193 coupled with TOFWERK icp TOF R; Neptune Plus multicollector ICP-MS (Thermo Fisher Scientific, Bremen, Germany) coupled with a Geolas HD excimer ArF laser ablation system (Coherent, Göttingen, Germany); Bruker M4 Tornado™ system | SIO, MNR; China University of Petroleum (East China), Qingdao, China; Nanjing Focu MS Technology Co. Ltd., Nanjing, China; Shanghai Chemlab Laboratory, Shanghai, China; Wuhan Sample Solution Analytical Technology Co. Ltd., Wuhan, China | EPMA: beam current of 10 nA, beam size of 1–5 μm, accelerating voltage of 20 kV. Micro-XRF: rhodium target X-ray tube operating at 50 kV and 800 nA, polycapillary lens providing a 40-μm spot size on a 20-μm raster, dwell time of 5 ms per pixel. LA-ICP-MS: 193-nm ArF excimer laser, fluence of 6 J/cm², 6 Hz repetition rate for 40 seconds (240 pulses), 30-second pre-ablation blank, total run time 70 seconds, spot size 32–44 μm, He carrier gas mixed with Ar. LA-ICP-TOF-MS: 193 nm ArF excimer laser, spot diameter ~20 µm, repetition rate ~20 Hz, laser fluence ~7 J/cm², scan speed ~4000 µm/s, He carrier gas ~600 ml/min, washout time 50 ms. S isotope MC-ICP-MS: spot size ~44 μm, pulse frequency ~2 Hz, laser fluence ~5 J/cm², He carrier gas with Ar make-up gas. | MASS-1 (Fe-Cu-Zn-S pressed pellet) and GSE-1G (synthetic basaltic glass) from the United States Geological Survey; pyrite PPP-1; chalcopyrite GBW07268; pyrrhotite SP-Po-01 (δ34S = 1.4‰ ± 0.4‰); chalcopyrite SP-CP-01 (δ34S = 5.45‰ ± 0.3‰); natural and synthetic minerals from USA SPI Supplies | 0.10118 |  |  |  | 19.2129 |  | 0.018055 |  |  |  | 0.010704 |  |  |  | 0.00233 | [5 empty] | 0.073395 | [5 empty] | 2.2639 | [5 empty] | 74.2338 | [9 empty] | 9843.964 | [13 empty] | 0.008617 | [11 empty] | 0.98439 |  | 4.908 |  | 2.2647 | [7 empty] | 0.087744 | [5 empty] | 33.5088 | [15 empty] | 10914.9051 |  | 0.050503 |  |  |  | 0.28755 | [5 empty] | 0.041977 | [7 empty] | 0.085375 | [5 empty] | 0.86465 |  |  |  | 0.024842 |  | 0.03863 | [7 empty] | 7.7331 |  |  |  |  | 2025
| Xunmei vent field, Niaochao vent field |  | Seafloor hydrothermal | Volcanic-hosted massive sulfide (VMS) | seafloor massive sulfide (SMS) | Cu, Zn, Au, Ag | Co, Pb, Sb | Cu, Zn, Au, Ag, Co, Pb, Sb |  |  | I-Py2 (n=11)-38 | I-Py2 (n=11)-38 | seafloor vent field |  |  |  |  | ore material | grab | grab | mineral separate | [5 empty] | mineralisation | sulfide chimney | pyrite, marcasite, chalcopyrite |  | pyrite, marcasite, chalcopyrite | multiple stages: colloform marcasite-pyrite intergrowths (outermost wall), replacement assemblages (transition layers), dense recrystallized assemblages, marcasite pseudomorphs after pyrrhotite (middle layer) | sulfide chimney | colloform, subhedral, anhedral, euhedral, dense coarse-grained, columnar pseudomorphs |  |  |  | sphalerite, pyrrhotite, anhydrite, galena, tetrahedrite, tennantite | Transverse sections (polished sections) | EMPA, LA-ICPMS, MC-ICPMS | JEOL JXA-8100 EPMA; Teledyne Cetac Technologies Analyte Excite laser ablation system coupled with an Agilent Technologies 7700x quadrupole ICP-MS; ESI NWR Image GEO 193 coupled with TOFWERK icp TOF R; Neptune Plus multicollector ICP-MS (Thermo Fisher Scientific, Bremen, Germany) coupled with a Geolas HD excimer ArF laser ablation system (Coherent, Göttingen, Germany); Bruker M4 Tornado™ system | SIO, MNR; China University of Petroleum (East China), Qingdao, China; Nanjing Focu MS Technology Co. Ltd., Nanjing, China; Shanghai Chemlab Laboratory, Shanghai, China; Wuhan Sample Solution Analytical Technology Co. Ltd., Wuhan, China | EPMA: beam current of 10 nA, beam size of 1–5 μm, accelerating voltage of 20 kV. Micro-XRF: rhodium target X-ray tube operating at 50 kV and 800 nA, polycapillary lens providing a 40-μm spot size on a 20-μm raster, dwell time of 5 ms per pixel. LA-ICP-MS: 193-nm ArF excimer laser, fluence of 6 J/cm², 6 Hz repetition rate for 40 seconds (240 pulses), 30-second pre-ablation blank, total run time 70 seconds, spot size 32–44 μm, He carrier gas mixed with Ar. LA-ICP-TOF-MS: 193 nm ArF excimer laser, spot diameter ~20 µm, repetition rate ~20 Hz, laser fluence ~7 J/cm², scan speed ~4000 µm/s, He carrier gas ~600 ml/min, washout time 50 ms. S isotope MC-ICP-MS: spot size ~44 μm, pulse frequency ~2 Hz, laser fluence ~5 J/cm², He carrier gas with Ar make-up gas. | MASS-1 (Fe-Cu-Zn-S pressed pellet) and GSE-1G (synthetic basaltic glass) from the United States Geological Survey; pyrite PPP-1; chalcopyrite GBW07268; pyrrhotite SP-Po-01 (δ34S = 1.4‰ ± 0.4‰); chalcopyrite SP-CP-01 (δ34S = 5.45‰ ± 0.3‰); natural and synthetic minerals from USA SPI Supplies | 0.24242 |  |  |  | 15.7677 |  | 0.030129 |  |  |  | 0.010361 |  |  |  | 0.002599 | [5 empty] | 0.19751 | [5 empty] | 0.14562 | [5 empty] | 1.9047 | [9 empty] | 8882.2396 | [13 empty] | 0.003179 | [11 empty] | 0.099679 |  | 2.2571 |  | 0.91285 | [7 empty] | 0.090745 | [5 empty] | 62.5957 | [15 empty] | 7204.8061 |  | 0.10315 |  |  |  | 0.19704 | [5 empty] | 0.032367 | [7 empty] | 0.027843 | [5 empty] | 0.70822 |  |  |  | 0.001438 |  | 0.062712 | [7 empty] | 114.8207 |  |  |  |  | 2025
| Xunmei vent field, Niaochao vent field |  | Seafloor hydrothermal | Volcanic-hosted massive sulfide (VMS) | seafloor massive sulfide (SMS) | Cu, Zn, Au, Ag | Co, Pb, Sb | Cu, Zn, Au, Ag, Co, Pb, Sb |  |  | I-Mrc2 (n=8)-21 | I-Mrc2 (n=8)-21 | seafloor vent field |  |  |  |  | ore material | grab | grab | mineral separate | [5 empty] | mineralisation | sulfide chimney | pyrite, marcasite, chalcopyrite |  | pyrite, marcasite, chalcopyrite | multiple stages: colloform marcasite-pyrite intergrowths (outermost wall), replacement assemblages (transition layers), dense recrystallized assemblages, marcasite pseudomorphs after pyrrhotite (middle layer) | sulfide chimney | colloform, subhedral, anhedral, euhedral, dense coarse-grained, columnar pseudomorphs |  |  |  | sphalerite, pyrrhotite, anhydrite, galena, tetrahedrite, tennantite | Transverse sections (polished sections) | EMPA, LA-ICPMS, MC-ICPMS | JEOL JXA-8100 EPMA; Teledyne Cetac Technologies Analyte Excite laser ablation system coupled with an Agilent Technologies 7700x quadrupole ICP-MS; ESI NWR Image GEO 193 coupled with TOFWERK icp TOF R; Neptune Plus multicollector ICP-MS (Thermo Fisher Scientific, Bremen, Germany) coupled with a Geolas HD excimer ArF laser ablation system (Coherent, Göttingen, Germany); Bruker M4 Tornado™ system | SIO, MNR; China University of Petroleum (East China), Qingdao, China; Nanjing Focu MS Technology Co. Ltd., Nanjing, China; Shanghai Chemlab Laboratory, Shanghai, China; Wuhan Sample Solution Analytical Technology Co. Ltd., Wuhan, China | EPMA: beam current of 10 nA, beam size of 1–5 μm, accelerating voltage of 20 kV. Micro-XRF: rhodium target X-ray tube operating at 50 kV and 800 nA, polycapillary lens providing a 40-μm spot size on a 20-μm raster, dwell time of 5 ms per pixel. LA-ICP-MS: 193-nm ArF excimer laser, fluence of 6 J/cm², 6 Hz repetition rate for 40 seconds (240 pulses), 30-second pre-ablation blank, total run time 70 seconds, spot size 32–44 μm, He carrier gas mixed with Ar. LA-ICP-TOF-MS: 193 nm ArF excimer laser, spot diameter ~20 µm, repetition rate ~20 Hz, laser fluence ~7 J/cm², scan speed ~4000 µm/s, He carrier gas ~600 ml/min, washout time 50 ms. S isotope MC-ICP-MS: spot size ~44 μm, pulse frequency ~2 Hz, laser fluence ~5 J/cm², He carrier gas with Ar make-up gas. | MASS-1 (Fe-Cu-Zn-S pressed pellet) and GSE-1G (synthetic basaltic glass) from the United States Geological Survey; pyrite PPP-1; chalcopyrite GBW07268; pyrrhotite SP-Po-01 (δ34S = 1.4‰ ± 0.4‰); chalcopyrite SP-CP-01 (δ34S = 5.45‰ ± 0.3‰); natural and synthetic minerals from USA SPI Supplies | [147 empty] | 2025
| Xunmei vent field, Niaochao vent field |  | Seafloor hydrothermal | Volcanic-hosted massive sulfide (VMS) | seafloor massive sulfide (SMS) | Cu, Zn, Au, Ag | Co, Pb, Sb | Cu, Zn, Au, Ag, Co, Pb, Sb |  |  | I-Mrc2 (n=8)-22 | I-Mrc2 (n=8)-22 | seafloor vent field |  |  |  |  | ore material | grab | grab | mineral separate | [5 empty] | mineralisation | sulfide chimney | pyrite, marcasite, chalcopyrite |  | pyrite, marcasite, chalcopyrite | multiple stages: colloform marcasite-pyrite intergrowths (outermost wall), replacement assemblages (transition layers), dense recrystallized assemblages, marcasite pseudomorphs after pyrrhotite (middle layer) | sulfide chimney | colloform, subhedral, anhedral, euhedral, dense coarse-grained, columnar pseudomorphs |  |  |  | sphalerite, pyrrhotite, anhydrite, galena, tetrahedrite, tennantite | Transverse sections (polished sections) | EMPA, LA-ICPMS, MC-ICPMS | JEOL JXA-8100 EPMA; Teledyne Cetac Technologies Analyte Excite laser ablation system coupled with an Agilent Technologies 7700x quadrupole ICP-MS; ESI NWR Image GEO 193 coupled with TOFWERK icp TOF R; Neptune Plus multicollector ICP-MS (Thermo Fisher Scientific, Bremen, Germany) coupled with a Geolas HD excimer ArF laser ablation system (Coherent, Göttingen, Germany); Bruker M4 Tornado™ system | SIO, MNR; China University of Petroleum (East China), Qingdao, China; Nanjing Focu MS Technology Co. Ltd., Nanjing, China; Shanghai Chemlab Laboratory, Shanghai, China; Wuhan Sample Solution Analytical Technology Co. Ltd., Wuhan, China | EPMA: beam current of 10 nA, beam size of 1–5 μm, accelerating voltage of 20 kV. Micro-XRF: rhodium target X-ray tube operating at 50 kV and 800 nA, polycapillary lens providing a 40-μm spot size on a 20-μm raster, dwell time of 5 ms per pixel. LA-ICP-MS: 193-nm ArF excimer laser, fluence of 6 J/cm², 6 Hz repetition rate for 40 seconds (240 pulses), 30-second pre-ablation blank, total run time 70 seconds, spot size 32–44 μm, He carrier gas mixed with Ar. LA-ICP-TOF-MS: 193 nm ArF excimer laser, spot diameter ~20 µm, repetition rate ~20 Hz, laser fluence ~7 J/cm², scan speed ~4000 µm/s, He carrier gas ~600 ml/min, washout time 50 ms. S isotope MC-ICP-MS: spot size ~44 μm, pulse frequency ~2 Hz, laser fluence ~5 J/cm², He carrier gas with Ar make-up gas. | MASS-1 (Fe-Cu-Zn-S pressed pellet) and GSE-1G (synthetic basaltic glass) from the United States Geological Survey; pyrite PPP-1; chalcopyrite GBW07268; pyrrhotite SP-Po-01 (δ34S = 1.4‰ ± 0.4‰); chalcopyrite SP-CP-01 (δ34S = 5.45‰ ± 0.3‰); natural and synthetic minerals from USA SPI Supplies | 0.13523 |  |  |  | 0.42807 |  | 0.005268 |  |  |  | 0.02694 |  |  |  | 0.002268 | [5 empty] | 0.076528 | [5 empty] | 4.9604 | [5 empty] | 226.0102 | [9 empty] | 13066.5027 | [13 empty] | 0.008667 | [11 empty] | 0.57195 |  | 8.4388 |  | 0.33059 | [7 empty] | 0.04496 | [5 empty] | 1.0298 | [15 empty] | 10702.238 |  | 0.02435 |  |  |  | 0.32118 | [5 empty] | 0.039669 | [7 empty] | 0.05609 | [5 empty] | 0.54698 |  |  |  | 0.023287 |  | 0.030969 | [7 empty] | 1.9138 |  |  |  |  | 2025
| Xunmei vent field, Niaochao vent field |  | Seafloor hydrothermal | Volcanic-hosted massive sulfide (VMS) | seafloor massive sulfide (SMS) | Cu, Zn, Au, Ag | Co, Pb, Sb | Cu, Zn, Au, Ag, Co, Pb, Sb |  |  | I-Mrc2 (n=8)-23 | I-Mrc2 (n=8)-23 | seafloor vent field |  |  |  |  | ore material | grab | grab | mineral separate | [5 empty] | mineralisation | sulfide chimney | pyrite, marcasite, chalcopyrite |  | pyrite, marcasite, chalcopyrite | multiple stages: colloform marcasite-pyrite intergrowths (outermost wall), replacement assemblages (transition layers), dense recrystallized assemblages, marcasite pseudomorphs after pyrrhotite (middle layer) | sulfide chimney | colloform, subhedral, anhedral, euhedral, dense coarse-grained, columnar pseudomorphs |  |  |  | sphalerite, pyrrhotite, anhydrite, galena, tetrahedrite, tennantite | Transverse sections (polished sections) | EMPA, LA-ICPMS, MC-ICPMS | JEOL JXA-8100 EPMA; Teledyne Cetac Technologies Analyte Excite laser ablation system coupled with an Agilent Technologies 7700x quadrupole ICP-MS; ESI NWR Image GEO 193 coupled with TOFWERK icp TOF R; Neptune Plus multicollector ICP-MS (Thermo Fisher Scientific, Bremen, Germany) coupled with a Geolas HD excimer ArF laser ablation system (Coherent, Göttingen, Germany); Bruker M4 Tornado™ system | SIO, MNR; China University of Petroleum (East China), Qingdao, China; Nanjing Focu MS Technology Co. Ltd., Nanjing, China; Shanghai Chemlab Laboratory, Shanghai, China; Wuhan Sample Solution Analytical Technology Co. Ltd., Wuhan, China | EPMA: beam current of 10 nA, beam size of 1–5 μm, accelerating voltage of 20 kV. Micro-XRF: rhodium target X-ray tube operating at 50 kV and 800 nA, polycapillary lens providing a 40-μm spot size on a 20-μm raster, dwell time of 5 ms per pixel. LA-ICP-MS: 193-nm ArF excimer laser, fluence of 6 J/cm², 6 Hz repetition rate for 40 seconds (240 pulses), 30-second pre-ablation blank, total run time 70 seconds, spot size 32–44 μm, He carrier gas mixed with Ar. LA-ICP-TOF-MS: 193 nm ArF excimer laser, spot diameter ~20 µm, repetition rate ~20 Hz, laser fluence ~7 J/cm², scan speed ~4000 µm/s, He carrier gas ~600 ml/min, washout time 50 ms. S isotope MC-ICP-MS: spot size ~44 μm, pulse frequency ~2 Hz, laser fluence ~5 J/cm², He carrier gas with Ar make-up gas. | MASS-1 (Fe-Cu-Zn-S pressed pellet) and GSE-1G (synthetic basaltic glass) from the United States Geological Survey; pyrite PPP-1; chalcopyrite GBW07268; pyrrhotite SP-Po-01 (δ34S = 1.4‰ ± 0.4‰); chalcopyrite SP-CP-01 (δ34S = 5.45‰ ± 0.3‰); natural and synthetic minerals from USA SPI Supplies | 0.12781 |  |  |  | 0.2771 |  | 0.022748 |  |  |  | 0.008673 |  |  |  | 0.00315 | [5 empty] | 0.067934 | [5 empty] | 0.8845 | [5 empty] | 13.4625 | [9 empty] | 13334.3954 | [13 empty] | 0.005574 | [11 empty] | 0.28145 |  | 2.23 |  | 0.075458 | [7 empty] | 0.35787 | [5 empty] | 5.2023 | [15 empty] | 12194.027 |  | 0.014231 |  |  |  | 0.24871 | [5 empty] | 0.042826 | [7 empty] | 0.055268 | [5 empty] | 2.4133 |  |  |  | 0.11113 |  | 0.030541 | [7 empty] | 1.0776 |  |  |  |  | 2025
| Xunmei vent field, Niaochao vent field |  | Seafloor hydrothermal | Volcanic-hosted massive sulfide (VMS) | seafloor massive sulfide (SMS) | Cu, Zn, Au, Ag | Co, Pb, Sb | Cu, Zn, Au, Ag, Co, Pb, Sb |  |  | I-Mrc2 (n=8)-24 | I-Mrc2 (n=8)-24 | seafloor vent field |  |  |  |  | ore material | grab | grab | mineral separate | [5 empty] | mineralisation | sulfide chimney | pyrite, marcasite, chalcopyrite |  | pyrite, marcasite, chalcopyrite | multiple stages: colloform marcasite-pyrite intergrowths (outermost wall), replacement assemblages (transition layers), dense recrystallized assemblages, marcasite pseudomorphs after pyrrhotite (middle layer) | sulfide chimney | colloform, subhedral, anhedral, euhedral, dense coarse-grained, columnar pseudomorphs |  |  |  | sphalerite, pyrrhotite, anhydrite, galena, tetrahedrite, tennantite | Transverse sections (polished sections) | EMPA, LA-ICPMS, MC-ICPMS | JEOL JXA-8100 EPMA; Teledyne Cetac Technologies Analyte Excite laser ablation system coupled with an Agilent Technologies 7700x quadrupole ICP-MS; ESI NWR Image GEO 193 coupled with TOFWERK icp TOF R; Neptune Plus multicollector ICP-MS (Thermo Fisher Scientific, Bremen, Germany) coupled with a Geolas HD excimer ArF laser ablation system (Coherent, Göttingen, Germany); Bruker M4 Tornado™ system | SIO, MNR; China University of Petroleum (East China), Qingdao, China; Nanjing Focu MS Technology Co. Ltd., Nanjing, China; Shanghai Chemlab Laboratory, Shanghai, China; Wuhan Sample Solution Analytical Technology Co. Ltd., Wuhan, China | EPMA: beam current of 10 nA, beam size of 1–5 μm, accelerating voltage of 20 kV. Micro-XRF: rhodium target X-ray tube operating at 50 kV and 800 nA, polycapillary lens providing a 40-μm spot size on a 20-μm raster, dwell time of 5 ms per pixel. LA-ICP-MS: 193-nm ArF excimer laser, fluence of 6 J/cm², 6 Hz repetition rate for 40 seconds (240 pulses), 30-second pre-ablation blank, total run time 70 seconds, spot size 32–44 μm, He carrier gas mixed with Ar. LA-ICP-TOF-MS: 193 nm ArF excimer laser, spot diameter ~20 µm, repetition rate ~20 Hz, laser fluence ~7 J/cm², scan speed ~4000 µm/s, He carrier gas ~600 ml/min, washout time 50 ms. S isotope MC-ICP-MS: spot size ~44 μm, pulse frequency ~2 Hz, laser fluence ~5 J/cm², He carrier gas with Ar make-up gas. | MASS-1 (Fe-Cu-Zn-S pressed pellet) and GSE-1G (synthetic basaltic glass) from the United States Geological Survey; pyrite PPP-1; chalcopyrite GBW07268; pyrrhotite SP-Po-01 (δ34S = 1.4‰ ± 0.4‰); chalcopyrite SP-CP-01 (δ34S = 5.45‰ ± 0.3‰); natural and synthetic minerals from USA SPI Supplies | 0.075415 |  |  |  | 4.2607 |  | 0.00549 |  |  |  | 0.033385 |  |  |  | 0.002455 | [5 empty] | 0.071981 | [5 empty] | 1.6872 | [5 empty] | 29.1704 | [9 empty] | 12046.5833 | [13 empty] | 0.0105 | [11 empty] | 0.53528 |  | 45.0245 |  | 0.060492 | [7 empty] | 0.051603 | [5 empty] | 0.70754 | [15 empty] | 8539.6982 |  | 0.016053 |  |  |  | 0.21866 | [5 empty] | 0.039844 | [7 empty] | 0.073762 | [5 empty] | 4.0653 |  |  |  | 0.23726 |  | 0.033991 | [7 empty] | 5.3937 |  |  |  |  | 2025
| Xunmei vent field, Niaochao vent field |  | Seafloor hydrothermal | Volcanic-hosted massive sulfide (VMS) | seafloor massive sulfide (SMS) | Cu, Zn, Au, Ag | Co, Pb, Sb | Cu, Zn, Au, Ag, Co, Pb, Sb |  |  | I-Mrc2 (n=8)-25 | I-Mrc2 (n=8)-25 | seafloor vent field |  |  |  |  | ore material | grab | grab | mineral separate | [5 empty] | mineralisation | sulfide chimney | pyrite, marcasite, chalcopyrite |  | pyrite, marcasite, chalcopyrite | multiple stages: colloform marcasite-pyrite intergrowths (outermost wall), replacement assemblages (transition layers), dense recrystallized assemblages, marcasite pseudomorphs after pyrrhotite (middle layer) | sulfide chimney | colloform, subhedral, anhedral, euhedral, dense coarse-grained, columnar pseudomorphs |  |  |  | sphalerite, pyrrhotite, anhydrite, galena, tetrahedrite, tennantite | Transverse sections (polished sections) | EMPA, LA-ICPMS, MC-ICPMS | JEOL JXA-8100 EPMA; Teledyne Cetac Technologies Analyte Excite laser ablation system coupled with an Agilent Technologies 7700x quadrupole ICP-MS; ESI NWR Image GEO 193 coupled with TOFWERK icp TOF R; Neptune Plus multicollector ICP-MS (Thermo Fisher Scientific, Bremen, Germany) coupled with a Geolas HD excimer ArF laser ablation system (Coherent, Göttingen, Germany); Bruker M4 Tornado™ system | SIO, MNR; China University of Petroleum (East China), Qingdao, China; Nanjing Focu MS Technology Co. Ltd., Nanjing, China; Shanghai Chemlab Laboratory, Shanghai, China; Wuhan Sample Solution Analytical Technology Co. Ltd., Wuhan, China | EPMA: beam current of 10 nA, beam size of 1–5 μm, accelerating voltage of 20 kV. Micro-XRF: rhodium target X-ray tube operating at 50 kV and 800 nA, polycapillary lens providing a 40-μm spot size on a 20-μm raster, dwell time of 5 ms per pixel. LA-ICP-MS: 193-nm ArF excimer laser, fluence of 6 J/cm², 6 Hz repetition rate for 40 seconds (240 pulses), 30-second pre-ablation blank, total run time 70 seconds, spot size 32–44 μm, He carrier gas mixed with Ar. LA-ICP-TOF-MS: 193 nm ArF excimer laser, spot diameter ~20 µm, repetition rate ~20 Hz, laser fluence ~7 J/cm², scan speed ~4000 µm/s, He carrier gas ~600 ml/min, washout time 50 ms. S isotope MC-ICP-MS: spot size ~44 μm, pulse frequency ~2 Hz, laser fluence ~5 J/cm², He carrier gas with Ar make-up gas. | MASS-1 (Fe-Cu-Zn-S pressed pellet) and GSE-1G (synthetic basaltic glass) from the United States Geological Survey; pyrite PPP-1; chalcopyrite GBW07268; pyrrhotite SP-Po-01 (δ34S = 1.4‰ ± 0.4‰); chalcopyrite SP-CP-01 (δ34S = 5.45‰ ± 0.3‰); natural and synthetic minerals from USA SPI Supplies | 0.11809 |  |  |  | 5.2541 |  | 0.01777 |  |  |  | 0.013137 |  |  |  | 0.002414 | [5 empty] | 0.1937 | [5 empty] | 0.42774 | [5 empty] | 2.3935 | [9 empty] | 12668.2495 | [13 empty] | 0.004072 | [11 empty] | 1.1014 |  | 5.7008 |  | 2.5538 | [7 empty] | 0.19289 | [5 empty] | 17.3888 | [15 empty] | 13138.8026 |  | 0.10374 |  |  |  | 0.19763 | [5 empty] | 0.039984 | [7 empty] | 0.036621 | [5 empty] | 0.83659 |  |  |  | 0.020241 |  | 0.14858 | [7 empty] | 73.2908 |  |  |  |  | 2025
| Xunmei vent field, Niaochao vent field |  | Seafloor hydrothermal | Volcanic-hosted massive sulfide (VMS) | seafloor massive sulfide (SMS) | Cu, Zn, Au, Ag | Co, Pb, Sb | Cu, Zn, Au, Ag, Co, Pb, Sb |  |  | I-Mrc2 (n=8)-26 | I-Mrc2 (n=8)-26 | seafloor vent field |  |  |  |  | ore material | grab | grab | mineral separate | [5 empty] | mineralisation | sulfide chimney | pyrite, marcasite, chalcopyrite |  | pyrite, marcasite, chalcopyrite | multiple stages: colloform marcasite-pyrite intergrowths (outermost wall), replacement assemblages (transition layers), dense recrystallized assemblages, marcasite pseudomorphs after pyrrhotite (middle layer) | sulfide chimney | colloform, subhedral, anhedral, euhedral, dense coarse-grained, columnar pseudomorphs |  |  |  | sphalerite, pyrrhotite, anhydrite, galena, tetrahedrite, tennantite | Transverse sections (polished sections) | EMPA, LA-ICPMS, MC-ICPMS | JEOL JXA-8100 EPMA; Teledyne Cetac Technologies Analyte Excite laser ablation system coupled with an Agilent Technologies 7700x quadrupole ICP-MS; ESI NWR Image GEO 193 coupled with TOFWERK icp TOF R; Neptune Plus multicollector ICP-MS (Thermo Fisher Scientific, Bremen, Germany) coupled with a Geolas HD excimer ArF laser ablation system (Coherent, Göttingen, Germany); Bruker M4 Tornado™ system | SIO, MNR; China University of Petroleum (East China), Qingdao, China; Nanjing Focu MS Technology Co. Ltd., Nanjing, China; Shanghai Chemlab Laboratory, Shanghai, China; Wuhan Sample Solution Analytical Technology Co. Ltd., Wuhan, China | EPMA: beam current of 10 nA, beam size of 1–5 μm, accelerating voltage of 20 kV. Micro-XRF: rhodium target X-ray tube operating at 50 kV and 800 nA, polycapillary lens providing a 40-μm spot size on a 20-μm raster, dwell time of 5 ms per pixel. LA-ICP-MS: 193-nm ArF excimer laser, fluence of 6 J/cm², 6 Hz repetition rate for 40 seconds (240 pulses), 30-second pre-ablation blank, total run time 70 seconds, spot size 32–44 μm, He carrier gas mixed with Ar. LA-ICP-TOF-MS: 193 nm ArF excimer laser, spot diameter ~20 µm, repetition rate ~20 Hz, laser fluence ~7 J/cm², scan speed ~4000 µm/s, He carrier gas ~600 ml/min, washout time 50 ms. S isotope MC-ICP-MS: spot size ~44 μm, pulse frequency ~2 Hz, laser fluence ~5 J/cm², He carrier gas with Ar make-up gas. | MASS-1 (Fe-Cu-Zn-S pressed pellet) and GSE-1G (synthetic basaltic glass) from the United States Geological Survey; pyrite PPP-1; chalcopyrite GBW07268; pyrrhotite SP-Po-01 (δ34S = 1.4‰ ± 0.4‰); chalcopyrite SP-CP-01 (δ34S = 5.45‰ ± 0.3‰); natural and synthetic minerals from USA SPI Supplies | 0.10381 |  |  |  | 7.4984 |  | 0.017436 |  |  |  | 0.013339 |  |  |  | 0.002475 | [5 empty] | 0.20245 | [5 empty] | 0.54698 | [5 empty] | 9.9505 | [9 empty] | 13262.1166 | [13 empty] | 0.002967 | [11 empty] | 3.6833 |  | 7.9607 |  | 1.1852 | [7 empty] | 0.12751 | [5 empty] | 7.7423 | [15 empty] | 8750.9612 |  | 0.06228 |  |  |  | 0.23382 | [5 empty] | 0.037207 | [7 empty] | 0.02517 | [5 empty] | 1.2879 |  |  |  | 0.007608 |  | 0.086656 | [7 empty] | 54.0752 |  |  |  |  | 2025
| Xunmei vent field, Niaochao vent field |  | Seafloor hydrothermal | Volcanic-hosted massive sulfide (VMS) | seafloor massive sulfide (SMS) | Cu, Zn, Au, Ag | Co, Pb, Sb | Cu, Zn, Au, Ag, Co, Pb, Sb |  |  | I-Mrc2 (n=8)-27 | I-Mrc2 (n=8)-27 | seafloor vent field |  |  |  |  | ore material | grab | grab | mineral separate | [5 empty] | mineralisation | sulfide chimney | pyrite, marcasite, chalcopyrite |  | pyrite, marcasite, chalcopyrite | multiple stages: colloform marcasite-pyrite intergrowths (outermost wall), replacement assemblages (transition layers), dense recrystallized assemblages, marcasite pseudomorphs after pyrrhotite (middle layer) | sulfide chimney | colloform, subhedral, anhedral, euhedral, dense coarse-grained, columnar pseudomorphs |  |  |  | sphalerite, pyrrhotite, anhydrite, galena, tetrahedrite, tennantite | Transverse sections (polished sections) | EMPA, LA-ICPMS, MC-ICPMS | JEOL JXA-8100 EPMA; Teledyne Cetac Technologies Analyte Excite laser ablation system coupled with an Agilent Technologies 7700x quadrupole ICP-MS; ESI NWR Image GEO 193 coupled with TOFWERK icp TOF R; Neptune Plus multicollector ICP-MS (Thermo Fisher Scientific, Bremen, Germany) coupled with a Geolas HD excimer ArF laser ablation system (Coherent, Göttingen, Germany); Bruker M4 Tornado™ system | SIO, MNR; China University of Petroleum (East China), Qingdao, China; Nanjing Focu MS Technology Co. Ltd., Nanjing, China; Shanghai Chemlab Laboratory, Shanghai, China; Wuhan Sample Solution Analytical Technology Co. Ltd., Wuhan, China | EPMA: beam current of 10 nA, beam size of 1–5 μm, accelerating voltage of 20 kV. Micro-XRF: rhodium target X-ray tube operating at 50 kV and 800 nA, polycapillary lens providing a 40-μm spot size on a 20-μm raster, dwell time of 5 ms per pixel. LA-ICP-MS: 193-nm ArF excimer laser, fluence of 6 J/cm², 6 Hz repetition rate for 40 seconds (240 pulses), 30-second pre-ablation blank, total run time 70 seconds, spot size 32–44 μm, He carrier gas mixed with Ar. LA-ICP-TOF-MS: 193 nm ArF excimer laser, spot diameter ~20 µm, repetition rate ~20 Hz, laser fluence ~7 J/cm², scan speed ~4000 µm/s, He carrier gas ~600 ml/min, washout time 50 ms. S isotope MC-ICP-MS: spot size ~44 μm, pulse frequency ~2 Hz, laser fluence ~5 J/cm², He carrier gas with Ar make-up gas. | MASS-1 (Fe-Cu-Zn-S pressed pellet) and GSE-1G (synthetic basaltic glass) from the United States Geological Survey; pyrite PPP-1; chalcopyrite GBW07268; pyrrhotite SP-Po-01 (δ34S = 1.4‰ ± 0.4‰); chalcopyrite SP-CP-01 (δ34S = 5.45‰ ± 0.3‰); natural and synthetic minerals from USA SPI Supplies | 0.17694 |  |  |  | 2.8982 |  | 0.020231 |  |  |  | 0.007055 |  |  |  | 0.002597 | [5 empty] | 0.23414 | [5 empty] | 1.6546 | [5 empty] | 4.6464 | [9 empty] | 10491.9322 | [13 empty] | 0.004557 | [11 empty] | 0.233 |  | 4.5115 |  | 1.1705 | [7 empty] | 0.14436 | [5 empty] | 15.0191 | [15 empty] | 10119.6817 |  | 0.066144 |  |  |  | 0.23154 | [5 empty] | 0.039973 | [7 empty] | 0.025781 | [5 empty] | 1.9288 |  |  |  | 0.051192 |  | 0.086834 | [7 empty] | 112.1219 |  |  |  |  | 2025
| Xunmei vent field, Niaochao vent field |  | Seafloor hydrothermal | Volcanic-hosted massive sulfide (VMS) | seafloor massive sulfide (SMS) | Cu, Zn, Au, Ag | Co, Pb, Sb | Cu, Zn, Au, Ag, Co, Pb, Sb |  |  | I-Mrc2 (n=8)-28 | I-Mrc2 (n=8)-28 | seafloor vent field |  |  |  |  | ore material | grab | grab | mineral separate | [5 empty] | mineralisation | sulfide chimney | pyrite, marcasite, chalcopyrite |  | pyrite, marcasite, chalcopyrite | multiple stages: colloform marcasite-pyrite intergrowths (outermost wall), replacement assemblages (transition layers), dense recrystallized assemblages, marcasite pseudomorphs after pyrrhotite (middle layer) | sulfide chimney | colloform, subhedral, anhedral, euhedral, dense coarse-grained, columnar pseudomorphs |  |  |  | sphalerite, pyrrhotite, anhydrite, galena, tetrahedrite, tennantite | Transverse sections (polished sections) | EMPA, LA-ICPMS, MC-ICPMS | JEOL JXA-8100 EPMA; Teledyne Cetac Technologies Analyte Excite laser ablation system coupled with an Agilent Technologies 7700x quadrupole ICP-MS; ESI NWR Image GEO 193 coupled with TOFWERK icp TOF R; Neptune Plus multicollector ICP-MS (Thermo Fisher Scientific, Bremen, Germany) coupled with a Geolas HD excimer ArF laser ablation system (Coherent, Göttingen, Germany); Bruker M4 Tornado™ system | SIO, MNR; China University of Petroleum (East China), Qingdao, China; Nanjing Focu MS Technology Co. Ltd., Nanjing, China; Shanghai Chemlab Laboratory, Shanghai, China; Wuhan Sample Solution Analytical Technology Co. Ltd., Wuhan, China | EPMA: beam current of 10 nA, beam size of 1–5 μm, accelerating voltage of 20 kV. Micro-XRF: rhodium target X-ray tube operating at 50 kV and 800 nA, polycapillary lens providing a 40-μm spot size on a 20-μm raster, dwell time of 5 ms per pixel. LA-ICP-MS: 193-nm ArF excimer laser, fluence of 6 J/cm², 6 Hz repetition rate for 40 seconds (240 pulses), 30-second pre-ablation blank, total run time 70 seconds, spot size 32–44 μm, He carrier gas mixed with Ar. LA-ICP-TOF-MS: 193 nm ArF excimer laser, spot diameter ~20 µm, repetition rate ~20 Hz, laser fluence ~7 J/cm², scan speed ~4000 µm/s, He carrier gas ~600 ml/min, washout time 50 ms. S isotope MC-ICP-MS: spot size ~44 μm, pulse frequency ~2 Hz, laser fluence ~5 J/cm², He carrier gas with Ar make-up gas. | MASS-1 (Fe-Cu-Zn-S pressed pellet) and GSE-1G (synthetic basaltic glass) from the United States Geological Survey; pyrite PPP-1; chalcopyrite GBW07268; pyrrhotite SP-Po-01 (δ34S = 1.4‰ ± 0.4‰); chalcopyrite SP-CP-01 (δ34S = 5.45‰ ± 0.3‰); natural and synthetic minerals from USA SPI Supplies | 0.13623 |  |  |  | 3.6437 |  | 0.015747 |  |  |  | 0.026467 |  |  |  | 0.002308 | [5 empty] | 0.18372 | [5 empty] | 2.7743 | [5 empty] | 6.6873 | [9 empty] | 9859.6605 | [13 empty] | 0.0041 | [11 empty] | 0.21247 |  | 3.594 |  | 1.6147 | [7 empty] | 0.1446 | [5 empty] | 15.9094 | [15 empty] | 9975.0886 |  | 0.07277 |  |  |  | 0.22467 | [5 empty] | 0.042712 | [7 empty] | 0.080159 | [5 empty] | 2.0172 |  |  |  | 0.072555 |  | 0.074493 | [7 empty] | 84.1273 |  |  |  |  | 2025
| Xunmei vent field, Niaochao vent field |  | Seafloor hydrothermal | Volcanic-hosted massive sulfide (VMS) | seafloor massive sulfide (SMS) | Cu, Zn, Au, Ag | Co, Pb, Sb | Cu, Zn, Au, Ag, Co, Pb, Sb |  |  | I-Mrc2 (n=8)-29 | I-Mrc2 (n=8)-29 | seafloor vent field |  |  |  |  | ore material | grab | grab | mineral separate | [5 empty] | mineralisation | sulfide chimney | pyrite, marcasite, chalcopyrite |  | pyrite, marcasite, chalcopyrite | multiple stages: colloform marcasite-pyrite intergrowths (outermost wall), replacement assemblages (transition layers), dense recrystallized assemblages, marcasite pseudomorphs after pyrrhotite (middle layer) | sulfide chimney | colloform, subhedral, anhedral, euhedral, dense coarse-grained, columnar pseudomorphs |  |  |  | sphalerite, pyrrhotite, anhydrite, galena, tetrahedrite, tennantite | Transverse sections (polished sections) | EMPA, LA-ICPMS, MC-ICPMS | JEOL JXA-8100 EPMA; Teledyne Cetac Technologies Analyte Excite laser ablation system coupled with an Agilent Technologies 7700x quadrupole ICP-MS; ESI NWR Image GEO 193 coupled with TOFWERK icp TOF R; Neptune Plus multicollector ICP-MS (Thermo Fisher Scientific, Bremen, Germany) coupled with a Geolas HD excimer ArF laser ablation system (Coherent, Göttingen, Germany); Bruker M4 Tornado™ system | SIO, MNR; China University of Petroleum (East China), Qingdao, China; Nanjing Focu MS Technology Co. Ltd., Nanjing, China; Shanghai Chemlab Laboratory, Shanghai, China; Wuhan Sample Solution Analytical Technology Co. Ltd., Wuhan, China | EPMA: beam current of 10 nA, beam size of 1–5 μm, accelerating voltage of 20 kV. Micro-XRF: rhodium target X-ray tube operating at 50 kV and 800 nA, polycapillary lens providing a 40-μm spot size on a 20-μm raster, dwell time of 5 ms per pixel. LA-ICP-MS: 193-nm ArF excimer laser, fluence of 6 J/cm², 6 Hz repetition rate for 40 seconds (240 pulses), 30-second pre-ablation blank, total run time 70 seconds, spot size 32–44 μm, He carrier gas mixed with Ar. LA-ICP-TOF-MS: 193 nm ArF excimer laser, spot diameter ~20 µm, repetition rate ~20 Hz, laser fluence ~7 J/cm², scan speed ~4000 µm/s, He carrier gas ~600 ml/min, washout time 50 ms. S isotope MC-ICP-MS: spot size ~44 μm, pulse frequency ~2 Hz, laser fluence ~5 J/cm², He carrier gas with Ar make-up gas. | MASS-1 (Fe-Cu-Zn-S pressed pellet) and GSE-1G (synthetic basaltic glass) from the United States Geological Survey; pyrite PPP-1; chalcopyrite GBW07268; pyrrhotite SP-Po-01 (δ34S = 1.4‰ ± 0.4‰); chalcopyrite SP-CP-01 (δ34S = 5.45‰ ± 0.3‰); natural and synthetic minerals from USA SPI Supplies | 0.4311 |  |  |  | 5.8353 |  | 0.013853 |  |  |  | 0.025807 |  |  |  | 0.002994 | [5 empty] | 0.1987 | [5 empty] | 4.3845 | [5 empty] | 890.1232 | [9 empty] | 10937.0891 | [13 empty] | 0.024627 | [11 empty] | 1.9736 |  | 7.5192 |  | 1.2954 | [7 empty] | 0.095607 | [5 empty] | 8.558 | [15 empty] | 8404.1532 |  | 0.064893 |  |  |  | 0.30946 | [5 empty] | 0.038352 | [7 empty] | 0.053556 | [5 empty] | 0.90848 |  |  |  | 0.14757 |  | 0.041153 | [7 empty] | 55.464 |  |  |  |  | 2025
| Xunmei vent field, Niaochao vent field |  | Seafloor hydrothermal | Volcanic-hosted massive sulfide (VMS) | seafloor massive sulfide (SMS) | Cu, Zn, Au, Ag | Co, Pb, Sb | Cu, Zn, Au, Ag, Co, Pb, Sb |  |  | I-Py3 (n=24)-53 | I-Py3 (n=24)-53 | seafloor vent field |  |  |  |  | ore material | grab | grab | mineral separate | [5 empty] | mineralisation | sulfide chimney | pyrite, marcasite, chalcopyrite |  | pyrite, marcasite, chalcopyrite | multiple stages: colloform marcasite-pyrite intergrowths (outermost wall), replacement assemblages (transition layers), dense recrystallized assemblages, marcasite pseudomorphs after pyrrhotite (middle layer) | sulfide chimney | colloform, subhedral, anhedral, euhedral, dense coarse-grained, columnar pseudomorphs |  |  |  | sphalerite, pyrrhotite, anhydrite, galena, tetrahedrite, tennantite | Transverse sections (polished sections) | EMPA, LA-ICPMS, MC-ICPMS | JEOL JXA-8100 EPMA; Teledyne Cetac Technologies Analyte Excite laser ablation system coupled with an Agilent Technologies 7700x quadrupole ICP-MS; ESI NWR Image GEO 193 coupled with TOFWERK icp TOF R; Neptune Plus multicollector ICP-MS (Thermo Fisher Scientific, Bremen, Germany) coupled with a Geolas HD excimer ArF laser ablation system (Coherent, Göttingen, Germany); Bruker M4 Tornado™ system | SIO, MNR; China University of Petroleum (East China), Qingdao, China; Nanjing Focu MS Technology Co. Ltd., Nanjing, China; Shanghai Chemlab Laboratory, Shanghai, China; Wuhan Sample Solution Analytical Technology Co. Ltd., Wuhan, China | EPMA: beam current of 10 nA, beam size of 1–5 μm, accelerating voltage of 20 kV. Micro-XRF: rhodium target X-ray tube operating at 50 kV and 800 nA, polycapillary lens providing a 40-μm spot size on a 20-μm raster, dwell time of 5 ms per pixel. LA-ICP-MS: 193-nm ArF excimer laser, fluence of 6 J/cm², 6 Hz repetition rate for 40 seconds (240 pulses), 30-second pre-ablation blank, total run time 70 seconds, spot size 32–44 μm, He carrier gas mixed with Ar. LA-ICP-TOF-MS: 193 nm ArF excimer laser, spot diameter ~20 µm, repetition rate ~20 Hz, laser fluence ~7 J/cm², scan speed ~4000 µm/s, He carrier gas ~600 ml/min, washout time 50 ms. S isotope MC-ICP-MS: spot size ~44 μm, pulse frequency ~2 Hz, laser fluence ~5 J/cm², He carrier gas with Ar make-up gas. | MASS-1 (Fe-Cu-Zn-S pressed pellet) and GSE-1G (synthetic basaltic glass) from the United States Geological Survey; pyrite PPP-1; chalcopyrite GBW07268; pyrrhotite SP-Po-01 (δ34S = 1.4‰ ± 0.4‰); chalcopyrite SP-CP-01 (δ34S = 5.45‰ ± 0.3‰); natural and synthetic minerals from USA SPI Supplies | [147 empty] | 2025
| Xunmei vent field, Niaochao vent field |  | Seafloor hydrothermal | Volcanic-hosted massive sulfide (VMS) | seafloor massive sulfide (SMS) | Cu, Zn, Au, Ag | Co, Pb, Sb | Cu, Zn, Au, Ag, Co, Pb, Sb |  |  | I-Py3 (n=24)-54 | I-Py3 (n=24)-54 | seafloor vent field |  |  |  |  | ore material | grab | grab | mineral separate | [5 empty] | mineralisation | sulfide chimney | pyrite, marcasite, chalcopyrite |  | pyrite, marcasite, chalcopyrite | multiple stages: colloform marcasite-pyrite intergrowths (outermost wall), replacement assemblages (transition layers), dense recrystallized assemblages, marcasite pseudomorphs after pyrrhotite (middle layer) | sulfide chimney | colloform, subhedral, anhedral, euhedral, dense coarse-grained, columnar pseudomorphs |  |  |  | sphalerite, pyrrhotite, anhydrite, galena, tetrahedrite, tennantite | Transverse sections (polished sections) | EMPA, LA-ICPMS, MC-ICPMS | JEOL JXA-8100 EPMA; Teledyne Cetac Technologies Analyte Excite laser ablation system coupled with an Agilent Technologies 7700x quadrupole ICP-MS; ESI NWR Image GEO 193 coupled with TOFWERK icp TOF R; Neptune Plus multicollector ICP-MS (Thermo Fisher Scientific, Bremen, Germany) coupled with a Geolas HD excimer ArF laser ablation system (Coherent, Göttingen, Germany); Bruker M4 Tornado™ system | SIO, MNR; China University of Petroleum (East China), Qingdao, China; Nanjing Focu MS Technology Co. Ltd., Nanjing, China; Shanghai Chemlab Laboratory, Shanghai, China; Wuhan Sample Solution Analytical Technology Co. Ltd., Wuhan, China | EPMA: beam current of 10 nA, beam size of 1–5 μm, accelerating voltage of 20 kV. Micro-XRF: rhodium target X-ray tube operating at 50 kV and 800 nA, polycapillary lens providing a 40-μm spot size on a 20-μm raster, dwell time of 5 ms per pixel. LA-ICP-MS: 193-nm ArF excimer laser, fluence of 6 J/cm², 6 Hz repetition rate for 40 seconds (240 pulses), 30-second pre-ablation blank, total run time 70 seconds, spot size 32–44 μm, He carrier gas mixed with Ar. LA-ICP-TOF-MS: 193 nm ArF excimer laser, spot diameter ~20 µm, repetition rate ~20 Hz, laser fluence ~7 J/cm², scan speed ~4000 µm/s, He carrier gas ~600 ml/min, washout time 50 ms. S isotope MC-ICP-MS: spot size ~44 μm, pulse frequency ~2 Hz, laser fluence ~5 J/cm², He carrier gas with Ar make-up gas. | MASS-1 (Fe-Cu-Zn-S pressed pellet) and GSE-1G (synthetic basaltic glass) from the United States Geological Survey; pyrite PPP-1; chalcopyrite GBW07268; pyrrhotite SP-Po-01 (δ34S = 1.4‰ ± 0.4‰); chalcopyrite SP-CP-01 (δ34S = 5.45‰ ± 0.3‰); natural and synthetic minerals from USA SPI Supplies | 0.23497 |  |  |  | 20.7697 |  | 0.023486 |  |  |  | 0.036574 |  |  |  | 0.001512 | [5 empty] | 0.82372 | [5 empty] | 19.6821 | [5 empty] | 19.4713 | [9 empty] | 14758.9747 | [13 empty] | 0.031939 | [11 empty] | 3.0595 |  | 1.0853 |  | 1.9695 | [7 empty] | 0.068248 | [5 empty] | 9.0118 | [15 empty] | 14330.8893 |  | 0.13332 |  |  |  | 0.63053 | [5 empty] | 0.027492 | [7 empty] | 0.055552 | [5 empty] | 0.54765 |  |  |  | 0.003466 |  | 0.35832 | [7 empty] | 337.4704 |  |  |  |  | 2025
| Xunmei vent field, Niaochao vent field |  | Seafloor hydrothermal | Volcanic-hosted massive sulfide (VMS) | seafloor massive sulfide (SMS) | Cu, Zn, Au, Ag | Co, Pb, Sb | Cu, Zn, Au, Ag, Co, Pb, Sb |  |  | I-Py3 (n=24)-55 | I-Py3 (n=24)-55 | seafloor vent field |  |  |  |  | ore material | grab | grab | mineral separate | [5 empty] | mineralisation | sulfide chimney | pyrite, marcasite, chalcopyrite |  | pyrite, marcasite, chalcopyrite | multiple stages: colloform marcasite-pyrite intergrowths (outermost wall), replacement assemblages (transition layers), dense recrystallized assemblages, marcasite pseudomorphs after pyrrhotite (middle layer) | sulfide chimney | colloform, subhedral, anhedral, euhedral, dense coarse-grained, columnar pseudomorphs |  |  |  | sphalerite, pyrrhotite, anhydrite, galena, tetrahedrite, tennantite | Transverse sections (polished sections) | EMPA, LA-ICPMS, MC-ICPMS | JEOL JXA-8100 EPMA; Teledyne Cetac Technologies Analyte Excite laser ablation system coupled with an Agilent Technologies 7700x quadrupole ICP-MS; ESI NWR Image GEO 193 coupled with TOFWERK icp TOF R; Neptune Plus multicollector ICP-MS (Thermo Fisher Scientific, Bremen, Germany) coupled with a Geolas HD excimer ArF laser ablation system (Coherent, Göttingen, Germany); Bruker M4 Tornado™ system | SIO, MNR; China University of Petroleum (East China), Qingdao, China; Nanjing Focu MS Technology Co. Ltd., Nanjing, China; Shanghai Chemlab Laboratory, Shanghai, China; Wuhan Sample Solution Analytical Technology Co. Ltd., Wuhan, China | EPMA: beam current of 10 nA, beam size of 1–5 μm, accelerating voltage of 20 kV. Micro-XRF: rhodium target X-ray tube operating at 50 kV and 800 nA, polycapillary lens providing a 40-μm spot size on a 20-μm raster, dwell time of 5 ms per pixel. LA-ICP-MS: 193-nm ArF excimer laser, fluence of 6 J/cm², 6 Hz repetition rate for 40 seconds (240 pulses), 30-second pre-ablation blank, total run time 70 seconds, spot size 32–44 μm, He carrier gas mixed with Ar. LA-ICP-TOF-MS: 193 nm ArF excimer laser, spot diameter ~20 µm, repetition rate ~20 Hz, laser fluence ~7 J/cm², scan speed ~4000 µm/s, He carrier gas ~600 ml/min, washout time 50 ms. S isotope MC-ICP-MS: spot size ~44 μm, pulse frequency ~2 Hz, laser fluence ~5 J/cm², He carrier gas with Ar make-up gas. | MASS-1 (Fe-Cu-Zn-S pressed pellet) and GSE-1G (synthetic basaltic glass) from the United States Geological Survey; pyrite PPP-1; chalcopyrite GBW07268; pyrrhotite SP-Po-01 (δ34S = 1.4‰ ± 0.4‰); chalcopyrite SP-CP-01 (δ34S = 5.45‰ ± 0.3‰); natural and synthetic minerals from USA SPI Supplies | 0.21466 |  |  |  | 7.5826 |  | 0.008923 |  |  |  | 0.022281 |  |  |  | 0.002399 | [5 empty] | 0.0423 | [5 empty] | 39.7304 | [5 empty] | 52.7391 | [9 empty] | 12767.8222 | [13 empty] | 0.021164 | [11 empty] | 0.69755 |  | 1.1934 |  | 1.9269 | [7 empty] | 0.076855 | [5 empty] | 3.3658 | [15 empty] | 13419.5343 |  | 0.068229 |  |  |  | 1.1141 | [5 empty] | 0.036085 | [7 empty] | 0.03245 | [5 empty] | 0.057318 |  |  |  | 0.020956 |  | 0.13879 | [7 empty] | 1.3812 |  |  |  |  | 2025
| Xunmei vent field, Niaochao vent field |  | Seafloor hydrothermal | Volcanic-hosted massive sulfide (VMS) | seafloor massive sulfide (SMS) | Cu, Zn, Au, Ag | Co, Pb, Sb | Cu, Zn, Au, Ag, Co, Pb, Sb |  |  | I-Py3 (n=24)-56 | I-Py3 (n=24)-56 | seafloor vent field |  |  |  |  | ore material | grab | grab | mineral separate | [5 empty] | mineralisation | sulfide chimney | pyrite, marcasite, chalcopyrite |  | pyrite, marcasite, chalcopyrite | multiple stages: colloform marcasite-pyrite intergrowths (outermost wall), replacement assemblages (transition layers), dense recrystallized assemblages, marcasite pseudomorphs after pyrrhotite (middle layer) | sulfide chimney | colloform, subhedral, anhedral, euhedral, dense coarse-grained, columnar pseudomorphs |  |  |  | sphalerite, pyrrhotite, anhydrite, galena, tetrahedrite, tennantite | Transverse sections (polished sections) | EMPA, LA-ICPMS, MC-ICPMS | JEOL JXA-8100 EPMA; Teledyne Cetac Technologies Analyte Excite laser ablation system coupled with an Agilent Technologies 7700x quadrupole ICP-MS; ESI NWR Image GEO 193 coupled with TOFWERK icp TOF R; Neptune Plus multicollector ICP-MS (Thermo Fisher Scientific, Bremen, Germany) coupled with a Geolas HD excimer ArF laser ablation system (Coherent, Göttingen, Germany); Bruker M4 Tornado™ system | SIO, MNR; China University of Petroleum (East China), Qingdao, China; Nanjing Focu MS Technology Co. Ltd., Nanjing, China; Shanghai Chemlab Laboratory, Shanghai, China; Wuhan Sample Solution Analytical Technology Co. Ltd., Wuhan, China | EPMA: beam current of 10 nA, beam size of 1–5 μm, accelerating voltage of 20 kV. Micro-XRF: rhodium target X-ray tube operating at 50 kV and 800 nA, polycapillary lens providing a 40-μm spot size on a 20-μm raster, dwell time of 5 ms per pixel. LA-ICP-MS: 193-nm ArF excimer laser, fluence of 6 J/cm², 6 Hz repetition rate for 40 seconds (240 pulses), 30-second pre-ablation blank, total run time 70 seconds, spot size 32–44 μm, He carrier gas mixed with Ar. LA-ICP-TOF-MS: 193 nm ArF excimer laser, spot diameter ~20 µm, repetition rate ~20 Hz, laser fluence ~7 J/cm², scan speed ~4000 µm/s, He carrier gas ~600 ml/min, washout time 50 ms. S isotope MC-ICP-MS: spot size ~44 μm, pulse frequency ~2 Hz, laser fluence ~5 J/cm², He carrier gas with Ar make-up gas. | MASS-1 (Fe-Cu-Zn-S pressed pellet) and GSE-1G (synthetic basaltic glass) from the United States Geological Survey; pyrite PPP-1; chalcopyrite GBW07268; pyrrhotite SP-Po-01 (δ34S = 1.4‰ ± 0.4‰); chalcopyrite SP-CP-01 (δ34S = 5.45‰ ± 0.3‰); natural and synthetic minerals from USA SPI Supplies | 0.24067 |  |  |  | 18.0915 |  | 0.016332 |  |  |  | 0.20971 |  |  |  | 0.002739 | [5 empty] | 0.15985 | [5 empty] | 6.0368 | [5 empty] | 33.8924 | [9 empty] | 13641.0685 | [13 empty] | 0.006978 | [11 empty] | 0.65922 |  | 3.4789 |  | 2.4156 | [7 empty] | 0.1305 | [5 empty] | 10.4913 | [15 empty] | 11123.8013 |  | 0.31361 |  |  |  | 0.52937 | [5 empty] | 0.036298 | [7 empty] | 0.045642 | [5 empty] | 0.4511 |  |  |  | 0.76137 |  | 0.42959 | [7 empty] | 36.9984 |  |  |  |  | 2025
| Xunmei vent field, Niaochao vent field |  | Seafloor hydrothermal | Volcanic-hosted massive sulfide (VMS) | seafloor massive sulfide (SMS) | Cu, Zn, Au, Ag | Co, Pb, Sb | Cu, Zn, Au, Ag, Co, Pb, Sb |  |  | I-Py3 (n=24)-57 | I-Py3 (n=24)-57 | seafloor vent field |  |  |  |  | ore material | grab | grab | mineral separate | [5 empty] | mineralisation | sulfide chimney | pyrite, marcasite, chalcopyrite |  | pyrite, marcasite, chalcopyrite | multiple stages: colloform marcasite-pyrite intergrowths (outermost wall), replacement assemblages (transition layers), dense recrystallized assemblages, marcasite pseudomorphs after pyrrhotite (middle layer) | sulfide chimney | colloform, subhedral, anhedral, euhedral, dense coarse-grained, columnar pseudomorphs |  |  |  | sphalerite, pyrrhotite, anhydrite, galena, tetrahedrite, tennantite | Transverse sections (polished sections) | EMPA, LA-ICPMS, MC-ICPMS | JEOL JXA-8100 EPMA; Teledyne Cetac Technologies Analyte Excite laser ablation system coupled with an Agilent Technologies 7700x quadrupole ICP-MS; ESI NWR Image GEO 193 coupled with TOFWERK icp TOF R; Neptune Plus multicollector ICP-MS (Thermo Fisher Scientific, Bremen, Germany) coupled with a Geolas HD excimer ArF laser ablation system (Coherent, Göttingen, Germany); Bruker M4 Tornado™ system | SIO, MNR; China University of Petroleum (East China), Qingdao, China; Nanjing Focu MS Technology Co. Ltd., Nanjing, China; Shanghai Chemlab Laboratory, Shanghai, China; Wuhan Sample Solution Analytical Technology Co. Ltd., Wuhan, China | EPMA: beam current of 10 nA, beam size of 1–5 μm, accelerating voltage of 20 kV. Micro-XRF: rhodium target X-ray tube operating at 50 kV and 800 nA, polycapillary lens providing a 40-μm spot size on a 20-μm raster, dwell time of 5 ms per pixel. LA-ICP-MS: 193-nm ArF excimer laser, fluence of 6 J/cm², 6 Hz repetition rate for 40 seconds (240 pulses), 30-second pre-ablation blank, total run time 70 seconds, spot size 32–44 μm, He carrier gas mixed with Ar. LA-ICP-TOF-MS: 193 nm ArF excimer laser, spot diameter ~20 µm, repetition rate ~20 Hz, laser fluence ~7 J/cm², scan speed ~4000 µm/s, He carrier gas ~600 ml/min, washout time 50 ms. S isotope MC-ICP-MS: spot size ~44 μm, pulse frequency ~2 Hz, laser fluence ~5 J/cm², He carrier gas with Ar make-up gas. | MASS-1 (Fe-Cu-Zn-S pressed pellet) and GSE-1G (synthetic basaltic glass) from the United States Geological Survey; pyrite PPP-1; chalcopyrite GBW07268; pyrrhotite SP-Po-01 (δ34S = 1.4‰ ± 0.4‰); chalcopyrite SP-CP-01 (δ34S = 5.45‰ ± 0.3‰); natural and synthetic minerals from USA SPI Supplies | 0.43603 |  |  |  | 6.1676 |  | 0.020471 |  |  |  | 0.02396 |  |  |  | 0.00173 | [5 empty] | 0.61665 | [5 empty] | 15.9075 | [5 empty] | 26.2472 | [9 empty] | 11980.471 | [13 empty] | 0.036706 | [11 empty] | 1.114 |  | 3.7895 |  | 2.836 | [7 empty] | 0.13829 | [5 empty] | 8.9565 | [15 empty] | 7923.1592 |  | 0.12054 |  |  |  | 0.67791 | [5 empty] | 0.040344 | [7 empty] | 0.04045 | [5 empty] | 0.67716 |  |  |  | 0.06521 |  | 0.24937 | [7 empty] | 143.1283 |  |  |  |  | 2025
| Xunmei vent field, Niaochao vent field |  | Seafloor hydrothermal | Volcanic-hosted massive sulfide (VMS) | seafloor massive sulfide (SMS) | Cu, Zn, Au, Ag | Co, Pb, Sb | Cu, Zn, Au, Ag, Co, Pb, Sb |  |  | I-Py3 (n=24)-58 | I-Py3 (n=24)-58 | seafloor vent field |  |  |  |  | ore material | grab | grab | mineral separate | [5 empty] | mineralisation | sulfide chimney | pyrite, marcasite, chalcopyrite |  | pyrite, marcasite, chalcopyrite | multiple stages: colloform marcasite-pyrite intergrowths (outermost wall), replacement assemblages (transition layers), dense recrystallized assemblages, marcasite pseudomorphs after pyrrhotite (middle layer) | sulfide chimney | colloform, subhedral, anhedral, euhedral, dense coarse-grained, columnar pseudomorphs |  |  |  | sphalerite, pyrrhotite, anhydrite, galena, tetrahedrite, tennantite | Transverse sections (polished sections) | EMPA, LA-ICPMS, MC-ICPMS | JEOL JXA-8100 EPMA; Teledyne Cetac Technologies Analyte Excite laser ablation system coupled with an Agilent Technologies 7700x quadrupole ICP-MS; ESI NWR Image GEO 193 coupled with TOFWERK icp TOF R; Neptune Plus multicollector ICP-MS (Thermo Fisher Scientific, Bremen, Germany) coupled with a Geolas HD excimer ArF laser ablation system (Coherent, Göttingen, Germany); Bruker M4 Tornado™ system | SIO, MNR; China University of Petroleum (East China), Qingdao, China; Nanjing Focu MS Technology Co. Ltd., Nanjing, China; Shanghai Chemlab Laboratory, Shanghai, China; Wuhan Sample Solution Analytical Technology Co. Ltd., Wuhan, China | EPMA: beam current of 10 nA, beam size of 1–5 μm, accelerating voltage of 20 kV. Micro-XRF: rhodium target X-ray tube operating at 50 kV and 800 nA, polycapillary lens providing a 40-μm spot size on a 20-μm raster, dwell time of 5 ms per pixel. LA-ICP-MS: 193-nm ArF excimer laser, fluence of 6 J/cm², 6 Hz repetition rate for 40 seconds (240 pulses), 30-second pre-ablation blank, total run time 70 seconds, spot size 32–44 μm, He carrier gas mixed with Ar. LA-ICP-TOF-MS: 193 nm ArF excimer laser, spot diameter ~20 µm, repetition rate ~20 Hz, laser fluence ~7 J/cm², scan speed ~4000 µm/s, He carrier gas ~600 ml/min, washout time 50 ms. S isotope MC-ICP-MS: spot size ~44 μm, pulse frequency ~2 Hz, laser fluence ~5 J/cm², He carrier gas with Ar make-up gas. | MASS-1 (Fe-Cu-Zn-S pressed pellet) and GSE-1G (synthetic basaltic glass) from the United States Geological Survey; pyrite PPP-1; chalcopyrite GBW07268; pyrrhotite SP-Po-01 (δ34S = 1.4‰ ± 0.4‰); chalcopyrite SP-CP-01 (δ34S = 5.45‰ ± 0.3‰); natural and synthetic minerals from USA SPI Supplies | 0.57985 |  |  |  | 12.1638 |  | 0.021234 |  |  |  | 0.015305 |  |  |  | 0.002732 | [5 empty] | 1.1935 | [5 empty] | 32.5932 | [5 empty] | 18.2928 | [9 empty] | 12260.3269 | [13 empty] | 0.0896 | [11 empty] | 1.496 |  | 4.4922 |  | 20.046 | [7 empty] | 0.14598 | [5 empty] | 19.248 | [15 empty] | 8917.9983 |  | 0.20175 |  |  |  | 0.66187 | [5 empty] | 0.03164 | [7 empty] | 0.084857 | [5 empty] | 0.38941 |  |  |  | 0.12369 |  | 0.53722 | [7 empty] | 418.9879 |  |  |  |  | 2025
| Xunmei vent field, Niaochao vent field |  | Seafloor hydrothermal | Volcanic-hosted massive sulfide (VMS) | seafloor massive sulfide (SMS) | Cu, Zn, Au, Ag | Co, Pb, Sb | Cu, Zn, Au, Ag, Co, Pb, Sb |  |  | I-Py3 (n=24)-59 | I-Py3 (n=24)-59 | seafloor vent field |  |  |  |  | ore material | grab | grab | mineral separate | [5 empty] | mineralisation | sulfide chimney | pyrite, marcasite, chalcopyrite |  | pyrite, marcasite, chalcopyrite | multiple stages: colloform marcasite-pyrite intergrowths (outermost wall), replacement assemblages (transition layers), dense recrystallized assemblages, marcasite pseudomorphs after pyrrhotite (middle layer) | sulfide chimney | colloform, subhedral, anhedral, euhedral, dense coarse-grained, columnar pseudomorphs |  |  |  | sphalerite, pyrrhotite, anhydrite, galena, tetrahedrite, tennantite | Transverse sections (polished sections) | EMPA, LA-ICPMS, MC-ICPMS | JEOL JXA-8100 EPMA; Teledyne Cetac Technologies Analyte Excite laser ablation system coupled with an Agilent Technologies 7700x quadrupole ICP-MS; ESI NWR Image GEO 193 coupled with TOFWERK icp TOF R; Neptune Plus multicollector ICP-MS (Thermo Fisher Scientific, Bremen, Germany) coupled with a Geolas HD excimer ArF laser ablation system (Coherent, Göttingen, Germany); Bruker M4 Tornado™ system | SIO, MNR; China University of Petroleum (East China), Qingdao, China; Nanjing Focu MS Technology Co. Ltd., Nanjing, China; Shanghai Chemlab Laboratory, Shanghai, China; Wuhan Sample Solution Analytical Technology Co. Ltd., Wuhan, China | EPMA: beam current of 10 nA, beam size of 1–5 μm, accelerating voltage of 20 kV. Micro-XRF: rhodium target X-ray tube operating at 50 kV and 800 nA, polycapillary lens providing a 40-μm spot size on a 20-μm raster, dwell time of 5 ms per pixel. LA-ICP-MS: 193-nm ArF excimer laser, fluence of 6 J/cm², 6 Hz repetition rate for 40 seconds (240 pulses), 30-second pre-ablation blank, total run time 70 seconds, spot size 32–44 μm, He carrier gas mixed with Ar. LA-ICP-TOF-MS: 193 nm ArF excimer laser, spot diameter ~20 µm, repetition rate ~20 Hz, laser fluence ~7 J/cm², scan speed ~4000 µm/s, He carrier gas ~600 ml/min, washout time 50 ms. S isotope MC-ICP-MS: spot size ~44 μm, pulse frequency ~2 Hz, laser fluence ~5 J/cm², He carrier gas with Ar make-up gas. | MASS-1 (Fe-Cu-Zn-S pressed pellet) and GSE-1G (synthetic basaltic glass) from the United States Geological Survey; pyrite PPP-1; chalcopyrite GBW07268; pyrrhotite SP-Po-01 (δ34S = 1.4‰ ± 0.4‰); chalcopyrite SP-CP-01 (δ34S = 5.45‰ ± 0.3‰); natural and synthetic minerals from USA SPI Supplies | 1.7819 |  |  |  | 5.8889 |  | 0.035916 |  |  |  | 0.07481 |  |  |  | 0.002733 | [5 empty] | 0.1571 | [5 empty] | 36.7622 | [5 empty] | 79.7234 | [9 empty] | 13678.6985 | [13 empty] | 0.019797 | [11 empty] | 1.1059 |  | 5.5015 |  | 6.6941 | [7 empty] | 0.28176 | [5 empty] | 8.5382 | [15 empty] | 10019.1121 |  | 0.14604 |  |  |  | 0.77018 | [5 empty] | 0.0421 | [7 empty] | 0.097382 | [5 empty] | 0.17665 |  |  |  | 0.17338 |  | 0.44592 | [7 empty] | 54.6217 |  |  |  |  | 2025
| Xunmei vent field, Niaochao vent field |  | Seafloor hydrothermal | Volcanic-hosted massive sulfide (VMS) | seafloor massive sulfide (SMS) | Cu, Zn, Au, Ag | Co, Pb, Sb | Cu, Zn, Au, Ag, Co, Pb, Sb |  |  | I-Py3 (n=24)-60 | I-Py3 (n=24)-60 | seafloor vent field |  |  |  |  | ore material | grab | grab | mineral separate | [5 empty] | mineralisation | sulfide chimney | pyrite, marcasite, chalcopyrite |  | pyrite, marcasite, chalcopyrite | multiple stages: colloform marcasite-pyrite intergrowths (outermost wall), replacement assemblages (transition layers), dense recrystallized assemblages, marcasite pseudomorphs after pyrrhotite (middle layer) | sulfide chimney | colloform, subhedral, anhedral, euhedral, dense coarse-grained, columnar pseudomorphs |  |  |  | sphalerite, pyrrhotite, anhydrite, galena, tetrahedrite, tennantite | Transverse sections (polished sections) | EMPA, LA-ICPMS, MC-ICPMS | JEOL JXA-8100 EPMA; Teledyne Cetac Technologies Analyte Excite laser ablation system coupled with an Agilent Technologies 7700x quadrupole ICP-MS; ESI NWR Image GEO 193 coupled with TOFWERK icp TOF R; Neptune Plus multicollector ICP-MS (Thermo Fisher Scientific, Bremen, Germany) coupled with a Geolas HD excimer ArF laser ablation system (Coherent, Göttingen, Germany); Bruker M4 Tornado™ system | SIO, MNR; China University of Petroleum (East China), Qingdao, China; Nanjing Focu MS Technology Co. Ltd., Nanjing, China; Shanghai Chemlab Laboratory, Shanghai, China; Wuhan Sample Solution Analytical Technology Co. Ltd., Wuhan, China | EPMA: beam current of 10 nA, beam size of 1–5 μm, accelerating voltage of 20 kV. Micro-XRF: rhodium target X-ray tube operating at 50 kV and 800 nA, polycapillary lens providing a 40-μm spot size on a 20-μm raster, dwell time of 5 ms per pixel. LA-ICP-MS: 193-nm ArF excimer laser, fluence of 6 J/cm², 6 Hz repetition rate for 40 seconds (240 pulses), 30-second pre-ablation blank, total run time 70 seconds, spot size 32–44 μm, He carrier gas mixed with Ar. LA-ICP-TOF-MS: 193 nm ArF excimer laser, spot diameter ~20 µm, repetition rate ~20 Hz, laser fluence ~7 J/cm², scan speed ~4000 µm/s, He carrier gas ~600 ml/min, washout time 50 ms. S isotope MC-ICP-MS: spot size ~44 μm, pulse frequency ~2 Hz, laser fluence ~5 J/cm², He carrier gas with Ar make-up gas. | MASS-1 (Fe-Cu-Zn-S pressed pellet) and GSE-1G (synthetic basaltic glass) from the United States Geological Survey; pyrite PPP-1; chalcopyrite GBW07268; pyrrhotite SP-Po-01 (δ34S = 1.4‰ ± 0.4‰); chalcopyrite SP-CP-01 (δ34S = 5.45‰ ± 0.3‰); natural and synthetic minerals from USA SPI Supplies | 0.73645 |  |  |  | 17.9229 |  | 0.023949 |  |  |  | 0.070652 |  |  |  | 0.001835 | [5 empty] | 0.14866 | [5 empty] | 30.031 | [5 empty] | 24.3136 | [9 empty] | 14561.6917 | [13 empty] | 0.018544 | [11 empty] | 0.52885 |  | 3.5873 |  | 8.2771 | [7 empty] | 0.17542 | [5 empty] | 23.114 | [15 empty] | 11826.0543 |  | 0.12528 |  |  |  | 1.1525 | [5 empty] | 0.030106 | [7 empty] | 0.06682 | [5 empty] | 1.182 |  |  |  | 0.17795 |  | 1.0151 | [7 empty] | 61.0238 |  |  |  |  | 2025
| Xunmei vent field, Niaochao vent field |  | Seafloor hydrothermal | Volcanic-hosted massive sulfide (VMS) | seafloor massive sulfide (SMS) | Cu, Zn, Au, Ag | Co, Pb, Sb | Cu, Zn, Au, Ag, Co, Pb, Sb |  |  | I-Py3 (n=24)-61 | I-Py3 (n=24)-61 | seafloor vent field |  |  |  |  | ore material | grab | grab | mineral separate | [5 empty] | mineralisation | sulfide chimney | pyrite, marcasite, chalcopyrite |  | pyrite, marcasite, chalcopyrite | multiple stages: colloform marcasite-pyrite intergrowths (outermost wall), replacement assemblages (transition layers), dense recrystallized assemblages, marcasite pseudomorphs after pyrrhotite (middle layer) | sulfide chimney | colloform, subhedral, anhedral, euhedral, dense coarse-grained, columnar pseudomorphs |  |  |  | sphalerite, pyrrhotite, anhydrite, galena, tetrahedrite, tennantite | Transverse sections (polished sections) | EMPA, LA-ICPMS, MC-ICPMS | JEOL JXA-8100 EPMA; Teledyne Cetac Technologies Analyte Excite laser ablation system coupled with an Agilent Technologies 7700x quadrupole ICP-MS; ESI NWR Image GEO 193 coupled with TOFWERK icp TOF R; Neptune Plus multicollector ICP-MS (Thermo Fisher Scientific, Bremen, Germany) coupled with a Geolas HD excimer ArF laser ablation system (Coherent, Göttingen, Germany); Bruker M4 Tornado™ system | SIO, MNR; China University of Petroleum (East China), Qingdao, China; Nanjing Focu MS Technology Co. Ltd., Nanjing, China; Shanghai Chemlab Laboratory, Shanghai, China; Wuhan Sample Solution Analytical Technology Co. Ltd., Wuhan, China | EPMA: beam current of 10 nA, beam size of 1–5 μm, accelerating voltage of 20 kV. Micro-XRF: rhodium target X-ray tube operating at 50 kV and 800 nA, polycapillary lens providing a 40-μm spot size on a 20-μm raster, dwell time of 5 ms per pixel. LA-ICP-MS: 193-nm ArF excimer laser, fluence of 6 J/cm², 6 Hz repetition rate for 40 seconds (240 pulses), 30-second pre-ablation blank, total run time 70 seconds, spot size 32–44 μm, He carrier gas mixed with Ar. LA-ICP-TOF-MS: 193 nm ArF excimer laser, spot diameter ~20 µm, repetition rate ~20 Hz, laser fluence ~7 J/cm², scan speed ~4000 µm/s, He carrier gas ~600 ml/min, washout time 50 ms. S isotope MC-ICP-MS: spot size ~44 μm, pulse frequency ~2 Hz, laser fluence ~5 J/cm², He carrier gas with Ar make-up gas. | MASS-1 (Fe-Cu-Zn-S pressed pellet) and GSE-1G (synthetic basaltic glass) from the United States Geological Survey; pyrite PPP-1; chalcopyrite GBW07268; pyrrhotite SP-Po-01 (δ34S = 1.4‰ ± 0.4‰); chalcopyrite SP-CP-01 (δ34S = 5.45‰ ± 0.3‰); natural and synthetic minerals from USA SPI Supplies | 0.39613 |  |  |  | 7.3978 |  | 0.013325 |  |  |  | 0.090899 |  |  |  | 0.001867 | [5 empty] | 0.23893 | [5 empty] | 37.5124 | [5 empty] | 55.3839 | [9 empty] | 15002.7846 | [13 empty] | 0.058896 | [11 empty] | 0.49497 |  | 0.93266 |  | 6.0592 | [7 empty] | 0.032816 | [5 empty] | 5.7283 | [15 empty] | 12336.3369 |  | 0.11025 |  |  |  | 1.3938 | [5 empty] | 0.036444 | [7 empty] | 0.074553 | [5 empty] | 0.22076 |  |  |  | 0.053361 |  | 0.52997 | [7 empty] | 46.6309 |  |  |  |  | 2025
| Xunmei vent field, Niaochao vent field |  | Seafloor hydrothermal | Volcanic-hosted massive sulfide (VMS) | seafloor massive sulfide (SMS) | Cu, Zn, Au, Ag | Co, Pb, Sb | Cu, Zn, Au, Ag, Co, Pb, Sb |  |  | I-Py3 (n=24)-62 | I-Py3 (n=24)-62 | seafloor vent field |  |  |  |  | ore material | grab | grab | mineral separate | [5 empty] | mineralisation | sulfide chimney | pyrite, marcasite, chalcopyrite |  | pyrite, marcasite, chalcopyrite | multiple stages: colloform marcasite-pyrite intergrowths (outermost wall), replacement assemblages (transition layers), dense recrystallized assemblages, marcasite pseudomorphs after pyrrhotite (middle layer) | sulfide chimney | colloform, subhedral, anhedral, euhedral, dense coarse-grained, columnar pseudomorphs |  |  |  | sphalerite, pyrrhotite, anhydrite, galena, tetrahedrite, tennantite | Transverse sections (polished sections) | EMPA, LA-ICPMS, MC-ICPMS | JEOL JXA-8100 EPMA; Teledyne Cetac Technologies Analyte Excite laser ablation system coupled with an Agilent Technologies 7700x quadrupole ICP-MS; ESI NWR Image GEO 193 coupled with TOFWERK icp TOF R; Neptune Plus multicollector ICP-MS (Thermo Fisher Scientific, Bremen, Germany) coupled with a Geolas HD excimer ArF laser ablation system (Coherent, Göttingen, Germany); Bruker M4 Tornado™ system | SIO, MNR; China University of Petroleum (East China), Qingdao, China; Nanjing Focu MS Technology Co. Ltd., Nanjing, China; Shanghai Chemlab Laboratory, Shanghai, China; Wuhan Sample Solution Analytical Technology Co. Ltd., Wuhan, China | EPMA: beam current of 10 nA, beam size of 1–5 μm, accelerating voltage of 20 kV. Micro-XRF: rhodium target X-ray tube operating at 50 kV and 800 nA, polycapillary lens providing a 40-μm spot size on a 20-μm raster, dwell time of 5 ms per pixel. LA-ICP-MS: 193-nm ArF excimer laser, fluence of 6 J/cm², 6 Hz repetition rate for 40 seconds (240 pulses), 30-second pre-ablation blank, total run time 70 seconds, spot size 32–44 μm, He carrier gas mixed with Ar. LA-ICP-TOF-MS: 193 nm ArF excimer laser, spot diameter ~20 µm, repetition rate ~20 Hz, laser fluence ~7 J/cm², scan speed ~4000 µm/s, He carrier gas ~600 ml/min, washout time 50 ms. S isotope MC-ICP-MS: spot size ~44 μm, pulse frequency ~2 Hz, laser fluence ~5 J/cm², He carrier gas with Ar make-up gas. | MASS-1 (Fe-Cu-Zn-S pressed pellet) and GSE-1G (synthetic basaltic glass) from the United States Geological Survey; pyrite PPP-1; chalcopyrite GBW07268; pyrrhotite SP-Po-01 (δ34S = 1.4‰ ± 0.4‰); chalcopyrite SP-CP-01 (δ34S = 5.45‰ ± 0.3‰); natural and synthetic minerals from USA SPI Supplies | 0.31912 |  |  |  | 5.2376 |  | 0.013176 |  |  |  | 0.060273 |  |  |  | 0.001953 | [5 empty] | 0.16506 | [5 empty] | 33.5482 | [5 empty] | 27.0692 | [9 empty] | 15118.0672 | [13 empty] | 0.059645 | [11 empty] | 0.75897 |  | 0.496 |  | 5.8551 | [7 empty] | 0.037934 | [5 empty] | 3.4502 | [15 empty] | 12221.8732 |  | 0.074223 |  |  |  | 1.5315 | [5 empty] | 0.028961 | [7 empty] | 0.025808 | [5 empty] | 0.14612 |  |  |  | 0.049513 |  | 0.34233 | [7 empty] | 15.9713 |  |  |  |  | 2025
| Xunmei vent field, Niaochao vent field |  | Seafloor hydrothermal | Volcanic-hosted massive sulfide (VMS) | seafloor massive sulfide (SMS) | Cu, Zn, Au, Ag | Co, Pb, Sb | Cu, Zn, Au, Ag, Co, Pb, Sb |  |  | I-Py3 (n=24)-63 | I-Py3 (n=24)-63 | seafloor vent field |  |  |  |  | ore material | grab | grab | mineral separate | [5 empty] | mineralisation | sulfide chimney | pyrite, marcasite, chalcopyrite |  | pyrite, marcasite, chalcopyrite | multiple stages: colloform marcasite-pyrite intergrowths (outermost wall), replacement assemblages (transition layers), dense recrystallized assemblages, marcasite pseudomorphs after pyrrhotite (middle layer) | sulfide chimney | colloform, subhedral, anhedral, euhedral, dense coarse-grained, columnar pseudomorphs |  |  |  | sphalerite, pyrrhotite, anhydrite, galena, tetrahedrite, tennantite | Transverse sections (polished sections) | EMPA, LA-ICPMS, MC-ICPMS | JEOL JXA-8100 EPMA; Teledyne Cetac Technologies Analyte Excite laser ablation system coupled with an Agilent Technologies 7700x quadrupole ICP-MS; ESI NWR Image GEO 193 coupled with TOFWERK icp TOF R; Neptune Plus multicollector ICP-MS (Thermo Fisher Scientific, Bremen, Germany) coupled with a Geolas HD excimer ArF laser ablation system (Coherent, Göttingen, Germany); Bruker M4 Tornado™ system | SIO, MNR; China University of Petroleum (East China), Qingdao, China; Nanjing Focu MS Technology Co. Ltd., Nanjing, China; Shanghai Chemlab Laboratory, Shanghai, China; Wuhan Sample Solution Analytical Technology Co. Ltd., Wuhan, China | EPMA: beam current of 10 nA, beam size of 1–5 μm, accelerating voltage of 20 kV. Micro-XRF: rhodium target X-ray tube operating at 50 kV and 800 nA, polycapillary lens providing a 40-μm spot size on a 20-μm raster, dwell time of 5 ms per pixel. LA-ICP-MS: 193-nm ArF excimer laser, fluence of 6 J/cm², 6 Hz repetition rate for 40 seconds (240 pulses), 30-second pre-ablation blank, total run time 70 seconds, spot size 32–44 μm, He carrier gas mixed with Ar. LA-ICP-TOF-MS: 193 nm ArF excimer laser, spot diameter ~20 µm, repetition rate ~20 Hz, laser fluence ~7 J/cm², scan speed ~4000 µm/s, He carrier gas ~600 ml/min, washout time 50 ms. S isotope MC-ICP-MS: spot size ~44 μm, pulse frequency ~2 Hz, laser fluence ~5 J/cm², He carrier gas with Ar make-up gas. | MASS-1 (Fe-Cu-Zn-S pressed pellet) and GSE-1G (synthetic basaltic glass) from the United States Geological Survey; pyrite PPP-1; chalcopyrite GBW07268; pyrrhotite SP-Po-01 (δ34S = 1.4‰ ± 0.4‰); chalcopyrite SP-CP-01 (δ34S = 5.45‰ ± 0.3‰); natural and synthetic minerals from USA SPI Supplies | 0.2617 |  |  |  | 4.2444 |  | 0.015046 |  |  |  | 0.017884 |  |  |  | 0.001868 | [5 empty] | 0.3028 | [5 empty] | 28.2298 | [5 empty] | 39.9424 | [9 empty] | 13468.4101 | [13 empty] | 0.028127 | [11 empty] | 0.30851 |  | 1.2341 |  | 8.9264 | [7 empty] | 0.040851 | [5 empty] | 6.8633 | [15 empty] | 11820.3939 |  | 0.08427 |  |  |  | 0.9727 | [5 empty] | 0.02889 | [7 empty] | 0.035056 | [5 empty] | 0.18463 |  |  |  | 0.021654 |  | 0.14383 | [7 empty] | 38.3469 |  |  |  |  | 2025
| Xunmei vent field, Niaochao vent field |  | Seafloor hydrothermal | Volcanic-hosted massive sulfide (VMS) | seafloor massive sulfide (SMS) | Cu, Zn, Au, Ag | Co, Pb, Sb | Cu, Zn, Au, Ag, Co, Pb, Sb |  |  | I-Py3 (n=24)-64 | I-Py3 (n=24)-64 | seafloor vent field |  |  |  |  | ore material | grab | grab | mineral separate | [5 empty] | mineralisation | sulfide chimney | pyrite, marcasite, chalcopyrite |  | pyrite, marcasite, chalcopyrite | multiple stages: colloform marcasite-pyrite intergrowths (outermost wall), replacement assemblages (transition layers), dense recrystallized assemblages, marcasite pseudomorphs after pyrrhotite (middle layer) | sulfide chimney | colloform, subhedral, anhedral, euhedral, dense coarse-grained, columnar pseudomorphs |  |  |  | sphalerite, pyrrhotite, anhydrite, galena, tetrahedrite, tennantite | Transverse sections (polished sections) | EMPA, LA-ICPMS, MC-ICPMS | JEOL JXA-8100 EPMA; Teledyne Cetac Technologies Analyte Excite laser ablation system coupled with an Agilent Technologies 7700x quadrupole ICP-MS; ESI NWR Image GEO 193 coupled with TOFWERK icp TOF R; Neptune Plus multicollector ICP-MS (Thermo Fisher Scientific, Bremen, Germany) coupled with a Geolas HD excimer ArF laser ablation system (Coherent, Göttingen, Germany); Bruker M4 Tornado™ system | SIO, MNR; China University of Petroleum (East China), Qingdao, China; Nanjing Focu MS Technology Co. Ltd., Nanjing, China; Shanghai Chemlab Laboratory, Shanghai, China; Wuhan Sample Solution Analytical Technology Co. Ltd., Wuhan, China | EPMA: beam current of 10 nA, beam size of 1–5 μm, accelerating voltage of 20 kV. Micro-XRF: rhodium target X-ray tube operating at 50 kV and 800 nA, polycapillary lens providing a 40-μm spot size on a 20-μm raster, dwell time of 5 ms per pixel. LA-ICP-MS: 193-nm ArF excimer laser, fluence of 6 J/cm², 6 Hz repetition rate for 40 seconds (240 pulses), 30-second pre-ablation blank, total run time 70 seconds, spot size 32–44 μm, He carrier gas mixed with Ar. LA-ICP-TOF-MS: 193 nm ArF excimer laser, spot diameter ~20 µm, repetition rate ~20 Hz, laser fluence ~7 J/cm², scan speed ~4000 µm/s, He carrier gas ~600 ml/min, washout time 50 ms. S isotope MC-ICP-MS: spot size ~44 μm, pulse frequency ~2 Hz, laser fluence ~5 J/cm², He carrier gas with Ar make-up gas. | MASS-1 (Fe-Cu-Zn-S pressed pellet) and GSE-1G (synthetic basaltic glass) from the United States Geological Survey; pyrite PPP-1; chalcopyrite GBW07268; pyrrhotite SP-Po-01 (δ34S = 1.4‰ ± 0.4‰); chalcopyrite SP-CP-01 (δ34S = 5.45‰ ± 0.3‰); natural and synthetic minerals from USA SPI Supplies | 0.39971 |  |  |  | 13.6877 |  | 0.024083 |  |  |  | 0.043678 |  |  |  | 0.002033 | [5 empty] | 0.14349 | [5 empty] | 21.8085 | [5 empty] | 42.6337 | [9 empty] | 12668.32 | [13 empty] | 0.078715 | [11 empty] | 2.5423 |  | 5.4504 |  | 1.2631 | [7 empty] | 0.13934 | [5 empty] | 7.7596 | [15 empty] | 10299.2581 |  | 0.11892 |  |  |  | 0.6662 | [5 empty] | 0.027547 | [7 empty] | 0.057098 | [5 empty] | 0.73723 |  |  |  | 0.13636 |  | 1.3701 | [7 empty] | 21.9761 |  |  |  |  | 2025
| Xunmei vent field, Niaochao vent field |  | Seafloor hydrothermal | Volcanic-hosted massive sulfide (VMS) | seafloor massive sulfide (SMS) | Cu, Zn, Au, Ag | Co, Pb, Sb | Cu, Zn, Au, Ag, Co, Pb, Sb |  |  | I-Py3 (n=24)-65 | I-Py3 (n=24)-65 | seafloor vent field |  |  |  |  | ore material | grab | grab | mineral separate | [5 empty] | mineralisation | sulfide chimney | pyrite, marcasite, chalcopyrite |  | pyrite, marcasite, chalcopyrite | multiple stages: colloform marcasite-pyrite intergrowths (outermost wall), replacement assemblages (transition layers), dense recrystallized assemblages, marcasite pseudomorphs after pyrrhotite (middle layer) | sulfide chimney | colloform, subhedral, anhedral, euhedral, dense coarse-grained, columnar pseudomorphs |  |  |  | sphalerite, pyrrhotite, anhydrite, galena, tetrahedrite, tennantite | Transverse sections (polished sections) | EMPA, LA-ICPMS, MC-ICPMS | JEOL JXA-8100 EPMA; Teledyne Cetac Technologies Analyte Excite laser ablation system coupled with an Agilent Technologies 7700x quadrupole ICP-MS; ESI NWR Image GEO 193 coupled with TOFWERK icp TOF R; Neptune Plus multicollector ICP-MS (Thermo Fisher Scientific, Bremen, Germany) coupled with a Geolas HD excimer ArF laser ablation system (Coherent, Göttingen, Germany); Bruker M4 Tornado™ system | SIO, MNR; China University of Petroleum (East China), Qingdao, China; Nanjing Focu MS Technology Co. Ltd., Nanjing, China; Shanghai Chemlab Laboratory, Shanghai, China; Wuhan Sample Solution Analytical Technology Co. Ltd., Wuhan, China | EPMA: beam current of 10 nA, beam size of 1–5 μm, accelerating voltage of 20 kV. Micro-XRF: rhodium target X-ray tube operating at 50 kV and 800 nA, polycapillary lens providing a 40-μm spot size on a 20-μm raster, dwell time of 5 ms per pixel. LA-ICP-MS: 193-nm ArF excimer laser, fluence of 6 J/cm², 6 Hz repetition rate for 40 seconds (240 pulses), 30-second pre-ablation blank, total run time 70 seconds, spot size 32–44 μm, He carrier gas mixed with Ar. LA-ICP-TOF-MS: 193 nm ArF excimer laser, spot diameter ~20 µm, repetition rate ~20 Hz, laser fluence ~7 J/cm², scan speed ~4000 µm/s, He carrier gas ~600 ml/min, washout time 50 ms. S isotope MC-ICP-MS: spot size ~44 μm, pulse frequency ~2 Hz, laser fluence ~5 J/cm², He carrier gas with Ar make-up gas. | MASS-1 (Fe-Cu-Zn-S pressed pellet) and GSE-1G (synthetic basaltic glass) from the United States Geological Survey; pyrite PPP-1; chalcopyrite GBW07268; pyrrhotite SP-Po-01 (δ34S = 1.4‰ ± 0.4‰); chalcopyrite SP-CP-01 (δ34S = 5.45‰ ± 0.3‰); natural and synthetic minerals from USA SPI Supplies | 0.2241 |  |  |  | 5.348 |  | 0.012372 |  |  |  | 0.10406 |  |  |  | 0.001701 | [5 empty] | 0.10881 | [5 empty] | 22.7692 | [5 empty] | 212.8596 | [9 empty] | 13502.3352 | [13 empty] | 0.013888 | [11 empty] | 0.63855 |  | 0.50452 |  | 4.4208 | [7 empty] | 0.065287 | [5 empty] | 5.4902 | [15 empty] | 11428.5473 |  | 0.072383 |  |  |  | 1.0223 | [5 empty] | 0.028051 | [7 empty] | 0.04302 | [5 empty] | 0.68899 |  |  |  | 0.11099 |  | 0.90633 | [7 empty] | 6.4647 |  |  |  |  | 2025
| Xunmei vent field, Niaochao vent field |  | Seafloor hydrothermal | Volcanic-hosted massive sulfide (VMS) | seafloor massive sulfide (SMS) | Cu, Zn, Au, Ag | Co, Pb, Sb | Cu, Zn, Au, Ag, Co, Pb, Sb |  |  | I-Py3 (n=24)-66 | I-Py3 (n=24)-66 | seafloor vent field |  |  |  |  | ore material | grab | grab | mineral separate | [5 empty] | mineralisation | sulfide chimney | pyrite, marcasite, chalcopyrite |  | pyrite, marcasite, chalcopyrite | multiple stages: colloform marcasite-pyrite intergrowths (outermost wall), replacement assemblages (transition layers), dense recrystallized assemblages, marcasite pseudomorphs after pyrrhotite (middle layer) | sulfide chimney | colloform, subhedral, anhedral, euhedral, dense coarse-grained, columnar pseudomorphs |  |  |  | sphalerite, pyrrhotite, anhydrite, galena, tetrahedrite, tennantite | Transverse sections (polished sections) | EMPA, LA-ICPMS, MC-ICPMS | JEOL JXA-8100 EPMA; Teledyne Cetac Technologies Analyte Excite laser ablation system coupled with an Agilent Technologies 7700x quadrupole ICP-MS; ESI NWR Image GEO 193 coupled with TOFWERK icp TOF R; Neptune Plus multicollector ICP-MS (Thermo Fisher Scientific, Bremen, Germany) coupled with a Geolas HD excimer ArF laser ablation system (Coherent, Göttingen, Germany); Bruker M4 Tornado™ system | SIO, MNR; China University of Petroleum (East China), Qingdao, China; Nanjing Focu MS Technology Co. Ltd., Nanjing, China; Shanghai Chemlab Laboratory, Shanghai, China; Wuhan Sample Solution Analytical Technology Co. Ltd., Wuhan, China | EPMA: beam current of 10 nA, beam size of 1–5 μm, accelerating voltage of 20 kV. Micro-XRF: rhodium target X-ray tube operating at 50 kV and 800 nA, polycapillary lens providing a 40-μm spot size on a 20-μm raster, dwell time of 5 ms per pixel. LA-ICP-MS: 193-nm ArF excimer laser, fluence of 6 J/cm², 6 Hz repetition rate for 40 seconds (240 pulses), 30-second pre-ablation blank, total run time 70 seconds, spot size 32–44 μm, He carrier gas mixed with Ar. LA-ICP-TOF-MS: 193 nm ArF excimer laser, spot diameter ~20 µm, repetition rate ~20 Hz, laser fluence ~7 J/cm², scan speed ~4000 µm/s, He carrier gas ~600 ml/min, washout time 50 ms. S isotope MC-ICP-MS: spot size ~44 μm, pulse frequency ~2 Hz, laser fluence ~5 J/cm², He carrier gas with Ar make-up gas. | MASS-1 (Fe-Cu-Zn-S pressed pellet) and GSE-1G (synthetic basaltic glass) from the United States Geological Survey; pyrite PPP-1; chalcopyrite GBW07268; pyrrhotite SP-Po-01 (δ34S = 1.4‰ ± 0.4‰); chalcopyrite SP-CP-01 (δ34S = 5.45‰ ± 0.3‰); natural and synthetic minerals from USA SPI Supplies | 0.20638 |  |  |  | 7.543 |  | 0.011143 |  |  |  | 0.060012 |  |  |  | 0.001236 | [5 empty] | 0.096983 | [5 empty] | 51.3377 | [5 empty] | 34.8751 | [9 empty] | 15626.3644 | [13 empty] | 0.038448 | [11 empty] | 0.65808 |  | 0.2916 |  | 12.1951 | [7 empty] | 0.041357 | [5 empty] | 3.3899 | [15 empty] | 11902.4013 |  | 0.07977 |  |  |  | 1.0242 | [5 empty] | 0.029414 | [7 empty] | 0.066495 | [5 empty] | 0.12976 |  |  |  | 0.33426 |  | 0.38663 | [7 empty] | 17.6852 |  |  |  |  | 2025
| Xunmei vent field, Niaochao vent field |  | Seafloor hydrothermal | Volcanic-hosted massive sulfide (VMS) | seafloor massive sulfide (SMS) | Cu, Zn, Au, Ag | Co, Pb, Sb | Cu, Zn, Au, Ag, Co, Pb, Sb |  |  | I-Py3 (n=24)-67 | I-Py3 (n=24)-67 | seafloor vent field |  |  |  |  | ore material | grab | grab | mineral separate | [5 empty] | mineralisation | sulfide chimney | pyrite, marcasite, chalcopyrite |  | pyrite, marcasite, chalcopyrite | multiple stages: colloform marcasite-pyrite intergrowths (outermost wall), replacement assemblages (transition layers), dense recrystallized assemblages, marcasite pseudomorphs after pyrrhotite (middle layer) | sulfide chimney | colloform, subhedral, anhedral, euhedral, dense coarse-grained, columnar pseudomorphs |  |  |  | sphalerite, pyrrhotite, anhydrite, galena, tetrahedrite, tennantite | Transverse sections (polished sections) | EMPA, LA-ICPMS, MC-ICPMS | JEOL JXA-8100 EPMA; Teledyne Cetac Technologies Analyte Excite laser ablation system coupled with an Agilent Technologies 7700x quadrupole ICP-MS; ESI NWR Image GEO 193 coupled with TOFWERK icp TOF R; Neptune Plus multicollector ICP-MS (Thermo Fisher Scientific, Bremen, Germany) coupled with a Geolas HD excimer ArF laser ablation system (Coherent, Göttingen, Germany); Bruker M4 Tornado™ system | SIO, MNR; China University of Petroleum (East China), Qingdao, China; Nanjing Focu MS Technology Co. Ltd., Nanjing, China; Shanghai Chemlab Laboratory, Shanghai, China; Wuhan Sample Solution Analytical Technology Co. Ltd., Wuhan, China | EPMA: beam current of 10 nA, beam size of 1–5 μm, accelerating voltage of 20 kV. Micro-XRF: rhodium target X-ray tube operating at 50 kV and 800 nA, polycapillary lens providing a 40-μm spot size on a 20-μm raster, dwell time of 5 ms per pixel. LA-ICP-MS: 193-nm ArF excimer laser, fluence of 6 J/cm², 6 Hz repetition rate for 40 seconds (240 pulses), 30-second pre-ablation blank, total run time 70 seconds, spot size 32–44 μm, He carrier gas mixed with Ar. LA-ICP-TOF-MS: 193 nm ArF excimer laser, spot diameter ~20 µm, repetition rate ~20 Hz, laser fluence ~7 J/cm², scan speed ~4000 µm/s, He carrier gas ~600 ml/min, washout time 50 ms. S isotope MC-ICP-MS: spot size ~44 μm, pulse frequency ~2 Hz, laser fluence ~5 J/cm², He carrier gas with Ar make-up gas. | MASS-1 (Fe-Cu-Zn-S pressed pellet) and GSE-1G (synthetic basaltic glass) from the United States Geological Survey; pyrite PPP-1; chalcopyrite GBW07268; pyrrhotite SP-Po-01 (δ34S = 1.4‰ ± 0.4‰); chalcopyrite SP-CP-01 (δ34S = 5.45‰ ± 0.3‰); natural and synthetic minerals from USA SPI Supplies | 0.23751 |  |  |  | 7.2976 |  | 0.014355 |  |  |  | 0.085397 |  |  |  | 0.005988 | [5 empty] | 0.079193 | [5 empty] | 50.9764 | [5 empty] | 107.7214 | [9 empty] | 15167.3604 | [13 empty] | 0.065678 | [11 empty] | 10.8324 |  | 3.1178 |  | 14.3695 | [7 empty] | 0.089356 | [5 empty] | 4.454 | [15 empty] | 14369.1601 |  | 0.089338 |  |  |  | 2.046 | [5 empty] | 0.033023 | [7 empty] | 0.093447 | [5 empty] | 0.021216 |  |  |  | 0.9177 |  | 0.94743 | [7 empty] | 5.7352 |  |  |  |  | 2025
| Xunmei vent field, Niaochao vent field |  | Seafloor hydrothermal | Volcanic-hosted massive sulfide (VMS) | seafloor massive sulfide (SMS) | Cu, Zn, Au, Ag | Co, Pb, Sb | Cu, Zn, Au, Ag, Co, Pb, Sb |  |  | I-Py3 (n=24)-68 | I-Py3 (n=24)-68 | seafloor vent field |  |  |  |  | ore material | grab | grab | mineral separate | [5 empty] | mineralisation | sulfide chimney | pyrite, marcasite, chalcopyrite |  | pyrite, marcasite, chalcopyrite | multiple stages: colloform marcasite-pyrite intergrowths (outermost wall), replacement assemblages (transition layers), dense recrystallized assemblages, marcasite pseudomorphs after pyrrhotite (middle layer) | sulfide chimney | colloform, subhedral, anhedral, euhedral, dense coarse-grained, columnar pseudomorphs |  |  |  | sphalerite, pyrrhotite, anhydrite, galena, tetrahedrite, tennantite | Transverse sections (polished sections) | EMPA, LA-ICPMS, MC-ICPMS | JEOL JXA-8100 EPMA; Teledyne Cetac Technologies Analyte Excite laser ablation system coupled with an Agilent Technologies 7700x quadrupole ICP-MS; ESI NWR Image GEO 193 coupled with TOFWERK icp TOF R; Neptune Plus multicollector ICP-MS (Thermo Fisher Scientific, Bremen, Germany) coupled with a Geolas HD excimer ArF laser ablation system (Coherent, Göttingen, Germany); Bruker M4 Tornado™ system | SIO, MNR; China University of Petroleum (East China), Qingdao, China; Nanjing Focu MS Technology Co. Ltd., Nanjing, China; Shanghai Chemlab Laboratory, Shanghai, China; Wuhan Sample Solution Analytical Technology Co. Ltd., Wuhan, China | EPMA: beam current of 10 nA, beam size of 1–5 μm, accelerating voltage of 20 kV. Micro-XRF: rhodium target X-ray tube operating at 50 kV and 800 nA, polycapillary lens providing a 40-μm spot size on a 20-μm raster, dwell time of 5 ms per pixel. LA-ICP-MS: 193-nm ArF excimer laser, fluence of 6 J/cm², 6 Hz repetition rate for 40 seconds (240 pulses), 30-second pre-ablation blank, total run time 70 seconds, spot size 32–44 μm, He carrier gas mixed with Ar. LA-ICP-TOF-MS: 193 nm ArF excimer laser, spot diameter ~20 µm, repetition rate ~20 Hz, laser fluence ~7 J/cm², scan speed ~4000 µm/s, He carrier gas ~600 ml/min, washout time 50 ms. S isotope MC-ICP-MS: spot size ~44 μm, pulse frequency ~2 Hz, laser fluence ~5 J/cm², He carrier gas with Ar make-up gas. | MASS-1 (Fe-Cu-Zn-S pressed pellet) and GSE-1G (synthetic basaltic glass) from the United States Geological Survey; pyrite PPP-1; chalcopyrite GBW07268; pyrrhotite SP-Po-01 (δ34S = 1.4‰ ± 0.4‰); chalcopyrite SP-CP-01 (δ34S = 5.45‰ ± 0.3‰); natural and synthetic minerals from USA SPI Supplies | 0.53827 |  |  |  | 6.3417 |  | 0.019368 |  |  |  | 0.052888 |  |  |  | 0.003695 | [5 empty] | 0.23462 | [5 empty] | 54.2205 | [5 empty] | 72.2367 | [9 empty] | 13241.1194 | [13 empty] | 0.038691 | [11 empty] | 3.5732 |  | 4.3966 |  | 11.2267 | [7 empty] | 0.098825 | [5 empty] | 5.569 | [15 empty] | 10580.2808 |  | 0.11718 |  |  |  | 1.1502 | [5 empty] | 0.03082 | [7 empty] | 0.0702 | [5 empty] | 0.39681 |  |  |  | 0.023194 |  | 0.44438 | [7 empty] | 110.537 |  |  |  |  | 2025
| Xunmei vent field, Niaochao vent field |  | Seafloor hydrothermal | Volcanic-hosted massive sulfide (VMS) | seafloor massive sulfide (SMS) | Cu, Zn, Au, Ag | Co, Pb, Sb | Cu, Zn, Au, Ag, Co, Pb, Sb |  |  | I-Py3 (n=24)-69 | I-Py3 (n=24)-69 | seafloor vent field |  |  |  |  | ore material | grab | grab | mineral separate | [5 empty] | mineralisation | sulfide chimney | pyrite, marcasite, chalcopyrite |  | pyrite, marcasite, chalcopyrite | multiple stages: colloform marcasite-pyrite intergrowths (outermost wall), replacement assemblages (transition layers), dense recrystallized assemblages, marcasite pseudomorphs after pyrrhotite (middle layer) | sulfide chimney | colloform, subhedral, anhedral, euhedral, dense coarse-grained, columnar pseudomorphs |  |  |  | sphalerite, pyrrhotite, anhydrite, galena, tetrahedrite, tennantite | Transverse sections (polished sections) | EMPA, LA-ICPMS, MC-ICPMS | JEOL JXA-8100 EPMA; Teledyne Cetac Technologies Analyte Excite laser ablation system coupled with an Agilent Technologies 7700x quadrupole ICP-MS; ESI NWR Image GEO 193 coupled with TOFWERK icp TOF R; Neptune Plus multicollector ICP-MS (Thermo Fisher Scientific, Bremen, Germany) coupled with a Geolas HD excimer ArF laser ablation system (Coherent, Göttingen, Germany); Bruker M4 Tornado™ system | SIO, MNR; China University of Petroleum (East China), Qingdao, China; Nanjing Focu MS Technology Co. Ltd., Nanjing, China; Shanghai Chemlab Laboratory, Shanghai, China; Wuhan Sample Solution Analytical Technology Co. Ltd., Wuhan, China | EPMA: beam current of 10 nA, beam size of 1–5 μm, accelerating voltage of 20 kV. Micro-XRF: rhodium target X-ray tube operating at 50 kV and 800 nA, polycapillary lens providing a 40-μm spot size on a 20-μm raster, dwell time of 5 ms per pixel. LA-ICP-MS: 193-nm ArF excimer laser, fluence of 6 J/cm², 6 Hz repetition rate for 40 seconds (240 pulses), 30-second pre-ablation blank, total run time 70 seconds, spot size 32–44 μm, He carrier gas mixed with Ar. LA-ICP-TOF-MS: 193 nm ArF excimer laser, spot diameter ~20 µm, repetition rate ~20 Hz, laser fluence ~7 J/cm², scan speed ~4000 µm/s, He carrier gas ~600 ml/min, washout time 50 ms. S isotope MC-ICP-MS: spot size ~44 μm, pulse frequency ~2 Hz, laser fluence ~5 J/cm², He carrier gas with Ar make-up gas. | MASS-1 (Fe-Cu-Zn-S pressed pellet) and GSE-1G (synthetic basaltic glass) from the United States Geological Survey; pyrite PPP-1; chalcopyrite GBW07268; pyrrhotite SP-Po-01 (δ34S = 1.4‰ ± 0.4‰); chalcopyrite SP-CP-01 (δ34S = 5.45‰ ± 0.3‰); natural and synthetic minerals from USA SPI Supplies | 0.3043 |  |  |  | 31.6961 |  | 0.015583 |  |  |  | 0.19835 |  |  |  | 0.002589 | [5 empty] | 0.79209 | [5 empty] | 62.1119 | [5 empty] | 299.0248 | [9 empty] | 18909.2614 | [13 empty] | 0.16041 | [11 empty] | 3.6446 |  | 0.29692 |  | 24.5797 | [7 empty] | 0.065646 | [5 empty] | 9.2728 | [15 empty] | 15935.2561 |  | 0.28908 |  |  |  | 2.7571 | [5 empty] | 0.038737 | [7 empty] | 0.061791 | [5 empty] | 0.086958 |  |  |  | 0.053842 |  | 2.8205 | [7 empty] | 64.2681 |  |  |  |  | 2025
| Xunmei vent field, Niaochao vent field |  | Seafloor hydrothermal | Volcanic-hosted massive sulfide (VMS) | seafloor massive sulfide (SMS) | Cu, Zn, Au, Ag | Co, Pb, Sb | Cu, Zn, Au, Ag, Co, Pb, Sb |  |  | I-Py3 (n=24)-70 | I-Py3 (n=24)-70 | seafloor vent field |  |  |  |  | ore material | grab | grab | mineral separate | [5 empty] | mineralisation | sulfide chimney | pyrite, marcasite, chalcopyrite |  | pyrite, marcasite, chalcopyrite | multiple stages: colloform marcasite-pyrite intergrowths (outermost wall), replacement assemblages (transition layers), dense recrystallized assemblages, marcasite pseudomorphs after pyrrhotite (middle layer) | sulfide chimney | colloform, subhedral, anhedral, euhedral, dense coarse-grained, columnar pseudomorphs |  |  |  | sphalerite, pyrrhotite, anhydrite, galena, tetrahedrite, tennantite | Transverse sections (polished sections) | EMPA, LA-ICPMS, MC-ICPMS | JEOL JXA-8100 EPMA; Teledyne Cetac Technologies Analyte Excite laser ablation system coupled with an Agilent Technologies 7700x quadrupole ICP-MS; ESI NWR Image GEO 193 coupled with TOFWERK icp TOF R; Neptune Plus multicollector ICP-MS (Thermo Fisher Scientific, Bremen, Germany) coupled with a Geolas HD excimer ArF laser ablation system (Coherent, Göttingen, Germany); Bruker M4 Tornado™ system | SIO, MNR; China University of Petroleum (East China), Qingdao, China; Nanjing Focu MS Technology Co. Ltd., Nanjing, China; Shanghai Chemlab Laboratory, Shanghai, China; Wuhan Sample Solution Analytical Technology Co. Ltd., Wuhan, China | EPMA: beam current of 10 nA, beam size of 1–5 μm, accelerating voltage of 20 kV. Micro-XRF: rhodium target X-ray tube operating at 50 kV and 800 nA, polycapillary lens providing a 40-μm spot size on a 20-μm raster, dwell time of 5 ms per pixel. LA-ICP-MS: 193-nm ArF excimer laser, fluence of 6 J/cm², 6 Hz repetition rate for 40 seconds (240 pulses), 30-second pre-ablation blank, total run time 70 seconds, spot size 32–44 μm, He carrier gas mixed with Ar. LA-ICP-TOF-MS: 193 nm ArF excimer laser, spot diameter ~20 µm, repetition rate ~20 Hz, laser fluence ~7 J/cm², scan speed ~4000 µm/s, He carrier gas ~600 ml/min, washout time 50 ms. S isotope MC-ICP-MS: spot size ~44 μm, pulse frequency ~2 Hz, laser fluence ~5 J/cm², He carrier gas with Ar make-up gas. | MASS-1 (Fe-Cu-Zn-S pressed pellet) and GSE-1G (synthetic basaltic glass) from the United States Geological Survey; pyrite PPP-1; chalcopyrite GBW07268; pyrrhotite SP-Po-01 (δ34S = 1.4‰ ± 0.4‰); chalcopyrite SP-CP-01 (δ34S = 5.45‰ ± 0.3‰); natural and synthetic minerals from USA SPI Supplies | 6.4008 |  |  |  | 9.3449 |  | 0.068578 |  |  |  | 0.30772 |  |  |  | 0.002549 | [5 empty] | 0.28796 | [5 empty] | 95.7584 | [5 empty] | 240.6267 | [9 empty] | 19949.1461 | [13 empty] | 0.030304 | [11 empty] | 4.5333 |  | 37.8577 |  | 34.068 | [7 empty] | 0.25981 | [5 empty] | 18.0944 | [15 empty] | 15105.5688 |  | 0.16468 |  |  |  | 1.8203 | [5 empty] | 0.061459 | [7 empty] | 0 | [5 empty] | 0.70861 |  |  |  | 0.85145 |  | 0.2282 | [7 empty] | 48.5624 |  |  |  |  | 2025
| Xunmei vent field, Niaochao vent field |  | Seafloor hydrothermal | Volcanic-hosted massive sulfide (VMS) | seafloor massive sulfide (SMS) | Cu, Zn, Au, Ag | Co, Pb, Sb | Cu, Zn, Au, Ag, Co, Pb, Sb |  |  | I-Py3 (n=24)-71 | I-Py3 (n=24)-71 | seafloor vent field |  |  |  |  | ore material | grab | grab | mineral separate | [5 empty] | mineralisation | sulfide chimney | pyrite, marcasite, chalcopyrite |  | pyrite, marcasite, chalcopyrite | multiple stages: colloform marcasite-pyrite intergrowths (outermost wall), replacement assemblages (transition layers), dense recrystallized assemblages, marcasite pseudomorphs after pyrrhotite (middle layer) | sulfide chimney | colloform, subhedral, anhedral, euhedral, dense coarse-grained, columnar pseudomorphs |  |  |  | sphalerite, pyrrhotite, anhydrite, galena, tetrahedrite, tennantite | Transverse sections (polished sections) | EMPA, LA-ICPMS, MC-ICPMS | JEOL JXA-8100 EPMA; Teledyne Cetac Technologies Analyte Excite laser ablation system coupled with an Agilent Technologies 7700x quadrupole ICP-MS; ESI NWR Image GEO 193 coupled with TOFWERK icp TOF R; Neptune Plus multicollector ICP-MS (Thermo Fisher Scientific, Bremen, Germany) coupled with a Geolas HD excimer ArF laser ablation system (Coherent, Göttingen, Germany); Bruker M4 Tornado™ system | SIO, MNR; China University of Petroleum (East China), Qingdao, China; Nanjing Focu MS Technology Co. Ltd., Nanjing, China; Shanghai Chemlab Laboratory, Shanghai, China; Wuhan Sample Solution Analytical Technology Co. Ltd., Wuhan, China | EPMA: beam current of 10 nA, beam size of 1–5 μm, accelerating voltage of 20 kV. Micro-XRF: rhodium target X-ray tube operating at 50 kV and 800 nA, polycapillary lens providing a 40-μm spot size on a 20-μm raster, dwell time of 5 ms per pixel. LA-ICP-MS: 193-nm ArF excimer laser, fluence of 6 J/cm², 6 Hz repetition rate for 40 seconds (240 pulses), 30-second pre-ablation blank, total run time 70 seconds, spot size 32–44 μm, He carrier gas mixed with Ar. LA-ICP-TOF-MS: 193 nm ArF excimer laser, spot diameter ~20 µm, repetition rate ~20 Hz, laser fluence ~7 J/cm², scan speed ~4000 µm/s, He carrier gas ~600 ml/min, washout time 50 ms. S isotope MC-ICP-MS: spot size ~44 μm, pulse frequency ~2 Hz, laser fluence ~5 J/cm², He carrier gas with Ar make-up gas. | MASS-1 (Fe-Cu-Zn-S pressed pellet) and GSE-1G (synthetic basaltic glass) from the United States Geological Survey; pyrite PPP-1; chalcopyrite GBW07268; pyrrhotite SP-Po-01 (δ34S = 1.4‰ ± 0.4‰); chalcopyrite SP-CP-01 (δ34S = 5.45‰ ± 0.3‰); natural and synthetic minerals from USA SPI Supplies | 1.4185 |  |  |  | 4.6063 |  | 0.037634 |  |  |  | 0.0631 |  |  |  | 0.002591 | [5 empty] | 0.20013 | [5 empty] | 23.6114 | [5 empty] | 221.2457 | [9 empty] | 9103.09 | [13 empty] | 0.01282 | [11 empty] | 0.68591 |  | 7.5427 |  | 3.673 | [7 empty] | 0.19415 | [5 empty] | 4.4628 | [15 empty] | 11282.271 |  | 0.09788 |  |  |  | 0.45354 | [5 empty] | 0.045025 | [7 empty] | 0.033482 | [5 empty] | 0.48521 |  |  |  | 0.10928 |  | 0.093485 | [7 empty] | 51.6549 |  |  |  |  | 2025
| Xunmei vent field, Niaochao vent field |  | Seafloor hydrothermal | Volcanic-hosted massive sulfide (VMS) | seafloor massive sulfide (SMS) | Cu, Zn, Au, Ag | Co, Pb, Sb | Cu, Zn, Au, Ag, Co, Pb, Sb |  |  | I-Py3 (n=24)-72 | I-Py3 (n=24)-72 | seafloor vent field |  |  |  |  | ore material | grab | grab | mineral separate | [5 empty] | mineralisation | sulfide chimney | pyrite, marcasite, chalcopyrite |  | pyrite, marcasite, chalcopyrite | multiple stages: colloform marcasite-pyrite intergrowths (outermost wall), replacement assemblages (transition layers), dense recrystallized assemblages, marcasite pseudomorphs after pyrrhotite (middle layer) | sulfide chimney | colloform, subhedral, anhedral, euhedral, dense coarse-grained, columnar pseudomorphs |  |  |  | sphalerite, pyrrhotite, anhydrite, galena, tetrahedrite, tennantite | Transverse sections (polished sections) | EMPA, LA-ICPMS, MC-ICPMS | JEOL JXA-8100 EPMA; Teledyne Cetac Technologies Analyte Excite laser ablation system coupled with an Agilent Technologies 7700x quadrupole ICP-MS; ESI NWR Image GEO 193 coupled with TOFWERK icp TOF R; Neptune Plus multicollector ICP-MS (Thermo Fisher Scientific, Bremen, Germany) coupled with a Geolas HD excimer ArF laser ablation system (Coherent, Göttingen, Germany); Bruker M4 Tornado™ system | SIO, MNR; China University of Petroleum (East China), Qingdao, China; Nanjing Focu MS Technology Co. Ltd., Nanjing, China; Shanghai Chemlab Laboratory, Shanghai, China; Wuhan Sample Solution Analytical Technology Co. Ltd., Wuhan, China | EPMA: beam current of 10 nA, beam size of 1–5 μm, accelerating voltage of 20 kV. Micro-XRF: rhodium target X-ray tube operating at 50 kV and 800 nA, polycapillary lens providing a 40-μm spot size on a 20-μm raster, dwell time of 5 ms per pixel. LA-ICP-MS: 193-nm ArF excimer laser, fluence of 6 J/cm², 6 Hz repetition rate for 40 seconds (240 pulses), 30-second pre-ablation blank, total run time 70 seconds, spot size 32–44 μm, He carrier gas mixed with Ar. LA-ICP-TOF-MS: 193 nm ArF excimer laser, spot diameter ~20 µm, repetition rate ~20 Hz, laser fluence ~7 J/cm², scan speed ~4000 µm/s, He carrier gas ~600 ml/min, washout time 50 ms. S isotope MC-ICP-MS: spot size ~44 μm, pulse frequency ~2 Hz, laser fluence ~5 J/cm², He carrier gas with Ar make-up gas. | MASS-1 (Fe-Cu-Zn-S pressed pellet) and GSE-1G (synthetic basaltic glass) from the United States Geological Survey; pyrite PPP-1; chalcopyrite GBW07268; pyrrhotite SP-Po-01 (δ34S = 1.4‰ ± 0.4‰); chalcopyrite SP-CP-01 (δ34S = 5.45‰ ± 0.3‰); natural and synthetic minerals from USA SPI Supplies | 1.0656 |  |  |  | 10.1516 |  | 0.025825 |  |  |  | 0.018424 |  |  |  | 0.002232 | [5 empty] | 0.14809 | [5 empty] | 21.1462 | [5 empty] | 32.0038 | [9 empty] | 10893.9961 | [13 empty] | 0.007788 | [11 empty] | 1.1424 |  | 3.9835 |  | 21.9692 | [7 empty] | 0.12064 | [5 empty] | 16.906 | [15 empty] | 9722.0411 |  | 0.071419 |  |  |  | 0.25749 | [5 empty] | 0.036229 | [7 empty] | 0.030564 | [5 empty] | 2.7512 |  |  |  | 0.015685 |  | 0.074608 | [7 empty] | 119.9645 |  |  |  |  | 2025
| Xunmei vent field, Niaochao vent field |  | Seafloor hydrothermal | Volcanic-hosted massive sulfide (VMS) | seafloor massive sulfide (SMS) | Cu, Zn, Au, Ag | Co, Pb, Sb | Cu, Zn, Au, Ag, Co, Pb, Sb |  |  | I-Py3 (n=24)-73 | I-Py3 (n=24)-73 | seafloor vent field |  |  |  |  | ore material | grab | grab | mineral separate | [5 empty] | mineralisation | sulfide chimney | pyrite, marcasite, chalcopyrite |  | pyrite, marcasite, chalcopyrite | multiple stages: colloform marcasite-pyrite intergrowths (outermost wall), replacement assemblages (transition layers), dense recrystallized assemblages, marcasite pseudomorphs after pyrrhotite (middle layer) | sulfide chimney | colloform, subhedral, anhedral, euhedral, dense coarse-grained, columnar pseudomorphs |  |  |  | sphalerite, pyrrhotite, anhydrite, galena, tetrahedrite, tennantite | Transverse sections (polished sections) | EMPA, LA-ICPMS, MC-ICPMS | JEOL JXA-8100 EPMA; Teledyne Cetac Technologies Analyte Excite laser ablation system coupled with an Agilent Technologies 7700x quadrupole ICP-MS; ESI NWR Image GEO 193 coupled with TOFWERK icp TOF R; Neptune Plus multicollector ICP-MS (Thermo Fisher Scientific, Bremen, Germany) coupled with a Geolas HD excimer ArF laser ablation system (Coherent, Göttingen, Germany); Bruker M4 Tornado™ system | SIO, MNR; China University of Petroleum (East China), Qingdao, China; Nanjing Focu MS Technology Co. Ltd., Nanjing, China; Shanghai Chemlab Laboratory, Shanghai, China; Wuhan Sample Solution Analytical Technology Co. Ltd., Wuhan, China | EPMA: beam current of 10 nA, beam size of 1–5 μm, accelerating voltage of 20 kV. Micro-XRF: rhodium target X-ray tube operating at 50 kV and 800 nA, polycapillary lens providing a 40-μm spot size on a 20-μm raster, dwell time of 5 ms per pixel. LA-ICP-MS: 193-nm ArF excimer laser, fluence of 6 J/cm², 6 Hz repetition rate for 40 seconds (240 pulses), 30-second pre-ablation blank, total run time 70 seconds, spot size 32–44 μm, He carrier gas mixed with Ar. LA-ICP-TOF-MS: 193 nm ArF excimer laser, spot diameter ~20 µm, repetition rate ~20 Hz, laser fluence ~7 J/cm², scan speed ~4000 µm/s, He carrier gas ~600 ml/min, washout time 50 ms. S isotope MC-ICP-MS: spot size ~44 μm, pulse frequency ~2 Hz, laser fluence ~5 J/cm², He carrier gas with Ar make-up gas. | MASS-1 (Fe-Cu-Zn-S pressed pellet) and GSE-1G (synthetic basaltic glass) from the United States Geological Survey; pyrite PPP-1; chalcopyrite GBW07268; pyrrhotite SP-Po-01 (δ34S = 1.4‰ ± 0.4‰); chalcopyrite SP-CP-01 (δ34S = 5.45‰ ± 0.3‰); natural and synthetic minerals from USA SPI Supplies | 0.71293 |  |  |  | 7.0772 |  | 0.031243 |  |  |  | 0.025234 |  |  |  | 0.002967 | [5 empty] | 0.21416 | [5 empty] | 12.3529 | [5 empty] | 42.7875 | [9 empty] | 9391.8735 | [13 empty] | 0.021807 | [11 empty] | 4.0361 |  | 1.9751 |  | 12.5322 | [7 empty] | 0.16113 | [5 empty] | 16.2093 | [15 empty] | 8518.1214 |  | 0.06611 |  |  |  | 0.41851 | [5 empty] | 0.047484 | [7 empty] | 0 | [5 empty] | 1.7245 |  |  |  | 0.089532 |  | 0.069736 | [7 empty] | 82.6794 |  |  |  |  | 2025
| Xunmei vent field, Niaochao vent field |  | Seafloor hydrothermal | Volcanic-hosted massive sulfide (VMS) | seafloor massive sulfide (SMS) | Cu, Zn, Au, Ag | Co, Pb, Sb | Cu, Zn, Au, Ag, Co, Pb, Sb |  |  | I-Py3 (n=24)-74 | I-Py3 (n=24)-74 | seafloor vent field |  |  |  |  | ore material | grab | grab | mineral separate | [5 empty] | mineralisation | sulfide chimney | pyrite, marcasite, chalcopyrite |  | pyrite, marcasite, chalcopyrite | multiple stages: colloform marcasite-pyrite intergrowths (outermost wall), replacement assemblages (transition layers), dense recrystallized assemblages, marcasite pseudomorphs after pyrrhotite (middle layer) | sulfide chimney | colloform, subhedral, anhedral, euhedral, dense coarse-grained, columnar pseudomorphs |  |  |  | sphalerite, pyrrhotite, anhydrite, galena, tetrahedrite, tennantite | Transverse sections (polished sections) | EMPA, LA-ICPMS, MC-ICPMS | JEOL JXA-8100 EPMA; Teledyne Cetac Technologies Analyte Excite laser ablation system coupled with an Agilent Technologies 7700x quadrupole ICP-MS; ESI NWR Image GEO 193 coupled with TOFWERK icp TOF R; Neptune Plus multicollector ICP-MS (Thermo Fisher Scientific, Bremen, Germany) coupled with a Geolas HD excimer ArF laser ablation system (Coherent, Göttingen, Germany); Bruker M4 Tornado™ system | SIO, MNR; China University of Petroleum (East China), Qingdao, China; Nanjing Focu MS Technology Co. Ltd., Nanjing, China; Shanghai Chemlab Laboratory, Shanghai, China; Wuhan Sample Solution Analytical Technology Co. Ltd., Wuhan, China | EPMA: beam current of 10 nA, beam size of 1–5 μm, accelerating voltage of 20 kV. Micro-XRF: rhodium target X-ray tube operating at 50 kV and 800 nA, polycapillary lens providing a 40-μm spot size on a 20-μm raster, dwell time of 5 ms per pixel. LA-ICP-MS: 193-nm ArF excimer laser, fluence of 6 J/cm², 6 Hz repetition rate for 40 seconds (240 pulses), 30-second pre-ablation blank, total run time 70 seconds, spot size 32–44 μm, He carrier gas mixed with Ar. LA-ICP-TOF-MS: 193 nm ArF excimer laser, spot diameter ~20 µm, repetition rate ~20 Hz, laser fluence ~7 J/cm², scan speed ~4000 µm/s, He carrier gas ~600 ml/min, washout time 50 ms. S isotope MC-ICP-MS: spot size ~44 μm, pulse frequency ~2 Hz, laser fluence ~5 J/cm², He carrier gas with Ar make-up gas. | MASS-1 (Fe-Cu-Zn-S pressed pellet) and GSE-1G (synthetic basaltic glass) from the United States Geological Survey; pyrite PPP-1; chalcopyrite GBW07268; pyrrhotite SP-Po-01 (δ34S = 1.4‰ ± 0.4‰); chalcopyrite SP-CP-01 (δ34S = 5.45‰ ± 0.3‰); natural and synthetic minerals from USA SPI Supplies | 2.9665 |  |  |  | 11.7982 |  | 0.023938 |  |  |  | 0.01682 |  |  |  | 0.002779 | [5 empty] | 0.32338 | [5 empty] | 4.8304 | [5 empty] | 23.5699 | [9 empty] | 13115.1292 | [13 empty] | 0.012412 | [11 empty] | 0.4271 |  | 5.4896 |  | 15.1358 | [7 empty] | 0.089319 | [5 empty] | 30.1639 | [15 empty] | 14471.7803 |  | 0.12185 |  |  |  | 0.45994 | [5 empty] | 0.047259 | [7 empty] | 0.073271 | [5 empty] | 0.25481 |  |  |  | 0.012244 |  | 0.12204 | [7 empty] | 80.2532 |  |  |  |  | 2025
| Xunmei vent field, Niaochao vent field |  | Seafloor hydrothermal | Volcanic-hosted massive sulfide (VMS) | seafloor massive sulfide (SMS) | Cu, Zn, Au, Ag | Co, Pb, Sb | Cu, Zn, Au, Ag, Co, Pb, Sb |  |  | I-Py3 (n=24)-75 | I-Py3 (n=24)-75 | seafloor vent field |  |  |  |  | ore material | grab | grab | mineral separate | [5 empty] | mineralisation | sulfide chimney | pyrite, marcasite, chalcopyrite |  | pyrite, marcasite, chalcopyrite | multiple stages: colloform marcasite-pyrite intergrowths (outermost wall), replacement assemblages (transition layers), dense recrystallized assemblages, marcasite pseudomorphs after pyrrhotite (middle layer) | sulfide chimney | colloform, subhedral, anhedral, euhedral, dense coarse-grained, columnar pseudomorphs |  |  |  | sphalerite, pyrrhotite, anhydrite, galena, tetrahedrite, tennantite | Transverse sections (polished sections) | EMPA, LA-ICPMS, MC-ICPMS | JEOL JXA-8100 EPMA; Teledyne Cetac Technologies Analyte Excite laser ablation system coupled with an Agilent Technologies 7700x quadrupole ICP-MS; ESI NWR Image GEO 193 coupled with TOFWERK icp TOF R; Neptune Plus multicollector ICP-MS (Thermo Fisher Scientific, Bremen, Germany) coupled with a Geolas HD excimer ArF laser ablation system (Coherent, Göttingen, Germany); Bruker M4 Tornado™ system | SIO, MNR; China University of Petroleum (East China), Qingdao, China; Nanjing Focu MS Technology Co. Ltd., Nanjing, China; Shanghai Chemlab Laboratory, Shanghai, China; Wuhan Sample Solution Analytical Technology Co. Ltd., Wuhan, China | EPMA: beam current of 10 nA, beam size of 1–5 μm, accelerating voltage of 20 kV. Micro-XRF: rhodium target X-ray tube operating at 50 kV and 800 nA, polycapillary lens providing a 40-μm spot size on a 20-μm raster, dwell time of 5 ms per pixel. LA-ICP-MS: 193-nm ArF excimer laser, fluence of 6 J/cm², 6 Hz repetition rate for 40 seconds (240 pulses), 30-second pre-ablation blank, total run time 70 seconds, spot size 32–44 μm, He carrier gas mixed with Ar. LA-ICP-TOF-MS: 193 nm ArF excimer laser, spot diameter ~20 µm, repetition rate ~20 Hz, laser fluence ~7 J/cm², scan speed ~4000 µm/s, He carrier gas ~600 ml/min, washout time 50 ms. S isotope MC-ICP-MS: spot size ~44 μm, pulse frequency ~2 Hz, laser fluence ~5 J/cm², He carrier gas with Ar make-up gas. | MASS-1 (Fe-Cu-Zn-S pressed pellet) and GSE-1G (synthetic basaltic glass) from the United States Geological Survey; pyrite PPP-1; chalcopyrite GBW07268; pyrrhotite SP-Po-01 (δ34S = 1.4‰ ± 0.4‰); chalcopyrite SP-CP-01 (δ34S = 5.45‰ ± 0.3‰); natural and synthetic minerals from USA SPI Supplies | 1.8882 |  |  |  | 5.5 |  | 0.042873 |  |  |  | 0.039264 |  |  |  | 0.002708 | [5 empty] | 0.18899 | [5 empty] | 40.1973 | [5 empty] | 38.7821 | [9 empty] | 15074.9007 | [13 empty] | 0.016113 | [11 empty] | 2.1663 |  | 23.0897 |  | 2.2256 | [7 empty] | 0.2744 | [5 empty] | 9.2023 | [15 empty] | 17930.68 |  | 0.10685 |  |  |  | 0.5815 | [5 empty] | 0.05562 | [7 empty] | 0.075411 | [5 empty] | 0.38668 |  |  |  | 0.11219 |  | 0.17073 | [7 empty] | 50.7489 |  |  |  |  | 2025
| Xunmei vent field, Niaochao vent field |  | Seafloor hydrothermal | Volcanic-hosted massive sulfide (VMS) | seafloor massive sulfide (SMS) | Cu, Zn, Au, Ag | Co, Pb, Sb | Cu, Zn, Au, Ag, Co, Pb, Sb |  |  | I-Py3 (n=24)-76 | I-Py3 (n=24)-76 | seafloor vent field |  |  |  |  | ore material | grab | grab | mineral separate | [5 empty] | mineralisation | sulfide chimney | pyrite, marcasite, chalcopyrite |  | pyrite, marcasite, chalcopyrite | multiple stages: colloform marcasite-pyrite intergrowths (outermost wall), replacement assemblages (transition layers), dense recrystallized assemblages, marcasite pseudomorphs after pyrrhotite (middle layer) | sulfide chimney | colloform, subhedral, anhedral, euhedral, dense coarse-grained, columnar pseudomorphs |  |  |  | sphalerite, pyrrhotite, anhydrite, galena, tetrahedrite, tennantite | Transverse sections (polished sections) | EMPA, LA-ICPMS, MC-ICPMS | JEOL JXA-8100 EPMA; Teledyne Cetac Technologies Analyte Excite laser ablation system coupled with an Agilent Technologies 7700x quadrupole ICP-MS; ESI NWR Image GEO 193 coupled with TOFWERK icp TOF R; Neptune Plus multicollector ICP-MS (Thermo Fisher Scientific, Bremen, Germany) coupled with a Geolas HD excimer ArF laser ablation system (Coherent, Göttingen, Germany); Bruker M4 Tornado™ system | SIO, MNR; China University of Petroleum (East China), Qingdao, China; Nanjing Focu MS Technology Co. Ltd., Nanjing, China; Shanghai Chemlab Laboratory, Shanghai, China; Wuhan Sample Solution Analytical Technology Co. Ltd., Wuhan, China | EPMA: beam current of 10 nA, beam size of 1–5 μm, accelerating voltage of 20 kV. Micro-XRF: rhodium target X-ray tube operating at 50 kV and 800 nA, polycapillary lens providing a 40-μm spot size on a 20-μm raster, dwell time of 5 ms per pixel. LA-ICP-MS: 193-nm ArF excimer laser, fluence of 6 J/cm², 6 Hz repetition rate for 40 seconds (240 pulses), 30-second pre-ablation blank, total run time 70 seconds, spot size 32–44 μm, He carrier gas mixed with Ar. LA-ICP-TOF-MS: 193 nm ArF excimer laser, spot diameter ~20 µm, repetition rate ~20 Hz, laser fluence ~7 J/cm², scan speed ~4000 µm/s, He carrier gas ~600 ml/min, washout time 50 ms. S isotope MC-ICP-MS: spot size ~44 μm, pulse frequency ~2 Hz, laser fluence ~5 J/cm², He carrier gas with Ar make-up gas. | MASS-1 (Fe-Cu-Zn-S pressed pellet) and GSE-1G (synthetic basaltic glass) from the United States Geological Survey; pyrite PPP-1; chalcopyrite GBW07268; pyrrhotite SP-Po-01 (δ34S = 1.4‰ ± 0.4‰); chalcopyrite SP-CP-01 (δ34S = 5.45‰ ± 0.3‰); natural and synthetic minerals from USA SPI Supplies | 2.4674 |  |  |  | 16.544 |  | 0.048978 |  |  |  | 0.1188 |  |  |  | 0.00518 | [5 empty] | 0.46719 | [5 empty] | 30.5983 | [5 empty] | 327.8286 | [9 empty] | 26371.3535 | [13 empty] | 0.061209 | [11 empty] | 3.1629 |  | 22.6213 |  | 18.1959 | [7 empty] | 0.30989 | [5 empty] | 32.7262 | [15 empty] | 14959.2217 |  | 0.22562 |  |  |  | 0.91997 | [5 empty] | 0.0741 | [7 empty] | 0.099263 | [5 empty] | 1.8063 |  |  |  | 2.5198 |  | 0.28193 | [7 empty] | 289.0076 |  |  |  |  | 2025
| Xunmei vent field, Niaochao vent field |  | Seafloor hydrothermal | Volcanic-hosted massive sulfide (VMS) | seafloor massive sulfide (SMS) | Cu, Zn, Au, Ag | Co, Pb, Sb | Cu, Zn, Au, Ag, Co, Pb, Sb |  |  | I-Py3 (n=24)-77 | I-Py3 (n=24)-77 | seafloor vent field |  |  |  |  | ore material | grab | grab | mineral separate | [5 empty] | mineralisation | sulfide chimney | pyrite, marcasite, chalcopyrite |  | pyrite, marcasite, chalcopyrite | multiple stages: colloform marcasite-pyrite intergrowths (outermost wall), replacement assemblages (transition layers), dense recrystallized assemblages, marcasite pseudomorphs after pyrrhotite (middle layer) | sulfide chimney | colloform, subhedral, anhedral, euhedral, dense coarse-grained, columnar pseudomorphs |  |  |  | sphalerite, pyrrhotite, anhydrite, galena, tetrahedrite, tennantite | Transverse sections (polished sections) | EMPA, LA-ICPMS, MC-ICPMS | JEOL JXA-8100 EPMA; Teledyne Cetac Technologies Analyte Excite laser ablation system coupled with an Agilent Technologies 7700x quadrupole ICP-MS; ESI NWR Image GEO 193 coupled with TOFWERK icp TOF R; Neptune Plus multicollector ICP-MS (Thermo Fisher Scientific, Bremen, Germany) coupled with a Geolas HD excimer ArF laser ablation system (Coherent, Göttingen, Germany); Bruker M4 Tornado™ system | SIO, MNR; China University of Petroleum (East China), Qingdao, China; Nanjing Focu MS Technology Co. Ltd., Nanjing, China; Shanghai Chemlab Laboratory, Shanghai, China; Wuhan Sample Solution Analytical Technology Co. Ltd., Wuhan, China | EPMA: beam current of 10 nA, beam size of 1–5 μm, accelerating voltage of 20 kV. Micro-XRF: rhodium target X-ray tube operating at 50 kV and 800 nA, polycapillary lens providing a 40-μm spot size on a 20-μm raster, dwell time of 5 ms per pixel. LA-ICP-MS: 193-nm ArF excimer laser, fluence of 6 J/cm², 6 Hz repetition rate for 40 seconds (240 pulses), 30-second pre-ablation blank, total run time 70 seconds, spot size 32–44 μm, He carrier gas mixed with Ar. LA-ICP-TOF-MS: 193 nm ArF excimer laser, spot diameter ~20 µm, repetition rate ~20 Hz, laser fluence ~7 J/cm², scan speed ~4000 µm/s, He carrier gas ~600 ml/min, washout time 50 ms. S isotope MC-ICP-MS: spot size ~44 μm, pulse frequency ~2 Hz, laser fluence ~5 J/cm², He carrier gas with Ar make-up gas. | MASS-1 (Fe-Cu-Zn-S pressed pellet) and GSE-1G (synthetic basaltic glass) from the United States Geological Survey; pyrite PPP-1; chalcopyrite GBW07268; pyrrhotite SP-Po-01 (δ34S = 1.4‰ ± 0.4‰); chalcopyrite SP-CP-01 (δ34S = 5.45‰ ± 0.3‰); natural and synthetic minerals from USA SPI Supplies | 2.5939 |  |  |  | 8.7806 |  | 0.045287 |  |  |  | 0.025624 |  |  |  | 0.005614 | [5 empty] | 0.3388 | [5 empty] | 48.5711 | [5 empty] | 122.5698 | [9 empty] | 13404.9857 | [13 empty] | 0.032714 | [11 empty] | 3.1857 |  | 14.5505 |  | 39.6623 | [7 empty] | 0.22966 | [5 empty] | 16.0947 | [15 empty] | 12784.6456 |  | 0.14649 |  |  |  | 0.78903 | [5 empty] | 0.067212 | [7 empty] | 0.089718 | [5 empty] | 0.70536 |  |  |  | 0.096602 |  | 0.21691 | [7 empty] | 145.1609 |  |  |  |  | 2025
| Xunmei vent field, Niaochao vent field |  | Seafloor hydrothermal | Volcanic-hosted massive sulfide (VMS) | seafloor massive sulfide (SMS) | Cu, Zn, Au, Ag | Co, Pb, Sb | Cu, Zn, Au, Ag, Co, Pb, Sb |  |  | I-Mrc3 (n=9)-23 | I-Mrc3 (n=9)-23 | seafloor vent field |  |  |  |  | ore material | grab | grab | mineral separate | [5 empty] | mineralisation | sulfide chimney | pyrite, marcasite, chalcopyrite |  | pyrite, marcasite, chalcopyrite | multiple stages: colloform marcasite-pyrite intergrowths (outermost wall), replacement assemblages (transition layers), dense recrystallized assemblages, marcasite pseudomorphs after pyrrhotite (middle layer) | sulfide chimney | colloform, subhedral, anhedral, euhedral, dense coarse-grained, columnar pseudomorphs |  |  |  | sphalerite, pyrrhotite, anhydrite, galena, tetrahedrite, tennantite | Transverse sections (polished sections) | EMPA, LA-ICPMS, MC-ICPMS | JEOL JXA-8100 EPMA; Teledyne Cetac Technologies Analyte Excite laser ablation system coupled with an Agilent Technologies 7700x quadrupole ICP-MS; ESI NWR Image GEO 193 coupled with TOFWERK icp TOF R; Neptune Plus multicollector ICP-MS (Thermo Fisher Scientific, Bremen, Germany) coupled with a Geolas HD excimer ArF laser ablation system (Coherent, Göttingen, Germany); Bruker M4 Tornado™ system | SIO, MNR; China University of Petroleum (East China), Qingdao, China; Nanjing Focu MS Technology Co. Ltd., Nanjing, China; Shanghai Chemlab Laboratory, Shanghai, China; Wuhan Sample Solution Analytical Technology Co. Ltd., Wuhan, China | EPMA: beam current of 10 nA, beam size of 1–5 μm, accelerating voltage of 20 kV. Micro-XRF: rhodium target X-ray tube operating at 50 kV and 800 nA, polycapillary lens providing a 40-μm spot size on a 20-μm raster, dwell time of 5 ms per pixel. LA-ICP-MS: 193-nm ArF excimer laser, fluence of 6 J/cm², 6 Hz repetition rate for 40 seconds (240 pulses), 30-second pre-ablation blank, total run time 70 seconds, spot size 32–44 μm, He carrier gas mixed with Ar. LA-ICP-TOF-MS: 193 nm ArF excimer laser, spot diameter ~20 µm, repetition rate ~20 Hz, laser fluence ~7 J/cm², scan speed ~4000 µm/s, He carrier gas ~600 ml/min, washout time 50 ms. S isotope MC-ICP-MS: spot size ~44 μm, pulse frequency ~2 Hz, laser fluence ~5 J/cm², He carrier gas with Ar make-up gas. | MASS-1 (Fe-Cu-Zn-S pressed pellet) and GSE-1G (synthetic basaltic glass) from the United States Geological Survey; pyrite PPP-1; chalcopyrite GBW07268; pyrrhotite SP-Po-01 (δ34S = 1.4‰ ± 0.4‰); chalcopyrite SP-CP-01 (δ34S = 5.45‰ ± 0.3‰); natural and synthetic minerals from USA SPI Supplies | [147 empty] | 2025
| Xunmei vent field, Niaochao vent field |  | Seafloor hydrothermal | Volcanic-hosted massive sulfide (VMS) | seafloor massive sulfide (SMS) | Cu, Zn, Au, Ag | Co, Pb, Sb | Cu, Zn, Au, Ag, Co, Pb, Sb |  |  | I-Mrc3 (n=9)-24 | I-Mrc3 (n=9)-24 | seafloor vent field |  |  |  |  | ore material | grab | grab | mineral separate | [5 empty] | mineralisation | sulfide chimney | pyrite, marcasite, chalcopyrite |  | pyrite, marcasite, chalcopyrite | multiple stages: colloform marcasite-pyrite intergrowths (outermost wall), replacement assemblages (transition layers), dense recrystallized assemblages, marcasite pseudomorphs after pyrrhotite (middle layer) | sulfide chimney | colloform, subhedral, anhedral, euhedral, dense coarse-grained, columnar pseudomorphs |  |  |  | sphalerite, pyrrhotite, anhydrite, galena, tetrahedrite, tennantite | Transverse sections (polished sections) | EMPA, LA-ICPMS, MC-ICPMS | JEOL JXA-8100 EPMA; Teledyne Cetac Technologies Analyte Excite laser ablation system coupled with an Agilent Technologies 7700x quadrupole ICP-MS; ESI NWR Image GEO 193 coupled with TOFWERK icp TOF R; Neptune Plus multicollector ICP-MS (Thermo Fisher Scientific, Bremen, Germany) coupled with a Geolas HD excimer ArF laser ablation system (Coherent, Göttingen, Germany); Bruker M4 Tornado™ system | SIO, MNR; China University of Petroleum (East China), Qingdao, China; Nanjing Focu MS Technology Co. Ltd., Nanjing, China; Shanghai Chemlab Laboratory, Shanghai, China; Wuhan Sample Solution Analytical Technology Co. Ltd., Wuhan, China | EPMA: beam current of 10 nA, beam size of 1–5 μm, accelerating voltage of 20 kV. Micro-XRF: rhodium target X-ray tube operating at 50 kV and 800 nA, polycapillary lens providing a 40-μm spot size on a 20-μm raster, dwell time of 5 ms per pixel. LA-ICP-MS: 193-nm ArF excimer laser, fluence of 6 J/cm², 6 Hz repetition rate for 40 seconds (240 pulses), 30-second pre-ablation blank, total run time 70 seconds, spot size 32–44 μm, He carrier gas mixed with Ar. LA-ICP-TOF-MS: 193 nm ArF excimer laser, spot diameter ~20 µm, repetition rate ~20 Hz, laser fluence ~7 J/cm², scan speed ~4000 µm/s, He carrier gas ~600 ml/min, washout time 50 ms. S isotope MC-ICP-MS: spot size ~44 μm, pulse frequency ~2 Hz, laser fluence ~5 J/cm², He carrier gas with Ar make-up gas. | MASS-1 (Fe-Cu-Zn-S pressed pellet) and GSE-1G (synthetic basaltic glass) from the United States Geological Survey; pyrite PPP-1; chalcopyrite GBW07268; pyrrhotite SP-Po-01 (δ34S = 1.4‰ ± 0.4‰); chalcopyrite SP-CP-01 (δ34S = 5.45‰ ± 0.3‰); natural and synthetic minerals from USA SPI Supplies | 1.0851 |  |  |  | 83.9335 |  | 0.080907 |  |  |  | 0.022371 |  |  |  | 0.001556 | [5 empty] | 0.11495 | [5 empty] | 329.0654 | [5 empty] | 154.5577 | [9 empty] | 20025.2433 | [13 empty] | 0.019153 | [11 empty] | 0.34235 |  | 0.64446 |  | 20.7112 | [7 empty] | 0.074482 | [5 empty] | 23.0012 | [15 empty] | 15751.717 |  | 1.5115 |  |  |  | 1.9857 | [5 empty] | 0.024285 | [7 empty] | 0.010609 | [5 empty] | 0.060934 |  |  |  | 0.020641 |  | 1.2175 | [7 empty] | 46.8801 |  |  |  |  | 2025
| Xunmei vent field, Niaochao vent field |  | Seafloor hydrothermal | Volcanic-hosted massive sulfide (VMS) | seafloor massive sulfide (SMS) | Cu, Zn, Au, Ag | Co, Pb, Sb | Cu, Zn, Au, Ag, Co, Pb, Sb |  |  | I-Mrc3 (n=9)-25 | I-Mrc3 (n=9)-25 | seafloor vent field |  |  |  |  | ore material | grab | grab | mineral separate | [5 empty] | mineralisation | sulfide chimney | pyrite, marcasite, chalcopyrite |  | pyrite, marcasite, chalcopyrite | multiple stages: colloform marcasite-pyrite intergrowths (outermost wall), replacement assemblages (transition layers), dense recrystallized assemblages, marcasite pseudomorphs after pyrrhotite (middle layer) | sulfide chimney | colloform, subhedral, anhedral, euhedral, dense coarse-grained, columnar pseudomorphs |  |  |  | sphalerite, pyrrhotite, anhydrite, galena, tetrahedrite, tennantite | Transverse sections (polished sections) | EMPA, LA-ICPMS, MC-ICPMS | JEOL JXA-8100 EPMA; Teledyne Cetac Technologies Analyte Excite laser ablation system coupled with an Agilent Technologies 7700x quadrupole ICP-MS; ESI NWR Image GEO 193 coupled with TOFWERK icp TOF R; Neptune Plus multicollector ICP-MS (Thermo Fisher Scientific, Bremen, Germany) coupled with a Geolas HD excimer ArF laser ablation system (Coherent, Göttingen, Germany); Bruker M4 Tornado™ system | SIO, MNR; China University of Petroleum (East China), Qingdao, China; Nanjing Focu MS Technology Co. Ltd., Nanjing, China; Shanghai Chemlab Laboratory, Shanghai, China; Wuhan Sample Solution Analytical Technology Co. Ltd., Wuhan, China | EPMA: beam current of 10 nA, beam size of 1–5 μm, accelerating voltage of 20 kV. Micro-XRF: rhodium target X-ray tube operating at 50 kV and 800 nA, polycapillary lens providing a 40-μm spot size on a 20-μm raster, dwell time of 5 ms per pixel. LA-ICP-MS: 193-nm ArF excimer laser, fluence of 6 J/cm², 6 Hz repetition rate for 40 seconds (240 pulses), 30-second pre-ablation blank, total run time 70 seconds, spot size 32–44 μm, He carrier gas mixed with Ar. LA-ICP-TOF-MS: 193 nm ArF excimer laser, spot diameter ~20 µm, repetition rate ~20 Hz, laser fluence ~7 J/cm², scan speed ~4000 µm/s, He carrier gas ~600 ml/min, washout time 50 ms. S isotope MC-ICP-MS: spot size ~44 μm, pulse frequency ~2 Hz, laser fluence ~5 J/cm², He carrier gas with Ar make-up gas. | MASS-1 (Fe-Cu-Zn-S pressed pellet) and GSE-1G (synthetic basaltic glass) from the United States Geological Survey; pyrite PPP-1; chalcopyrite GBW07268; pyrrhotite SP-Po-01 (δ34S = 1.4‰ ± 0.4‰); chalcopyrite SP-CP-01 (δ34S = 5.45‰ ± 0.3‰); natural and synthetic minerals from USA SPI Supplies | 3.3735 |  |  |  | 6.1681 |  | 0.061813 |  |  |  | 0.049966 |  |  |  | 0.001275 | [5 empty] | 0.11548 | [5 empty] | 341.8251 | [5 empty] | 136.0221 | [9 empty] | 20070.4224 | [13 empty] | 0.006469 | [11 empty] | 1.4519 |  | 1.1561 |  | 1.738 | [7 empty] | 0.13568 | [5 empty] | 4.3469 | [15 empty] | 13344.4512 |  | 0.37961 |  |  |  | 1.4834 | [5 empty] | 0.025188 | [7 empty] | 0.015309 | [5 empty] | 0.023711 |  |  |  | 1.6765 |  | 0.072492 | [7 empty] | 4.222 |  |  |  |  | 2025
| Xunmei vent field, Niaochao vent field |  | Seafloor hydrothermal | Volcanic-hosted massive sulfide (VMS) | seafloor massive sulfide (SMS) | Cu, Zn, Au, Ag | Co, Pb, Sb | Cu, Zn, Au, Ag, Co, Pb, Sb |  |  | I-Mrc3 (n=9)-26 | I-Mrc3 (n=9)-26 | seafloor vent field |  |  |  |  | ore material | grab | grab | mineral separate | [5 empty] | mineralisation | sulfide chimney | pyrite, marcasite, chalcopyrite |  | pyrite, marcasite, chalcopyrite | multiple stages: colloform marcasite-pyrite intergrowths (outermost wall), replacement assemblages (transition layers), dense recrystallized assemblages, marcasite pseudomorphs after pyrrhotite (middle layer) | sulfide chimney | colloform, subhedral, anhedral, euhedral, dense coarse-grained, columnar pseudomorphs |  |  |  | sphalerite, pyrrhotite, anhydrite, galena, tetrahedrite, tennantite | Transverse sections (polished sections) | EMPA, LA-ICPMS, MC-ICPMS | JEOL JXA-8100 EPMA; Teledyne Cetac Technologies Analyte Excite laser ablation system coupled with an Agilent Technologies 7700x quadrupole ICP-MS; ESI NWR Image GEO 193 coupled with TOFWERK icp TOF R; Neptune Plus multicollector ICP-MS (Thermo Fisher Scientific, Bremen, Germany) coupled with a Geolas HD excimer ArF laser ablation system (Coherent, Göttingen, Germany); Bruker M4 Tornado™ system | SIO, MNR; China University of Petroleum (East China), Qingdao, China; Nanjing Focu MS Technology Co. Ltd., Nanjing, China; Shanghai Chemlab Laboratory, Shanghai, China; Wuhan Sample Solution Analytical Technology Co. Ltd., Wuhan, China | EPMA: beam current of 10 nA, beam size of 1–5 μm, accelerating voltage of 20 kV. Micro-XRF: rhodium target X-ray tube operating at 50 kV and 800 nA, polycapillary lens providing a 40-μm spot size on a 20-μm raster, dwell time of 5 ms per pixel. LA-ICP-MS: 193-nm ArF excimer laser, fluence of 6 J/cm², 6 Hz repetition rate for 40 seconds (240 pulses), 30-second pre-ablation blank, total run time 70 seconds, spot size 32–44 μm, He carrier gas mixed with Ar. LA-ICP-TOF-MS: 193 nm ArF excimer laser, spot diameter ~20 µm, repetition rate ~20 Hz, laser fluence ~7 J/cm², scan speed ~4000 µm/s, He carrier gas ~600 ml/min, washout time 50 ms. S isotope MC-ICP-MS: spot size ~44 μm, pulse frequency ~2 Hz, laser fluence ~5 J/cm², He carrier gas with Ar make-up gas. | MASS-1 (Fe-Cu-Zn-S pressed pellet) and GSE-1G (synthetic basaltic glass) from the United States Geological Survey; pyrite PPP-1; chalcopyrite GBW07268; pyrrhotite SP-Po-01 (δ34S = 1.4‰ ± 0.4‰); chalcopyrite SP-CP-01 (δ34S = 5.45‰ ± 0.3‰); natural and synthetic minerals from USA SPI Supplies | 2.0388 |  |  |  | 4.3841 |  | 0.043338 |  |  |  | 0.051176 |  |  |  | 0.001334 | [5 empty] | 0.090728 | [5 empty] | 215.7659 | [5 empty] | 119.8292 | [9 empty] | 13728.6854 | [13 empty] | 0.007815 | [11 empty] | 1.2851 |  | 1.6228 |  | 1.1862 | [7 empty] | 0.10197 | [5 empty] | 3.0566 | [15 empty] | 9351.8306 |  | 0.39671 |  |  |  | 1.11 | [5 empty] | 0.022227 | [7 empty] | 0.025011 | [5 empty] | 0.014955 |  |  |  | 6.7874 |  | 0.036126 | [7 empty] | 12.3239 |  |  |  |  | 2025
| Xunmei vent field, Niaochao vent field |  | Seafloor hydrothermal | Volcanic-hosted massive sulfide (VMS) | seafloor massive sulfide (SMS) | Cu, Zn, Au, Ag | Co, Pb, Sb | Cu, Zn, Au, Ag, Co, Pb, Sb |  |  | I-Mrc3 (n=9)-27 | I-Mrc3 (n=9)-27 | seafloor vent field |  |  |  |  | ore material | grab | grab | mineral separate | [5 empty] | mineralisation | sulfide chimney | pyrite, marcasite, chalcopyrite |  | pyrite, marcasite, chalcopyrite | multiple stages: colloform marcasite-pyrite intergrowths (outermost wall), replacement assemblages (transition layers), dense recrystallized assemblages, marcasite pseudomorphs after pyrrhotite (middle layer) | sulfide chimney | colloform, subhedral, anhedral, euhedral, dense coarse-grained, columnar pseudomorphs |  |  |  | sphalerite, pyrrhotite, anhydrite, galena, tetrahedrite, tennantite | Transverse sections (polished sections) | EMPA, LA-ICPMS, MC-ICPMS | JEOL JXA-8100 EPMA; Teledyne Cetac Technologies Analyte Excite laser ablation system coupled with an Agilent Technologies 7700x quadrupole ICP-MS; ESI NWR Image GEO 193 coupled with TOFWERK icp TOF R; Neptune Plus multicollector ICP-MS (Thermo Fisher Scientific, Bremen, Germany) coupled with a Geolas HD excimer ArF laser ablation system (Coherent, Göttingen, Germany); Bruker M4 Tornado™ system | SIO, MNR; China University of Petroleum (East China), Qingdao, China; Nanjing Focu MS Technology Co. Ltd., Nanjing, China; Shanghai Chemlab Laboratory, Shanghai, China; Wuhan Sample Solution Analytical Technology Co. Ltd., Wuhan, China | EPMA: beam current of 10 nA, beam size of 1–5 μm, accelerating voltage of 20 kV. Micro-XRF: rhodium target X-ray tube operating at 50 kV and 800 nA, polycapillary lens providing a 40-μm spot size on a 20-μm raster, dwell time of 5 ms per pixel. LA-ICP-MS: 193-nm ArF excimer laser, fluence of 6 J/cm², 6 Hz repetition rate for 40 seconds (240 pulses), 30-second pre-ablation blank, total run time 70 seconds, spot size 32–44 μm, He carrier gas mixed with Ar. LA-ICP-TOF-MS: 193 nm ArF excimer laser, spot diameter ~20 µm, repetition rate ~20 Hz, laser fluence ~7 J/cm², scan speed ~4000 µm/s, He carrier gas ~600 ml/min, washout time 50 ms. S isotope MC-ICP-MS: spot size ~44 μm, pulse frequency ~2 Hz, laser fluence ~5 J/cm², He carrier gas with Ar make-up gas. | MASS-1 (Fe-Cu-Zn-S pressed pellet) and GSE-1G (synthetic basaltic glass) from the United States Geological Survey; pyrite PPP-1; chalcopyrite GBW07268; pyrrhotite SP-Po-01 (δ34S = 1.4‰ ± 0.4‰); chalcopyrite SP-CP-01 (δ34S = 5.45‰ ± 0.3‰); natural and synthetic minerals from USA SPI Supplies | 0.81269 |  |  |  | 51.9222 |  | 0.063603 |  |  |  | 0.016306 |  |  |  | 0.001267 | [5 empty] | 0.10515 | [5 empty] | 161.5412 | [5 empty] | 80.8942 | [9 empty] | 13055.8804 | [13 empty] | 0.009617 | [11 empty] | 0.67858 |  | 1.782 |  | 0.75782 | [7 empty] | 0.054984 | [5 empty] | 12.9315 | [15 empty] | 10428.9232 |  | 1.2039 |  |  |  | 1.0625 | [5 empty] | 0.019845 | [7 empty] | 0.0098 | [5 empty] | 0.013289 |  |  |  | 0.032115 |  | 0.03227 | [7 empty] | 15.0908 |  |  |  |  | 2025
| Xunmei vent field, Niaochao vent field |  | Seafloor hydrothermal | Volcanic-hosted massive sulfide (VMS) | seafloor massive sulfide (SMS) | Cu, Zn, Au, Ag | Co, Pb, Sb | Cu, Zn, Au, Ag, Co, Pb, Sb |  |  | I-Mrc3 (n=9)-28 | I-Mrc3 (n=9)-28 | seafloor vent field |  |  |  |  | ore material | grab | grab | mineral separate | [5 empty] | mineralisation | sulfide chimney | pyrite, marcasite, chalcopyrite |  | pyrite, marcasite, chalcopyrite | multiple stages: colloform marcasite-pyrite intergrowths (outermost wall), replacement assemblages (transition layers), dense recrystallized assemblages, marcasite pseudomorphs after pyrrhotite (middle layer) | sulfide chimney | colloform, subhedral, anhedral, euhedral, dense coarse-grained, columnar pseudomorphs |  |  |  | sphalerite, pyrrhotite, anhydrite, galena, tetrahedrite, tennantite | Transverse sections (polished sections) | EMPA, LA-ICPMS, MC-ICPMS | JEOL JXA-8100 EPMA; Teledyne Cetac Technologies Analyte Excite laser ablation system coupled with an Agilent Technologies 7700x quadrupole ICP-MS; ESI NWR Image GEO 193 coupled with TOFWERK icp TOF R; Neptune Plus multicollector ICP-MS (Thermo Fisher Scientific, Bremen, Germany) coupled with a Geolas HD excimer ArF laser ablation system (Coherent, Göttingen, Germany); Bruker M4 Tornado™ system | SIO, MNR; China University of Petroleum (East China), Qingdao, China; Nanjing Focu MS Technology Co. Ltd., Nanjing, China; Shanghai Chemlab Laboratory, Shanghai, China; Wuhan Sample Solution Analytical Technology Co. Ltd., Wuhan, China | EPMA: beam current of 10 nA, beam size of 1–5 μm, accelerating voltage of 20 kV. Micro-XRF: rhodium target X-ray tube operating at 50 kV and 800 nA, polycapillary lens providing a 40-μm spot size on a 20-μm raster, dwell time of 5 ms per pixel. LA-ICP-MS: 193-nm ArF excimer laser, fluence of 6 J/cm², 6 Hz repetition rate for 40 seconds (240 pulses), 30-second pre-ablation blank, total run time 70 seconds, spot size 32–44 μm, He carrier gas mixed with Ar. LA-ICP-TOF-MS: 193 nm ArF excimer laser, spot diameter ~20 µm, repetition rate ~20 Hz, laser fluence ~7 J/cm², scan speed ~4000 µm/s, He carrier gas ~600 ml/min, washout time 50 ms. S isotope MC-ICP-MS: spot size ~44 μm, pulse frequency ~2 Hz, laser fluence ~5 J/cm², He carrier gas with Ar make-up gas. | MASS-1 (Fe-Cu-Zn-S pressed pellet) and GSE-1G (synthetic basaltic glass) from the United States Geological Survey; pyrite PPP-1; chalcopyrite GBW07268; pyrrhotite SP-Po-01 (δ34S = 1.4‰ ± 0.4‰); chalcopyrite SP-CP-01 (δ34S = 5.45‰ ± 0.3‰); natural and synthetic minerals from USA SPI Supplies | 2.2865 |  |  |  | 5.8181 |  | 0.024276 |  |  |  | 0.11325 |  |  |  | 0.003366 | [5 empty] | 0.2545 | [5 empty] | 155.9216 | [5 empty] | 373.0035 | [9 empty] | 13172.6248 | [13 empty] | 0.11363 | [11 empty] | 2.5047 |  | 10.7654 |  | 1.8343 | [7 empty] | 0.64704 | [5 empty] | 3.7219 | [15 empty] | 12805.396 |  | 0.37663 |  |  |  | 1.3134 | [5 empty] | 0.039527 | [7 empty] | 0.040868 | [5 empty] | 0.071339 |  |  |  | 2.3702 |  | 0.64792 | [7 empty] | 120.1225 |  |  |  |  | 2025
| Xunmei vent field, Niaochao vent field |  | Seafloor hydrothermal | Volcanic-hosted massive sulfide (VMS) | seafloor massive sulfide (SMS) | Cu, Zn, Au, Ag | Co, Pb, Sb | Cu, Zn, Au, Ag, Co, Pb, Sb |  |  | I-Mrc3 (n=9)-29 | I-Mrc3 (n=9)-29 | seafloor vent field |  |  |  |  | ore material | grab | grab | mineral separate | [5 empty] | mineralisation | sulfide chimney | pyrite, marcasite, chalcopyrite |  | pyrite, marcasite, chalcopyrite | multiple stages: colloform marcasite-pyrite intergrowths (outermost wall), replacement assemblages (transition layers), dense recrystallized assemblages, marcasite pseudomorphs after pyrrhotite (middle layer) | sulfide chimney | colloform, subhedral, anhedral, euhedral, dense coarse-grained, columnar pseudomorphs |  |  |  | sphalerite, pyrrhotite, anhydrite, galena, tetrahedrite, tennantite | Transverse sections (polished sections) | EMPA, LA-ICPMS, MC-ICPMS | JEOL JXA-8100 EPMA; Teledyne Cetac Technologies Analyte Excite laser ablation system coupled with an Agilent Technologies 7700x quadrupole ICP-MS; ESI NWR Image GEO 193 coupled with TOFWERK icp TOF R; Neptune Plus multicollector ICP-MS (Thermo Fisher Scientific, Bremen, Germany) coupled with a Geolas HD excimer ArF laser ablation system (Coherent, Göttingen, Germany); Bruker M4 Tornado™ system | SIO, MNR; China University of Petroleum (East China), Qingdao, China; Nanjing Focu MS Technology Co. Ltd., Nanjing, China; Shanghai Chemlab Laboratory, Shanghai, China; Wuhan Sample Solution Analytical Technology Co. Ltd., Wuhan, China | EPMA: beam current of 10 nA, beam size of 1–5 μm, accelerating voltage of 20 kV. Micro-XRF: rhodium target X-ray tube operating at 50 kV and 800 nA, polycapillary lens providing a 40-μm spot size on a 20-μm raster, dwell time of 5 ms per pixel. LA-ICP-MS: 193-nm ArF excimer laser, fluence of 6 J/cm², 6 Hz repetition rate for 40 seconds (240 pulses), 30-second pre-ablation blank, total run time 70 seconds, spot size 32–44 μm, He carrier gas mixed with Ar. LA-ICP-TOF-MS: 193 nm ArF excimer laser, spot diameter ~20 µm, repetition rate ~20 Hz, laser fluence ~7 J/cm², scan speed ~4000 µm/s, He carrier gas ~600 ml/min, washout time 50 ms. S isotope MC-ICP-MS: spot size ~44 μm, pulse frequency ~2 Hz, laser fluence ~5 J/cm², He carrier gas with Ar make-up gas. | MASS-1 (Fe-Cu-Zn-S pressed pellet) and GSE-1G (synthetic basaltic glass) from the United States Geological Survey; pyrite PPP-1; chalcopyrite GBW07268; pyrrhotite SP-Po-01 (δ34S = 1.4‰ ± 0.4‰); chalcopyrite SP-CP-01 (δ34S = 5.45‰ ± 0.3‰); natural and synthetic minerals from USA SPI Supplies | 1.382 |  |  |  | 8.0028 |  | 0.037447 |  |  |  | 0.028597 |  |  |  | 0.001168 | [5 empty] | 0.40735 | [5 empty] | 320.6252 | [5 empty] | 94.1437 | [9 empty] | 18176.0334 | [13 empty] | 0.014175 | [11 empty] | 0.41573 |  | 0.69878 |  | 2.1301 | [7 empty] | 0.082037 | [5 empty] | 10.3485 | [15 empty] | 11579.6775 |  | 0.3142 |  |  |  | 0.62851 | [5 empty] | 0.041167 | [7 empty] | 0.023497 | [5 empty] | 0.58905 |  |  |  | 0.070188 |  | 0.084967 | [7 empty] | 277.6761 |  |  |  |  | 2025
| Xunmei vent field, Niaochao vent field |  | Seafloor hydrothermal | Volcanic-hosted massive sulfide (VMS) | seafloor massive sulfide (SMS) | Cu, Zn, Au, Ag | Co, Pb, Sb | Cu, Zn, Au, Ag, Co, Pb, Sb |  |  | I-Mrc3 (n=9)-30 | I-Mrc3 (n=9)-30 | seafloor vent field |  |  |  |  | ore material | grab | grab | mineral separate | [5 empty] | mineralisation | sulfide chimney | pyrite, marcasite, chalcopyrite |  | pyrite, marcasite, chalcopyrite | multiple stages: colloform marcasite-pyrite intergrowths (outermost wall), replacement assemblages (transition layers), dense recrystallized assemblages, marcasite pseudomorphs after pyrrhotite (middle layer) | sulfide chimney | colloform, subhedral, anhedral, euhedral, dense coarse-grained, columnar pseudomorphs |  |  |  | sphalerite, pyrrhotite, anhydrite, galena, tetrahedrite, tennantite | Transverse sections (polished sections) | EMPA, LA-ICPMS, MC-ICPMS | JEOL JXA-8100 EPMA; Teledyne Cetac Technologies Analyte Excite laser ablation system coupled with an Agilent Technologies 7700x quadrupole ICP-MS; ESI NWR Image GEO 193 coupled with TOFWERK icp TOF R; Neptune Plus multicollector ICP-MS (Thermo Fisher Scientific, Bremen, Germany) coupled with a Geolas HD excimer ArF laser ablation system (Coherent, Göttingen, Germany); Bruker M4 Tornado™ system | SIO, MNR; China University of Petroleum (East China), Qingdao, China; Nanjing Focu MS Technology Co. Ltd., Nanjing, China; Shanghai Chemlab Laboratory, Shanghai, China; Wuhan Sample Solution Analytical Technology Co. Ltd., Wuhan, China | EPMA: beam current of 10 nA, beam size of 1–5 μm, accelerating voltage of 20 kV. Micro-XRF: rhodium target X-ray tube operating at 50 kV and 800 nA, polycapillary lens providing a 40-μm spot size on a 20-μm raster, dwell time of 5 ms per pixel. LA-ICP-MS: 193-nm ArF excimer laser, fluence of 6 J/cm², 6 Hz repetition rate for 40 seconds (240 pulses), 30-second pre-ablation blank, total run time 70 seconds, spot size 32–44 μm, He carrier gas mixed with Ar. LA-ICP-TOF-MS: 193 nm ArF excimer laser, spot diameter ~20 µm, repetition rate ~20 Hz, laser fluence ~7 J/cm², scan speed ~4000 µm/s, He carrier gas ~600 ml/min, washout time 50 ms. S isotope MC-ICP-MS: spot size ~44 μm, pulse frequency ~2 Hz, laser fluence ~5 J/cm², He carrier gas with Ar make-up gas. | MASS-1 (Fe-Cu-Zn-S pressed pellet) and GSE-1G (synthetic basaltic glass) from the United States Geological Survey; pyrite PPP-1; chalcopyrite GBW07268; pyrrhotite SP-Po-01 (δ34S = 1.4‰ ± 0.4‰); chalcopyrite SP-CP-01 (δ34S = 5.45‰ ± 0.3‰); natural and synthetic minerals from USA SPI Supplies | 0.45266 |  |  |  | 12.1308 |  | 0.024658 |  |  |  | 0.019552 |  |  |  | 0.001068 | [5 empty] | 0.58475 | [5 empty] | 33.0587 | [5 empty] | 30.078 | [9 empty] | 11277.4434 | [13 empty] | 0.013798 | [11 empty] | 0.41375 |  | 1.0603 |  | 8.1033 | [7 empty] | 0.09934 | [5 empty] | 8.9672 | [15 empty] | 10059.4871 |  | 0.13928 |  |  |  | 0.29681 | [5 empty] | 0.030896 | [7 empty] | 0.020041 | [5 empty] | 1.0883 |  |  |  | 0.027654 |  | 0.07133 | [7 empty] | 457.0883 |  |  |  |  | 2025
| Xunmei vent field, Niaochao vent field |  | Seafloor hydrothermal | Volcanic-hosted massive sulfide (VMS) | seafloor massive sulfide (SMS) | Cu, Zn, Au, Ag | Co, Pb, Sb | Cu, Zn, Au, Ag, Co, Pb, Sb |  |  | I-Mrc3 (n=9)-31 | I-Mrc3 (n=9)-31 | seafloor vent field |  |  |  |  | ore material | grab | grab | mineral separate | [5 empty] | mineralisation | sulfide chimney | pyrite, marcasite, chalcopyrite |  | pyrite, marcasite, chalcopyrite | multiple stages: colloform marcasite-pyrite intergrowths (outermost wall), replacement assemblages (transition layers), dense recrystallized assemblages, marcasite pseudomorphs after pyrrhotite (middle layer) | sulfide chimney | colloform, subhedral, anhedral, euhedral, dense coarse-grained, columnar pseudomorphs |  |  |  | sphalerite, pyrrhotite, anhydrite, galena, tetrahedrite, tennantite | Transverse sections (polished sections) | EMPA, LA-ICPMS, MC-ICPMS | JEOL JXA-8100 EPMA; Teledyne Cetac Technologies Analyte Excite laser ablation system coupled with an Agilent Technologies 7700x quadrupole ICP-MS; ESI NWR Image GEO 193 coupled with TOFWERK icp TOF R; Neptune Plus multicollector ICP-MS (Thermo Fisher Scientific, Bremen, Germany) coupled with a Geolas HD excimer ArF laser ablation system (Coherent, Göttingen, Germany); Bruker M4 Tornado™ system | SIO, MNR; China University of Petroleum (East China), Qingdao, China; Nanjing Focu MS Technology Co. Ltd., Nanjing, China; Shanghai Chemlab Laboratory, Shanghai, China; Wuhan Sample Solution Analytical Technology Co. Ltd., Wuhan, China | EPMA: beam current of 10 nA, beam size of 1–5 μm, accelerating voltage of 20 kV. Micro-XRF: rhodium target X-ray tube operating at 50 kV and 800 nA, polycapillary lens providing a 40-μm spot size on a 20-μm raster, dwell time of 5 ms per pixel. LA-ICP-MS: 193-nm ArF excimer laser, fluence of 6 J/cm², 6 Hz repetition rate for 40 seconds (240 pulses), 30-second pre-ablation blank, total run time 70 seconds, spot size 32–44 μm, He carrier gas mixed with Ar. LA-ICP-TOF-MS: 193 nm ArF excimer laser, spot diameter ~20 µm, repetition rate ~20 Hz, laser fluence ~7 J/cm², scan speed ~4000 µm/s, He carrier gas ~600 ml/min, washout time 50 ms. S isotope MC-ICP-MS: spot size ~44 μm, pulse frequency ~2 Hz, laser fluence ~5 J/cm², He carrier gas with Ar make-up gas. | MASS-1 (Fe-Cu-Zn-S pressed pellet) and GSE-1G (synthetic basaltic glass) from the United States Geological Survey; pyrite PPP-1; chalcopyrite GBW07268; pyrrhotite SP-Po-01 (δ34S = 1.4‰ ± 0.4‰); chalcopyrite SP-CP-01 (δ34S = 5.45‰ ± 0.3‰); natural and synthetic minerals from USA SPI Supplies | 1.9572 |  |  |  | 13.9773 |  | 0.063496 |  |  |  | 0.18458 |  |  |  | 0.006752 | [5 empty] | 0.71115 | [5 empty] | 214.2037 | [5 empty] | 895.2087 | [9 empty] | 15270.538 | [13 empty] | 0.10877 | [11 empty] | 3.2482 |  | 31.6117 |  | 4.3196 | [7 empty] | 0.9629 | [5 empty] | 3.4462 | [15 empty] | 17028.1788 |  | 0.67336 |  |  |  | 1.4709 | [5 empty] | 0.054424 | [7 empty] | 0.020376 | [5 empty] | 0.10741 |  |  |  | 3.5377 |  | 0.71942 | [7 empty] | 363.7565 |  |  |  |  | 2025
| Xunmei vent field, Niaochao vent field |  | Seafloor hydrothermal | Volcanic-hosted massive sulfide (VMS) | seafloor massive sulfide (SMS) | Cu, Zn, Au, Ag | Co, Pb, Sb | Cu, Zn, Au, Ag, Co, Pb, Sb |  |  | I-Mrc3 (n=9)-32 | I-Mrc3 (n=9)-32 | seafloor vent field |  |  |  |  | ore material | grab | grab | mineral separate | [5 empty] | mineralisation | sulfide chimney | pyrite, marcasite, chalcopyrite |  | pyrite, marcasite, chalcopyrite | multiple stages: colloform marcasite-pyrite intergrowths (outermost wall), replacement assemblages (transition layers), dense recrystallized assemblages, marcasite pseudomorphs after pyrrhotite (middle layer) | sulfide chimney | colloform, subhedral, anhedral, euhedral, dense coarse-grained, columnar pseudomorphs |  |  |  | sphalerite, pyrrhotite, anhydrite, galena, tetrahedrite, tennantite | Transverse sections (polished sections) | EMPA, LA-ICPMS, MC-ICPMS | JEOL JXA-8100 EPMA; Teledyne Cetac Technologies Analyte Excite laser ablation system coupled with an Agilent Technologies 7700x quadrupole ICP-MS; ESI NWR Image GEO 193 coupled with TOFWERK icp TOF R; Neptune Plus multicollector ICP-MS (Thermo Fisher Scientific, Bremen, Germany) coupled with a Geolas HD excimer ArF laser ablation system (Coherent, Göttingen, Germany); Bruker M4 Tornado™ system | SIO, MNR; China University of Petroleum (East China), Qingdao, China; Nanjing Focu MS Technology Co. Ltd., Nanjing, China; Shanghai Chemlab Laboratory, Shanghai, China; Wuhan Sample Solution Analytical Technology Co. Ltd., Wuhan, China | EPMA: beam current of 10 nA, beam size of 1–5 μm, accelerating voltage of 20 kV. Micro-XRF: rhodium target X-ray tube operating at 50 kV and 800 nA, polycapillary lens providing a 40-μm spot size on a 20-μm raster, dwell time of 5 ms per pixel. LA-ICP-MS: 193-nm ArF excimer laser, fluence of 6 J/cm², 6 Hz repetition rate for 40 seconds (240 pulses), 30-second pre-ablation blank, total run time 70 seconds, spot size 32–44 μm, He carrier gas mixed with Ar. LA-ICP-TOF-MS: 193 nm ArF excimer laser, spot diameter ~20 µm, repetition rate ~20 Hz, laser fluence ~7 J/cm², scan speed ~4000 µm/s, He carrier gas ~600 ml/min, washout time 50 ms. S isotope MC-ICP-MS: spot size ~44 μm, pulse frequency ~2 Hz, laser fluence ~5 J/cm², He carrier gas with Ar make-up gas. | MASS-1 (Fe-Cu-Zn-S pressed pellet) and GSE-1G (synthetic basaltic glass) from the United States Geological Survey; pyrite PPP-1; chalcopyrite GBW07268; pyrrhotite SP-Po-01 (δ34S = 1.4‰ ± 0.4‰); chalcopyrite SP-CP-01 (δ34S = 5.45‰ ± 0.3‰); natural and synthetic minerals from USA SPI Supplies | 0.26769 |  |  |  | 5.9445 |  | 0.01747 |  |  |  | 0.013069 |  |  |  | 0.001079 | [5 empty] | 0.3427 | [5 empty] | 5.0468 | [5 empty] | 40.9864 | [9 empty] | 7852.3596 | [13 empty] | 0.009227 | [11 empty] | 1.0353 |  | 0.46204 |  | 1.6182 | [7 empty] | 0.14956 | [5 empty] | 14.4967 | [15 empty] | 11277.4147 |  | 0.10318 |  |  |  | 0.29263 | [5 empty] | 0.031396 | [7 empty] | 0.065258 | [5 empty] | 2.4356 |  |  |  | 0.21797 |  | 0.056625 | [7 empty] | 218.1153 |  |  |  |  | 2025
| Xunmei vent field, Niaochao vent field |  | Seafloor hydrothermal | Volcanic-hosted massive sulfide (VMS) | seafloor massive sulfide (SMS) | Cu, Zn, Au, Ag | Co, Pb, Sb | Cu, Zn, Au, Ag, Co, Pb, Sb |  |  | I-Py4 (n=62)-129 | I-Py4 (n=62)-129 | seafloor vent field |  |  |  |  | ore material | grab | grab | mineral separate | [5 empty] | mineralisation | sulfide chimney | pyrite, marcasite, chalcopyrite |  | pyrite, marcasite, chalcopyrite | multiple stages: colloform marcasite-pyrite intergrowths (outermost wall), replacement assemblages (transition layers), dense recrystallized assemblages, marcasite pseudomorphs after pyrrhotite (middle layer) | sulfide chimney | colloform, subhedral, anhedral, euhedral, dense coarse-grained, columnar pseudomorphs |  |  |  | sphalerite, pyrrhotite, anhydrite, galena, tetrahedrite, tennantite | Transverse sections (polished sections) | EMPA, LA-ICPMS, MC-ICPMS | JEOL JXA-8100 EPMA; Teledyne Cetac Technologies Analyte Excite laser ablation system coupled with an Agilent Technologies 7700x quadrupole ICP-MS; ESI NWR Image GEO 193 coupled with TOFWERK icp TOF R; Neptune Plus multicollector ICP-MS (Thermo Fisher Scientific, Bremen, Germany) coupled with a Geolas HD excimer ArF laser ablation system (Coherent, Göttingen, Germany); Bruker M4 Tornado™ system | SIO, MNR; China University of Petroleum (East China), Qingdao, China; Nanjing Focu MS Technology Co. Ltd., Nanjing, China; Shanghai Chemlab Laboratory, Shanghai, China; Wuhan Sample Solution Analytical Technology Co. Ltd., Wuhan, China | EPMA: beam current of 10 nA, beam size of 1–5 μm, accelerating voltage of 20 kV. Micro-XRF: rhodium target X-ray tube operating at 50 kV and 800 nA, polycapillary lens providing a 40-μm spot size on a 20-μm raster, dwell time of 5 ms per pixel. LA-ICP-MS: 193-nm ArF excimer laser, fluence of 6 J/cm², 6 Hz repetition rate for 40 seconds (240 pulses), 30-second pre-ablation blank, total run time 70 seconds, spot size 32–44 μm, He carrier gas mixed with Ar. LA-ICP-TOF-MS: 193 nm ArF excimer laser, spot diameter ~20 µm, repetition rate ~20 Hz, laser fluence ~7 J/cm², scan speed ~4000 µm/s, He carrier gas ~600 ml/min, washout time 50 ms. S isotope MC-ICP-MS: spot size ~44 μm, pulse frequency ~2 Hz, laser fluence ~5 J/cm², He carrier gas with Ar make-up gas. | MASS-1 (Fe-Cu-Zn-S pressed pellet) and GSE-1G (synthetic basaltic glass) from the United States Geological Survey; pyrite PPP-1; chalcopyrite GBW07268; pyrrhotite SP-Po-01 (δ34S = 1.4‰ ± 0.4‰); chalcopyrite SP-CP-01 (δ34S = 5.45‰ ± 0.3‰); natural and synthetic minerals from USA SPI Supplies | [147 empty] | 2025
| Xunmei vent field, Niaochao vent field |  | Seafloor hydrothermal | Volcanic-hosted massive sulfide (VMS) | seafloor massive sulfide (SMS) | Cu, Zn, Au, Ag | Co, Pb, Sb | Cu, Zn, Au, Ag, Co, Pb, Sb |  |  | I-Py4 (n=62)-130 | I-Py4 (n=62)-130 | seafloor vent field |  |  |  |  | ore material | grab | grab | mineral separate | [5 empty] | mineralisation | sulfide chimney | pyrite, marcasite, chalcopyrite |  | pyrite, marcasite, chalcopyrite | multiple stages: colloform marcasite-pyrite intergrowths (outermost wall), replacement assemblages (transition layers), dense recrystallized assemblages, marcasite pseudomorphs after pyrrhotite (middle layer) | sulfide chimney | colloform, subhedral, anhedral, euhedral, dense coarse-grained, columnar pseudomorphs |  |  |  | sphalerite, pyrrhotite, anhydrite, galena, tetrahedrite, tennantite | Transverse sections (polished sections) | EMPA, LA-ICPMS, MC-ICPMS | JEOL JXA-8100 EPMA; Teledyne Cetac Technologies Analyte Excite laser ablation system coupled with an Agilent Technologies 7700x quadrupole ICP-MS; ESI NWR Image GEO 193 coupled with TOFWERK icp TOF R; Neptune Plus multicollector ICP-MS (Thermo Fisher Scientific, Bremen, Germany) coupled with a Geolas HD excimer ArF laser ablation system (Coherent, Göttingen, Germany); Bruker M4 Tornado™ system | SIO, MNR; China University of Petroleum (East China), Qingdao, China; Nanjing Focu MS Technology Co. Ltd., Nanjing, China; Shanghai Chemlab Laboratory, Shanghai, China; Wuhan Sample Solution Analytical Technology Co. Ltd., Wuhan, China | EPMA: beam current of 10 nA, beam size of 1–5 μm, accelerating voltage of 20 kV. Micro-XRF: rhodium target X-ray tube operating at 50 kV and 800 nA, polycapillary lens providing a 40-μm spot size on a 20-μm raster, dwell time of 5 ms per pixel. LA-ICP-MS: 193-nm ArF excimer laser, fluence of 6 J/cm², 6 Hz repetition rate for 40 seconds (240 pulses), 30-second pre-ablation blank, total run time 70 seconds, spot size 32–44 μm, He carrier gas mixed with Ar. LA-ICP-TOF-MS: 193 nm ArF excimer laser, spot diameter ~20 µm, repetition rate ~20 Hz, laser fluence ~7 J/cm², scan speed ~4000 µm/s, He carrier gas ~600 ml/min, washout time 50 ms. S isotope MC-ICP-MS: spot size ~44 μm, pulse frequency ~2 Hz, laser fluence ~5 J/cm², He carrier gas with Ar make-up gas. | MASS-1 (Fe-Cu-Zn-S pressed pellet) and GSE-1G (synthetic basaltic glass) from the United States Geological Survey; pyrite PPP-1; chalcopyrite GBW07268; pyrrhotite SP-Po-01 (δ34S = 1.4‰ ± 0.4‰); chalcopyrite SP-CP-01 (δ34S = 5.45‰ ± 0.3‰); natural and synthetic minerals from USA SPI Supplies | 0.082828 |  |  |  | 14.7574 |  | 0.007894 |  |  |  | 0.011827 |  |  |  | 0.001853 | [5 empty] | 0.05092 | [5 empty] | 63.8627 | [5 empty] | 48.2311 | [9 empty] | 16804.2535 | [13 empty] | 0.045035 | [11 empty] | 0.089176 |  | 0.058211 |  | 3.3844 | [7 empty] | 0.026554 | [5 empty] | 0.58757 | [15 empty] | 14366.2159 |  | 0.085924 |  |  |  | 1.7292 | [5 empty] | 0.039761 | [7 empty] | 0.07071 | [5 empty] | 0.029162 |  |  |  | 0.030461 |  | 0.12898 | [7 empty] | 1.2511 |  |  |  |  | 2025
| Xunmei vent field, Niaochao vent field |  | Seafloor hydrothermal | Volcanic-hosted massive sulfide (VMS) | seafloor massive sulfide (SMS) | Cu, Zn, Au, Ag | Co, Pb, Sb | Cu, Zn, Au, Ag, Co, Pb, Sb |  |  | I-Py4 (n=62)-131 | I-Py4 (n=62)-131 | seafloor vent field |  |  |  |  | ore material | grab | grab | mineral separate | [5 empty] | mineralisation | sulfide chimney | pyrite, marcasite, chalcopyrite |  | pyrite, marcasite, chalcopyrite | multiple stages: colloform marcasite-pyrite intergrowths (outermost wall), replacement assemblages (transition layers), dense recrystallized assemblages, marcasite pseudomorphs after pyrrhotite (middle layer) | sulfide chimney | colloform, subhedral, anhedral, euhedral, dense coarse-grained, columnar pseudomorphs |  |  |  | sphalerite, pyrrhotite, anhydrite, galena, tetrahedrite, tennantite | Transverse sections (polished sections) | EMPA, LA-ICPMS, MC-ICPMS | JEOL JXA-8100 EPMA; Teledyne Cetac Technologies Analyte Excite laser ablation system coupled with an Agilent Technologies 7700x quadrupole ICP-MS; ESI NWR Image GEO 193 coupled with TOFWERK icp TOF R; Neptune Plus multicollector ICP-MS (Thermo Fisher Scientific, Bremen, Germany) coupled with a Geolas HD excimer ArF laser ablation system (Coherent, Göttingen, Germany); Bruker M4 Tornado™ system | SIO, MNR; China University of Petroleum (East China), Qingdao, China; Nanjing Focu MS Technology Co. Ltd., Nanjing, China; Shanghai Chemlab Laboratory, Shanghai, China; Wuhan Sample Solution Analytical Technology Co. Ltd., Wuhan, China | EPMA: beam current of 10 nA, beam size of 1–5 μm, accelerating voltage of 20 kV. Micro-XRF: rhodium target X-ray tube operating at 50 kV and 800 nA, polycapillary lens providing a 40-μm spot size on a 20-μm raster, dwell time of 5 ms per pixel. LA-ICP-MS: 193-nm ArF excimer laser, fluence of 6 J/cm², 6 Hz repetition rate for 40 seconds (240 pulses), 30-second pre-ablation blank, total run time 70 seconds, spot size 32–44 μm, He carrier gas mixed with Ar. LA-ICP-TOF-MS: 193 nm ArF excimer laser, spot diameter ~20 µm, repetition rate ~20 Hz, laser fluence ~7 J/cm², scan speed ~4000 µm/s, He carrier gas ~600 ml/min, washout time 50 ms. S isotope MC-ICP-MS: spot size ~44 μm, pulse frequency ~2 Hz, laser fluence ~5 J/cm², He carrier gas with Ar make-up gas. | MASS-1 (Fe-Cu-Zn-S pressed pellet) and GSE-1G (synthetic basaltic glass) from the United States Geological Survey; pyrite PPP-1; chalcopyrite GBW07268; pyrrhotite SP-Po-01 (δ34S = 1.4‰ ± 0.4‰); chalcopyrite SP-CP-01 (δ34S = 5.45‰ ± 0.3‰); natural and synthetic minerals from USA SPI Supplies | 0.36788 |  |  |  | 22.7918 |  | 0.023941 |  |  |  | 0.004969 |  |  |  | 0.00226 | [5 empty] | 0.08789 | [5 empty] | 41.7709 | [5 empty] | 16.5636 | [9 empty] | 16672.2223 | [13 empty] | 0.020656 | [11 empty] | 0.14451 |  | 1.1871 |  | 1.0176 | [7 empty] | 0.072659 | [5 empty] | 3.6182 | [15 empty] | 13910.3623 |  | 0.11949 |  |  |  | 0.8493 | [5 empty] | 0.03416 | [7 empty] | 0.061846 | [5 empty] | 0.053141 |  |  |  | 0.088001 |  | 0.042196 | [7 empty] | 2.7702 |  |  |  |  | 2025
| Xunmei vent field, Niaochao vent field |  | Seafloor hydrothermal | Volcanic-hosted massive sulfide (VMS) | seafloor massive sulfide (SMS) | Cu, Zn, Au, Ag | Co, Pb, Sb | Cu, Zn, Au, Ag, Co, Pb, Sb |  |  | I-Py4 (n=62)-132 | I-Py4 (n=62)-132 | seafloor vent field |  |  |  |  | ore material | grab | grab | mineral separate | [5 empty] | mineralisation | sulfide chimney | pyrite, marcasite, chalcopyrite |  | pyrite, marcasite, chalcopyrite | multiple stages: colloform marcasite-pyrite intergrowths (outermost wall), replacement assemblages (transition layers), dense recrystallized assemblages, marcasite pseudomorphs after pyrrhotite (middle layer) | sulfide chimney | colloform, subhedral, anhedral, euhedral, dense coarse-grained, columnar pseudomorphs |  |  |  | sphalerite, pyrrhotite, anhydrite, galena, tetrahedrite, tennantite | Transverse sections (polished sections) | EMPA, LA-ICPMS, MC-ICPMS | JEOL JXA-8100 EPMA; Teledyne Cetac Technologies Analyte Excite laser ablation system coupled with an Agilent Technologies 7700x quadrupole ICP-MS; ESI NWR Image GEO 193 coupled with TOFWERK icp TOF R; Neptune Plus multicollector ICP-MS (Thermo Fisher Scientific, Bremen, Germany) coupled with a Geolas HD excimer ArF laser ablation system (Coherent, Göttingen, Germany); Bruker M4 Tornado™ system | SIO, MNR; China University of Petroleum (East China), Qingdao, China; Nanjing Focu MS Technology Co. Ltd., Nanjing, China; Shanghai Chemlab Laboratory, Shanghai, China; Wuhan Sample Solution Analytical Technology Co. Ltd., Wuhan, China | EPMA: beam current of 10 nA, beam size of 1–5 μm, accelerating voltage of 20 kV. Micro-XRF: rhodium target X-ray tube operating at 50 kV and 800 nA, polycapillary lens providing a 40-μm spot size on a 20-μm raster, dwell time of 5 ms per pixel. LA-ICP-MS: 193-nm ArF excimer laser, fluence of 6 J/cm², 6 Hz repetition rate for 40 seconds (240 pulses), 30-second pre-ablation blank, total run time 70 seconds, spot size 32–44 μm, He carrier gas mixed with Ar. LA-ICP-TOF-MS: 193 nm ArF excimer laser, spot diameter ~20 µm, repetition rate ~20 Hz, laser fluence ~7 J/cm², scan speed ~4000 µm/s, He carrier gas ~600 ml/min, washout time 50 ms. S isotope MC-ICP-MS: spot size ~44 μm, pulse frequency ~2 Hz, laser fluence ~5 J/cm², He carrier gas with Ar make-up gas. | MASS-1 (Fe-Cu-Zn-S pressed pellet) and GSE-1G (synthetic basaltic glass) from the United States Geological Survey; pyrite PPP-1; chalcopyrite GBW07268; pyrrhotite SP-Po-01 (δ34S = 1.4‰ ± 0.4‰); chalcopyrite SP-CP-01 (δ34S = 5.45‰ ± 0.3‰); natural and synthetic minerals from USA SPI Supplies | 0.18016 |  |  |  | 8.8827 |  | 0.014319 |  |  |  | 0.00981 |  |  |  | 0.003971 | [5 empty] | 0.14243 | [5 empty] | 54.8429 | [5 empty] | 118.617 | [9 empty] | 12527.709 | [13 empty] | 0.20699 | [11 empty] | 2.2275 |  | 2.1743 |  | 2.9645 | [7 empty] | 0.077802 | [5 empty] | 3.428 | [15 empty] | 10777.0634 |  | 0.13145 |  |  |  | 2.4557 | [5 empty] | 0.04448 | [7 empty] | 0.06544 | [5 empty] | 0.13043 |  |  |  | 0.009009 |  | 0.24982 | [7 empty] | 22.3212 |  |  |  |  | 2025
| Xunmei vent field, Niaochao vent field |  | Seafloor hydrothermal | Volcanic-hosted massive sulfide (VMS) | seafloor massive sulfide (SMS) | Cu, Zn, Au, Ag | Co, Pb, Sb | Cu, Zn, Au, Ag, Co, Pb, Sb |  |  | I-Py4 (n=62)-133 | I-Py4 (n=62)-133 | seafloor vent field |  |  |  |  | ore material | grab | grab | mineral separate | [5 empty] | mineralisation | sulfide chimney | pyrite, marcasite, chalcopyrite |  | pyrite, marcasite, chalcopyrite | multiple stages: colloform marcasite-pyrite intergrowths (outermost wall), replacement assemblages (transition layers), dense recrystallized assemblages, marcasite pseudomorphs after pyrrhotite (middle layer) | sulfide chimney | colloform, subhedral, anhedral, euhedral, dense coarse-grained, columnar pseudomorphs |  |  |  | sphalerite, pyrrhotite, anhydrite, galena, tetrahedrite, tennantite | Transverse sections (polished sections) | EMPA, LA-ICPMS, MC-ICPMS | JEOL JXA-8100 EPMA; Teledyne Cetac Technologies Analyte Excite laser ablation system coupled with an Agilent Technologies 7700x quadrupole ICP-MS; ESI NWR Image GEO 193 coupled with TOFWERK icp TOF R; Neptune Plus multicollector ICP-MS (Thermo Fisher Scientific, Bremen, Germany) coupled with a Geolas HD excimer ArF laser ablation system (Coherent, Göttingen, Germany); Bruker M4 Tornado™ system | SIO, MNR; China University of Petroleum (East China), Qingdao, China; Nanjing Focu MS Technology Co. Ltd., Nanjing, China; Shanghai Chemlab Laboratory, Shanghai, China; Wuhan Sample Solution Analytical Technology Co. Ltd., Wuhan, China | EPMA: beam current of 10 nA, beam size of 1–5 μm, accelerating voltage of 20 kV. Micro-XRF: rhodium target X-ray tube operating at 50 kV and 800 nA, polycapillary lens providing a 40-μm spot size on a 20-μm raster, dwell time of 5 ms per pixel. LA-ICP-MS: 193-nm ArF excimer laser, fluence of 6 J/cm², 6 Hz repetition rate for 40 seconds (240 pulses), 30-second pre-ablation blank, total run time 70 seconds, spot size 32–44 μm, He carrier gas mixed with Ar. LA-ICP-TOF-MS: 193 nm ArF excimer laser, spot diameter ~20 µm, repetition rate ~20 Hz, laser fluence ~7 J/cm², scan speed ~4000 µm/s, He carrier gas ~600 ml/min, washout time 50 ms. S isotope MC-ICP-MS: spot size ~44 μm, pulse frequency ~2 Hz, laser fluence ~5 J/cm², He carrier gas with Ar make-up gas. | MASS-1 (Fe-Cu-Zn-S pressed pellet) and GSE-1G (synthetic basaltic glass) from the United States Geological Survey; pyrite PPP-1; chalcopyrite GBW07268; pyrrhotite SP-Po-01 (δ34S = 1.4‰ ± 0.4‰); chalcopyrite SP-CP-01 (δ34S = 5.45‰ ± 0.3‰); natural and synthetic minerals from USA SPI Supplies | 0.065694 |  |  |  | 11.5063 |  | 0.0076 |  |  |  | 0.017104 |  |  |  | 0.003134 | [5 empty] | 0.038301 | [5 empty] | 415.0727 | [5 empty] | 5.1888 | [9 empty] | 18349.5513 | [13 empty] | 0.003251 | [11 empty] | 0.14081 |  | 0.056513 |  | 0.64291 | [7 empty] | 0.031923 | [5 empty] | 0.29025 | [15 empty] | 13995.9763 |  | 0.16019 |  |  |  | 4.6376 | [5 empty] | 0.036235 | [7 empty] | 0.081474 | [5 empty] | 0.003283 |  |  |  | 0.027309 |  | 0.027205 | [7 empty] | 0.17054 |  |  |  |  | 2025
| Xunmei vent field, Niaochao vent field |  | Seafloor hydrothermal | Volcanic-hosted massive sulfide (VMS) | seafloor massive sulfide (SMS) | Cu, Zn, Au, Ag | Co, Pb, Sb | Cu, Zn, Au, Ag, Co, Pb, Sb |  |  | I-Py4 (n=62)-134 | I-Py4 (n=62)-134 | seafloor vent field |  |  |  |  | ore material | grab | grab | mineral separate | [5 empty] | mineralisation | sulfide chimney | pyrite, marcasite, chalcopyrite |  | pyrite, marcasite, chalcopyrite | multiple stages: colloform marcasite-pyrite intergrowths (outermost wall), replacement assemblages (transition layers), dense recrystallized assemblages, marcasite pseudomorphs after pyrrhotite (middle layer) | sulfide chimney | colloform, subhedral, anhedral, euhedral, dense coarse-grained, columnar pseudomorphs |  |  |  | sphalerite, pyrrhotite, anhydrite, galena, tetrahedrite, tennantite | Transverse sections (polished sections) | EMPA, LA-ICPMS, MC-ICPMS | JEOL JXA-8100 EPMA; Teledyne Cetac Technologies Analyte Excite laser ablation system coupled with an Agilent Technologies 7700x quadrupole ICP-MS; ESI NWR Image GEO 193 coupled with TOFWERK icp TOF R; Neptune Plus multicollector ICP-MS (Thermo Fisher Scientific, Bremen, Germany) coupled with a Geolas HD excimer ArF laser ablation system (Coherent, Göttingen, Germany); Bruker M4 Tornado™ system | SIO, MNR; China University of Petroleum (East China), Qingdao, China; Nanjing Focu MS Technology Co. Ltd., Nanjing, China; Shanghai Chemlab Laboratory, Shanghai, China; Wuhan Sample Solution Analytical Technology Co. Ltd., Wuhan, China | EPMA: beam current of 10 nA, beam size of 1–5 μm, accelerating voltage of 20 kV. Micro-XRF: rhodium target X-ray tube operating at 50 kV and 800 nA, polycapillary lens providing a 40-μm spot size on a 20-μm raster, dwell time of 5 ms per pixel. LA-ICP-MS: 193-nm ArF excimer laser, fluence of 6 J/cm², 6 Hz repetition rate for 40 seconds (240 pulses), 30-second pre-ablation blank, total run time 70 seconds, spot size 32–44 μm, He carrier gas mixed with Ar. LA-ICP-TOF-MS: 193 nm ArF excimer laser, spot diameter ~20 µm, repetition rate ~20 Hz, laser fluence ~7 J/cm², scan speed ~4000 µm/s, He carrier gas ~600 ml/min, washout time 50 ms. S isotope MC-ICP-MS: spot size ~44 μm, pulse frequency ~2 Hz, laser fluence ~5 J/cm², He carrier gas with Ar make-up gas. | MASS-1 (Fe-Cu-Zn-S pressed pellet) and GSE-1G (synthetic basaltic glass) from the United States Geological Survey; pyrite PPP-1; chalcopyrite GBW07268; pyrrhotite SP-Po-01 (δ34S = 1.4‰ ± 0.4‰); chalcopyrite SP-CP-01 (δ34S = 5.45‰ ± 0.3‰); natural and synthetic minerals from USA SPI Supplies | 0.023224 |  |  |  | 22.2434 |  | 0.009875 |  |  |  | 0.005102 |  |  |  | 0.002087 | [5 empty] | 0.033611 | [5 empty] | 188.5994 | [5 empty] | 5.5332 | [9 empty] | 19242.9726 | [13 empty] | 0.002409 | [11 empty] | 0.095314 |  | 0.046396 |  | 0.76266 | [7 empty] | 0.046396 | [5 empty] | 0.1496 | [15 empty] | 16876.2199 |  | 0.15912 |  |  |  | 2.6711 | [5 empty] | 0.041613 | [7 empty] | 0.075389 | [5 empty] | 0.004142 |  |  |  | 0.002092 |  | 0.028874 | [7 empty] | 0.118 |  |  |  |  | 2025
| Xunmei vent field, Niaochao vent field |  | Seafloor hydrothermal | Volcanic-hosted massive sulfide (VMS) | seafloor massive sulfide (SMS) | Cu, Zn, Au, Ag | Co, Pb, Sb | Cu, Zn, Au, Ag, Co, Pb, Sb |  |  | I-Py4 (n=62)-135 | I-Py4 (n=62)-135 | seafloor vent field |  |  |  |  | ore material | grab | grab | mineral separate | [5 empty] | mineralisation | sulfide chimney | pyrite, marcasite, chalcopyrite |  | pyrite, marcasite, chalcopyrite | multiple stages: colloform marcasite-pyrite intergrowths (outermost wall), replacement assemblages (transition layers), dense recrystallized assemblages, marcasite pseudomorphs after pyrrhotite (middle layer) | sulfide chimney | colloform, subhedral, anhedral, euhedral, dense coarse-grained, columnar pseudomorphs |  |  |  | sphalerite, pyrrhotite, anhydrite, galena, tetrahedrite, tennantite | Transverse sections (polished sections) | EMPA, LA-ICPMS, MC-ICPMS | JEOL JXA-8100 EPMA; Teledyne Cetac Technologies Analyte Excite laser ablation system coupled with an Agilent Technologies 7700x quadrupole ICP-MS; ESI NWR Image GEO 193 coupled with TOFWERK icp TOF R; Neptune Plus multicollector ICP-MS (Thermo Fisher Scientific, Bremen, Germany) coupled with a Geolas HD excimer ArF laser ablation system (Coherent, Göttingen, Germany); Bruker M4 Tornado™ system | SIO, MNR; China University of Petroleum (East China), Qingdao, China; Nanjing Focu MS Technology Co. Ltd., Nanjing, China; Shanghai Chemlab Laboratory, Shanghai, China; Wuhan Sample Solution Analytical Technology Co. Ltd., Wuhan, China | EPMA: beam current of 10 nA, beam size of 1–5 μm, accelerating voltage of 20 kV. Micro-XRF: rhodium target X-ray tube operating at 50 kV and 800 nA, polycapillary lens providing a 40-μm spot size on a 20-μm raster, dwell time of 5 ms per pixel. LA-ICP-MS: 193-nm ArF excimer laser, fluence of 6 J/cm², 6 Hz repetition rate for 40 seconds (240 pulses), 30-second pre-ablation blank, total run time 70 seconds, spot size 32–44 μm, He carrier gas mixed with Ar. LA-ICP-TOF-MS: 193 nm ArF excimer laser, spot diameter ~20 µm, repetition rate ~20 Hz, laser fluence ~7 J/cm², scan speed ~4000 µm/s, He carrier gas ~600 ml/min, washout time 50 ms. S isotope MC-ICP-MS: spot size ~44 μm, pulse frequency ~2 Hz, laser fluence ~5 J/cm², He carrier gas with Ar make-up gas. | MASS-1 (Fe-Cu-Zn-S pressed pellet) and GSE-1G (synthetic basaltic glass) from the United States Geological Survey; pyrite PPP-1; chalcopyrite GBW07268; pyrrhotite SP-Po-01 (δ34S = 1.4‰ ± 0.4‰); chalcopyrite SP-CP-01 (δ34S = 5.45‰ ± 0.3‰); natural and synthetic minerals from USA SPI Supplies | 0.25925 |  |  |  | 17.9798 |  | 0.025015 |  |  |  | 0.018525 |  |  |  | 0.003912 | [5 empty] | 0.18333 | [5 empty] | 11.374 | [5 empty] | 23.5168 | [9 empty] | 14775.906 | [13 empty] | 0.006022 | [11 empty] | 0.17891 |  | 9.6772 |  | 1.3004 | [7 empty] | 0.12523 | [5 empty] | 19.01 | [15 empty] | 11869.7679 |  | 0.13435 |  |  |  | 0.55338 | [5 empty] | 0.044922 | [7 empty] | 0.070033 | [5 empty] | 0.19567 |  |  |  | 0.030697 |  | 0.0614 | [7 empty] | 23.0152 |  |  |  |  | 2025
| Xunmei vent field, Niaochao vent field |  | Seafloor hydrothermal | Volcanic-hosted massive sulfide (VMS) | seafloor massive sulfide (SMS) | Cu, Zn, Au, Ag | Co, Pb, Sb | Cu, Zn, Au, Ag, Co, Pb, Sb |  |  | I-Py4 (n=62)-136 | I-Py4 (n=62)-136 | seafloor vent field |  |  |  |  | ore material | grab | grab | mineral separate | [5 empty] | mineralisation | sulfide chimney | pyrite, marcasite, chalcopyrite |  | pyrite, marcasite, chalcopyrite | multiple stages: colloform marcasite-pyrite intergrowths (outermost wall), replacement assemblages (transition layers), dense recrystallized assemblages, marcasite pseudomorphs after pyrrhotite (middle layer) | sulfide chimney | colloform, subhedral, anhedral, euhedral, dense coarse-grained, columnar pseudomorphs |  |  |  | sphalerite, pyrrhotite, anhydrite, galena, tetrahedrite, tennantite | Transverse sections (polished sections) | EMPA, LA-ICPMS, MC-ICPMS | JEOL JXA-8100 EPMA; Teledyne Cetac Technologies Analyte Excite laser ablation system coupled with an Agilent Technologies 7700x quadrupole ICP-MS; ESI NWR Image GEO 193 coupled with TOFWERK icp TOF R; Neptune Plus multicollector ICP-MS (Thermo Fisher Scientific, Bremen, Germany) coupled with a Geolas HD excimer ArF laser ablation system (Coherent, Göttingen, Germany); Bruker M4 Tornado™ system | SIO, MNR; China University of Petroleum (East China), Qingdao, China; Nanjing Focu MS Technology Co. Ltd., Nanjing, China; Shanghai Chemlab Laboratory, Shanghai, China; Wuhan Sample Solution Analytical Technology Co. Ltd., Wuhan, China | EPMA: beam current of 10 nA, beam size of 1–5 μm, accelerating voltage of 20 kV. Micro-XRF: rhodium target X-ray tube operating at 50 kV and 800 nA, polycapillary lens providing a 40-μm spot size on a 20-μm raster, dwell time of 5 ms per pixel. LA-ICP-MS: 193-nm ArF excimer laser, fluence of 6 J/cm², 6 Hz repetition rate for 40 seconds (240 pulses), 30-second pre-ablation blank, total run time 70 seconds, spot size 32–44 μm, He carrier gas mixed with Ar. LA-ICP-TOF-MS: 193 nm ArF excimer laser, spot diameter ~20 µm, repetition rate ~20 Hz, laser fluence ~7 J/cm², scan speed ~4000 µm/s, He carrier gas ~600 ml/min, washout time 50 ms. S isotope MC-ICP-MS: spot size ~44 μm, pulse frequency ~2 Hz, laser fluence ~5 J/cm², He carrier gas with Ar make-up gas. | MASS-1 (Fe-Cu-Zn-S pressed pellet) and GSE-1G (synthetic basaltic glass) from the United States Geological Survey; pyrite PPP-1; chalcopyrite GBW07268; pyrrhotite SP-Po-01 (δ34S = 1.4‰ ± 0.4‰); chalcopyrite SP-CP-01 (δ34S = 5.45‰ ± 0.3‰); natural and synthetic minerals from USA SPI Supplies | 0.15685 |  |  |  | 38.1351 |  | 0.013715 |  |  |  | 0.039519 |  |  |  | 0.001559 | [5 empty] | 0.12994 | [5 empty] | 59.375 | [5 empty] | 35.4748 | [9 empty] | 15244.582 | [13 empty] | 0.026725 | [11 empty] | 0.85108 |  | 1.2083 |  | 25.9815 | [7 empty] | 0.076411 | [5 empty] | 2.0124 | [15 empty] | 15717.2462 |  | 0.099949 |  |  |  | 0.97545 | [5 empty] | 0.038997 | [7 empty] | 0.02399 | [5 empty] | 0.07016 |  |  |  | 0.013699 |  | 0.28048 | [7 empty] | 24.1244 |  |  |  |  | 2025
| Xunmei vent field, Niaochao vent field |  | Seafloor hydrothermal | Volcanic-hosted massive sulfide (VMS) | seafloor massive sulfide (SMS) | Cu, Zn, Au, Ag | Co, Pb, Sb | Cu, Zn, Au, Ag, Co, Pb, Sb |  |  | I-Py4 (n=62)-137 | I-Py4 (n=62)-137 | seafloor vent field |  |  |  |  | ore material | grab | grab | mineral separate | [5 empty] | mineralisation | sulfide chimney | pyrite, marcasite, chalcopyrite |  | pyrite, marcasite, chalcopyrite | multiple stages: colloform marcasite-pyrite intergrowths (outermost wall), replacement assemblages (transition layers), dense recrystallized assemblages, marcasite pseudomorphs after pyrrhotite (middle layer) | sulfide chimney | colloform, subhedral, anhedral, euhedral, dense coarse-grained, columnar pseudomorphs |  |  |  | sphalerite, pyrrhotite, anhydrite, galena, tetrahedrite, tennantite | Transverse sections (polished sections) | EMPA, LA-ICPMS, MC-ICPMS | JEOL JXA-8100 EPMA; Teledyne Cetac Technologies Analyte Excite laser ablation system coupled with an Agilent Technologies 7700x quadrupole ICP-MS; ESI NWR Image GEO 193 coupled with TOFWERK icp TOF R; Neptune Plus multicollector ICP-MS (Thermo Fisher Scientific, Bremen, Germany) coupled with a Geolas HD excimer ArF laser ablation system (Coherent, Göttingen, Germany); Bruker M4 Tornado™ system | SIO, MNR; China University of Petroleum (East China), Qingdao, China; Nanjing Focu MS Technology Co. Ltd., Nanjing, China; Shanghai Chemlab Laboratory, Shanghai, China; Wuhan Sample Solution Analytical Technology Co. Ltd., Wuhan, China | EPMA: beam current of 10 nA, beam size of 1–5 μm, accelerating voltage of 20 kV. Micro-XRF: rhodium target X-ray tube operating at 50 kV and 800 nA, polycapillary lens providing a 40-μm spot size on a 20-μm raster, dwell time of 5 ms per pixel. LA-ICP-MS: 193-nm ArF excimer laser, fluence of 6 J/cm², 6 Hz repetition rate for 40 seconds (240 pulses), 30-second pre-ablation blank, total run time 70 seconds, spot size 32–44 μm, He carrier gas mixed with Ar. LA-ICP-TOF-MS: 193 nm ArF excimer laser, spot diameter ~20 µm, repetition rate ~20 Hz, laser fluence ~7 J/cm², scan speed ~4000 µm/s, He carrier gas ~600 ml/min, washout time 50 ms. S isotope MC-ICP-MS: spot size ~44 μm, pulse frequency ~2 Hz, laser fluence ~5 J/cm², He carrier gas with Ar make-up gas. | MASS-1 (Fe-Cu-Zn-S pressed pellet) and GSE-1G (synthetic basaltic glass) from the United States Geological Survey; pyrite PPP-1; chalcopyrite GBW07268; pyrrhotite SP-Po-01 (δ34S = 1.4‰ ± 0.4‰); chalcopyrite SP-CP-01 (δ34S = 5.45‰ ± 0.3‰); natural and synthetic minerals from USA SPI Supplies | 0.22105 |  |  |  | 9.0113 |  | 0.017282 |  |  |  | 0.020988 |  |  |  | 0.002312 | [5 empty] | 2.778 | [5 empty] | 71.1212 | [5 empty] | 13.4499 | [9 empty] | 16053.6576 | [13 empty] | 0.08406 | [11 empty] | 0.89539 |  | 3.0976 |  | 1.2748 | [7 empty] | 0.097905 | [5 empty] | 5.8833 | [15 empty] | 14430.1625 |  | 0.098878 |  |  |  | 1.4257 | [5 empty] | 0.050655 | [7 empty] | 0.0824 | [5 empty] | 0.50013 |  |  |  | 0.006485 |  | 0.10599 | [7 empty] | 552.1582 |  |  |  |  | 2025
| Xunmei vent field, Niaochao vent field |  | Seafloor hydrothermal | Volcanic-hosted massive sulfide (VMS) | seafloor massive sulfide (SMS) | Cu, Zn, Au, Ag | Co, Pb, Sb | Cu, Zn, Au, Ag, Co, Pb, Sb |  |  | I-Py4 (n=62)-138 | I-Py4 (n=62)-138 | seafloor vent field |  |  |  |  | ore material | grab | grab | mineral separate | [5 empty] | mineralisation | sulfide chimney | pyrite, marcasite, chalcopyrite |  | pyrite, marcasite, chalcopyrite | multiple stages: colloform marcasite-pyrite intergrowths (outermost wall), replacement assemblages (transition layers), dense recrystallized assemblages, marcasite pseudomorphs after pyrrhotite (middle layer) | sulfide chimney | colloform, subhedral, anhedral, euhedral, dense coarse-grained, columnar pseudomorphs |  |  |  | sphalerite, pyrrhotite, anhydrite, galena, tetrahedrite, tennantite | Transverse sections (polished sections) | EMPA, LA-ICPMS, MC-ICPMS | JEOL JXA-8100 EPMA; Teledyne Cetac Technologies Analyte Excite laser ablation system coupled with an Agilent Technologies 7700x quadrupole ICP-MS; ESI NWR Image GEO 193 coupled with TOFWERK icp TOF R; Neptune Plus multicollector ICP-MS (Thermo Fisher Scientific, Bremen, Germany) coupled with a Geolas HD excimer ArF laser ablation system (Coherent, Göttingen, Germany); Bruker M4 Tornado™ system | SIO, MNR; China University of Petroleum (East China), Qingdao, China; Nanjing Focu MS Technology Co. Ltd., Nanjing, China; Shanghai Chemlab Laboratory, Shanghai, China; Wuhan Sample Solution Analytical Technology Co. Ltd., Wuhan, China | EPMA: beam current of 10 nA, beam size of 1–5 μm, accelerating voltage of 20 kV. Micro-XRF: rhodium target X-ray tube operating at 50 kV and 800 nA, polycapillary lens providing a 40-μm spot size on a 20-μm raster, dwell time of 5 ms per pixel. LA-ICP-MS: 193-nm ArF excimer laser, fluence of 6 J/cm², 6 Hz repetition rate for 40 seconds (240 pulses), 30-second pre-ablation blank, total run time 70 seconds, spot size 32–44 μm, He carrier gas mixed with Ar. LA-ICP-TOF-MS: 193 nm ArF excimer laser, spot diameter ~20 µm, repetition rate ~20 Hz, laser fluence ~7 J/cm², scan speed ~4000 µm/s, He carrier gas ~600 ml/min, washout time 50 ms. S isotope MC-ICP-MS: spot size ~44 μm, pulse frequency ~2 Hz, laser fluence ~5 J/cm², He carrier gas with Ar make-up gas. | MASS-1 (Fe-Cu-Zn-S pressed pellet) and GSE-1G (synthetic basaltic glass) from the United States Geological Survey; pyrite PPP-1; chalcopyrite GBW07268; pyrrhotite SP-Po-01 (δ34S = 1.4‰ ± 0.4‰); chalcopyrite SP-CP-01 (δ34S = 5.45‰ ± 0.3‰); natural and synthetic minerals from USA SPI Supplies | 0.055571 |  |  |  | 39.3718 |  | 0.009727 |  |  |  | 0.009261 |  |  |  | 0.001154 | [5 empty] | 0.035692 | [5 empty] | 85.348 | [5 empty] | 6.572 | [9 empty] | 19196.7147 | [13 empty] | 0.006768 | [11 empty] | 0.18418 |  | 0.051975 |  | 1.53 | [7 empty] | 0.038973 | [5 empty] | 0.86301 | [15 empty] | 16439.3101 |  | 0.059542 |  |  |  | 2.2771 | [5 empty] | 0.039425 | [7 empty] | 0.058301 | [5 empty] | 0.004653 |  |  |  | 0.00303 |  | 0.067765 | [7 empty] | 0.61396 |  |  |  |  | 2025
| Xunmei vent field, Niaochao vent field |  | Seafloor hydrothermal | Volcanic-hosted massive sulfide (VMS) | seafloor massive sulfide (SMS) | Cu, Zn, Au, Ag | Co, Pb, Sb | Cu, Zn, Au, Ag, Co, Pb, Sb |  |  | I-Py4 (n=62)-139 | I-Py4 (n=62)-139 | seafloor vent field |  |  |  |  | ore material | grab | grab | mineral separate | [5 empty] | mineralisation | sulfide chimney | pyrite, marcasite, chalcopyrite |  | pyrite, marcasite, chalcopyrite | multiple stages: colloform marcasite-pyrite intergrowths (outermost wall), replacement assemblages (transition layers), dense recrystallized assemblages, marcasite pseudomorphs after pyrrhotite (middle layer) | sulfide chimney | colloform, subhedral, anhedral, euhedral, dense coarse-grained, columnar pseudomorphs |  |  |  | sphalerite, pyrrhotite, anhydrite, galena, tetrahedrite, tennantite | Transverse sections (polished sections) | EMPA, LA-ICPMS, MC-ICPMS | JEOL JXA-8100 EPMA; Teledyne Cetac Technologies Analyte Excite laser ablation system coupled with an Agilent Technologies 7700x quadrupole ICP-MS; ESI NWR Image GEO 193 coupled with TOFWERK icp TOF R; Neptune Plus multicollector ICP-MS (Thermo Fisher Scientific, Bremen, Germany) coupled with a Geolas HD excimer ArF laser ablation system (Coherent, Göttingen, Germany); Bruker M4 Tornado™ system | SIO, MNR; China University of Petroleum (East China), Qingdao, China; Nanjing Focu MS Technology Co. Ltd., Nanjing, China; Shanghai Chemlab Laboratory, Shanghai, China; Wuhan Sample Solution Analytical Technology Co. Ltd., Wuhan, China | EPMA: beam current of 10 nA, beam size of 1–5 μm, accelerating voltage of 20 kV. Micro-XRF: rhodium target X-ray tube operating at 50 kV and 800 nA, polycapillary lens providing a 40-μm spot size on a 20-μm raster, dwell time of 5 ms per pixel. LA-ICP-MS: 193-nm ArF excimer laser, fluence of 6 J/cm², 6 Hz repetition rate for 40 seconds (240 pulses), 30-second pre-ablation blank, total run time 70 seconds, spot size 32–44 μm, He carrier gas mixed with Ar. LA-ICP-TOF-MS: 193 nm ArF excimer laser, spot diameter ~20 µm, repetition rate ~20 Hz, laser fluence ~7 J/cm², scan speed ~4000 µm/s, He carrier gas ~600 ml/min, washout time 50 ms. S isotope MC-ICP-MS: spot size ~44 μm, pulse frequency ~2 Hz, laser fluence ~5 J/cm², He carrier gas with Ar make-up gas. | MASS-1 (Fe-Cu-Zn-S pressed pellet) and GSE-1G (synthetic basaltic glass) from the United States Geological Survey; pyrite PPP-1; chalcopyrite GBW07268; pyrrhotite SP-Po-01 (δ34S = 1.4‰ ± 0.4‰); chalcopyrite SP-CP-01 (δ34S = 5.45‰ ± 0.3‰); natural and synthetic minerals from USA SPI Supplies | 0.18489 |  |  |  | 15.87 |  | 0.010986 |  |  |  | 0.050961 |  |  |  | 0.001897 | [5 empty] | 0.069148 | [5 empty] | 81.013 | [5 empty] | 142.9252 | [9 empty] | 14659.3422 | [13 empty] | 0.12633 | [11 empty] | 0.1913 |  | 0.047433 |  | 1.9886 | [7 empty] | 0.030711 | [5 empty] | 1.0611 | [15 empty] | 13108.419 |  | 0.083252 |  |  |  | 2.1485 | [5 empty] | 0.043705 | [7 empty] | 0.080283 | [5 empty] | 0.003627 |  |  |  | 0.028078 |  | 0.23279 | [7 empty] | 1.5513 |  |  |  |  | 2025
| Xunmei vent field, Niaochao vent field |  | Seafloor hydrothermal | Volcanic-hosted massive sulfide (VMS) | seafloor massive sulfide (SMS) | Cu, Zn, Au, Ag | Co, Pb, Sb | Cu, Zn, Au, Ag, Co, Pb, Sb |  |  | I-Py4 (n=62)-140 | I-Py4 (n=62)-140 | seafloor vent field |  |  |  |  | ore material | grab | grab | mineral separate | [5 empty] | mineralisation | sulfide chimney | pyrite, marcasite, chalcopyrite |  | pyrite, marcasite, chalcopyrite | multiple stages: colloform marcasite-pyrite intergrowths (outermost wall), replacement assemblages (transition layers), dense recrystallized assemblages, marcasite pseudomorphs after pyrrhotite (middle layer) | sulfide chimney | colloform, subhedral, anhedral, euhedral, dense coarse-grained, columnar pseudomorphs |  |  |  | sphalerite, pyrrhotite, anhydrite, galena, tetrahedrite, tennantite | Transverse sections (polished sections) | EMPA, LA-ICPMS, MC-ICPMS | JEOL JXA-8100 EPMA; Teledyne Cetac Technologies Analyte Excite laser ablation system coupled with an Agilent Technologies 7700x quadrupole ICP-MS; ESI NWR Image GEO 193 coupled with TOFWERK icp TOF R; Neptune Plus multicollector ICP-MS (Thermo Fisher Scientific, Bremen, Germany) coupled with a Geolas HD excimer ArF laser ablation system (Coherent, Göttingen, Germany); Bruker M4 Tornado™ system | SIO, MNR; China University of Petroleum (East China), Qingdao, China; Nanjing Focu MS Technology Co. Ltd., Nanjing, China; Shanghai Chemlab Laboratory, Shanghai, China; Wuhan Sample Solution Analytical Technology Co. Ltd., Wuhan, China | EPMA: beam current of 10 nA, beam size of 1–5 μm, accelerating voltage of 20 kV. Micro-XRF: rhodium target X-ray tube operating at 50 kV and 800 nA, polycapillary lens providing a 40-μm spot size on a 20-μm raster, dwell time of 5 ms per pixel. LA-ICP-MS: 193-nm ArF excimer laser, fluence of 6 J/cm², 6 Hz repetition rate for 40 seconds (240 pulses), 30-second pre-ablation blank, total run time 70 seconds, spot size 32–44 μm, He carrier gas mixed with Ar. LA-ICP-TOF-MS: 193 nm ArF excimer laser, spot diameter ~20 µm, repetition rate ~20 Hz, laser fluence ~7 J/cm², scan speed ~4000 µm/s, He carrier gas ~600 ml/min, washout time 50 ms. S isotope MC-ICP-MS: spot size ~44 μm, pulse frequency ~2 Hz, laser fluence ~5 J/cm², He carrier gas with Ar make-up gas. | MASS-1 (Fe-Cu-Zn-S pressed pellet) and GSE-1G (synthetic basaltic glass) from the United States Geological Survey; pyrite PPP-1; chalcopyrite GBW07268; pyrrhotite SP-Po-01 (δ34S = 1.4‰ ± 0.4‰); chalcopyrite SP-CP-01 (δ34S = 5.45‰ ± 0.3‰); natural and synthetic minerals from USA SPI Supplies | 0.047289 |  |  |  | 13.7224 |  | 0.007206 |  |  |  | 0.026074 |  |  |  | 0.002591 | [5 empty] | 0.047118 | [5 empty] | 37.5054 | [5 empty] | 73.0629 | [9 empty] | 19165.3246 | [13 empty] | 0.025403 | [11 empty] | 0.10804 |  | 0.058055 |  | 1.6551 | [7 empty] | 0.029481 | [5 empty] | 0.14588 | [15 empty] | 15113.4154 |  | 0.036397 |  |  |  | 4.1479 | [5 empty] | 0.039808 | [7 empty] | 0 | [5 empty] | 0.002941 |  |  |  | 0.001839 |  | 0.035109 | [7 empty] | 0.36841 |  |  |  |  | 2025
| Xunmei vent field, Niaochao vent field |  | Seafloor hydrothermal | Volcanic-hosted massive sulfide (VMS) | seafloor massive sulfide (SMS) | Cu, Zn, Au, Ag | Co, Pb, Sb | Cu, Zn, Au, Ag, Co, Pb, Sb |  |  | I-Py4 (n=62)-141 | I-Py4 (n=62)-141 | seafloor vent field |  |  |  |  | ore material | grab | grab | mineral separate | [5 empty] | mineralisation | sulfide chimney | pyrite, marcasite, chalcopyrite |  | pyrite, marcasite, chalcopyrite | multiple stages: colloform marcasite-pyrite intergrowths (outermost wall), replacement assemblages (transition layers), dense recrystallized assemblages, marcasite pseudomorphs after pyrrhotite (middle layer) | sulfide chimney | colloform, subhedral, anhedral, euhedral, dense coarse-grained, columnar pseudomorphs |  |  |  | sphalerite, pyrrhotite, anhydrite, galena, tetrahedrite, tennantite | Transverse sections (polished sections) | EMPA, LA-ICPMS, MC-ICPMS | JEOL JXA-8100 EPMA; Teledyne Cetac Technologies Analyte Excite laser ablation system coupled with an Agilent Technologies 7700x quadrupole ICP-MS; ESI NWR Image GEO 193 coupled with TOFWERK icp TOF R; Neptune Plus multicollector ICP-MS (Thermo Fisher Scientific, Bremen, Germany) coupled with a Geolas HD excimer ArF laser ablation system (Coherent, Göttingen, Germany); Bruker M4 Tornado™ system | SIO, MNR; China University of Petroleum (East China), Qingdao, China; Nanjing Focu MS Technology Co. Ltd., Nanjing, China; Shanghai Chemlab Laboratory, Shanghai, China; Wuhan Sample Solution Analytical Technology Co. Ltd., Wuhan, China | EPMA: beam current of 10 nA, beam size of 1–5 μm, accelerating voltage of 20 kV. Micro-XRF: rhodium target X-ray tube operating at 50 kV and 800 nA, polycapillary lens providing a 40-μm spot size on a 20-μm raster, dwell time of 5 ms per pixel. LA-ICP-MS: 193-nm ArF excimer laser, fluence of 6 J/cm², 6 Hz repetition rate for 40 seconds (240 pulses), 30-second pre-ablation blank, total run time 70 seconds, spot size 32–44 μm, He carrier gas mixed with Ar. LA-ICP-TOF-MS: 193 nm ArF excimer laser, spot diameter ~20 µm, repetition rate ~20 Hz, laser fluence ~7 J/cm², scan speed ~4000 µm/s, He carrier gas ~600 ml/min, washout time 50 ms. S isotope MC-ICP-MS: spot size ~44 μm, pulse frequency ~2 Hz, laser fluence ~5 J/cm², He carrier gas with Ar make-up gas. | MASS-1 (Fe-Cu-Zn-S pressed pellet) and GSE-1G (synthetic basaltic glass) from the United States Geological Survey; pyrite PPP-1; chalcopyrite GBW07268; pyrrhotite SP-Po-01 (δ34S = 1.4‰ ± 0.4‰); chalcopyrite SP-CP-01 (δ34S = 5.45‰ ± 0.3‰); natural and synthetic minerals from USA SPI Supplies | 0.028147 |  |  |  | 18.8386 |  | 0.008503 |  |  |  | 0.014084 |  |  |  | 0.002694 | [5 empty] | 0.050781 | [5 empty] | 247.0385 | [5 empty] | 5.0129 | [9 empty] | 18537.3355 | [13 empty] | 0.002291 | [11 empty] | 0.13716 |  | 0.055741 |  | 0.42264 | [7 empty] | 0.040581 | [5 empty] | 0.18112 | [15 empty] | 15278.4936 |  | 0.12936 |  |  |  | 4.8745 | [5 empty] | 0.03586 | [7 empty] | 0.042781 | [5 empty] | 0.006185 |  |  |  | 0.003787 |  | 0.023348 | [7 empty] | 0.20067 |  |  |  |  | 2025
| Xunmei vent field, Niaochao vent field |  | Seafloor hydrothermal | Volcanic-hosted massive sulfide (VMS) | seafloor massive sulfide (SMS) | Cu, Zn, Au, Ag | Co, Pb, Sb | Cu, Zn, Au, Ag, Co, Pb, Sb |  |  | I-Py4 (n=62)-142 | I-Py4 (n=62)-142 | seafloor vent field |  |  |  |  | ore material | grab | grab | mineral separate | [5 empty] | mineralisation | sulfide chimney | pyrite, marcasite, chalcopyrite |  | pyrite, marcasite, chalcopyrite | multiple stages: colloform marcasite-pyrite intergrowths (outermost wall), replacement assemblages (transition layers), dense recrystallized assemblages, marcasite pseudomorphs after pyrrhotite (middle layer) | sulfide chimney | colloform, subhedral, anhedral, euhedral, dense coarse-grained, columnar pseudomorphs |  |  |  | sphalerite, pyrrhotite, anhydrite, galena, tetrahedrite, tennantite | Transverse sections (polished sections) | EMPA, LA-ICPMS, MC-ICPMS | JEOL JXA-8100 EPMA; Teledyne Cetac Technologies Analyte Excite laser ablation system coupled with an Agilent Technologies 7700x quadrupole ICP-MS; ESI NWR Image GEO 193 coupled with TOFWERK icp TOF R; Neptune Plus multicollector ICP-MS (Thermo Fisher Scientific, Bremen, Germany) coupled with a Geolas HD excimer ArF laser ablation system (Coherent, Göttingen, Germany); Bruker M4 Tornado™ system | SIO, MNR; China University of Petroleum (East China), Qingdao, China; Nanjing Focu MS Technology Co. Ltd., Nanjing, China; Shanghai Chemlab Laboratory, Shanghai, China; Wuhan Sample Solution Analytical Technology Co. Ltd., Wuhan, China | EPMA: beam current of 10 nA, beam size of 1–5 μm, accelerating voltage of 20 kV. Micro-XRF: rhodium target X-ray tube operating at 50 kV and 800 nA, polycapillary lens providing a 40-μm spot size on a 20-μm raster, dwell time of 5 ms per pixel. LA-ICP-MS: 193-nm ArF excimer laser, fluence of 6 J/cm², 6 Hz repetition rate for 40 seconds (240 pulses), 30-second pre-ablation blank, total run time 70 seconds, spot size 32–44 μm, He carrier gas mixed with Ar. LA-ICP-TOF-MS: 193 nm ArF excimer laser, spot diameter ~20 µm, repetition rate ~20 Hz, laser fluence ~7 J/cm², scan speed ~4000 µm/s, He carrier gas ~600 ml/min, washout time 50 ms. S isotope MC-ICP-MS: spot size ~44 μm, pulse frequency ~2 Hz, laser fluence ~5 J/cm², He carrier gas with Ar make-up gas. | MASS-1 (Fe-Cu-Zn-S pressed pellet) and GSE-1G (synthetic basaltic glass) from the United States Geological Survey; pyrite PPP-1; chalcopyrite GBW07268; pyrrhotite SP-Po-01 (δ34S = 1.4‰ ± 0.4‰); chalcopyrite SP-CP-01 (δ34S = 5.45‰ ± 0.3‰); natural and synthetic minerals from USA SPI Supplies | 0.076068 |  |  |  | 21.3652 |  | 0.006816 |  |  |  | 0.018064 |  |  |  | 0.002419 | [5 empty] | 0.049694 | [5 empty] | 185.7063 | [5 empty] | 28.2626 | [9 empty] | 17694.8865 | [13 empty] | 0.019464 | [11 empty] | 0.16232 |  | 0.050717 |  | 3.2334 | [7 empty] | 0.032571 | [5 empty] | 0.47422 | [15 empty] | 15887.2021 |  | 0.097319 |  |  |  | 3.1133 | [5 empty] | 0.032335 | [7 empty] | 0.048701 | [5 empty] | 0.00453 |  |  |  | 0.015957 |  | 0.02837 | [7 empty] | 0.77321 |  |  |  |  | 2025
| Xunmei vent field, Niaochao vent field |  | Seafloor hydrothermal | Volcanic-hosted massive sulfide (VMS) | seafloor massive sulfide (SMS) | Cu, Zn, Au, Ag | Co, Pb, Sb | Cu, Zn, Au, Ag, Co, Pb, Sb |  |  | I-Py4 (n=62)-143 | I-Py4 (n=62)-143 | seafloor vent field |  |  |  |  | ore material | grab | grab | mineral separate | [5 empty] | mineralisation | sulfide chimney | pyrite, marcasite, chalcopyrite |  | pyrite, marcasite, chalcopyrite | multiple stages: colloform marcasite-pyrite intergrowths (outermost wall), replacement assemblages (transition layers), dense recrystallized assemblages, marcasite pseudomorphs after pyrrhotite (middle layer) | sulfide chimney | colloform, subhedral, anhedral, euhedral, dense coarse-grained, columnar pseudomorphs |  |  |  | sphalerite, pyrrhotite, anhydrite, galena, tetrahedrite, tennantite | Transverse sections (polished sections) | EMPA, LA-ICPMS, MC-ICPMS | JEOL JXA-8100 EPMA; Teledyne Cetac Technologies Analyte Excite laser ablation system coupled with an Agilent Technologies 7700x quadrupole ICP-MS; ESI NWR Image GEO 193 coupled with TOFWERK icp TOF R; Neptune Plus multicollector ICP-MS (Thermo Fisher Scientific, Bremen, Germany) coupled with a Geolas HD excimer ArF laser ablation system (Coherent, Göttingen, Germany); Bruker M4 Tornado™ system | SIO, MNR; China University of Petroleum (East China), Qingdao, China; Nanjing Focu MS Technology Co. Ltd., Nanjing, China; Shanghai Chemlab Laboratory, Shanghai, China; Wuhan Sample Solution Analytical Technology Co. Ltd., Wuhan, China | EPMA: beam current of 10 nA, beam size of 1–5 μm, accelerating voltage of 20 kV. Micro-XRF: rhodium target X-ray tube operating at 50 kV and 800 nA, polycapillary lens providing a 40-μm spot size on a 20-μm raster, dwell time of 5 ms per pixel. LA-ICP-MS: 193-nm ArF excimer laser, fluence of 6 J/cm², 6 Hz repetition rate for 40 seconds (240 pulses), 30-second pre-ablation blank, total run time 70 seconds, spot size 32–44 μm, He carrier gas mixed with Ar. LA-ICP-TOF-MS: 193 nm ArF excimer laser, spot diameter ~20 µm, repetition rate ~20 Hz, laser fluence ~7 J/cm², scan speed ~4000 µm/s, He carrier gas ~600 ml/min, washout time 50 ms. S isotope MC-ICP-MS: spot size ~44 μm, pulse frequency ~2 Hz, laser fluence ~5 J/cm², He carrier gas with Ar make-up gas. | MASS-1 (Fe-Cu-Zn-S pressed pellet) and GSE-1G (synthetic basaltic glass) from the United States Geological Survey; pyrite PPP-1; chalcopyrite GBW07268; pyrrhotite SP-Po-01 (δ34S = 1.4‰ ± 0.4‰); chalcopyrite SP-CP-01 (δ34S = 5.45‰ ± 0.3‰); natural and synthetic minerals from USA SPI Supplies | 0.12513 |  |  |  | 28.4193 |  | 0.008867 |  |  |  | 0.022929 |  |  |  | 0.00214 | [5 empty] | 0.05501 | [5 empty] | 238.7058 | [5 empty] | 9.4025 | [9 empty] | 17480.6132 | [13 empty] | 0.011129 | [11 empty] | 0.29784 |  | 0.34235 |  | 10.265 | [7 empty] | 0.039431 | [5 empty] | 2.1006 | [15 empty] | 11963.4063 |  | 0.21789 |  |  |  | 3.3591 | [5 empty] | 0.029206 | [7 empty] | 0.041519 | [5 empty] | 0.008803 |  |  |  | 0.036069 |  | 0.27648 | [7 empty] | 0.30568 |  |  |  |  | 2025
| Xunmei vent field, Niaochao vent field |  | Seafloor hydrothermal | Volcanic-hosted massive sulfide (VMS) | seafloor massive sulfide (SMS) | Cu, Zn, Au, Ag | Co, Pb, Sb | Cu, Zn, Au, Ag, Co, Pb, Sb |  |  | I-Py4 (n=62)-144 | I-Py4 (n=62)-144 | seafloor vent field |  |  |  |  | ore material | grab | grab | mineral separate | [5 empty] | mineralisation | sulfide chimney | pyrite, marcasite, chalcopyrite |  | pyrite, marcasite, chalcopyrite | multiple stages: colloform marcasite-pyrite intergrowths (outermost wall), replacement assemblages (transition layers), dense recrystallized assemblages, marcasite pseudomorphs after pyrrhotite (middle layer) | sulfide chimney | colloform, subhedral, anhedral, euhedral, dense coarse-grained, columnar pseudomorphs |  |  |  | sphalerite, pyrrhotite, anhydrite, galena, tetrahedrite, tennantite | Transverse sections (polished sections) | EMPA, LA-ICPMS, MC-ICPMS | JEOL JXA-8100 EPMA; Teledyne Cetac Technologies Analyte Excite laser ablation system coupled with an Agilent Technologies 7700x quadrupole ICP-MS; ESI NWR Image GEO 193 coupled with TOFWERK icp TOF R; Neptune Plus multicollector ICP-MS (Thermo Fisher Scientific, Bremen, Germany) coupled with a Geolas HD excimer ArF laser ablation system (Coherent, Göttingen, Germany); Bruker M4 Tornado™ system | SIO, MNR; China University of Petroleum (East China), Qingdao, China; Nanjing Focu MS Technology Co. Ltd., Nanjing, China; Shanghai Chemlab Laboratory, Shanghai, China; Wuhan Sample Solution Analytical Technology Co. Ltd., Wuhan, China | EPMA: beam current of 10 nA, beam size of 1–5 μm, accelerating voltage of 20 kV. Micro-XRF: rhodium target X-ray tube operating at 50 kV and 800 nA, polycapillary lens providing a 40-μm spot size on a 20-μm raster, dwell time of 5 ms per pixel. LA-ICP-MS: 193-nm ArF excimer laser, fluence of 6 J/cm², 6 Hz repetition rate for 40 seconds (240 pulses), 30-second pre-ablation blank, total run time 70 seconds, spot size 32–44 μm, He carrier gas mixed with Ar. LA-ICP-TOF-MS: 193 nm ArF excimer laser, spot diameter ~20 µm, repetition rate ~20 Hz, laser fluence ~7 J/cm², scan speed ~4000 µm/s, He carrier gas ~600 ml/min, washout time 50 ms. S isotope MC-ICP-MS: spot size ~44 μm, pulse frequency ~2 Hz, laser fluence ~5 J/cm², He carrier gas with Ar make-up gas. | MASS-1 (Fe-Cu-Zn-S pressed pellet) and GSE-1G (synthetic basaltic glass) from the United States Geological Survey; pyrite PPP-1; chalcopyrite GBW07268; pyrrhotite SP-Po-01 (δ34S = 1.4‰ ± 0.4‰); chalcopyrite SP-CP-01 (δ34S = 5.45‰ ± 0.3‰); natural and synthetic minerals from USA SPI Supplies | 0.14174 |  |  |  | 17.0246 |  | 0.007192 |  |  |  | 0.013089 |  |  |  | 0.003323 | [5 empty] | 0.039768 | [5 empty] | 173.2274 | [5 empty] | 13.3157 | [9 empty] | 17893.6994 | [13 empty] | 0.008917 | [11 empty] | 0.13207 |  | 0.053862 |  | 2.4992 | [7 empty] | 0.037826 | [5 empty] | 0.10982 | [15 empty] | 15489.3876 |  | 0.11442 |  |  |  | 2.8655 | [5 empty] | 0.036182 | [7 empty] | 0.11836 | [5 empty] | 0.003901 |  |  |  | 0.019434 |  | 0.019228 | [7 empty] | 0.88591 |  |  |  |  | 2025
| Xunmei vent field, Niaochao vent field |  | Seafloor hydrothermal | Volcanic-hosted massive sulfide (VMS) | seafloor massive sulfide (SMS) | Cu, Zn, Au, Ag | Co, Pb, Sb | Cu, Zn, Au, Ag, Co, Pb, Sb |  |  | I-Py4 (n=62)-145 | I-Py4 (n=62)-145 | seafloor vent field |  |  |  |  | ore material | grab | grab | mineral separate | [5 empty] | mineralisation | sulfide chimney | pyrite, marcasite, chalcopyrite |  | pyrite, marcasite, chalcopyrite | multiple stages: colloform marcasite-pyrite intergrowths (outermost wall), replacement assemblages (transition layers), dense recrystallized assemblages, marcasite pseudomorphs after pyrrhotite (middle layer) | sulfide chimney | colloform, subhedral, anhedral, euhedral, dense coarse-grained, columnar pseudomorphs |  |  |  | sphalerite, pyrrhotite, anhydrite, galena, tetrahedrite, tennantite | Transverse sections (polished sections) | EMPA, LA-ICPMS, MC-ICPMS | JEOL JXA-8100 EPMA; Teledyne Cetac Technologies Analyte Excite laser ablation system coupled with an Agilent Technologies 7700x quadrupole ICP-MS; ESI NWR Image GEO 193 coupled with TOFWERK icp TOF R; Neptune Plus multicollector ICP-MS (Thermo Fisher Scientific, Bremen, Germany) coupled with a Geolas HD excimer ArF laser ablation system (Coherent, Göttingen, Germany); Bruker M4 Tornado™ system | SIO, MNR; China University of Petroleum (East China), Qingdao, China; Nanjing Focu MS Technology Co. Ltd., Nanjing, China; Shanghai Chemlab Laboratory, Shanghai, China; Wuhan Sample Solution Analytical Technology Co. Ltd., Wuhan, China | EPMA: beam current of 10 nA, beam size of 1–5 μm, accelerating voltage of 20 kV. Micro-XRF: rhodium target X-ray tube operating at 50 kV and 800 nA, polycapillary lens providing a 40-μm spot size on a 20-μm raster, dwell time of 5 ms per pixel. LA-ICP-MS: 193-nm ArF excimer laser, fluence of 6 J/cm², 6 Hz repetition rate for 40 seconds (240 pulses), 30-second pre-ablation blank, total run time 70 seconds, spot size 32–44 μm, He carrier gas mixed with Ar. LA-ICP-TOF-MS: 193 nm ArF excimer laser, spot diameter ~20 µm, repetition rate ~20 Hz, laser fluence ~7 J/cm², scan speed ~4000 µm/s, He carrier gas ~600 ml/min, washout time 50 ms. S isotope MC-ICP-MS: spot size ~44 μm, pulse frequency ~2 Hz, laser fluence ~5 J/cm², He carrier gas with Ar make-up gas. | MASS-1 (Fe-Cu-Zn-S pressed pellet) and GSE-1G (synthetic basaltic glass) from the United States Geological Survey; pyrite PPP-1; chalcopyrite GBW07268; pyrrhotite SP-Po-01 (δ34S = 1.4‰ ± 0.4‰); chalcopyrite SP-CP-01 (δ34S = 5.45‰ ± 0.3‰); natural and synthetic minerals from USA SPI Supplies | 0.008763 |  |  |  | 24.5678 |  | 0.005522 |  |  |  | 0.011888 |  |  |  | 0.002532 | [5 empty] | 0.033791 | [5 empty] | 201.7416 | [5 empty] | 3.6347 | [9 empty] | 16396.7643 | [13 empty] | 0.001743 | [11 empty] | 0.10201 |  | 0.040152 |  | 0.87165 | [7 empty] | 0.035353 | [5 empty] | 0.07113 | [15 empty] | 14477.7849 |  | 0.15494 |  |  |  | 3.1649 | [5 empty] | 0.028175 | [7 empty] | 0.086625 | [5 empty] | 0.00365 |  |  |  | 0.003652 |  | 0.025819 | [7 empty] | 0.15005 |  |  |  |  | 2025
| Xunmei vent field, Niaochao vent field |  | Seafloor hydrothermal | Volcanic-hosted massive sulfide (VMS) | seafloor massive sulfide (SMS) | Cu, Zn, Au, Ag | Co, Pb, Sb | Cu, Zn, Au, Ag, Co, Pb, Sb |  |  | I-Py4 (n=62)-146 | I-Py4 (n=62)-146 | seafloor vent field |  |  |  |  | ore material | grab | grab | mineral separate | [5 empty] | mineralisation | sulfide chimney | pyrite, marcasite, chalcopyrite |  | pyrite, marcasite, chalcopyrite | multiple stages: colloform marcasite-pyrite intergrowths (outermost wall), replacement assemblages (transition layers), dense recrystallized assemblages, marcasite pseudomorphs after pyrrhotite (middle layer) | sulfide chimney | colloform, subhedral, anhedral, euhedral, dense coarse-grained, columnar pseudomorphs |  |  |  | sphalerite, pyrrhotite, anhydrite, galena, tetrahedrite, tennantite | Transverse sections (polished sections) | EMPA, LA-ICPMS, MC-ICPMS | JEOL JXA-8100 EPMA; Teledyne Cetac Technologies Analyte Excite laser ablation system coupled with an Agilent Technologies 7700x quadrupole ICP-MS; ESI NWR Image GEO 193 coupled with TOFWERK icp TOF R; Neptune Plus multicollector ICP-MS (Thermo Fisher Scientific, Bremen, Germany) coupled with a Geolas HD excimer ArF laser ablation system (Coherent, Göttingen, Germany); Bruker M4 Tornado™ system | SIO, MNR; China University of Petroleum (East China), Qingdao, China; Nanjing Focu MS Technology Co. Ltd., Nanjing, China; Shanghai Chemlab Laboratory, Shanghai, China; Wuhan Sample Solution Analytical Technology Co. Ltd., Wuhan, China | EPMA: beam current of 10 nA, beam size of 1–5 μm, accelerating voltage of 20 kV. Micro-XRF: rhodium target X-ray tube operating at 50 kV and 800 nA, polycapillary lens providing a 40-μm spot size on a 20-μm raster, dwell time of 5 ms per pixel. LA-ICP-MS: 193-nm ArF excimer laser, fluence of 6 J/cm², 6 Hz repetition rate for 40 seconds (240 pulses), 30-second pre-ablation blank, total run time 70 seconds, spot size 32–44 μm, He carrier gas mixed with Ar. LA-ICP-TOF-MS: 193 nm ArF excimer laser, spot diameter ~20 µm, repetition rate ~20 Hz, laser fluence ~7 J/cm², scan speed ~4000 µm/s, He carrier gas ~600 ml/min, washout time 50 ms. S isotope MC-ICP-MS: spot size ~44 μm, pulse frequency ~2 Hz, laser fluence ~5 J/cm², He carrier gas with Ar make-up gas. | MASS-1 (Fe-Cu-Zn-S pressed pellet) and GSE-1G (synthetic basaltic glass) from the United States Geological Survey; pyrite PPP-1; chalcopyrite GBW07268; pyrrhotite SP-Po-01 (δ34S = 1.4‰ ± 0.4‰); chalcopyrite SP-CP-01 (δ34S = 5.45‰ ± 0.3‰); natural and synthetic minerals from USA SPI Supplies | 0.10709 |  |  |  | 23.9638 |  | 0.009979 |  |  |  | 0.009803 |  |  |  | 0.003125 | [5 empty] | 0.03337 | [5 empty] | 258.8909 | [5 empty] | 9.8288 | [9 empty] | 16083.3321 | [13 empty] | 0.004218 | [11 empty] | 0.12011 |  | 0.038402 |  | 1.5539 | [7 empty] | 0.025183 | [5 empty] | 0.44693 | [15 empty] | 13014.1257 |  | 0.27499 |  |  |  | 2.7776 | [5 empty] | 0.029064 | [7 empty] | 0.044121 | [5 empty] | 0.003046 |  |  |  | 0.003195 |  | 0.015575 | [7 empty] | 0.11135 |  |  |  |  | 2025
| Xunmei vent field, Niaochao vent field |  | Seafloor hydrothermal | Volcanic-hosted massive sulfide (VMS) | seafloor massive sulfide (SMS) | Cu, Zn, Au, Ag | Co, Pb, Sb | Cu, Zn, Au, Ag, Co, Pb, Sb |  |  | I-Py4 (n=62)-147 | I-Py4 (n=62)-147 | seafloor vent field |  |  |  |  | ore material | grab | grab | mineral separate | [5 empty] | mineralisation | sulfide chimney | pyrite, marcasite, chalcopyrite |  | pyrite, marcasite, chalcopyrite | multiple stages: colloform marcasite-pyrite intergrowths (outermost wall), replacement assemblages (transition layers), dense recrystallized assemblages, marcasite pseudomorphs after pyrrhotite (middle layer) | sulfide chimney | colloform, subhedral, anhedral, euhedral, dense coarse-grained, columnar pseudomorphs |  |  |  | sphalerite, pyrrhotite, anhydrite, galena, tetrahedrite, tennantite | Transverse sections (polished sections) | EMPA, LA-ICPMS, MC-ICPMS | JEOL JXA-8100 EPMA; Teledyne Cetac Technologies Analyte Excite laser ablation system coupled with an Agilent Technologies 7700x quadrupole ICP-MS; ESI NWR Image GEO 193 coupled with TOFWERK icp TOF R; Neptune Plus multicollector ICP-MS (Thermo Fisher Scientific, Bremen, Germany) coupled with a Geolas HD excimer ArF laser ablation system (Coherent, Göttingen, Germany); Bruker M4 Tornado™ system | SIO, MNR; China University of Petroleum (East China), Qingdao, China; Nanjing Focu MS Technology Co. Ltd., Nanjing, China; Shanghai Chemlab Laboratory, Shanghai, China; Wuhan Sample Solution Analytical Technology Co. Ltd., Wuhan, China | EPMA: beam current of 10 nA, beam size of 1–5 μm, accelerating voltage of 20 kV. Micro-XRF: rhodium target X-ray tube operating at 50 kV and 800 nA, polycapillary lens providing a 40-μm spot size on a 20-μm raster, dwell time of 5 ms per pixel. LA-ICP-MS: 193-nm ArF excimer laser, fluence of 6 J/cm², 6 Hz repetition rate for 40 seconds (240 pulses), 30-second pre-ablation blank, total run time 70 seconds, spot size 32–44 μm, He carrier gas mixed with Ar. LA-ICP-TOF-MS: 193 nm ArF excimer laser, spot diameter ~20 µm, repetition rate ~20 Hz, laser fluence ~7 J/cm², scan speed ~4000 µm/s, He carrier gas ~600 ml/min, washout time 50 ms. S isotope MC-ICP-MS: spot size ~44 μm, pulse frequency ~2 Hz, laser fluence ~5 J/cm², He carrier gas with Ar make-up gas. | MASS-1 (Fe-Cu-Zn-S pressed pellet) and GSE-1G (synthetic basaltic glass) from the United States Geological Survey; pyrite PPP-1; chalcopyrite GBW07268; pyrrhotite SP-Po-01 (δ34S = 1.4‰ ± 0.4‰); chalcopyrite SP-CP-01 (δ34S = 5.45‰ ± 0.3‰); natural and synthetic minerals from USA SPI Supplies | 0.020439 |  |  |  | 15.1862 |  | 0.007122 |  |  |  | 0.012661 |  |  |  | 0.001557 | [5 empty] | 0.012179 | [5 empty] | 276.1861 | [5 empty] | 5.8441 | [9 empty] | 15169.9701 | [13 empty] | 0.002377 | [11 empty] | 0.086817 |  | 0.044403 |  | 1.0405 | [7 empty] | 0.030949 | [5 empty] | 0.05296 | [15 empty] | 11613.3636 |  | 0.2332 |  |  |  | 4.2568 | [5 empty] | 0.030756 | [7 empty] | 0.090535 | [5 empty] | 0.003372 |  |  |  | 0.000975 |  | 0.023757 | [7 empty] | 0.16042 |  |  |  |  | 2025
| Xunmei vent field, Niaochao vent field |  | Seafloor hydrothermal | Volcanic-hosted massive sulfide (VMS) | seafloor massive sulfide (SMS) | Cu, Zn, Au, Ag | Co, Pb, Sb | Cu, Zn, Au, Ag, Co, Pb, Sb |  |  | I-Py4 (n=62)-148 | I-Py4 (n=62)-148 | seafloor vent field |  |  |  |  | ore material | grab | grab | mineral separate | [5 empty] | mineralisation | sulfide chimney | pyrite, marcasite, chalcopyrite |  | pyrite, marcasite, chalcopyrite | multiple stages: colloform marcasite-pyrite intergrowths (outermost wall), replacement assemblages (transition layers), dense recrystallized assemblages, marcasite pseudomorphs after pyrrhotite (middle layer) | sulfide chimney | colloform, subhedral, anhedral, euhedral, dense coarse-grained, columnar pseudomorphs |  |  |  | sphalerite, pyrrhotite, anhydrite, galena, tetrahedrite, tennantite | Transverse sections (polished sections) | EMPA, LA-ICPMS, MC-ICPMS | JEOL JXA-8100 EPMA; Teledyne Cetac Technologies Analyte Excite laser ablation system coupled with an Agilent Technologies 7700x quadrupole ICP-MS; ESI NWR Image GEO 193 coupled with TOFWERK icp TOF R; Neptune Plus multicollector ICP-MS (Thermo Fisher Scientific, Bremen, Germany) coupled with a Geolas HD excimer ArF laser ablation system (Coherent, Göttingen, Germany); Bruker M4 Tornado™ system | SIO, MNR; China University of Petroleum (East China), Qingdao, China; Nanjing Focu MS Technology Co. Ltd., Nanjing, China; Shanghai Chemlab Laboratory, Shanghai, China; Wuhan Sample Solution Analytical Technology Co. Ltd., Wuhan, China | EPMA: beam current of 10 nA, beam size of 1–5 μm, accelerating voltage of 20 kV. Micro-XRF: rhodium target X-ray tube operating at 50 kV and 800 nA, polycapillary lens providing a 40-μm spot size on a 20-μm raster, dwell time of 5 ms per pixel. LA-ICP-MS: 193-nm ArF excimer laser, fluence of 6 J/cm², 6 Hz repetition rate for 40 seconds (240 pulses), 30-second pre-ablation blank, total run time 70 seconds, spot size 32–44 μm, He carrier gas mixed with Ar. LA-ICP-TOF-MS: 193 nm ArF excimer laser, spot diameter ~20 µm, repetition rate ~20 Hz, laser fluence ~7 J/cm², scan speed ~4000 µm/s, He carrier gas ~600 ml/min, washout time 50 ms. S isotope MC-ICP-MS: spot size ~44 μm, pulse frequency ~2 Hz, laser fluence ~5 J/cm², He carrier gas with Ar make-up gas. | MASS-1 (Fe-Cu-Zn-S pressed pellet) and GSE-1G (synthetic basaltic glass) from the United States Geological Survey; pyrite PPP-1; chalcopyrite GBW07268; pyrrhotite SP-Po-01 (δ34S = 1.4‰ ± 0.4‰); chalcopyrite SP-CP-01 (δ34S = 5.45‰ ± 0.3‰); natural and synthetic minerals from USA SPI Supplies | 0.1182 |  |  |  | 15.349 |  | 0.008522 |  |  |  | 0.008653 |  |  |  | 0.001564 | [5 empty] | 0.051899 | [5 empty] | 85.4564 | [5 empty] | 94.5682 | [9 empty] | 17317.1953 | [13 empty] | 0.097584 | [11 empty] | 0.097239 |  | 0.040134 |  | 3.5073 | [7 empty] | 0.033596 | [5 empty] | 0.66508 | [15 empty] | 13060.9472 |  | 0.090321 |  |  |  | 2.7648 | [5 empty] | 0.043176 | [7 empty] | 0.057388 | [5 empty] | 0.005949 |  |  |  | 0.00098 |  | 0.051209 | [7 empty] | 0.40575 |  |  |  |  | 2025
| Xunmei vent field, Niaochao vent field |  | Seafloor hydrothermal | Volcanic-hosted massive sulfide (VMS) | seafloor massive sulfide (SMS) | Cu, Zn, Au, Ag | Co, Pb, Sb | Cu, Zn, Au, Ag, Co, Pb, Sb |  |  | I-Py4 (n=62)-149 | I-Py4 (n=62)-149 | seafloor vent field |  |  |  |  | ore material | grab | grab | mineral separate | [5 empty] | mineralisation | sulfide chimney | pyrite, marcasite, chalcopyrite |  | pyrite, marcasite, chalcopyrite | multiple stages: colloform marcasite-pyrite intergrowths (outermost wall), replacement assemblages (transition layers), dense recrystallized assemblages, marcasite pseudomorphs after pyrrhotite (middle layer) | sulfide chimney | colloform, subhedral, anhedral, euhedral, dense coarse-grained, columnar pseudomorphs |  |  |  | sphalerite, pyrrhotite, anhydrite, galena, tetrahedrite, tennantite | Transverse sections (polished sections) | EMPA, LA-ICPMS, MC-ICPMS | JEOL JXA-8100 EPMA; Teledyne Cetac Technologies Analyte Excite laser ablation system coupled with an Agilent Technologies 7700x quadrupole ICP-MS; ESI NWR Image GEO 193 coupled with TOFWERK icp TOF R; Neptune Plus multicollector ICP-MS (Thermo Fisher Scientific, Bremen, Germany) coupled with a Geolas HD excimer ArF laser ablation system (Coherent, Göttingen, Germany); Bruker M4 Tornado™ system | SIO, MNR; China University of Petroleum (East China), Qingdao, China; Nanjing Focu MS Technology Co. Ltd., Nanjing, China; Shanghai Chemlab Laboratory, Shanghai, China; Wuhan Sample Solution Analytical Technology Co. Ltd., Wuhan, China | EPMA: beam current of 10 nA, beam size of 1–5 μm, accelerating voltage of 20 kV. Micro-XRF: rhodium target X-ray tube operating at 50 kV and 800 nA, polycapillary lens providing a 40-μm spot size on a 20-μm raster, dwell time of 5 ms per pixel. LA-ICP-MS: 193-nm ArF excimer laser, fluence of 6 J/cm², 6 Hz repetition rate for 40 seconds (240 pulses), 30-second pre-ablation blank, total run time 70 seconds, spot size 32–44 μm, He carrier gas mixed with Ar. LA-ICP-TOF-MS: 193 nm ArF excimer laser, spot diameter ~20 µm, repetition rate ~20 Hz, laser fluence ~7 J/cm², scan speed ~4000 µm/s, He carrier gas ~600 ml/min, washout time 50 ms. S isotope MC-ICP-MS: spot size ~44 μm, pulse frequency ~2 Hz, laser fluence ~5 J/cm², He carrier gas with Ar make-up gas. | MASS-1 (Fe-Cu-Zn-S pressed pellet) and GSE-1G (synthetic basaltic glass) from the United States Geological Survey; pyrite PPP-1; chalcopyrite GBW07268; pyrrhotite SP-Po-01 (δ34S = 1.4‰ ± 0.4‰); chalcopyrite SP-CP-01 (δ34S = 5.45‰ ± 0.3‰); natural and synthetic minerals from USA SPI Supplies | 0.032184 |  |  |  | 7.9922 |  | 0.003827 |  |  |  | 0.014323 |  |  |  | 0.001739 | [5 empty] | 0.036152 | [5 empty] | 236.8323 | [5 empty] | 73.7418 | [9 empty] | 16101.6591 | [13 empty] | 0.013124 | [11 empty] | 0.13515 |  | 0.047181 |  | 1.7611 | [7 empty] | 0.034265 | [5 empty] | 0.15993 | [15 empty] | 13794.328 |  | 0.060758 |  |  |  | 4.2006 | [5 empty] | 0.035105 | [7 empty] | 0.10807 | [5 empty] | 0.003036 |  |  |  | 0.075373 |  | 0.048326 | [7 empty] | 0.42647 |  |  |  |  | 2025
| Xunmei vent field, Niaochao vent field |  | Seafloor hydrothermal | Volcanic-hosted massive sulfide (VMS) | seafloor massive sulfide (SMS) | Cu, Zn, Au, Ag | Co, Pb, Sb | Cu, Zn, Au, Ag, Co, Pb, Sb |  |  | I-Py4 (n=62)-150 | I-Py4 (n=62)-150 | seafloor vent field |  |  |  |  | ore material | grab | grab | mineral separate | [5 empty] | mineralisation | sulfide chimney | pyrite, marcasite, chalcopyrite |  | pyrite, marcasite, chalcopyrite | multiple stages: colloform marcasite-pyrite intergrowths (outermost wall), replacement assemblages (transition layers), dense recrystallized assemblages, marcasite pseudomorphs after pyrrhotite (middle layer) | sulfide chimney | colloform, subhedral, anhedral, euhedral, dense coarse-grained, columnar pseudomorphs |  |  |  | sphalerite, pyrrhotite, anhydrite, galena, tetrahedrite, tennantite | Transverse sections (polished sections) | EMPA, LA-ICPMS, MC-ICPMS | JEOL JXA-8100 EPMA; Teledyne Cetac Technologies Analyte Excite laser ablation system coupled with an Agilent Technologies 7700x quadrupole ICP-MS; ESI NWR Image GEO 193 coupled with TOFWERK icp TOF R; Neptune Plus multicollector ICP-MS (Thermo Fisher Scientific, Bremen, Germany) coupled with a Geolas HD excimer ArF laser ablation system (Coherent, Göttingen, Germany); Bruker M4 Tornado™ system | SIO, MNR; China University of Petroleum (East China), Qingdao, China; Nanjing Focu MS Technology Co. Ltd., Nanjing, China; Shanghai Chemlab Laboratory, Shanghai, China; Wuhan Sample Solution Analytical Technology Co. Ltd., Wuhan, China | EPMA: beam current of 10 nA, beam size of 1–5 μm, accelerating voltage of 20 kV. Micro-XRF: rhodium target X-ray tube operating at 50 kV and 800 nA, polycapillary lens providing a 40-μm spot size on a 20-μm raster, dwell time of 5 ms per pixel. LA-ICP-MS: 193-nm ArF excimer laser, fluence of 6 J/cm², 6 Hz repetition rate for 40 seconds (240 pulses), 30-second pre-ablation blank, total run time 70 seconds, spot size 32–44 μm, He carrier gas mixed with Ar. LA-ICP-TOF-MS: 193 nm ArF excimer laser, spot diameter ~20 µm, repetition rate ~20 Hz, laser fluence ~7 J/cm², scan speed ~4000 µm/s, He carrier gas ~600 ml/min, washout time 50 ms. S isotope MC-ICP-MS: spot size ~44 μm, pulse frequency ~2 Hz, laser fluence ~5 J/cm², He carrier gas with Ar make-up gas. | MASS-1 (Fe-Cu-Zn-S pressed pellet) and GSE-1G (synthetic basaltic glass) from the United States Geological Survey; pyrite PPP-1; chalcopyrite GBW07268; pyrrhotite SP-Po-01 (δ34S = 1.4‰ ± 0.4‰); chalcopyrite SP-CP-01 (δ34S = 5.45‰ ± 0.3‰); natural and synthetic minerals from USA SPI Supplies | 0.012324 |  |  |  | 28.1017 |  | 0.00422 |  |  |  | 0.004452 |  |  |  | 0.002273 | [5 empty] | 0.047552 | [5 empty] | 146.8822 | [5 empty] | 4.5537 | [9 empty] | 17061.6362 | [13 empty] | 0.005705 | [11 empty] | 0.12865 |  | 0.05052 |  | 2.5565 | [7 empty] | 0.027063 | [5 empty] | 0.054421 | [15 empty] | 15181.5953 |  | 0.036482 |  |  |  | 4.6095 | [5 empty] | 0.028205 | [7 empty] | 0 | [5 empty] | 0.003855 |  |  |  | 0.033547 |  | 0.059548 | [7 empty] | 0.39853 |  |  |  |  | 2025
| Xunmei vent field, Niaochao vent field |  | Seafloor hydrothermal | Volcanic-hosted massive sulfide (VMS) | seafloor massive sulfide (SMS) | Cu, Zn, Au, Ag | Co, Pb, Sb | Cu, Zn, Au, Ag, Co, Pb, Sb |  |  | I-Py4 (n=62)-151 | I-Py4 (n=62)-151 | seafloor vent field |  |  |  |  | ore material | grab | grab | mineral separate | [5 empty] | mineralisation | sulfide chimney | pyrite, marcasite, chalcopyrite |  | pyrite, marcasite, chalcopyrite | multiple stages: colloform marcasite-pyrite intergrowths (outermost wall), replacement assemblages (transition layers), dense recrystallized assemblages, marcasite pseudomorphs after pyrrhotite (middle layer) | sulfide chimney | colloform, subhedral, anhedral, euhedral, dense coarse-grained, columnar pseudomorphs |  |  |  | sphalerite, pyrrhotite, anhydrite, galena, tetrahedrite, tennantite | Transverse sections (polished sections) | EMPA, LA-ICPMS, MC-ICPMS | JEOL JXA-8100 EPMA; Teledyne Cetac Technologies Analyte Excite laser ablation system coupled with an Agilent Technologies 7700x quadrupole ICP-MS; ESI NWR Image GEO 193 coupled with TOFWERK icp TOF R; Neptune Plus multicollector ICP-MS (Thermo Fisher Scientific, Bremen, Germany) coupled with a Geolas HD excimer ArF laser ablation system (Coherent, Göttingen, Germany); Bruker M4 Tornado™ system | SIO, MNR; China University of Petroleum (East China), Qingdao, China; Nanjing Focu MS Technology Co. Ltd., Nanjing, China; Shanghai Chemlab Laboratory, Shanghai, China; Wuhan Sample Solution Analytical Technology Co. Ltd., Wuhan, China | EPMA: beam current of 10 nA, beam size of 1–5 μm, accelerating voltage of 20 kV. Micro-XRF: rhodium target X-ray tube operating at 50 kV and 800 nA, polycapillary lens providing a 40-μm spot size on a 20-μm raster, dwell time of 5 ms per pixel. LA-ICP-MS: 193-nm ArF excimer laser, fluence of 6 J/cm², 6 Hz repetition rate for 40 seconds (240 pulses), 30-second pre-ablation blank, total run time 70 seconds, spot size 32–44 μm, He carrier gas mixed with Ar. LA-ICP-TOF-MS: 193 nm ArF excimer laser, spot diameter ~20 µm, repetition rate ~20 Hz, laser fluence ~7 J/cm², scan speed ~4000 µm/s, He carrier gas ~600 ml/min, washout time 50 ms. S isotope MC-ICP-MS: spot size ~44 μm, pulse frequency ~2 Hz, laser fluence ~5 J/cm², He carrier gas with Ar make-up gas. | MASS-1 (Fe-Cu-Zn-S pressed pellet) and GSE-1G (synthetic basaltic glass) from the United States Geological Survey; pyrite PPP-1; chalcopyrite GBW07268; pyrrhotite SP-Po-01 (δ34S = 1.4‰ ± 0.4‰); chalcopyrite SP-CP-01 (δ34S = 5.45‰ ± 0.3‰); natural and synthetic minerals from USA SPI Supplies | 0.038357 |  |  |  | 21.1659 |  | 0.00642 |  |  |  | 0.011775 |  |  |  | 0.002096 | [5 empty] | 0.034955 | [5 empty] | 70.2578 | [5 empty] | 7.6282 | [9 empty] | 14187.6083 | [13 empty] | 0.004277 | [11 empty] | 0.50658 |  | 0.44307 |  | 1.7756 | [7 empty] | 0.032412 | [5 empty] | 0.93095 | [15 empty] | 14568.2255 |  | 0.081805 |  |  |  | 1.0842 | [5 empty] | 0.028551 | [7 empty] | 0.076048 | [5 empty] | 0.021905 |  |  |  | 0.008255 |  | 0.060466 | [7 empty] | 0.78654 |  |  |  |  | 2025
| Xunmei vent field, Niaochao vent field |  | Seafloor hydrothermal | Volcanic-hosted massive sulfide (VMS) | seafloor massive sulfide (SMS) | Cu, Zn, Au, Ag | Co, Pb, Sb | Cu, Zn, Au, Ag, Co, Pb, Sb |  |  | I-Py4 (n=62)-152 | I-Py4 (n=62)-152 | seafloor vent field |  |  |  |  | ore material | grab | grab | mineral separate | [5 empty] | mineralisation | sulfide chimney | pyrite, marcasite, chalcopyrite |  | pyrite, marcasite, chalcopyrite | multiple stages: colloform marcasite-pyrite intergrowths (outermost wall), replacement assemblages (transition layers), dense recrystallized assemblages, marcasite pseudomorphs after pyrrhotite (middle layer) | sulfide chimney | colloform, subhedral, anhedral, euhedral, dense coarse-grained, columnar pseudomorphs |  |  |  | sphalerite, pyrrhotite, anhydrite, galena, tetrahedrite, tennantite | Transverse sections (polished sections) | EMPA, LA-ICPMS, MC-ICPMS | JEOL JXA-8100 EPMA; Teledyne Cetac Technologies Analyte Excite laser ablation system coupled with an Agilent Technologies 7700x quadrupole ICP-MS; ESI NWR Image GEO 193 coupled with TOFWERK icp TOF R; Neptune Plus multicollector ICP-MS (Thermo Fisher Scientific, Bremen, Germany) coupled with a Geolas HD excimer ArF laser ablation system (Coherent, Göttingen, Germany); Bruker M4 Tornado™ system | SIO, MNR; China University of Petroleum (East China), Qingdao, China; Nanjing Focu MS Technology Co. Ltd., Nanjing, China; Shanghai Chemlab Laboratory, Shanghai, China; Wuhan Sample Solution Analytical Technology Co. Ltd., Wuhan, China | EPMA: beam current of 10 nA, beam size of 1–5 μm, accelerating voltage of 20 kV. Micro-XRF: rhodium target X-ray tube operating at 50 kV and 800 nA, polycapillary lens providing a 40-μm spot size on a 20-μm raster, dwell time of 5 ms per pixel. LA-ICP-MS: 193-nm ArF excimer laser, fluence of 6 J/cm², 6 Hz repetition rate for 40 seconds (240 pulses), 30-second pre-ablation blank, total run time 70 seconds, spot size 32–44 μm, He carrier gas mixed with Ar. LA-ICP-TOF-MS: 193 nm ArF excimer laser, spot diameter ~20 µm, repetition rate ~20 Hz, laser fluence ~7 J/cm², scan speed ~4000 µm/s, He carrier gas ~600 ml/min, washout time 50 ms. S isotope MC-ICP-MS: spot size ~44 μm, pulse frequency ~2 Hz, laser fluence ~5 J/cm², He carrier gas with Ar make-up gas. | MASS-1 (Fe-Cu-Zn-S pressed pellet) and GSE-1G (synthetic basaltic glass) from the United States Geological Survey; pyrite PPP-1; chalcopyrite GBW07268; pyrrhotite SP-Po-01 (δ34S = 1.4‰ ± 0.4‰); chalcopyrite SP-CP-01 (δ34S = 5.45‰ ± 0.3‰); natural and synthetic minerals from USA SPI Supplies | 0.091302 |  |  |  | 8.2932 |  | 0.008296 |  |  |  | 0.043271 |  |  |  | 0.003124 | [5 empty] | 0.066653 | [5 empty] | 66.9378 | [5 empty] | 100.678 | [9 empty] | 15959.6991 | [13 empty] | 0.06064 | [11 empty] | 0.4116 |  | 0.045662 |  | 5.6469 | [7 empty] | 0.036218 | [5 empty] | 0.7718 | [15 empty] | 11713.9141 |  | 0.041116 |  |  |  | 2.9754 | [5 empty] | 0.032464 | [7 empty] | 0.056566 | [5 empty] | 0.007794 |  |  |  | 0.015838 |  | 0.36613 | [7 empty] | 13.4928 |  |  |  |  | 2025
| Xunmei vent field, Niaochao vent field |  | Seafloor hydrothermal | Volcanic-hosted massive sulfide (VMS) | seafloor massive sulfide (SMS) | Cu, Zn, Au, Ag | Co, Pb, Sb | Cu, Zn, Au, Ag, Co, Pb, Sb |  |  | I-Py4 (n=62)-153 | I-Py4 (n=62)-153 | seafloor vent field |  |  |  |  | ore material | grab | grab | mineral separate | [5 empty] | mineralisation | sulfide chimney | pyrite, marcasite, chalcopyrite |  | pyrite, marcasite, chalcopyrite | multiple stages: colloform marcasite-pyrite intergrowths (outermost wall), replacement assemblages (transition layers), dense recrystallized assemblages, marcasite pseudomorphs after pyrrhotite (middle layer) | sulfide chimney | colloform, subhedral, anhedral, euhedral, dense coarse-grained, columnar pseudomorphs |  |  |  | sphalerite, pyrrhotite, anhydrite, galena, tetrahedrite, tennantite | Transverse sections (polished sections) | EMPA, LA-ICPMS, MC-ICPMS | JEOL JXA-8100 EPMA; Teledyne Cetac Technologies Analyte Excite laser ablation system coupled with an Agilent Technologies 7700x quadrupole ICP-MS; ESI NWR Image GEO 193 coupled with TOFWERK icp TOF R; Neptune Plus multicollector ICP-MS (Thermo Fisher Scientific, Bremen, Germany) coupled with a Geolas HD excimer ArF laser ablation system (Coherent, Göttingen, Germany); Bruker M4 Tornado™ system | SIO, MNR; China University of Petroleum (East China), Qingdao, China; Nanjing Focu MS Technology Co. Ltd., Nanjing, China; Shanghai Chemlab Laboratory, Shanghai, China; Wuhan Sample Solution Analytical Technology Co. Ltd., Wuhan, China | EPMA: beam current of 10 nA, beam size of 1–5 μm, accelerating voltage of 20 kV. Micro-XRF: rhodium target X-ray tube operating at 50 kV and 800 nA, polycapillary lens providing a 40-μm spot size on a 20-μm raster, dwell time of 5 ms per pixel. LA-ICP-MS: 193-nm ArF excimer laser, fluence of 6 J/cm², 6 Hz repetition rate for 40 seconds (240 pulses), 30-second pre-ablation blank, total run time 70 seconds, spot size 32–44 μm, He carrier gas mixed with Ar. LA-ICP-TOF-MS: 193 nm ArF excimer laser, spot diameter ~20 µm, repetition rate ~20 Hz, laser fluence ~7 J/cm², scan speed ~4000 µm/s, He carrier gas ~600 ml/min, washout time 50 ms. S isotope MC-ICP-MS: spot size ~44 μm, pulse frequency ~2 Hz, laser fluence ~5 J/cm², He carrier gas with Ar make-up gas. | MASS-1 (Fe-Cu-Zn-S pressed pellet) and GSE-1G (synthetic basaltic glass) from the United States Geological Survey; pyrite PPP-1; chalcopyrite GBW07268; pyrrhotite SP-Po-01 (δ34S = 1.4‰ ± 0.4‰); chalcopyrite SP-CP-01 (δ34S = 5.45‰ ± 0.3‰); natural and synthetic minerals from USA SPI Supplies | 0.021753 |  |  |  | 38.6108 |  | 0.006361 |  |  |  | 0.013044 |  |  |  | 0.001598 | [5 empty] | 0.02233 | [5 empty] | 36.6071 | [5 empty] | 8.0707 | [9 empty] | 18676.9047 | [13 empty] | 0.002893 | [11 empty] | 0.097406 |  | 0.048893 |  | 3.3335 | [7 empty] | 0.025009 | [5 empty] | 0.1154 | [15 empty] | 14097.9209 |  | 0.064889 |  |  |  | 1.486 | [5 empty] | 0.02632 | [7 empty] | 0.049205 | [5 empty] | 0.004997 |  |  |  | 0.003692 |  | 0.032666 | [7 empty] | 0.094362 |  |  |  |  | 2025
| Xunmei vent field, Niaochao vent field |  | Seafloor hydrothermal | Volcanic-hosted massive sulfide (VMS) | seafloor massive sulfide (SMS) | Cu, Zn, Au, Ag | Co, Pb, Sb | Cu, Zn, Au, Ag, Co, Pb, Sb |  |  | I-Py4 (n=62)-154 | I-Py4 (n=62)-154 | seafloor vent field |  |  |  |  | ore material | grab | grab | mineral separate | [5 empty] | mineralisation | sulfide chimney | pyrite, marcasite, chalcopyrite |  | pyrite, marcasite, chalcopyrite | multiple stages: colloform marcasite-pyrite intergrowths (outermost wall), replacement assemblages (transition layers), dense recrystallized assemblages, marcasite pseudomorphs after pyrrhotite (middle layer) | sulfide chimney | colloform, subhedral, anhedral, euhedral, dense coarse-grained, columnar pseudomorphs |  |  |  | sphalerite, pyrrhotite, anhydrite, galena, tetrahedrite, tennantite | Transverse sections (polished sections) | EMPA, LA-ICPMS, MC-ICPMS | JEOL JXA-8100 EPMA; Teledyne Cetac Technologies Analyte Excite laser ablation system coupled with an Agilent Technologies 7700x quadrupole ICP-MS; ESI NWR Image GEO 193 coupled with TOFWERK icp TOF R; Neptune Plus multicollector ICP-MS (Thermo Fisher Scientific, Bremen, Germany) coupled with a Geolas HD excimer ArF laser ablation system (Coherent, Göttingen, Germany); Bruker M4 Tornado™ system | SIO, MNR; China University of Petroleum (East China), Qingdao, China; Nanjing Focu MS Technology Co. Ltd., Nanjing, China; Shanghai Chemlab Laboratory, Shanghai, China; Wuhan Sample Solution Analytical Technology Co. Ltd., Wuhan, China | EPMA: beam current of 10 nA, beam size of 1–5 μm, accelerating voltage of 20 kV. Micro-XRF: rhodium target X-ray tube operating at 50 kV and 800 nA, polycapillary lens providing a 40-μm spot size on a 20-μm raster, dwell time of 5 ms per pixel. LA-ICP-MS: 193-nm ArF excimer laser, fluence of 6 J/cm², 6 Hz repetition rate for 40 seconds (240 pulses), 30-second pre-ablation blank, total run time 70 seconds, spot size 32–44 μm, He carrier gas mixed with Ar. LA-ICP-TOF-MS: 193 nm ArF excimer laser, spot diameter ~20 µm, repetition rate ~20 Hz, laser fluence ~7 J/cm², scan speed ~4000 µm/s, He carrier gas ~600 ml/min, washout time 50 ms. S isotope MC-ICP-MS: spot size ~44 μm, pulse frequency ~2 Hz, laser fluence ~5 J/cm², He carrier gas with Ar make-up gas. | MASS-1 (Fe-Cu-Zn-S pressed pellet) and GSE-1G (synthetic basaltic glass) from the United States Geological Survey; pyrite PPP-1; chalcopyrite GBW07268; pyrrhotite SP-Po-01 (δ34S = 1.4‰ ± 0.4‰); chalcopyrite SP-CP-01 (δ34S = 5.45‰ ± 0.3‰); natural and synthetic minerals from USA SPI Supplies | 0.071808 |  |  |  | 22.3189 |  | 0.008738 |  |  |  | 0.02492 |  |  |  | 0.002433 | [5 empty] | 0.049608 | [5 empty] | 97.5693 | [5 empty] | 13.0247 | [9 empty] | 16498.9869 | [13 empty] | 0.006391 | [11 empty] | 0.1778 |  | 1.3668 |  | 2.4471 | [7 empty] | 0.030807 | [5 empty] | 0.23375 | [15 empty] | 14216.0782 |  | 0.18254 |  |  |  | 2.2147 | [5 empty] | 0.024754 | [7 empty] | 0.070706 | [5 empty] | 0.010661 |  |  |  | 0.016777 |  | 0.045608 | [7 empty] | 0.28162 |  |  |  |  | 2025
| Xunmei vent field, Niaochao vent field |  | Seafloor hydrothermal | Volcanic-hosted massive sulfide (VMS) | seafloor massive sulfide (SMS) | Cu, Zn, Au, Ag | Co, Pb, Sb | Cu, Zn, Au, Ag, Co, Pb, Sb |  |  | I-Py4 (n=62)-155 | I-Py4 (n=62)-155 | seafloor vent field |  |  |  |  | ore material | grab | grab | mineral separate | [5 empty] | mineralisation | sulfide chimney | pyrite, marcasite, chalcopyrite |  | pyrite, marcasite, chalcopyrite | multiple stages: colloform marcasite-pyrite intergrowths (outermost wall), replacement assemblages (transition layers), dense recrystallized assemblages, marcasite pseudomorphs after pyrrhotite (middle layer) | sulfide chimney | colloform, subhedral, anhedral, euhedral, dense coarse-grained, columnar pseudomorphs |  |  |  | sphalerite, pyrrhotite, anhydrite, galena, tetrahedrite, tennantite | Transverse sections (polished sections) | EMPA, LA-ICPMS, MC-ICPMS | JEOL JXA-8100 EPMA; Teledyne Cetac Technologies Analyte Excite laser ablation system coupled with an Agilent Technologies 7700x quadrupole ICP-MS; ESI NWR Image GEO 193 coupled with TOFWERK icp TOF R; Neptune Plus multicollector ICP-MS (Thermo Fisher Scientific, Bremen, Germany) coupled with a Geolas HD excimer ArF laser ablation system (Coherent, Göttingen, Germany); Bruker M4 Tornado™ system | SIO, MNR; China University of Petroleum (East China), Qingdao, China; Nanjing Focu MS Technology Co. Ltd., Nanjing, China; Shanghai Chemlab Laboratory, Shanghai, China; Wuhan Sample Solution Analytical Technology Co. Ltd., Wuhan, China | EPMA: beam current of 10 nA, beam size of 1–5 μm, accelerating voltage of 20 kV. Micro-XRF: rhodium target X-ray tube operating at 50 kV and 800 nA, polycapillary lens providing a 40-μm spot size on a 20-μm raster, dwell time of 5 ms per pixel. LA-ICP-MS: 193-nm ArF excimer laser, fluence of 6 J/cm², 6 Hz repetition rate for 40 seconds (240 pulses), 30-second pre-ablation blank, total run time 70 seconds, spot size 32–44 μm, He carrier gas mixed with Ar. LA-ICP-TOF-MS: 193 nm ArF excimer laser, spot diameter ~20 µm, repetition rate ~20 Hz, laser fluence ~7 J/cm², scan speed ~4000 µm/s, He carrier gas ~600 ml/min, washout time 50 ms. S isotope MC-ICP-MS: spot size ~44 μm, pulse frequency ~2 Hz, laser fluence ~5 J/cm², He carrier gas with Ar make-up gas. | MASS-1 (Fe-Cu-Zn-S pressed pellet) and GSE-1G (synthetic basaltic glass) from the United States Geological Survey; pyrite PPP-1; chalcopyrite GBW07268; pyrrhotite SP-Po-01 (δ34S = 1.4‰ ± 0.4‰); chalcopyrite SP-CP-01 (δ34S = 5.45‰ ± 0.3‰); natural and synthetic minerals from USA SPI Supplies | 0.019854 |  |  |  | 46.9852 |  | 0.012408 |  |  |  | 0.005582 |  |  |  | 0.001591 | [5 empty] | 0.02598 | [5 empty] | 44.8393 | [5 empty] | 10.9244 | [9 empty] | 17271.2654 | [13 empty] | 0.002201 | [11 empty] | 0.07227 |  | 0.042387 |  | 2.2382 | [7 empty] | 0.023836 | [5 empty] | 0.54463 | [15 empty] | 13755.0936 |  | 0.09465 |  |  |  | 1.2059 | [5 empty] | 0.033425 | [7 empty] | 0.052028 | [5 empty] | 0.003397 |  |  |  | 0.001339 |  | 0.095693 | [7 empty] | 0.094978 |  |  |  |  | 2025
| Xunmei vent field, Niaochao vent field |  | Seafloor hydrothermal | Volcanic-hosted massive sulfide (VMS) | seafloor massive sulfide (SMS) | Cu, Zn, Au, Ag | Co, Pb, Sb | Cu, Zn, Au, Ag, Co, Pb, Sb |  |  | I-Py4 (n=62)-156 | I-Py4 (n=62)-156 | seafloor vent field |  |  |  |  | ore material | grab | grab | mineral separate | [5 empty] | mineralisation | sulfide chimney | pyrite, marcasite, chalcopyrite |  | pyrite, marcasite, chalcopyrite | multiple stages: colloform marcasite-pyrite intergrowths (outermost wall), replacement assemblages (transition layers), dense recrystallized assemblages, marcasite pseudomorphs after pyrrhotite (middle layer) | sulfide chimney | colloform, subhedral, anhedral, euhedral, dense coarse-grained, columnar pseudomorphs |  |  |  | sphalerite, pyrrhotite, anhydrite, galena, tetrahedrite, tennantite | Transverse sections (polished sections) | EMPA, LA-ICPMS, MC-ICPMS | JEOL JXA-8100 EPMA; Teledyne Cetac Technologies Analyte Excite laser ablation system coupled with an Agilent Technologies 7700x quadrupole ICP-MS; ESI NWR Image GEO 193 coupled with TOFWERK icp TOF R; Neptune Plus multicollector ICP-MS (Thermo Fisher Scientific, Bremen, Germany) coupled with a Geolas HD excimer ArF laser ablation system (Coherent, Göttingen, Germany); Bruker M4 Tornado™ system | SIO, MNR; China University of Petroleum (East China), Qingdao, China; Nanjing Focu MS Technology Co. Ltd., Nanjing, China; Shanghai Chemlab Laboratory, Shanghai, China; Wuhan Sample Solution Analytical Technology Co. Ltd., Wuhan, China | EPMA: beam current of 10 nA, beam size of 1–5 μm, accelerating voltage of 20 kV. Micro-XRF: rhodium target X-ray tube operating at 50 kV and 800 nA, polycapillary lens providing a 40-μm spot size on a 20-μm raster, dwell time of 5 ms per pixel. LA-ICP-MS: 193-nm ArF excimer laser, fluence of 6 J/cm², 6 Hz repetition rate for 40 seconds (240 pulses), 30-second pre-ablation blank, total run time 70 seconds, spot size 32–44 μm, He carrier gas mixed with Ar. LA-ICP-TOF-MS: 193 nm ArF excimer laser, spot diameter ~20 µm, repetition rate ~20 Hz, laser fluence ~7 J/cm², scan speed ~4000 µm/s, He carrier gas ~600 ml/min, washout time 50 ms. S isotope MC-ICP-MS: spot size ~44 μm, pulse frequency ~2 Hz, laser fluence ~5 J/cm², He carrier gas with Ar make-up gas. | MASS-1 (Fe-Cu-Zn-S pressed pellet) and GSE-1G (synthetic basaltic glass) from the United States Geological Survey; pyrite PPP-1; chalcopyrite GBW07268; pyrrhotite SP-Po-01 (δ34S = 1.4‰ ± 0.4‰); chalcopyrite SP-CP-01 (δ34S = 5.45‰ ± 0.3‰); natural and synthetic minerals from USA SPI Supplies | 0.030454 |  |  |  | 29.5491 |  | 0.005893 |  |  |  | 0.009684 |  |  |  | 0.00162 | [5 empty] | 0.025318 | [5 empty] | 50.5447 | [5 empty] | 12.5689 | [9 empty] | 16455.297 | [13 empty] | 0.004016 | [11 empty] | 0.092279 |  | 0.047047 |  | 4.0337 | [7 empty] | 0.026835 | [5 empty] | 0.11122 | [15 empty] | 13480.5677 |  | 0.085783 |  |  |  | 1.7049 | [5 empty] | 0.031045 | [7 empty] | 0.019385 | [5 empty] | 0.003424 |  |  |  | 0.033973 |  | 0.026795 | [7 empty] | 0.15045 |  |  |  |  | 2025
| Xunmei vent field, Niaochao vent field |  | Seafloor hydrothermal | Volcanic-hosted massive sulfide (VMS) | seafloor massive sulfide (SMS) | Cu, Zn, Au, Ag | Co, Pb, Sb | Cu, Zn, Au, Ag, Co, Pb, Sb |  |  | I-Py4 (n=62)-157 | I-Py4 (n=62)-157 | seafloor vent field |  |  |  |  | ore material | grab | grab | mineral separate | [5 empty] | mineralisation | sulfide chimney | pyrite, marcasite, chalcopyrite |  | pyrite, marcasite, chalcopyrite | multiple stages: colloform marcasite-pyrite intergrowths (outermost wall), replacement assemblages (transition layers), dense recrystallized assemblages, marcasite pseudomorphs after pyrrhotite (middle layer) | sulfide chimney | colloform, subhedral, anhedral, euhedral, dense coarse-grained, columnar pseudomorphs |  |  |  | sphalerite, pyrrhotite, anhydrite, galena, tetrahedrite, tennantite | Transverse sections (polished sections) | EMPA, LA-ICPMS, MC-ICPMS | JEOL JXA-8100 EPMA; Teledyne Cetac Technologies Analyte Excite laser ablation system coupled with an Agilent Technologies 7700x quadrupole ICP-MS; ESI NWR Image GEO 193 coupled with TOFWERK icp TOF R; Neptune Plus multicollector ICP-MS (Thermo Fisher Scientific, Bremen, Germany) coupled with a Geolas HD excimer ArF laser ablation system (Coherent, Göttingen, Germany); Bruker M4 Tornado™ system | SIO, MNR; China University of Petroleum (East China), Qingdao, China; Nanjing Focu MS Technology Co. Ltd., Nanjing, China; Shanghai Chemlab Laboratory, Shanghai, China; Wuhan Sample Solution Analytical Technology Co. Ltd., Wuhan, China | EPMA: beam current of 10 nA, beam size of 1–5 μm, accelerating voltage of 20 kV. Micro-XRF: rhodium target X-ray tube operating at 50 kV and 800 nA, polycapillary lens providing a 40-μm spot size on a 20-μm raster, dwell time of 5 ms per pixel. LA-ICP-MS: 193-nm ArF excimer laser, fluence of 6 J/cm², 6 Hz repetition rate for 40 seconds (240 pulses), 30-second pre-ablation blank, total run time 70 seconds, spot size 32–44 μm, He carrier gas mixed with Ar. LA-ICP-TOF-MS: 193 nm ArF excimer laser, spot diameter ~20 µm, repetition rate ~20 Hz, laser fluence ~7 J/cm², scan speed ~4000 µm/s, He carrier gas ~600 ml/min, washout time 50 ms. S isotope MC-ICP-MS: spot size ~44 μm, pulse frequency ~2 Hz, laser fluence ~5 J/cm², He carrier gas with Ar make-up gas. | MASS-1 (Fe-Cu-Zn-S pressed pellet) and GSE-1G (synthetic basaltic glass) from the United States Geological Survey; pyrite PPP-1; chalcopyrite GBW07268; pyrrhotite SP-Po-01 (δ34S = 1.4‰ ± 0.4‰); chalcopyrite SP-CP-01 (δ34S = 5.45‰ ± 0.3‰); natural and synthetic minerals from USA SPI Supplies | 0.022075 |  |  |  | 24.2229 |  | 0.006979 |  |  |  | 0.002832 |  |  |  | 0.001943 | [5 empty] | 0.038414 | [5 empty] | 97.8755 | [5 empty] | 5.8663 | [9 empty] | 15354.5424 | [13 empty] | 0.002292 | [11 empty] | 0.086377 |  | 0.038209 |  | 1.132 | [7 empty] | 0.024032 | [5 empty] | 0.10998 | [15 empty] | 14424.3074 |  | 0.093755 |  |  |  | 3.3897 | [5 empty] | 0.029529 | [7 empty] | 0.095814 | [5 empty] | 0.003553 |  |  |  | 0.002559 |  | 0.028115 | [7 empty] | 0.11078 |  |  |  |  | 2025
| Xunmei vent field, Niaochao vent field |  | Seafloor hydrothermal | Volcanic-hosted massive sulfide (VMS) | seafloor massive sulfide (SMS) | Cu, Zn, Au, Ag | Co, Pb, Sb | Cu, Zn, Au, Ag, Co, Pb, Sb |  |  | I-Py4 (n=62)-158 | I-Py4 (n=62)-158 | seafloor vent field |  |  |  |  | ore material | grab | grab | mineral separate | [5 empty] | mineralisation | sulfide chimney | pyrite, marcasite, chalcopyrite |  | pyrite, marcasite, chalcopyrite | multiple stages: colloform marcasite-pyrite intergrowths (outermost wall), replacement assemblages (transition layers), dense recrystallized assemblages, marcasite pseudomorphs after pyrrhotite (middle layer) | sulfide chimney | colloform, subhedral, anhedral, euhedral, dense coarse-grained, columnar pseudomorphs |  |  |  | sphalerite, pyrrhotite, anhydrite, galena, tetrahedrite, tennantite | Transverse sections (polished sections) | EMPA, LA-ICPMS, MC-ICPMS | JEOL JXA-8100 EPMA; Teledyne Cetac Technologies Analyte Excite laser ablation system coupled with an Agilent Technologies 7700x quadrupole ICP-MS; ESI NWR Image GEO 193 coupled with TOFWERK icp TOF R; Neptune Plus multicollector ICP-MS (Thermo Fisher Scientific, Bremen, Germany) coupled with a Geolas HD excimer ArF laser ablation system (Coherent, Göttingen, Germany); Bruker M4 Tornado™ system | SIO, MNR; China University of Petroleum (East China), Qingdao, China; Nanjing Focu MS Technology Co. Ltd., Nanjing, China; Shanghai Chemlab Laboratory, Shanghai, China; Wuhan Sample Solution Analytical Technology Co. Ltd., Wuhan, China | EPMA: beam current of 10 nA, beam size of 1–5 μm, accelerating voltage of 20 kV. Micro-XRF: rhodium target X-ray tube operating at 50 kV and 800 nA, polycapillary lens providing a 40-μm spot size on a 20-μm raster, dwell time of 5 ms per pixel. LA-ICP-MS: 193-nm ArF excimer laser, fluence of 6 J/cm², 6 Hz repetition rate for 40 seconds (240 pulses), 30-second pre-ablation blank, total run time 70 seconds, spot size 32–44 μm, He carrier gas mixed with Ar. LA-ICP-TOF-MS: 193 nm ArF excimer laser, spot diameter ~20 µm, repetition rate ~20 Hz, laser fluence ~7 J/cm², scan speed ~4000 µm/s, He carrier gas ~600 ml/min, washout time 50 ms. S isotope MC-ICP-MS: spot size ~44 μm, pulse frequency ~2 Hz, laser fluence ~5 J/cm², He carrier gas with Ar make-up gas. | MASS-1 (Fe-Cu-Zn-S pressed pellet) and GSE-1G (synthetic basaltic glass) from the United States Geological Survey; pyrite PPP-1; chalcopyrite GBW07268; pyrrhotite SP-Po-01 (δ34S = 1.4‰ ± 0.4‰); chalcopyrite SP-CP-01 (δ34S = 5.45‰ ± 0.3‰); natural and synthetic minerals from USA SPI Supplies | 0.027854 |  |  |  | 25.3603 |  | 0.008357 |  |  |  | 0.006927 |  |  |  | 0.001115 | [5 empty] | 0.036758 | [5 empty] | 91.9382 | [5 empty] | 8.8003 | [9 empty] | 15846.5826 | [13 empty] | 0.002393 | [11 empty] | 0.11371 |  | 0.046037 |  | 1.2545 | [7 empty] | 0.026663 | [5 empty] | 0.10929 | [15 empty] | 14448.0426 |  | 0.117 |  |  |  | 1.5634 | [5 empty] | 0.032347 | [7 empty] | 0.051869 | [5 empty] | 0.003147 |  |  |  | 0.02102 |  | 0.014988 | [7 empty] | 0.10793 |  |  |  |  | 2025
| Xunmei vent field, Niaochao vent field |  | Seafloor hydrothermal | Volcanic-hosted massive sulfide (VMS) | seafloor massive sulfide (SMS) | Cu, Zn, Au, Ag | Co, Pb, Sb | Cu, Zn, Au, Ag, Co, Pb, Sb |  |  | I-Py4 (n=62)-159 | I-Py4 (n=62)-159 | seafloor vent field |  |  |  |  | ore material | grab | grab | mineral separate | [5 empty] | mineralisation | sulfide chimney | pyrite, marcasite, chalcopyrite |  | pyrite, marcasite, chalcopyrite | multiple stages: colloform marcasite-pyrite intergrowths (outermost wall), replacement assemblages (transition layers), dense recrystallized assemblages, marcasite pseudomorphs after pyrrhotite (middle layer) | sulfide chimney | colloform, subhedral, anhedral, euhedral, dense coarse-grained, columnar pseudomorphs |  |  |  | sphalerite, pyrrhotite, anhydrite, galena, tetrahedrite, tennantite | Transverse sections (polished sections) | EMPA, LA-ICPMS, MC-ICPMS | JEOL JXA-8100 EPMA; Teledyne Cetac Technologies Analyte Excite laser ablation system coupled with an Agilent Technologies 7700x quadrupole ICP-MS; ESI NWR Image GEO 193 coupled with TOFWERK icp TOF R; Neptune Plus multicollector ICP-MS (Thermo Fisher Scientific, Bremen, Germany) coupled with a Geolas HD excimer ArF laser ablation system (Coherent, Göttingen, Germany); Bruker M4 Tornado™ system | SIO, MNR; China University of Petroleum (East China), Qingdao, China; Nanjing Focu MS Technology Co. Ltd., Nanjing, China; Shanghai Chemlab Laboratory, Shanghai, China; Wuhan Sample Solution Analytical Technology Co. Ltd., Wuhan, China | EPMA: beam current of 10 nA, beam size of 1–5 μm, accelerating voltage of 20 kV. Micro-XRF: rhodium target X-ray tube operating at 50 kV and 800 nA, polycapillary lens providing a 40-μm spot size on a 20-μm raster, dwell time of 5 ms per pixel. LA-ICP-MS: 193-nm ArF excimer laser, fluence of 6 J/cm², 6 Hz repetition rate for 40 seconds (240 pulses), 30-second pre-ablation blank, total run time 70 seconds, spot size 32–44 μm, He carrier gas mixed with Ar. LA-ICP-TOF-MS: 193 nm ArF excimer laser, spot diameter ~20 µm, repetition rate ~20 Hz, laser fluence ~7 J/cm², scan speed ~4000 µm/s, He carrier gas ~600 ml/min, washout time 50 ms. S isotope MC-ICP-MS: spot size ~44 μm, pulse frequency ~2 Hz, laser fluence ~5 J/cm², He carrier gas with Ar make-up gas. | MASS-1 (Fe-Cu-Zn-S pressed pellet) and GSE-1G (synthetic basaltic glass) from the United States Geological Survey; pyrite PPP-1; chalcopyrite GBW07268; pyrrhotite SP-Po-01 (δ34S = 1.4‰ ± 0.4‰); chalcopyrite SP-CP-01 (δ34S = 5.45‰ ± 0.3‰); natural and synthetic minerals from USA SPI Supplies | 0.015438 |  |  |  | 30.144 |  | 0.010635 |  |  |  | 0.00668 |  |  |  | 0.001669 | [5 empty] | 0.0176 | [5 empty] | 259.32 | [5 empty] | 10.0626 | [9 empty] | 19629.8104 | [13 empty] | 0.002422 | [11 empty] | 0.085661 |  | 0.046471 |  | 0.58641 | [7 empty] | 0.028436 | [5 empty] | 0.025748 | [15 empty] | 17542.6999 |  | 0.43407 |  |  |  | 2.8951 | [5 empty] | 0.034006 | [7 empty] | 0.020846 | [5 empty] | 0.003144 |  |  |  | 0.001087 |  | 0.013547 | [7 empty] | 0.11298 |  |  |  |  | 2025
| Xunmei vent field, Niaochao vent field |  | Seafloor hydrothermal | Volcanic-hosted massive sulfide (VMS) | seafloor massive sulfide (SMS) | Cu, Zn, Au, Ag | Co, Pb, Sb | Cu, Zn, Au, Ag, Co, Pb, Sb |  |  | I-Py4 (n=62)-160 | I-Py4 (n=62)-160 | seafloor vent field |  |  |  |  | ore material | grab | grab | mineral separate | [5 empty] | mineralisation | sulfide chimney | pyrite, marcasite, chalcopyrite |  | pyrite, marcasite, chalcopyrite | multiple stages: colloform marcasite-pyrite intergrowths (outermost wall), replacement assemblages (transition layers), dense recrystallized assemblages, marcasite pseudomorphs after pyrrhotite (middle layer) | sulfide chimney | colloform, subhedral, anhedral, euhedral, dense coarse-grained, columnar pseudomorphs |  |  |  | sphalerite, pyrrhotite, anhydrite, galena, tetrahedrite, tennantite | Transverse sections (polished sections) | EMPA, LA-ICPMS, MC-ICPMS | JEOL JXA-8100 EPMA; Teledyne Cetac Technologies Analyte Excite laser ablation system coupled with an Agilent Technologies 7700x quadrupole ICP-MS; ESI NWR Image GEO 193 coupled with TOFWERK icp TOF R; Neptune Plus multicollector ICP-MS (Thermo Fisher Scientific, Bremen, Germany) coupled with a Geolas HD excimer ArF laser ablation system (Coherent, Göttingen, Germany); Bruker M4 Tornado™ system | SIO, MNR; China University of Petroleum (East China), Qingdao, China; Nanjing Focu MS Technology Co. Ltd., Nanjing, China; Shanghai Chemlab Laboratory, Shanghai, China; Wuhan Sample Solution Analytical Technology Co. Ltd., Wuhan, China | EPMA: beam current of 10 nA, beam size of 1–5 μm, accelerating voltage of 20 kV. Micro-XRF: rhodium target X-ray tube operating at 50 kV and 800 nA, polycapillary lens providing a 40-μm spot size on a 20-μm raster, dwell time of 5 ms per pixel. LA-ICP-MS: 193-nm ArF excimer laser, fluence of 6 J/cm², 6 Hz repetition rate for 40 seconds (240 pulses), 30-second pre-ablation blank, total run time 70 seconds, spot size 32–44 μm, He carrier gas mixed with Ar. LA-ICP-TOF-MS: 193 nm ArF excimer laser, spot diameter ~20 µm, repetition rate ~20 Hz, laser fluence ~7 J/cm², scan speed ~4000 µm/s, He carrier gas ~600 ml/min, washout time 50 ms. S isotope MC-ICP-MS: spot size ~44 μm, pulse frequency ~2 Hz, laser fluence ~5 J/cm², He carrier gas with Ar make-up gas. | MASS-1 (Fe-Cu-Zn-S pressed pellet) and GSE-1G (synthetic basaltic glass) from the United States Geological Survey; pyrite PPP-1; chalcopyrite GBW07268; pyrrhotite SP-Po-01 (δ34S = 1.4‰ ± 0.4‰); chalcopyrite SP-CP-01 (δ34S = 5.45‰ ± 0.3‰); natural and synthetic minerals from USA SPI Supplies | 0.032936 |  |  |  | 15.6012 |  | 0.00169 |  |  |  | 0 |  |  |  | 0.0015 | [5 empty] | 0.015244 | [5 empty] | 18.9289 | [5 empty] | 30.4084 | [9 empty] | 17898.461 | [13 empty] | 0.011738 | [11 empty] | 0.053546 |  | 0.072408 |  | 1.1374 | [7 empty] | 0.026542 | [5 empty] | 0.3708 | [15 empty] | 12044.734 |  | 0.023745 |  |  |  | 6.9405 | [5 empty] | 0.027655 | [7 empty] | 0.014209 | [5 empty] | 0.001083 |  |  |  | 0.000308 |  | 0.027977 | [7 empty] | 0.69902 |  |  |  |  | 2025
| Xunmei vent field, Niaochao vent field |  | Seafloor hydrothermal | Volcanic-hosted massive sulfide (VMS) | seafloor massive sulfide (SMS) | Cu, Zn, Au, Ag | Co, Pb, Sb | Cu, Zn, Au, Ag, Co, Pb, Sb |  |  | I-Py4 (n=62)-161 | I-Py4 (n=62)-161 | seafloor vent field |  |  |  |  | ore material | grab | grab | mineral separate | [5 empty] | mineralisation | sulfide chimney | pyrite, marcasite, chalcopyrite |  | pyrite, marcasite, chalcopyrite | multiple stages: colloform marcasite-pyrite intergrowths (outermost wall), replacement assemblages (transition layers), dense recrystallized assemblages, marcasite pseudomorphs after pyrrhotite (middle layer) | sulfide chimney | colloform, subhedral, anhedral, euhedral, dense coarse-grained, columnar pseudomorphs |  |  |  | sphalerite, pyrrhotite, anhydrite, galena, tetrahedrite, tennantite | Transverse sections (polished sections) | EMPA, LA-ICPMS, MC-ICPMS | JEOL JXA-8100 EPMA; Teledyne Cetac Technologies Analyte Excite laser ablation system coupled with an Agilent Technologies 7700x quadrupole ICP-MS; ESI NWR Image GEO 193 coupled with TOFWERK icp TOF R; Neptune Plus multicollector ICP-MS (Thermo Fisher Scientific, Bremen, Germany) coupled with a Geolas HD excimer ArF laser ablation system (Coherent, Göttingen, Germany); Bruker M4 Tornado™ system | SIO, MNR; China University of Petroleum (East China), Qingdao, China; Nanjing Focu MS Technology Co. Ltd., Nanjing, China; Shanghai Chemlab Laboratory, Shanghai, China; Wuhan Sample Solution Analytical Technology Co. Ltd., Wuhan, China | EPMA: beam current of 10 nA, beam size of 1–5 μm, accelerating voltage of 20 kV. Micro-XRF: rhodium target X-ray tube operating at 50 kV and 800 nA, polycapillary lens providing a 40-μm spot size on a 20-μm raster, dwell time of 5 ms per pixel. LA-ICP-MS: 193-nm ArF excimer laser, fluence of 6 J/cm², 6 Hz repetition rate for 40 seconds (240 pulses), 30-second pre-ablation blank, total run time 70 seconds, spot size 32–44 μm, He carrier gas mixed with Ar. LA-ICP-TOF-MS: 193 nm ArF excimer laser, spot diameter ~20 µm, repetition rate ~20 Hz, laser fluence ~7 J/cm², scan speed ~4000 µm/s, He carrier gas ~600 ml/min, washout time 50 ms. S isotope MC-ICP-MS: spot size ~44 μm, pulse frequency ~2 Hz, laser fluence ~5 J/cm², He carrier gas with Ar make-up gas. | MASS-1 (Fe-Cu-Zn-S pressed pellet) and GSE-1G (synthetic basaltic glass) from the United States Geological Survey; pyrite PPP-1; chalcopyrite GBW07268; pyrrhotite SP-Po-01 (δ34S = 1.4‰ ± 0.4‰); chalcopyrite SP-CP-01 (δ34S = 5.45‰ ± 0.3‰); natural and synthetic minerals from USA SPI Supplies | 0.10133 |  |  |  | 7.96 |  | 0.003466 |  |  |  | 0.021191 |  |  |  | 0.013726 | [5 empty] | 0.030931 | [5 empty] | 74.501 | [5 empty] | 518.9132 | [9 empty] | 19187.1645 | [13 empty] | 0.047333 | [11 empty] | 0.19878 |  | 0.10574 |  | 0.34661 | [7 empty] | 0.071044 | [5 empty] | 0.4232 | [15 empty] | 10034.5104 |  | 0.023109 |  |  |  | 6.5993 | [5 empty] | 0.028417 | [7 empty] | 0.028891 | [5 empty] | 0.00175 |  |  |  | 0.04508 |  | 0.18313 | [7 empty] | 1.1394 |  |  |  |  | 2025
| Xunmei vent field, Niaochao vent field |  | Seafloor hydrothermal | Volcanic-hosted massive sulfide (VMS) | seafloor massive sulfide (SMS) | Cu, Zn, Au, Ag | Co, Pb, Sb | Cu, Zn, Au, Ag, Co, Pb, Sb |  |  | I-Py4 (n=62)-162 | I-Py4 (n=62)-162 | seafloor vent field |  |  |  |  | ore material | grab | grab | mineral separate | [5 empty] | mineralisation | sulfide chimney | pyrite, marcasite, chalcopyrite |  | pyrite, marcasite, chalcopyrite | multiple stages: colloform marcasite-pyrite intergrowths (outermost wall), replacement assemblages (transition layers), dense recrystallized assemblages, marcasite pseudomorphs after pyrrhotite (middle layer) | sulfide chimney | colloform, subhedral, anhedral, euhedral, dense coarse-grained, columnar pseudomorphs |  |  |  | sphalerite, pyrrhotite, anhydrite, galena, tetrahedrite, tennantite | Transverse sections (polished sections) | EMPA, LA-ICPMS, MC-ICPMS | JEOL JXA-8100 EPMA; Teledyne Cetac Technologies Analyte Excite laser ablation system coupled with an Agilent Technologies 7700x quadrupole ICP-MS; ESI NWR Image GEO 193 coupled with TOFWERK icp TOF R; Neptune Plus multicollector ICP-MS (Thermo Fisher Scientific, Bremen, Germany) coupled with a Geolas HD excimer ArF laser ablation system (Coherent, Göttingen, Germany); Bruker M4 Tornado™ system | SIO, MNR; China University of Petroleum (East China), Qingdao, China; Nanjing Focu MS Technology Co. Ltd., Nanjing, China; Shanghai Chemlab Laboratory, Shanghai, China; Wuhan Sample Solution Analytical Technology Co. Ltd., Wuhan, China | EPMA: beam current of 10 nA, beam size of 1–5 μm, accelerating voltage of 20 kV. Micro-XRF: rhodium target X-ray tube operating at 50 kV and 800 nA, polycapillary lens providing a 40-μm spot size on a 20-μm raster, dwell time of 5 ms per pixel. LA-ICP-MS: 193-nm ArF excimer laser, fluence of 6 J/cm², 6 Hz repetition rate for 40 seconds (240 pulses), 30-second pre-ablation blank, total run time 70 seconds, spot size 32–44 μm, He carrier gas mixed with Ar. LA-ICP-TOF-MS: 193 nm ArF excimer laser, spot diameter ~20 µm, repetition rate ~20 Hz, laser fluence ~7 J/cm², scan speed ~4000 µm/s, He carrier gas ~600 ml/min, washout time 50 ms. S isotope MC-ICP-MS: spot size ~44 μm, pulse frequency ~2 Hz, laser fluence ~5 J/cm², He carrier gas with Ar make-up gas. | MASS-1 (Fe-Cu-Zn-S pressed pellet) and GSE-1G (synthetic basaltic glass) from the United States Geological Survey; pyrite PPP-1; chalcopyrite GBW07268; pyrrhotite SP-Po-01 (δ34S = 1.4‰ ± 0.4‰); chalcopyrite SP-CP-01 (δ34S = 5.45‰ ± 0.3‰); natural and synthetic minerals from USA SPI Supplies | 0.34984 |  |  |  | 26.0895 |  | 0.007297 |  |  |  | 0.034334 |  |  |  | 0.004194 | [5 empty] | 0.052268 | [5 empty] | 17.5646 | [5 empty] | 743.2668 | [9 empty] | 20200.8547 | [13 empty] | 0.084719 | [11 empty] | 0.78563 |  | 0.091245 |  | 0.33946 | [7 empty] | 0.10955 | [5 empty] | 0.88386 | [15 empty] | 20869.307 |  | 0.061748 |  |  |  | 13.1933 | [5 empty] | 0.0504 | [7 empty] | 0.054965 | [5 empty] | 0.003701 |  |  |  | 0.87679 |  | 0.1369 | [7 empty] | 3.2843 |  |  |  |  | 2025
| Xunmei vent field, Niaochao vent field |  | Seafloor hydrothermal | Volcanic-hosted massive sulfide (VMS) | seafloor massive sulfide (SMS) | Cu, Zn, Au, Ag | Co, Pb, Sb | Cu, Zn, Au, Ag, Co, Pb, Sb |  |  | I-Py4 (n=62)-163 | I-Py4 (n=62)-163 | seafloor vent field |  |  |  |  | ore material | grab | grab | mineral separate | [5 empty] | mineralisation | sulfide chimney | pyrite, marcasite, chalcopyrite |  | pyrite, marcasite, chalcopyrite | multiple stages: colloform marcasite-pyrite intergrowths (outermost wall), replacement assemblages (transition layers), dense recrystallized assemblages, marcasite pseudomorphs after pyrrhotite (middle layer) | sulfide chimney | colloform, subhedral, anhedral, euhedral, dense coarse-grained, columnar pseudomorphs |  |  |  | sphalerite, pyrrhotite, anhydrite, galena, tetrahedrite, tennantite | Transverse sections (polished sections) | EMPA, LA-ICPMS, MC-ICPMS | JEOL JXA-8100 EPMA; Teledyne Cetac Technologies Analyte Excite laser ablation system coupled with an Agilent Technologies 7700x quadrupole ICP-MS; ESI NWR Image GEO 193 coupled with TOFWERK icp TOF R; Neptune Plus multicollector ICP-MS (Thermo Fisher Scientific, Bremen, Germany) coupled with a Geolas HD excimer ArF laser ablation system (Coherent, Göttingen, Germany); Bruker M4 Tornado™ system | SIO, MNR; China University of Petroleum (East China), Qingdao, China; Nanjing Focu MS Technology Co. Ltd., Nanjing, China; Shanghai Chemlab Laboratory, Shanghai, China; Wuhan Sample Solution Analytical Technology Co. Ltd., Wuhan, China | EPMA: beam current of 10 nA, beam size of 1–5 μm, accelerating voltage of 20 kV. Micro-XRF: rhodium target X-ray tube operating at 50 kV and 800 nA, polycapillary lens providing a 40-μm spot size on a 20-μm raster, dwell time of 5 ms per pixel. LA-ICP-MS: 193-nm ArF excimer laser, fluence of 6 J/cm², 6 Hz repetition rate for 40 seconds (240 pulses), 30-second pre-ablation blank, total run time 70 seconds, spot size 32–44 μm, He carrier gas mixed with Ar. LA-ICP-TOF-MS: 193 nm ArF excimer laser, spot diameter ~20 µm, repetition rate ~20 Hz, laser fluence ~7 J/cm², scan speed ~4000 µm/s, He carrier gas ~600 ml/min, washout time 50 ms. S isotope MC-ICP-MS: spot size ~44 μm, pulse frequency ~2 Hz, laser fluence ~5 J/cm², He carrier gas with Ar make-up gas. | MASS-1 (Fe-Cu-Zn-S pressed pellet) and GSE-1G (synthetic basaltic glass) from the United States Geological Survey; pyrite PPP-1; chalcopyrite GBW07268; pyrrhotite SP-Po-01 (δ34S = 1.4‰ ± 0.4‰); chalcopyrite SP-CP-01 (δ34S = 5.45‰ ± 0.3‰); natural and synthetic minerals from USA SPI Supplies | 0.22091 |  |  |  | 6.3227 |  | 0.004037 |  |  |  | 0.018411 |  |  |  | 0.006587 | [5 empty] | 0.050054 | [5 empty] | 17.5201 | [5 empty] | 535.9801 | [9 empty] | 15846.472 | [13 empty] | 0.043941 | [11 empty] | 0.77677 |  | 0.29775 |  | 0.27606 | [7 empty] | 0.054144 | [5 empty] | 0.50458 | [15 empty] | 16802.5026 |  | 0.020064 |  |  |  | 8.2259 | [5 empty] | 0.027122 | [7 empty] | 0.035818 | [5 empty] | 0.007259 |  |  |  | 0.11242 |  | 0.16887 | [7 empty] | 7.4596 |  |  |  |  | 2025
| Xunmei vent field, Niaochao vent field |  | Seafloor hydrothermal | Volcanic-hosted massive sulfide (VMS) | seafloor massive sulfide (SMS) | Cu, Zn, Au, Ag | Co, Pb, Sb | Cu, Zn, Au, Ag, Co, Pb, Sb |  |  | I-Py4 (n=62)-164 | I-Py4 (n=62)-164 | seafloor vent field |  |  |  |  | ore material | grab | grab | mineral separate | [5 empty] | mineralisation | sulfide chimney | pyrite, marcasite, chalcopyrite |  | pyrite, marcasite, chalcopyrite | multiple stages: colloform marcasite-pyrite intergrowths (outermost wall), replacement assemblages (transition layers), dense recrystallized assemblages, marcasite pseudomorphs after pyrrhotite (middle layer) | sulfide chimney | colloform, subhedral, anhedral, euhedral, dense coarse-grained, columnar pseudomorphs |  |  |  | sphalerite, pyrrhotite, anhydrite, galena, tetrahedrite, tennantite | Transverse sections (polished sections) | EMPA, LA-ICPMS, MC-ICPMS | JEOL JXA-8100 EPMA; Teledyne Cetac Technologies Analyte Excite laser ablation system coupled with an Agilent Technologies 7700x quadrupole ICP-MS; ESI NWR Image GEO 193 coupled with TOFWERK icp TOF R; Neptune Plus multicollector ICP-MS (Thermo Fisher Scientific, Bremen, Germany) coupled with a Geolas HD excimer ArF laser ablation system (Coherent, Göttingen, Germany); Bruker M4 Tornado™ system | SIO, MNR; China University of Petroleum (East China), Qingdao, China; Nanjing Focu MS Technology Co. Ltd., Nanjing, China; Shanghai Chemlab Laboratory, Shanghai, China; Wuhan Sample Solution Analytical Technology Co. Ltd., Wuhan, China | EPMA: beam current of 10 nA, beam size of 1–5 μm, accelerating voltage of 20 kV. Micro-XRF: rhodium target X-ray tube operating at 50 kV and 800 nA, polycapillary lens providing a 40-μm spot size on a 20-μm raster, dwell time of 5 ms per pixel. LA-ICP-MS: 193-nm ArF excimer laser, fluence of 6 J/cm², 6 Hz repetition rate for 40 seconds (240 pulses), 30-second pre-ablation blank, total run time 70 seconds, spot size 32–44 μm, He carrier gas mixed with Ar. LA-ICP-TOF-MS: 193 nm ArF excimer laser, spot diameter ~20 µm, repetition rate ~20 Hz, laser fluence ~7 J/cm², scan speed ~4000 µm/s, He carrier gas ~600 ml/min, washout time 50 ms. S isotope MC-ICP-MS: spot size ~44 μm, pulse frequency ~2 Hz, laser fluence ~5 J/cm², He carrier gas with Ar make-up gas. | MASS-1 (Fe-Cu-Zn-S pressed pellet) and GSE-1G (synthetic basaltic glass) from the United States Geological Survey; pyrite PPP-1; chalcopyrite GBW07268; pyrrhotite SP-Po-01 (δ34S = 1.4‰ ± 0.4‰); chalcopyrite SP-CP-01 (δ34S = 5.45‰ ± 0.3‰); natural and synthetic minerals from USA SPI Supplies | 0.13166 |  |  |  | 15.1629 |  | 0.004578 |  |  |  | 0.012287 |  |  |  | 0.002013 | [5 empty] | 0.022025 | [5 empty] | 38.2408 | [5 empty] | 148.9666 | [9 empty] | 14935.9926 | [13 empty] | 0.030378 | [11 empty] | 0.20757 |  | 0.063507 |  | 0.28163 | [7 empty] | 0.026496 | [5 empty] | 0.27021 | [15 empty] | 14054.8693 |  | 0.035515 |  |  |  | 6.1256 | [5 empty] | 0.025245 | [7 empty] | 0.023783 | [5 empty] | 0.001547 |  |  |  | 0.054051 |  | 0.014661 | [7 empty] | 0.92078 |  |  |  |  | 2025
| Xunmei vent field, Niaochao vent field |  | Seafloor hydrothermal | Volcanic-hosted massive sulfide (VMS) | seafloor massive sulfide (SMS) | Cu, Zn, Au, Ag | Co, Pb, Sb | Cu, Zn, Au, Ag, Co, Pb, Sb |  |  | I-Py4 (n=62)-165 | I-Py4 (n=62)-165 | seafloor vent field |  |  |  |  | ore material | grab | grab | mineral separate | [5 empty] | mineralisation | sulfide chimney | pyrite, marcasite, chalcopyrite |  | pyrite, marcasite, chalcopyrite | multiple stages: colloform marcasite-pyrite intergrowths (outermost wall), replacement assemblages (transition layers), dense recrystallized assemblages, marcasite pseudomorphs after pyrrhotite (middle layer) | sulfide chimney | colloform, subhedral, anhedral, euhedral, dense coarse-grained, columnar pseudomorphs |  |  |  | sphalerite, pyrrhotite, anhydrite, galena, tetrahedrite, tennantite | Transverse sections (polished sections) | EMPA, LA-ICPMS, MC-ICPMS | JEOL JXA-8100 EPMA; Teledyne Cetac Technologies Analyte Excite laser ablation system coupled with an Agilent Technologies 7700x quadrupole ICP-MS; ESI NWR Image GEO 193 coupled with TOFWERK icp TOF R; Neptune Plus multicollector ICP-MS (Thermo Fisher Scientific, Bremen, Germany) coupled with a Geolas HD excimer ArF laser ablation system (Coherent, Göttingen, Germany); Bruker M4 Tornado™ system | SIO, MNR; China University of Petroleum (East China), Qingdao, China; Nanjing Focu MS Technology Co. Ltd., Nanjing, China; Shanghai Chemlab Laboratory, Shanghai, China; Wuhan Sample Solution Analytical Technology Co. Ltd., Wuhan, China | EPMA: beam current of 10 nA, beam size of 1–5 μm, accelerating voltage of 20 kV. Micro-XRF: rhodium target X-ray tube operating at 50 kV and 800 nA, polycapillary lens providing a 40-μm spot size on a 20-μm raster, dwell time of 5 ms per pixel. LA-ICP-MS: 193-nm ArF excimer laser, fluence of 6 J/cm², 6 Hz repetition rate for 40 seconds (240 pulses), 30-second pre-ablation blank, total run time 70 seconds, spot size 32–44 μm, He carrier gas mixed with Ar. LA-ICP-TOF-MS: 193 nm ArF excimer laser, spot diameter ~20 µm, repetition rate ~20 Hz, laser fluence ~7 J/cm², scan speed ~4000 µm/s, He carrier gas ~600 ml/min, washout time 50 ms. S isotope MC-ICP-MS: spot size ~44 μm, pulse frequency ~2 Hz, laser fluence ~5 J/cm², He carrier gas with Ar make-up gas. | MASS-1 (Fe-Cu-Zn-S pressed pellet) and GSE-1G (synthetic basaltic glass) from the United States Geological Survey; pyrite PPP-1; chalcopyrite GBW07268; pyrrhotite SP-Po-01 (δ34S = 1.4‰ ± 0.4‰); chalcopyrite SP-CP-01 (δ34S = 5.45‰ ± 0.3‰); natural and synthetic minerals from USA SPI Supplies | 0.096646 |  |  |  | 19.0514 |  | 0.002964 |  |  |  | 0.001785 |  |  |  | 0.005085 | [5 empty] | 0.18719 | [5 empty] | 34.2802 | [5 empty] | 59.9627 | [9 empty] | 14902.9162 | [13 empty] | 0.012899 | [11 empty] | 0.2973 |  | 0.088769 |  | 0.447 | [7 empty] | 0.033127 | [5 empty] | 0.39808 | [15 empty] | 14467.929 |  | 0.020967 |  |  |  | 5.4045 | [5 empty] | 0.023107 | [7 empty] | 0.033753 | [5 empty] | 0.008449 |  |  |  | 0.018473 |  | 0.020012 | [7 empty] | 1.397 |  |  |  |  | 2025
| Xunmei vent field, Niaochao vent field |  | Seafloor hydrothermal | Volcanic-hosted massive sulfide (VMS) | seafloor massive sulfide (SMS) | Cu, Zn, Au, Ag | Co, Pb, Sb | Cu, Zn, Au, Ag, Co, Pb, Sb |  |  | I-Py4 (n=62)-166 | I-Py4 (n=62)-166 | seafloor vent field |  |  |  |  | ore material | grab | grab | mineral separate | [5 empty] | mineralisation | sulfide chimney | pyrite, marcasite, chalcopyrite |  | pyrite, marcasite, chalcopyrite | multiple stages: colloform marcasite-pyrite intergrowths (outermost wall), replacement assemblages (transition layers), dense recrystallized assemblages, marcasite pseudomorphs after pyrrhotite (middle layer) | sulfide chimney | colloform, subhedral, anhedral, euhedral, dense coarse-grained, columnar pseudomorphs |  |  |  | sphalerite, pyrrhotite, anhydrite, galena, tetrahedrite, tennantite | Transverse sections (polished sections) | EMPA, LA-ICPMS, MC-ICPMS | JEOL JXA-8100 EPMA; Teledyne Cetac Technologies Analyte Excite laser ablation system coupled with an Agilent Technologies 7700x quadrupole ICP-MS; ESI NWR Image GEO 193 coupled with TOFWERK icp TOF R; Neptune Plus multicollector ICP-MS (Thermo Fisher Scientific, Bremen, Germany) coupled with a Geolas HD excimer ArF laser ablation system (Coherent, Göttingen, Germany); Bruker M4 Tornado™ system | SIO, MNR; China University of Petroleum (East China), Qingdao, China; Nanjing Focu MS Technology Co. Ltd., Nanjing, China; Shanghai Chemlab Laboratory, Shanghai, China; Wuhan Sample Solution Analytical Technology Co. Ltd., Wuhan, China | EPMA: beam current of 10 nA, beam size of 1–5 μm, accelerating voltage of 20 kV. Micro-XRF: rhodium target X-ray tube operating at 50 kV and 800 nA, polycapillary lens providing a 40-μm spot size on a 20-μm raster, dwell time of 5 ms per pixel. LA-ICP-MS: 193-nm ArF excimer laser, fluence of 6 J/cm², 6 Hz repetition rate for 40 seconds (240 pulses), 30-second pre-ablation blank, total run time 70 seconds, spot size 32–44 μm, He carrier gas mixed with Ar. LA-ICP-TOF-MS: 193 nm ArF excimer laser, spot diameter ~20 µm, repetition rate ~20 Hz, laser fluence ~7 J/cm², scan speed ~4000 µm/s, He carrier gas ~600 ml/min, washout time 50 ms. S isotope MC-ICP-MS: spot size ~44 μm, pulse frequency ~2 Hz, laser fluence ~5 J/cm², He carrier gas with Ar make-up gas. | MASS-1 (Fe-Cu-Zn-S pressed pellet) and GSE-1G (synthetic basaltic glass) from the United States Geological Survey; pyrite PPP-1; chalcopyrite GBW07268; pyrrhotite SP-Po-01 (δ34S = 1.4‰ ± 0.4‰); chalcopyrite SP-CP-01 (δ34S = 5.45‰ ± 0.3‰); natural and synthetic minerals from USA SPI Supplies | 0.08208 |  |  |  | 3.3157 |  | 0.007246 |  |  |  | 0.002589 |  |  |  | 0.01873 | [5 empty] | 0.089642 | [5 empty] | 25.61 | [5 empty] | 67.3737 | [9 empty] | 12931.2701 | [13 empty] | 0.017048 | [11 empty] | 0.23453 |  | 0.69966 |  | 0.92263 | [7 empty] | 0.082412 | [5 empty] | 0.85865 | [15 empty] | 14806.9665 |  | 0.043696 |  |  |  | 7.7103 | [5 empty] | 0.023291 | [7 empty] | 0.040991 | [5 empty] | 0.052571 |  |  |  | 0.011433 |  | 0.038532 | [7 empty] | 16.3829 |  |  |  |  | 2025
| Xunmei vent field, Niaochao vent field |  | Seafloor hydrothermal | Volcanic-hosted massive sulfide (VMS) | seafloor massive sulfide (SMS) | Cu, Zn, Au, Ag | Co, Pb, Sb | Cu, Zn, Au, Ag, Co, Pb, Sb |  |  | I-Py4 (n=62)-167 | I-Py4 (n=62)-167 | seafloor vent field |  |  |  |  | ore material | grab | grab | mineral separate | [5 empty] | mineralisation | sulfide chimney | pyrite, marcasite, chalcopyrite |  | pyrite, marcasite, chalcopyrite | multiple stages: colloform marcasite-pyrite intergrowths (outermost wall), replacement assemblages (transition layers), dense recrystallized assemblages, marcasite pseudomorphs after pyrrhotite (middle layer) | sulfide chimney | colloform, subhedral, anhedral, euhedral, dense coarse-grained, columnar pseudomorphs |  |  |  | sphalerite, pyrrhotite, anhydrite, galena, tetrahedrite, tennantite | Transverse sections (polished sections) | EMPA, LA-ICPMS, MC-ICPMS | JEOL JXA-8100 EPMA; Teledyne Cetac Technologies Analyte Excite laser ablation system coupled with an Agilent Technologies 7700x quadrupole ICP-MS; ESI NWR Image GEO 193 coupled with TOFWERK icp TOF R; Neptune Plus multicollector ICP-MS (Thermo Fisher Scientific, Bremen, Germany) coupled with a Geolas HD excimer ArF laser ablation system (Coherent, Göttingen, Germany); Bruker M4 Tornado™ system | SIO, MNR; China University of Petroleum (East China), Qingdao, China; Nanjing Focu MS Technology Co. Ltd., Nanjing, China; Shanghai Chemlab Laboratory, Shanghai, China; Wuhan Sample Solution Analytical Technology Co. Ltd., Wuhan, China | EPMA: beam current of 10 nA, beam size of 1–5 μm, accelerating voltage of 20 kV. Micro-XRF: rhodium target X-ray tube operating at 50 kV and 800 nA, polycapillary lens providing a 40-μm spot size on a 20-μm raster, dwell time of 5 ms per pixel. LA-ICP-MS: 193-nm ArF excimer laser, fluence of 6 J/cm², 6 Hz repetition rate for 40 seconds (240 pulses), 30-second pre-ablation blank, total run time 70 seconds, spot size 32–44 μm, He carrier gas mixed with Ar. LA-ICP-TOF-MS: 193 nm ArF excimer laser, spot diameter ~20 µm, repetition rate ~20 Hz, laser fluence ~7 J/cm², scan speed ~4000 µm/s, He carrier gas ~600 ml/min, washout time 50 ms. S isotope MC-ICP-MS: spot size ~44 μm, pulse frequency ~2 Hz, laser fluence ~5 J/cm², He carrier gas with Ar make-up gas. | MASS-1 (Fe-Cu-Zn-S pressed pellet) and GSE-1G (synthetic basaltic glass) from the United States Geological Survey; pyrite PPP-1; chalcopyrite GBW07268; pyrrhotite SP-Po-01 (δ34S = 1.4‰ ± 0.4‰); chalcopyrite SP-CP-01 (δ34S = 5.45‰ ± 0.3‰); natural and synthetic minerals from USA SPI Supplies | 0.034386 |  |  |  | 33.8614 |  | 0.004103 |  |  |  | 0.003354 |  |  |  | 0.00103 | [5 empty] | 0.009984 | [5 empty] | 29.3325 | [5 empty] | 90.7704 | [9 empty] | 15788.6191 | [13 empty] | 0.0136 | [11 empty] | 0.030896 |  | 0.058542 |  | 0.029409 | [7 empty] | 0.019104 | [5 empty] | 0.27907 | [15 empty] | 15537.0305 |  | 0.02963 |  |  |  | 8.0287 | [5 empty] | 0.022558 | [7 empty] | 0.019203 | [5 empty] | 0.000703 |  |  |  | 0.00947 |  | 0.012466 | [7 empty] | 0.34016 |  |  |  |  | 2025
| Xunmei vent field, Niaochao vent field |  | Seafloor hydrothermal | Volcanic-hosted massive sulfide (VMS) | seafloor massive sulfide (SMS) | Cu, Zn, Au, Ag | Co, Pb, Sb | Cu, Zn, Au, Ag, Co, Pb, Sb |  |  | I-Py4 (n=62)-168 | I-Py4 (n=62)-168 | seafloor vent field |  |  |  |  | ore material | grab | grab | mineral separate | [5 empty] | mineralisation | sulfide chimney | pyrite, marcasite, chalcopyrite |  | pyrite, marcasite, chalcopyrite | multiple stages: colloform marcasite-pyrite intergrowths (outermost wall), replacement assemblages (transition layers), dense recrystallized assemblages, marcasite pseudomorphs after pyrrhotite (middle layer) | sulfide chimney | colloform, subhedral, anhedral, euhedral, dense coarse-grained, columnar pseudomorphs |  |  |  | sphalerite, pyrrhotite, anhydrite, galena, tetrahedrite, tennantite | Transverse sections (polished sections) | EMPA, LA-ICPMS, MC-ICPMS | JEOL JXA-8100 EPMA; Teledyne Cetac Technologies Analyte Excite laser ablation system coupled with an Agilent Technologies 7700x quadrupole ICP-MS; ESI NWR Image GEO 193 coupled with TOFWERK icp TOF R; Neptune Plus multicollector ICP-MS (Thermo Fisher Scientific, Bremen, Germany) coupled with a Geolas HD excimer ArF laser ablation system (Coherent, Göttingen, Germany); Bruker M4 Tornado™ system | SIO, MNR; China University of Petroleum (East China), Qingdao, China; Nanjing Focu MS Technology Co. Ltd., Nanjing, China; Shanghai Chemlab Laboratory, Shanghai, China; Wuhan Sample Solution Analytical Technology Co. Ltd., Wuhan, China | EPMA: beam current of 10 nA, beam size of 1–5 μm, accelerating voltage of 20 kV. Micro-XRF: rhodium target X-ray tube operating at 50 kV and 800 nA, polycapillary lens providing a 40-μm spot size on a 20-μm raster, dwell time of 5 ms per pixel. LA-ICP-MS: 193-nm ArF excimer laser, fluence of 6 J/cm², 6 Hz repetition rate for 40 seconds (240 pulses), 30-second pre-ablation blank, total run time 70 seconds, spot size 32–44 μm, He carrier gas mixed with Ar. LA-ICP-TOF-MS: 193 nm ArF excimer laser, spot diameter ~20 µm, repetition rate ~20 Hz, laser fluence ~7 J/cm², scan speed ~4000 µm/s, He carrier gas ~600 ml/min, washout time 50 ms. S isotope MC-ICP-MS: spot size ~44 μm, pulse frequency ~2 Hz, laser fluence ~5 J/cm², He carrier gas with Ar make-up gas. | MASS-1 (Fe-Cu-Zn-S pressed pellet) and GSE-1G (synthetic basaltic glass) from the United States Geological Survey; pyrite PPP-1; chalcopyrite GBW07268; pyrrhotite SP-Po-01 (δ34S = 1.4‰ ± 0.4‰); chalcopyrite SP-CP-01 (δ34S = 5.45‰ ± 0.3‰); natural and synthetic minerals from USA SPI Supplies | 0.032748 |  |  |  | 18.8992 |  | 0.003258 |  |  |  | 0.004158 |  |  |  | 0.00175 | [5 empty] | 0.036831 | [5 empty] | 15.629 | [5 empty] | 33.8461 | [9 empty] | 14216.8815 | [13 empty] | 0.10185 | [11 empty] | 0.065039 |  | 0.094735 |  | 0.066827 | [7 empty] | 0.022708 | [5 empty] | 0.22759 | [15 empty] | 16046.4548 |  | 0.027719 |  |  |  | 7.6047 | [5 empty] | 0.02767 | [7 empty] | 0.022221 | [5 empty] | 0.001265 |  |  |  | 0.036562 |  | 0.023007 | [7 empty] | 3.6295 |  |  |  |  | 2025
| Xunmei vent field, Niaochao vent field |  | Seafloor hydrothermal | Volcanic-hosted massive sulfide (VMS) | seafloor massive sulfide (SMS) | Cu, Zn, Au, Ag | Co, Pb, Sb | Cu, Zn, Au, Ag, Co, Pb, Sb |  |  | I-Py4 (n=62)-169 | I-Py4 (n=62)-169 | seafloor vent field |  |  |  |  | ore material | grab | grab | mineral separate | [5 empty] | mineralisation | sulfide chimney | pyrite, marcasite, chalcopyrite |  | pyrite, marcasite, chalcopyrite | multiple stages: colloform marcasite-pyrite intergrowths (outermost wall), replacement assemblages (transition layers), dense recrystallized assemblages, marcasite pseudomorphs after pyrrhotite (middle layer) | sulfide chimney | colloform, subhedral, anhedral, euhedral, dense coarse-grained, columnar pseudomorphs |  |  |  | sphalerite, pyrrhotite, anhydrite, galena, tetrahedrite, tennantite | Transverse sections (polished sections) | EMPA, LA-ICPMS, MC-ICPMS | JEOL JXA-8100 EPMA; Teledyne Cetac Technologies Analyte Excite laser ablation system coupled with an Agilent Technologies 7700x quadrupole ICP-MS; ESI NWR Image GEO 193 coupled with TOFWERK icp TOF R; Neptune Plus multicollector ICP-MS (Thermo Fisher Scientific, Bremen, Germany) coupled with a Geolas HD excimer ArF laser ablation system (Coherent, Göttingen, Germany); Bruker M4 Tornado™ system | SIO, MNR; China University of Petroleum (East China), Qingdao, China; Nanjing Focu MS Technology Co. Ltd., Nanjing, China; Shanghai Chemlab Laboratory, Shanghai, China; Wuhan Sample Solution Analytical Technology Co. Ltd., Wuhan, China | EPMA: beam current of 10 nA, beam size of 1–5 μm, accelerating voltage of 20 kV. Micro-XRF: rhodium target X-ray tube operating at 50 kV and 800 nA, polycapillary lens providing a 40-μm spot size on a 20-μm raster, dwell time of 5 ms per pixel. LA-ICP-MS: 193-nm ArF excimer laser, fluence of 6 J/cm², 6 Hz repetition rate for 40 seconds (240 pulses), 30-second pre-ablation blank, total run time 70 seconds, spot size 32–44 μm, He carrier gas mixed with Ar. LA-ICP-TOF-MS: 193 nm ArF excimer laser, spot diameter ~20 µm, repetition rate ~20 Hz, laser fluence ~7 J/cm², scan speed ~4000 µm/s, He carrier gas ~600 ml/min, washout time 50 ms. S isotope MC-ICP-MS: spot size ~44 μm, pulse frequency ~2 Hz, laser fluence ~5 J/cm², He carrier gas with Ar make-up gas. | MASS-1 (Fe-Cu-Zn-S pressed pellet) and GSE-1G (synthetic basaltic glass) from the United States Geological Survey; pyrite PPP-1; chalcopyrite GBW07268; pyrrhotite SP-Po-01 (δ34S = 1.4‰ ± 0.4‰); chalcopyrite SP-CP-01 (δ34S = 5.45‰ ± 0.3‰); natural and synthetic minerals from USA SPI Supplies | 0.39994 |  |  |  | 18.78 |  | 0.030258 |  |  |  | 0.006537 |  |  |  | 0.001041 | [5 empty] | 0.22569 | [5 empty] | 50.8766 | [5 empty] | 14.7872 | [9 empty] | 13455.8141 | [13 empty] | 0.004231 | [11 empty] | 1.6638 |  | 1.9916 |  | 2.3223 | [7 empty] | 0.03763 | [5 empty] | 4.5603 | [15 empty] | 13614.3696 |  | 0.2193 |  |  |  | 2.035 | [5 empty] | 0.027039 | [7 empty] | 0.032575 | [5 empty] | 0.009831 |  |  |  | 0.017084 |  | 0.097648 | [7 empty] | 44.2199 |  |  |  |  | 2025
| Xunmei vent field, Niaochao vent field |  | Seafloor hydrothermal | Volcanic-hosted massive sulfide (VMS) | seafloor massive sulfide (SMS) | Cu, Zn, Au, Ag | Co, Pb, Sb | Cu, Zn, Au, Ag, Co, Pb, Sb |  |  | I-Py4 (n=62)-170 | I-Py4 (n=62)-170 | seafloor vent field |  |  |  |  | ore material | grab | grab | mineral separate | [5 empty] | mineralisation | sulfide chimney | pyrite, marcasite, chalcopyrite |  | pyrite, marcasite, chalcopyrite | multiple stages: colloform marcasite-pyrite intergrowths (outermost wall), replacement assemblages (transition layers), dense recrystallized assemblages, marcasite pseudomorphs after pyrrhotite (middle layer) | sulfide chimney | colloform, subhedral, anhedral, euhedral, dense coarse-grained, columnar pseudomorphs |  |  |  | sphalerite, pyrrhotite, anhydrite, galena, tetrahedrite, tennantite | Transverse sections (polished sections) | EMPA, LA-ICPMS, MC-ICPMS | JEOL JXA-8100 EPMA; Teledyne Cetac Technologies Analyte Excite laser ablation system coupled with an Agilent Technologies 7700x quadrupole ICP-MS; ESI NWR Image GEO 193 coupled with TOFWERK icp TOF R; Neptune Plus multicollector ICP-MS (Thermo Fisher Scientific, Bremen, Germany) coupled with a Geolas HD excimer ArF laser ablation system (Coherent, Göttingen, Germany); Bruker M4 Tornado™ system | SIO, MNR; China University of Petroleum (East China), Qingdao, China; Nanjing Focu MS Technology Co. Ltd., Nanjing, China; Shanghai Chemlab Laboratory, Shanghai, China; Wuhan Sample Solution Analytical Technology Co. Ltd., Wuhan, China | EPMA: beam current of 10 nA, beam size of 1–5 μm, accelerating voltage of 20 kV. Micro-XRF: rhodium target X-ray tube operating at 50 kV and 800 nA, polycapillary lens providing a 40-μm spot size on a 20-μm raster, dwell time of 5 ms per pixel. LA-ICP-MS: 193-nm ArF excimer laser, fluence of 6 J/cm², 6 Hz repetition rate for 40 seconds (240 pulses), 30-second pre-ablation blank, total run time 70 seconds, spot size 32–44 μm, He carrier gas mixed with Ar. LA-ICP-TOF-MS: 193 nm ArF excimer laser, spot diameter ~20 µm, repetition rate ~20 Hz, laser fluence ~7 J/cm², scan speed ~4000 µm/s, He carrier gas ~600 ml/min, washout time 50 ms. S isotope MC-ICP-MS: spot size ~44 μm, pulse frequency ~2 Hz, laser fluence ~5 J/cm², He carrier gas with Ar make-up gas. | MASS-1 (Fe-Cu-Zn-S pressed pellet) and GSE-1G (synthetic basaltic glass) from the United States Geological Survey; pyrite PPP-1; chalcopyrite GBW07268; pyrrhotite SP-Po-01 (δ34S = 1.4‰ ± 0.4‰); chalcopyrite SP-CP-01 (δ34S = 5.45‰ ± 0.3‰); natural and synthetic minerals from USA SPI Supplies | 0.20048 |  |  |  | 7.4767 |  | 0.004444 |  |  |  | 0.25541 |  |  |  | 0.026992 | [5 empty] | 0.029176 | [5 empty] | 69.2223 | [5 empty] | 202.6478 | [9 empty] | 16549.6306 | [13 empty] | 0.017566 | [11 empty] | 2.285 |  | 2.0578 |  | 0.3891 | [7 empty] | 0.082921 | [5 empty] | 1.599 | [15 empty] | 15622.3405 |  | 0.021182 |  |  |  | 10.3854 | [5 empty] | 0.026213 | [7 empty] | 0.064484 | [5 empty] | 0.063715 |  |  |  | 2.7115 |  | 0.054154 | [7 empty] | 7.5993 |  |  |  |  | 2025
| Xunmei vent field, Niaochao vent field |  | Seafloor hydrothermal | Volcanic-hosted massive sulfide (VMS) | seafloor massive sulfide (SMS) | Cu, Zn, Au, Ag | Co, Pb, Sb | Cu, Zn, Au, Ag, Co, Pb, Sb |  |  | I-Py4 (n=62)-171 | I-Py4 (n=62)-171 | seafloor vent field |  |  |  |  | ore material | grab | grab | mineral separate | [5 empty] | mineralisation | sulfide chimney | pyrite, marcasite, chalcopyrite |  | pyrite, marcasite, chalcopyrite | multiple stages: colloform marcasite-pyrite intergrowths (outermost wall), replacement assemblages (transition layers), dense recrystallized assemblages, marcasite pseudomorphs after pyrrhotite (middle layer) | sulfide chimney | colloform, subhedral, anhedral, euhedral, dense coarse-grained, columnar pseudomorphs |  |  |  | sphalerite, pyrrhotite, anhydrite, galena, tetrahedrite, tennantite | Transverse sections (polished sections) | EMPA, LA-ICPMS, MC-ICPMS | JEOL JXA-8100 EPMA; Teledyne Cetac Technologies Analyte Excite laser ablation system coupled with an Agilent Technologies 7700x quadrupole ICP-MS; ESI NWR Image GEO 193 coupled with TOFWERK icp TOF R; Neptune Plus multicollector ICP-MS (Thermo Fisher Scientific, Bremen, Germany) coupled with a Geolas HD excimer ArF laser ablation system (Coherent, Göttingen, Germany); Bruker M4 Tornado™ system | SIO, MNR; China University of Petroleum (East China), Qingdao, China; Nanjing Focu MS Technology Co. Ltd., Nanjing, China; Shanghai Chemlab Laboratory, Shanghai, China; Wuhan Sample Solution Analytical Technology Co. Ltd., Wuhan, China | EPMA: beam current of 10 nA, beam size of 1–5 μm, accelerating voltage of 20 kV. Micro-XRF: rhodium target X-ray tube operating at 50 kV and 800 nA, polycapillary lens providing a 40-μm spot size on a 20-μm raster, dwell time of 5 ms per pixel. LA-ICP-MS: 193-nm ArF excimer laser, fluence of 6 J/cm², 6 Hz repetition rate for 40 seconds (240 pulses), 30-second pre-ablation blank, total run time 70 seconds, spot size 32–44 μm, He carrier gas mixed with Ar. LA-ICP-TOF-MS: 193 nm ArF excimer laser, spot diameter ~20 µm, repetition rate ~20 Hz, laser fluence ~7 J/cm², scan speed ~4000 µm/s, He carrier gas ~600 ml/min, washout time 50 ms. S isotope MC-ICP-MS: spot size ~44 μm, pulse frequency ~2 Hz, laser fluence ~5 J/cm², He carrier gas with Ar make-up gas. | MASS-1 (Fe-Cu-Zn-S pressed pellet) and GSE-1G (synthetic basaltic glass) from the United States Geological Survey; pyrite PPP-1; chalcopyrite GBW07268; pyrrhotite SP-Po-01 (δ34S = 1.4‰ ± 0.4‰); chalcopyrite SP-CP-01 (δ34S = 5.45‰ ± 0.3‰); natural and synthetic minerals from USA SPI Supplies | 0.45154 |  |  |  | 12.6132 |  | 0.005156 |  |  |  | 0.015382 |  |  |  | 0.004641 | [5 empty] | 0.057023 | [5 empty] | 61.419 | [5 empty] | 505.1246 | [9 empty] | 16042.8341 | [13 empty] | 0.029493 | [11 empty] | 0.90706 |  | 0.088177 |  | 0.34591 | [7 empty] | 0.040228 | [5 empty] | 0.36083 | [15 empty] | 18317.3447 |  | 0.016701 |  |  |  | 7.7541 | [5 empty] | 0.026424 | [7 empty] | 0.057373 | [5 empty] | 0.002644 |  |  |  | 0.23249 |  | 0.10182 | [7 empty] | 1.5363 |  |  |  |  | 2025
| Xunmei vent field, Niaochao vent field |  | Seafloor hydrothermal | Volcanic-hosted massive sulfide (VMS) | seafloor massive sulfide (SMS) | Cu, Zn, Au, Ag | Co, Pb, Sb | Cu, Zn, Au, Ag, Co, Pb, Sb |  |  | I-Py4 (n=62)-172 | I-Py4 (n=62)-172 | seafloor vent field |  |  |  |  | ore material | grab | grab | mineral separate | [5 empty] | mineralisation | sulfide chimney | pyrite, marcasite, chalcopyrite |  | pyrite, marcasite, chalcopyrite | multiple stages: colloform marcasite-pyrite intergrowths (outermost wall), replacement assemblages (transition layers), dense recrystallized assemblages, marcasite pseudomorphs after pyrrhotite (middle layer) | sulfide chimney | colloform, subhedral, anhedral, euhedral, dense coarse-grained, columnar pseudomorphs |  |  |  | sphalerite, pyrrhotite, anhydrite, galena, tetrahedrite, tennantite | Transverse sections (polished sections) | EMPA, LA-ICPMS, MC-ICPMS | JEOL JXA-8100 EPMA; Teledyne Cetac Technologies Analyte Excite laser ablation system coupled with an Agilent Technologies 7700x quadrupole ICP-MS; ESI NWR Image GEO 193 coupled with TOFWERK icp TOF R; Neptune Plus multicollector ICP-MS (Thermo Fisher Scientific, Bremen, Germany) coupled with a Geolas HD excimer ArF laser ablation system (Coherent, Göttingen, Germany); Bruker M4 Tornado™ system | SIO, MNR; China University of Petroleum (East China), Qingdao, China; Nanjing Focu MS Technology Co. Ltd., Nanjing, China; Shanghai Chemlab Laboratory, Shanghai, China; Wuhan Sample Solution Analytical Technology Co. Ltd., Wuhan, China | EPMA: beam current of 10 nA, beam size of 1–5 μm, accelerating voltage of 20 kV. Micro-XRF: rhodium target X-ray tube operating at 50 kV and 800 nA, polycapillary lens providing a 40-μm spot size on a 20-μm raster, dwell time of 5 ms per pixel. LA-ICP-MS: 193-nm ArF excimer laser, fluence of 6 J/cm², 6 Hz repetition rate for 40 seconds (240 pulses), 30-second pre-ablation blank, total run time 70 seconds, spot size 32–44 μm, He carrier gas mixed with Ar. LA-ICP-TOF-MS: 193 nm ArF excimer laser, spot diameter ~20 µm, repetition rate ~20 Hz, laser fluence ~7 J/cm², scan speed ~4000 µm/s, He carrier gas ~600 ml/min, washout time 50 ms. S isotope MC-ICP-MS: spot size ~44 μm, pulse frequency ~2 Hz, laser fluence ~5 J/cm², He carrier gas with Ar make-up gas. | MASS-1 (Fe-Cu-Zn-S pressed pellet) and GSE-1G (synthetic basaltic glass) from the United States Geological Survey; pyrite PPP-1; chalcopyrite GBW07268; pyrrhotite SP-Po-01 (δ34S = 1.4‰ ± 0.4‰); chalcopyrite SP-CP-01 (δ34S = 5.45‰ ± 0.3‰); natural and synthetic minerals from USA SPI Supplies | 0.044976 |  |  |  | 19.3715 |  | 0.002244 |  |  |  | 0.002536 |  |  |  | 0.002139 | [5 empty] | 0.0127 | [5 empty] | 16.7025 | [5 empty] | 18.1975 | [9 empty] | 15342.7568 | [13 empty] | 0.081859 | [11 empty] | 0.11623 |  | 0.062342 |  | 0.20982 | [7 empty] | 0.026928 | [5 empty] | 0.30492 | [15 empty] | 15167.7334 |  | 0.018131 |  |  |  | 5.7045 | [5 empty] | 0.02505 | [7 empty] | 0.027815 | [5 empty] | 0.000841 |  |  |  | 0.006617 |  | 0.016494 | [7 empty] | 3.4774 |  |  |  |  | 2025
| Xunmei vent field, Niaochao vent field |  | Seafloor hydrothermal | Volcanic-hosted massive sulfide (VMS) | seafloor massive sulfide (SMS) | Cu, Zn, Au, Ag | Co, Pb, Sb | Cu, Zn, Au, Ag, Co, Pb, Sb |  |  | I-Py4 (n=62)-173 | I-Py4 (n=62)-173 | seafloor vent field |  |  |  |  | ore material | grab | grab | mineral separate | [5 empty] | mineralisation | sulfide chimney | pyrite, marcasite, chalcopyrite |  | pyrite, marcasite, chalcopyrite | multiple stages: colloform marcasite-pyrite intergrowths (outermost wall), replacement assemblages (transition layers), dense recrystallized assemblages, marcasite pseudomorphs after pyrrhotite (middle layer) | sulfide chimney | colloform, subhedral, anhedral, euhedral, dense coarse-grained, columnar pseudomorphs |  |  |  | sphalerite, pyrrhotite, anhydrite, galena, tetrahedrite, tennantite | Transverse sections (polished sections) | EMPA, LA-ICPMS, MC-ICPMS | JEOL JXA-8100 EPMA; Teledyne Cetac Technologies Analyte Excite laser ablation system coupled with an Agilent Technologies 7700x quadrupole ICP-MS; ESI NWR Image GEO 193 coupled with TOFWERK icp TOF R; Neptune Plus multicollector ICP-MS (Thermo Fisher Scientific, Bremen, Germany) coupled with a Geolas HD excimer ArF laser ablation system (Coherent, Göttingen, Germany); Bruker M4 Tornado™ system | SIO, MNR; China University of Petroleum (East China), Qingdao, China; Nanjing Focu MS Technology Co. Ltd., Nanjing, China; Shanghai Chemlab Laboratory, Shanghai, China; Wuhan Sample Solution Analytical Technology Co. Ltd., Wuhan, China | EPMA: beam current of 10 nA, beam size of 1–5 μm, accelerating voltage of 20 kV. Micro-XRF: rhodium target X-ray tube operating at 50 kV and 800 nA, polycapillary lens providing a 40-μm spot size on a 20-μm raster, dwell time of 5 ms per pixel. LA-ICP-MS: 193-nm ArF excimer laser, fluence of 6 J/cm², 6 Hz repetition rate for 40 seconds (240 pulses), 30-second pre-ablation blank, total run time 70 seconds, spot size 32–44 μm, He carrier gas mixed with Ar. LA-ICP-TOF-MS: 193 nm ArF excimer laser, spot diameter ~20 µm, repetition rate ~20 Hz, laser fluence ~7 J/cm², scan speed ~4000 µm/s, He carrier gas ~600 ml/min, washout time 50 ms. S isotope MC-ICP-MS: spot size ~44 μm, pulse frequency ~2 Hz, laser fluence ~5 J/cm², He carrier gas with Ar make-up gas. | MASS-1 (Fe-Cu-Zn-S pressed pellet) and GSE-1G (synthetic basaltic glass) from the United States Geological Survey; pyrite PPP-1; chalcopyrite GBW07268; pyrrhotite SP-Po-01 (δ34S = 1.4‰ ± 0.4‰); chalcopyrite SP-CP-01 (δ34S = 5.45‰ ± 0.3‰); natural and synthetic minerals from USA SPI Supplies | 0.040255 |  |  |  | 12.799 |  | 0.006184 |  |  |  | 0.006408 |  |  |  | 0.001668 | [5 empty] | 0.024651 | [5 empty] | 31.6394 | [5 empty] | 77.256 | [9 empty] | 9665.2638 | [13 empty] | 0.012013 | [11 empty] | 0.21507 |  | 2.62 |  | 1.459 | [7 empty] | 0.072168 | [5 empty] | 11.5683 | [15 empty] | 10163.6964 |  | 0.070086 |  |  |  | 1.0109 | [5 empty] | 0.026229 | [7 empty] | 0.029595 | [5 empty] | 0.09336 |  |  |  | 0.01467 |  | 0.24227 | [7 empty] | 1.4559 |  |  |  |  | 2025
| Xunmei vent field, Niaochao vent field |  | Seafloor hydrothermal | Volcanic-hosted massive sulfide (VMS) | seafloor massive sulfide (SMS) | Cu, Zn, Au, Ag | Co, Pb, Sb | Cu, Zn, Au, Ag, Co, Pb, Sb |  |  | I-Py4 (n=62)-174 | I-Py4 (n=62)-174 | seafloor vent field |  |  |  |  | ore material | grab | grab | mineral separate | [5 empty] | mineralisation | sulfide chimney | pyrite, marcasite, chalcopyrite |  | pyrite, marcasite, chalcopyrite | multiple stages: colloform marcasite-pyrite intergrowths (outermost wall), replacement assemblages (transition layers), dense recrystallized assemblages, marcasite pseudomorphs after pyrrhotite (middle layer) | sulfide chimney | colloform, subhedral, anhedral, euhedral, dense coarse-grained, columnar pseudomorphs |  |  |  | sphalerite, pyrrhotite, anhydrite, galena, tetrahedrite, tennantite | Transverse sections (polished sections) | EMPA, LA-ICPMS, MC-ICPMS | JEOL JXA-8100 EPMA; Teledyne Cetac Technologies Analyte Excite laser ablation system coupled with an Agilent Technologies 7700x quadrupole ICP-MS; ESI NWR Image GEO 193 coupled with TOFWERK icp TOF R; Neptune Plus multicollector ICP-MS (Thermo Fisher Scientific, Bremen, Germany) coupled with a Geolas HD excimer ArF laser ablation system (Coherent, Göttingen, Germany); Bruker M4 Tornado™ system | SIO, MNR; China University of Petroleum (East China), Qingdao, China; Nanjing Focu MS Technology Co. Ltd., Nanjing, China; Shanghai Chemlab Laboratory, Shanghai, China; Wuhan Sample Solution Analytical Technology Co. Ltd., Wuhan, China | EPMA: beam current of 10 nA, beam size of 1–5 μm, accelerating voltage of 20 kV. Micro-XRF: rhodium target X-ray tube operating at 50 kV and 800 nA, polycapillary lens providing a 40-μm spot size on a 20-μm raster, dwell time of 5 ms per pixel. LA-ICP-MS: 193-nm ArF excimer laser, fluence of 6 J/cm², 6 Hz repetition rate for 40 seconds (240 pulses), 30-second pre-ablation blank, total run time 70 seconds, spot size 32–44 μm, He carrier gas mixed with Ar. LA-ICP-TOF-MS: 193 nm ArF excimer laser, spot diameter ~20 µm, repetition rate ~20 Hz, laser fluence ~7 J/cm², scan speed ~4000 µm/s, He carrier gas ~600 ml/min, washout time 50 ms. S isotope MC-ICP-MS: spot size ~44 μm, pulse frequency ~2 Hz, laser fluence ~5 J/cm², He carrier gas with Ar make-up gas. | MASS-1 (Fe-Cu-Zn-S pressed pellet) and GSE-1G (synthetic basaltic glass) from the United States Geological Survey; pyrite PPP-1; chalcopyrite GBW07268; pyrrhotite SP-Po-01 (δ34S = 1.4‰ ± 0.4‰); chalcopyrite SP-CP-01 (δ34S = 5.45‰ ± 0.3‰); natural and synthetic minerals from USA SPI Supplies | 0.29191 |  |  |  | 23.3216 |  | 0.034723 |  |  |  | 0.012873 |  |  |  | 0.000861 | [5 empty] | 0.18538 | [5 empty] | 11.2107 | [5 empty] | 10.2503 | [9 empty] | 9311.6286 | [13 empty] | 0.003357 | [11 empty] | 0.22068 |  | 2.6223 |  | 1.3968 | [7 empty] | 0.073371 | [5 empty] | 11.6601 | [15 empty] | 8477.9398 |  | 0.1881 |  |  |  | 0.33794 | [5 empty] | 0.023962 | [7 empty] | 0.013086 | [5 empty] | 0.14051 |  |  |  | 0.017229 |  | 0.054022 | [7 empty] | 398.9264 |  |  |  |  | 2025
| Xunmei vent field, Niaochao vent field |  | Seafloor hydrothermal | Volcanic-hosted massive sulfide (VMS) | seafloor massive sulfide (SMS) | Cu, Zn, Au, Ag | Co, Pb, Sb | Cu, Zn, Au, Ag, Co, Pb, Sb |  |  | I-Py4 (n=62)-175 | I-Py4 (n=62)-175 | seafloor vent field |  |  |  |  | ore material | grab | grab | mineral separate | [5 empty] | mineralisation | sulfide chimney | pyrite, marcasite, chalcopyrite |  | pyrite, marcasite, chalcopyrite | multiple stages: colloform marcasite-pyrite intergrowths (outermost wall), replacement assemblages (transition layers), dense recrystallized assemblages, marcasite pseudomorphs after pyrrhotite (middle layer) | sulfide chimney | colloform, subhedral, anhedral, euhedral, dense coarse-grained, columnar pseudomorphs |  |  |  | sphalerite, pyrrhotite, anhydrite, galena, tetrahedrite, tennantite | Transverse sections (polished sections) | EMPA, LA-ICPMS, MC-ICPMS | JEOL JXA-8100 EPMA; Teledyne Cetac Technologies Analyte Excite laser ablation system coupled with an Agilent Technologies 7700x quadrupole ICP-MS; ESI NWR Image GEO 193 coupled with TOFWERK icp TOF R; Neptune Plus multicollector ICP-MS (Thermo Fisher Scientific, Bremen, Germany) coupled with a Geolas HD excimer ArF laser ablation system (Coherent, Göttingen, Germany); Bruker M4 Tornado™ system | SIO, MNR; China University of Petroleum (East China), Qingdao, China; Nanjing Focu MS Technology Co. Ltd., Nanjing, China; Shanghai Chemlab Laboratory, Shanghai, China; Wuhan Sample Solution Analytical Technology Co. Ltd., Wuhan, China | EPMA: beam current of 10 nA, beam size of 1–5 μm, accelerating voltage of 20 kV. Micro-XRF: rhodium target X-ray tube operating at 50 kV and 800 nA, polycapillary lens providing a 40-μm spot size on a 20-μm raster, dwell time of 5 ms per pixel. LA-ICP-MS: 193-nm ArF excimer laser, fluence of 6 J/cm², 6 Hz repetition rate for 40 seconds (240 pulses), 30-second pre-ablation blank, total run time 70 seconds, spot size 32–44 μm, He carrier gas mixed with Ar. LA-ICP-TOF-MS: 193 nm ArF excimer laser, spot diameter ~20 µm, repetition rate ~20 Hz, laser fluence ~7 J/cm², scan speed ~4000 µm/s, He carrier gas ~600 ml/min, washout time 50 ms. S isotope MC-ICP-MS: spot size ~44 μm, pulse frequency ~2 Hz, laser fluence ~5 J/cm², He carrier gas with Ar make-up gas. | MASS-1 (Fe-Cu-Zn-S pressed pellet) and GSE-1G (synthetic basaltic glass) from the United States Geological Survey; pyrite PPP-1; chalcopyrite GBW07268; pyrrhotite SP-Po-01 (δ34S = 1.4‰ ± 0.4‰); chalcopyrite SP-CP-01 (δ34S = 5.45‰ ± 0.3‰); natural and synthetic minerals from USA SPI Supplies | 0.02849 |  |  |  | 10.1383 |  | 0.001291 |  |  |  | 0.008332 |  |  |  | 0.003408 | [5 empty] | 0.011319 | [5 empty] | 9.3745 | [5 empty] | 94.006 | [9 empty] | 14978.3323 | [13 empty] | 0.009996 | [11 empty] | 0.064514 |  | 0.055723 |  | 0.079539 | [7 empty] | 0.02815 | [5 empty] | 0.14979 | [15 empty] | 14454.1202 |  | 0.021455 |  |  |  | 6.8119 | [5 empty] | 0.020713 | [7 empty] | 0.023737 | [5 empty] | 0.001042 |  |  |  | 0.00106 |  | 0.019481 | [7 empty] | 0.20275 |  |  |  |  | 2025
| Xunmei vent field, Niaochao vent field |  | Seafloor hydrothermal | Volcanic-hosted massive sulfide (VMS) | seafloor massive sulfide (SMS) | Cu, Zn, Au, Ag | Co, Pb, Sb | Cu, Zn, Au, Ag, Co, Pb, Sb |  |  | I-Py4 (n=62)-176 | I-Py4 (n=62)-176 | seafloor vent field |  |  |  |  | ore material | grab | grab | mineral separate | [5 empty] | mineralisation | sulfide chimney | pyrite, marcasite, chalcopyrite |  | pyrite, marcasite, chalcopyrite | multiple stages: colloform marcasite-pyrite intergrowths (outermost wall), replacement assemblages (transition layers), dense recrystallized assemblages, marcasite pseudomorphs after pyrrhotite (middle layer) | sulfide chimney | colloform, subhedral, anhedral, euhedral, dense coarse-grained, columnar pseudomorphs |  |  |  | sphalerite, pyrrhotite, anhydrite, galena, tetrahedrite, tennantite | Transverse sections (polished sections) | EMPA, LA-ICPMS, MC-ICPMS | JEOL JXA-8100 EPMA; Teledyne Cetac Technologies Analyte Excite laser ablation system coupled with an Agilent Technologies 7700x quadrupole ICP-MS; ESI NWR Image GEO 193 coupled with TOFWERK icp TOF R; Neptune Plus multicollector ICP-MS (Thermo Fisher Scientific, Bremen, Germany) coupled with a Geolas HD excimer ArF laser ablation system (Coherent, Göttingen, Germany); Bruker M4 Tornado™ system | SIO, MNR; China University of Petroleum (East China), Qingdao, China; Nanjing Focu MS Technology Co. Ltd., Nanjing, China; Shanghai Chemlab Laboratory, Shanghai, China; Wuhan Sample Solution Analytical Technology Co. Ltd., Wuhan, China | EPMA: beam current of 10 nA, beam size of 1–5 μm, accelerating voltage of 20 kV. Micro-XRF: rhodium target X-ray tube operating at 50 kV and 800 nA, polycapillary lens providing a 40-μm spot size on a 20-μm raster, dwell time of 5 ms per pixel. LA-ICP-MS: 193-nm ArF excimer laser, fluence of 6 J/cm², 6 Hz repetition rate for 40 seconds (240 pulses), 30-second pre-ablation blank, total run time 70 seconds, spot size 32–44 μm, He carrier gas mixed with Ar. LA-ICP-TOF-MS: 193 nm ArF excimer laser, spot diameter ~20 µm, repetition rate ~20 Hz, laser fluence ~7 J/cm², scan speed ~4000 µm/s, He carrier gas ~600 ml/min, washout time 50 ms. S isotope MC-ICP-MS: spot size ~44 μm, pulse frequency ~2 Hz, laser fluence ~5 J/cm², He carrier gas with Ar make-up gas. | MASS-1 (Fe-Cu-Zn-S pressed pellet) and GSE-1G (synthetic basaltic glass) from the United States Geological Survey; pyrite PPP-1; chalcopyrite GBW07268; pyrrhotite SP-Po-01 (δ34S = 1.4‰ ± 0.4‰); chalcopyrite SP-CP-01 (δ34S = 5.45‰ ± 0.3‰); natural and synthetic minerals from USA SPI Supplies | 0.41123 |  |  |  | 6.3713 |  | 0.016012 |  |  |  | 0.017962 |  |  |  | 0.007373 | [5 empty] | 0.2431 | [5 empty] | 18.1184 | [5 empty] | 152.838 | [9 empty] | 13455.7388 | [13 empty] | 0.008892 | [11 empty] | 0.76608 |  | 5.0212 |  | 1.6348 | [7 empty] | 0.064535 | [5 empty] | 11.4175 | [15 empty] | 14896.8295 |  | 0.15261 |  |  |  | 0.52555 | [5 empty] | 0.024505 | [7 empty] | 0.035262 | [5 empty] | 0.31073 |  |  |  | 0.013896 |  | 0.77219 | [7 empty] | 215.6618 |  |  |  |  | 2025
| Xunmei vent field, Niaochao vent field |  | Seafloor hydrothermal | Volcanic-hosted massive sulfide (VMS) | seafloor massive sulfide (SMS) | Cu, Zn, Au, Ag | Co, Pb, Sb | Cu, Zn, Au, Ag, Co, Pb, Sb |  |  | I-Py4 (n=62)-177 | I-Py4 (n=62)-177 | seafloor vent field |  |  |  |  | ore material | grab | grab | mineral separate | [5 empty] | mineralisation | sulfide chimney | pyrite, marcasite, chalcopyrite |  | pyrite, marcasite, chalcopyrite | multiple stages: colloform marcasite-pyrite intergrowths (outermost wall), replacement assemblages (transition layers), dense recrystallized assemblages, marcasite pseudomorphs after pyrrhotite (middle layer) | sulfide chimney | colloform, subhedral, anhedral, euhedral, dense coarse-grained, columnar pseudomorphs |  |  |  | sphalerite, pyrrhotite, anhydrite, galena, tetrahedrite, tennantite | Transverse sections (polished sections) | EMPA, LA-ICPMS, MC-ICPMS | JEOL JXA-8100 EPMA; Teledyne Cetac Technologies Analyte Excite laser ablation system coupled with an Agilent Technologies 7700x quadrupole ICP-MS; ESI NWR Image GEO 193 coupled with TOFWERK icp TOF R; Neptune Plus multicollector ICP-MS (Thermo Fisher Scientific, Bremen, Germany) coupled with a Geolas HD excimer ArF laser ablation system (Coherent, Göttingen, Germany); Bruker M4 Tornado™ system | SIO, MNR; China University of Petroleum (East China), Qingdao, China; Nanjing Focu MS Technology Co. Ltd., Nanjing, China; Shanghai Chemlab Laboratory, Shanghai, China; Wuhan Sample Solution Analytical Technology Co. Ltd., Wuhan, China | EPMA: beam current of 10 nA, beam size of 1–5 μm, accelerating voltage of 20 kV. Micro-XRF: rhodium target X-ray tube operating at 50 kV and 800 nA, polycapillary lens providing a 40-μm spot size on a 20-μm raster, dwell time of 5 ms per pixel. LA-ICP-MS: 193-nm ArF excimer laser, fluence of 6 J/cm², 6 Hz repetition rate for 40 seconds (240 pulses), 30-second pre-ablation blank, total run time 70 seconds, spot size 32–44 μm, He carrier gas mixed with Ar. LA-ICP-TOF-MS: 193 nm ArF excimer laser, spot diameter ~20 µm, repetition rate ~20 Hz, laser fluence ~7 J/cm², scan speed ~4000 µm/s, He carrier gas ~600 ml/min, washout time 50 ms. S isotope MC-ICP-MS: spot size ~44 μm, pulse frequency ~2 Hz, laser fluence ~5 J/cm², He carrier gas with Ar make-up gas. | MASS-1 (Fe-Cu-Zn-S pressed pellet) and GSE-1G (synthetic basaltic glass) from the United States Geological Survey; pyrite PPP-1; chalcopyrite GBW07268; pyrrhotite SP-Po-01 (δ34S = 1.4‰ ± 0.4‰); chalcopyrite SP-CP-01 (δ34S = 5.45‰ ± 0.3‰); natural and synthetic minerals from USA SPI Supplies | 0.019252 |  |  |  | 5.2142 |  | 0.002165 |  |  |  | 0.00551 |  |  |  | 0.002727 | [5 empty] | 0.050284 | [5 empty] | 21.4145 | [5 empty] | 30.1097 | [9 empty] | 19241.5361 | [13 empty] | 0.005527 | [11 empty] | 0.062002 |  | 0.05826 |  | 0.55968 | [7 empty] | 0.028339 | [5 empty] | 0.10282 | [15 empty] | 16382.0873 |  | 0.01655 |  |  |  | 5.785 | [5 empty] | 0.044084 | [7 empty] | 0.022979 | [5 empty] | 0.0042 |  |  |  | 0.0011 |  | 0.039895 | [7 empty] | 0.13112 |  |  |  |  | 2025
| Xunmei vent field, Niaochao vent field |  | Seafloor hydrothermal | Volcanic-hosted massive sulfide (VMS) | seafloor massive sulfide (SMS) | Cu, Zn, Au, Ag | Co, Pb, Sb | Cu, Zn, Au, Ag, Co, Pb, Sb |  |  | I-Py4 (n=62)-178 | I-Py4 (n=62)-178 | seafloor vent field |  |  |  |  | ore material | grab | grab | mineral separate | [5 empty] | mineralisation | sulfide chimney | pyrite, marcasite, chalcopyrite |  | pyrite, marcasite, chalcopyrite | multiple stages: colloform marcasite-pyrite intergrowths (outermost wall), replacement assemblages (transition layers), dense recrystallized assemblages, marcasite pseudomorphs after pyrrhotite (middle layer) | sulfide chimney | colloform, subhedral, anhedral, euhedral, dense coarse-grained, columnar pseudomorphs |  |  |  | sphalerite, pyrrhotite, anhydrite, galena, tetrahedrite, tennantite | Transverse sections (polished sections) | EMPA, LA-ICPMS, MC-ICPMS | JEOL JXA-8100 EPMA; Teledyne Cetac Technologies Analyte Excite laser ablation system coupled with an Agilent Technologies 7700x quadrupole ICP-MS; ESI NWR Image GEO 193 coupled with TOFWERK icp TOF R; Neptune Plus multicollector ICP-MS (Thermo Fisher Scientific, Bremen, Germany) coupled with a Geolas HD excimer ArF laser ablation system (Coherent, Göttingen, Germany); Bruker M4 Tornado™ system | SIO, MNR; China University of Petroleum (East China), Qingdao, China; Nanjing Focu MS Technology Co. Ltd., Nanjing, China; Shanghai Chemlab Laboratory, Shanghai, China; Wuhan Sample Solution Analytical Technology Co. Ltd., Wuhan, China | EPMA: beam current of 10 nA, beam size of 1–5 μm, accelerating voltage of 20 kV. Micro-XRF: rhodium target X-ray tube operating at 50 kV and 800 nA, polycapillary lens providing a 40-μm spot size on a 20-μm raster, dwell time of 5 ms per pixel. LA-ICP-MS: 193-nm ArF excimer laser, fluence of 6 J/cm², 6 Hz repetition rate for 40 seconds (240 pulses), 30-second pre-ablation blank, total run time 70 seconds, spot size 32–44 μm, He carrier gas mixed with Ar. LA-ICP-TOF-MS: 193 nm ArF excimer laser, spot diameter ~20 µm, repetition rate ~20 Hz, laser fluence ~7 J/cm², scan speed ~4000 µm/s, He carrier gas ~600 ml/min, washout time 50 ms. S isotope MC-ICP-MS: spot size ~44 μm, pulse frequency ~2 Hz, laser fluence ~5 J/cm², He carrier gas with Ar make-up gas. | MASS-1 (Fe-Cu-Zn-S pressed pellet) and GSE-1G (synthetic basaltic glass) from the United States Geological Survey; pyrite PPP-1; chalcopyrite GBW07268; pyrrhotite SP-Po-01 (δ34S = 1.4‰ ± 0.4‰); chalcopyrite SP-CP-01 (δ34S = 5.45‰ ± 0.3‰); natural and synthetic minerals from USA SPI Supplies | 0.038155 |  |  |  | 4.4574 |  | 0.002377 |  |  |  | 0.003781 |  |  |  | 0.00162 | [5 empty] | 0.040219 | [5 empty] | 49.9435 | [5 empty] | 77.4532 | [9 empty] | 19573.8027 | [13 empty] | 0.011538 | [11 empty] | 0.095819 |  | 0.059904 |  | 0.34051 | [7 empty] | 0.027873 | [5 empty] | 0.22938 | [15 empty] | 15376.2405 |  | 0.016619 |  |  |  | 4.6484 | [5 empty] | 0.039212 | [7 empty] | 0.035012 | [5 empty] | 0.005746 |  |  |  | 0.03269 |  | 0.027278 | [7 empty] | 0.22871 |  |  |  |  | 2025
| Xunmei vent field, Niaochao vent field |  | Seafloor hydrothermal | Volcanic-hosted massive sulfide (VMS) | seafloor massive sulfide (SMS) | Cu, Zn, Au, Ag | Co, Pb, Sb | Cu, Zn, Au, Ag, Co, Pb, Sb |  |  | I-Py4 (n=62)-179 | I-Py4 (n=62)-179 | seafloor vent field |  |  |  |  | ore material | grab | grab | mineral separate | [5 empty] | mineralisation | sulfide chimney | pyrite, marcasite, chalcopyrite |  | pyrite, marcasite, chalcopyrite | multiple stages: colloform marcasite-pyrite intergrowths (outermost wall), replacement assemblages (transition layers), dense recrystallized assemblages, marcasite pseudomorphs after pyrrhotite (middle layer) | sulfide chimney | colloform, subhedral, anhedral, euhedral, dense coarse-grained, columnar pseudomorphs |  |  |  | sphalerite, pyrrhotite, anhydrite, galena, tetrahedrite, tennantite | Transverse sections (polished sections) | EMPA, LA-ICPMS, MC-ICPMS | JEOL JXA-8100 EPMA; Teledyne Cetac Technologies Analyte Excite laser ablation system coupled with an Agilent Technologies 7700x quadrupole ICP-MS; ESI NWR Image GEO 193 coupled with TOFWERK icp TOF R; Neptune Plus multicollector ICP-MS (Thermo Fisher Scientific, Bremen, Germany) coupled with a Geolas HD excimer ArF laser ablation system (Coherent, Göttingen, Germany); Bruker M4 Tornado™ system | SIO, MNR; China University of Petroleum (East China), Qingdao, China; Nanjing Focu MS Technology Co. Ltd., Nanjing, China; Shanghai Chemlab Laboratory, Shanghai, China; Wuhan Sample Solution Analytical Technology Co. Ltd., Wuhan, China | EPMA: beam current of 10 nA, beam size of 1–5 μm, accelerating voltage of 20 kV. Micro-XRF: rhodium target X-ray tube operating at 50 kV and 800 nA, polycapillary lens providing a 40-μm spot size on a 20-μm raster, dwell time of 5 ms per pixel. LA-ICP-MS: 193-nm ArF excimer laser, fluence of 6 J/cm², 6 Hz repetition rate for 40 seconds (240 pulses), 30-second pre-ablation blank, total run time 70 seconds, spot size 32–44 μm, He carrier gas mixed with Ar. LA-ICP-TOF-MS: 193 nm ArF excimer laser, spot diameter ~20 µm, repetition rate ~20 Hz, laser fluence ~7 J/cm², scan speed ~4000 µm/s, He carrier gas ~600 ml/min, washout time 50 ms. S isotope MC-ICP-MS: spot size ~44 μm, pulse frequency ~2 Hz, laser fluence ~5 J/cm², He carrier gas with Ar make-up gas. | MASS-1 (Fe-Cu-Zn-S pressed pellet) and GSE-1G (synthetic basaltic glass) from the United States Geological Survey; pyrite PPP-1; chalcopyrite GBW07268; pyrrhotite SP-Po-01 (δ34S = 1.4‰ ± 0.4‰); chalcopyrite SP-CP-01 (δ34S = 5.45‰ ± 0.3‰); natural and synthetic minerals from USA SPI Supplies | 0.007824 |  |  |  | 7.7106 |  | 0.000856 |  |  |  | 0.00597 |  |  |  | 0.00153 | [5 empty] | 0.020945 | [5 empty] | 6.8719 | [5 empty] | 0.34648 | [9 empty] | 21601.1775 | [13 empty] | 0.00155 | [11 empty] | 0.077716 |  | 0.048271 |  | 0.58581 | [7 empty] | 0.029876 | [5 empty] | 0.039547 | [15 empty] | 18677.1536 |  | 0.012069 |  |  |  | 6.7702 | [5 empty] | 0.037777 | [7 empty] | 0.030957 | [5 empty] | 0.003805 |  |  |  | 0.000475 |  | 0.027686 | [7 empty] | 0.08499 |  |  |  |  | 2025
| Xunmei vent field, Niaochao vent field |  | Seafloor hydrothermal | Volcanic-hosted massive sulfide (VMS) | seafloor massive sulfide (SMS) | Cu, Zn, Au, Ag | Co, Pb, Sb | Cu, Zn, Au, Ag, Co, Pb, Sb |  |  | I-Py4 (n=62)-180 | I-Py4 (n=62)-180 | seafloor vent field |  |  |  |  | ore material | grab | grab | mineral separate | [5 empty] | mineralisation | sulfide chimney | pyrite, marcasite, chalcopyrite |  | pyrite, marcasite, chalcopyrite | multiple stages: colloform marcasite-pyrite intergrowths (outermost wall), replacement assemblages (transition layers), dense recrystallized assemblages, marcasite pseudomorphs after pyrrhotite (middle layer) | sulfide chimney | colloform, subhedral, anhedral, euhedral, dense coarse-grained, columnar pseudomorphs |  |  |  | sphalerite, pyrrhotite, anhydrite, galena, tetrahedrite, tennantite | Transverse sections (polished sections) | EMPA, LA-ICPMS, MC-ICPMS | JEOL JXA-8100 EPMA; Teledyne Cetac Technologies Analyte Excite laser ablation system coupled with an Agilent Technologies 7700x quadrupole ICP-MS; ESI NWR Image GEO 193 coupled with TOFWERK icp TOF R; Neptune Plus multicollector ICP-MS (Thermo Fisher Scientific, Bremen, Germany) coupled with a Geolas HD excimer ArF laser ablation system (Coherent, Göttingen, Germany); Bruker M4 Tornado™ system | SIO, MNR; China University of Petroleum (East China), Qingdao, China; Nanjing Focu MS Technology Co. Ltd., Nanjing, China; Shanghai Chemlab Laboratory, Shanghai, China; Wuhan Sample Solution Analytical Technology Co. Ltd., Wuhan, China | EPMA: beam current of 10 nA, beam size of 1–5 μm, accelerating voltage of 20 kV. Micro-XRF: rhodium target X-ray tube operating at 50 kV and 800 nA, polycapillary lens providing a 40-μm spot size on a 20-μm raster, dwell time of 5 ms per pixel. LA-ICP-MS: 193-nm ArF excimer laser, fluence of 6 J/cm², 6 Hz repetition rate for 40 seconds (240 pulses), 30-second pre-ablation blank, total run time 70 seconds, spot size 32–44 μm, He carrier gas mixed with Ar. LA-ICP-TOF-MS: 193 nm ArF excimer laser, spot diameter ~20 µm, repetition rate ~20 Hz, laser fluence ~7 J/cm², scan speed ~4000 µm/s, He carrier gas ~600 ml/min, washout time 50 ms. S isotope MC-ICP-MS: spot size ~44 μm, pulse frequency ~2 Hz, laser fluence ~5 J/cm², He carrier gas with Ar make-up gas. | MASS-1 (Fe-Cu-Zn-S pressed pellet) and GSE-1G (synthetic basaltic glass) from the United States Geological Survey; pyrite PPP-1; chalcopyrite GBW07268; pyrrhotite SP-Po-01 (δ34S = 1.4‰ ± 0.4‰); chalcopyrite SP-CP-01 (δ34S = 5.45‰ ± 0.3‰); natural and synthetic minerals from USA SPI Supplies | 0.058609 |  |  |  | 9.3878 |  | 0.003939 |  |  |  | 0.013709 |  |  |  | 0.002544 | [5 empty] | 0.03668 | [5 empty] | 16.509 | [5 empty] | 189.9278 | [9 empty] | 20979.8681 | [13 empty] | 0.014313 | [11 empty] | 0.079142 |  | 0.05056 |  | 0.66438 | [7 empty] | 0.034715 | [5 empty] | 0.2368 | [15 empty] | 15863.6768 |  | 0.016803 |  |  |  | 4.7627 | [5 empty] | 0.043273 | [7 empty] | 0.036705 | [5 empty] | 0.004517 |  |  |  | 0.015276 |  | 0.034514 | [7 empty] | 0.28063 |  |  |  |  | 2025
| Xunmei vent field, Niaochao vent field |  | Seafloor hydrothermal | Volcanic-hosted massive sulfide (VMS) | seafloor massive sulfide (SMS) | Cu, Zn, Au, Ag | Co, Pb, Sb | Cu, Zn, Au, Ag, Co, Pb, Sb |  |  | I-Py4 (n=62)-181 | I-Py4 (n=62)-181 | seafloor vent field |  |  |  |  | ore material | grab | grab | mineral separate | [5 empty] | mineralisation | sulfide chimney | pyrite, marcasite, chalcopyrite |  | pyrite, marcasite, chalcopyrite | multiple stages: colloform marcasite-pyrite intergrowths (outermost wall), replacement assemblages (transition layers), dense recrystallized assemblages, marcasite pseudomorphs after pyrrhotite (middle layer) | sulfide chimney | colloform, subhedral, anhedral, euhedral, dense coarse-grained, columnar pseudomorphs |  |  |  | sphalerite, pyrrhotite, anhydrite, galena, tetrahedrite, tennantite | Transverse sections (polished sections) | EMPA, LA-ICPMS, MC-ICPMS | JEOL JXA-8100 EPMA; Teledyne Cetac Technologies Analyte Excite laser ablation system coupled with an Agilent Technologies 7700x quadrupole ICP-MS; ESI NWR Image GEO 193 coupled with TOFWERK icp TOF R; Neptune Plus multicollector ICP-MS (Thermo Fisher Scientific, Bremen, Germany) coupled with a Geolas HD excimer ArF laser ablation system (Coherent, Göttingen, Germany); Bruker M4 Tornado™ system | SIO, MNR; China University of Petroleum (East China), Qingdao, China; Nanjing Focu MS Technology Co. Ltd., Nanjing, China; Shanghai Chemlab Laboratory, Shanghai, China; Wuhan Sample Solution Analytical Technology Co. Ltd., Wuhan, China | EPMA: beam current of 10 nA, beam size of 1–5 μm, accelerating voltage of 20 kV. Micro-XRF: rhodium target X-ray tube operating at 50 kV and 800 nA, polycapillary lens providing a 40-μm spot size on a 20-μm raster, dwell time of 5 ms per pixel. LA-ICP-MS: 193-nm ArF excimer laser, fluence of 6 J/cm², 6 Hz repetition rate for 40 seconds (240 pulses), 30-second pre-ablation blank, total run time 70 seconds, spot size 32–44 μm, He carrier gas mixed with Ar. LA-ICP-TOF-MS: 193 nm ArF excimer laser, spot diameter ~20 µm, repetition rate ~20 Hz, laser fluence ~7 J/cm², scan speed ~4000 µm/s, He carrier gas ~600 ml/min, washout time 50 ms. S isotope MC-ICP-MS: spot size ~44 μm, pulse frequency ~2 Hz, laser fluence ~5 J/cm², He carrier gas with Ar make-up gas. | MASS-1 (Fe-Cu-Zn-S pressed pellet) and GSE-1G (synthetic basaltic glass) from the United States Geological Survey; pyrite PPP-1; chalcopyrite GBW07268; pyrrhotite SP-Po-01 (δ34S = 1.4‰ ± 0.4‰); chalcopyrite SP-CP-01 (δ34S = 5.45‰ ± 0.3‰); natural and synthetic minerals from USA SPI Supplies | 0.047197 |  |  |  | 5.1215 |  | 0.003899 |  |  |  | 0.007226 |  |  |  | 0.002234 | [5 empty] | 0.037242 | [5 empty] | 46.1057 | [5 empty] | 50.8745 | [9 empty] | 16707.9314 | [13 empty] | 0.01609 | [11 empty] | 0.29807 |  | 0.21593 |  | 0.56827 | [7 empty] | 0.044345 | [5 empty] | 0.46691 | [15 empty] | 14622.6027 |  | 0.017449 |  |  |  | 5.1778 | [5 empty] | 0.03516 | [7 empty] | 0.050987 | [5 empty] | 0.012103 |  |  |  | 0.001542 |  | 0.031429 | [7 empty] | 0.44111 |  |  |  |  | 2025
| Xunmei vent field, Niaochao vent field |  | Seafloor hydrothermal | Volcanic-hosted massive sulfide (VMS) | seafloor massive sulfide (SMS) | Cu, Zn, Au, Ag | Co, Pb, Sb | Cu, Zn, Au, Ag, Co, Pb, Sb |  |  | I-Py4 (n=62)-182 | I-Py4 (n=62)-182 | seafloor vent field |  |  |  |  | ore material | grab | grab | mineral separate | [5 empty] | mineralisation | sulfide chimney | pyrite, marcasite, chalcopyrite |  | pyrite, marcasite, chalcopyrite | multiple stages: colloform marcasite-pyrite intergrowths (outermost wall), replacement assemblages (transition layers), dense recrystallized assemblages, marcasite pseudomorphs after pyrrhotite (middle layer) | sulfide chimney | colloform, subhedral, anhedral, euhedral, dense coarse-grained, columnar pseudomorphs |  |  |  | sphalerite, pyrrhotite, anhydrite, galena, tetrahedrite, tennantite | Transverse sections (polished sections) | EMPA, LA-ICPMS, MC-ICPMS | JEOL JXA-8100 EPMA; Teledyne Cetac Technologies Analyte Excite laser ablation system coupled with an Agilent Technologies 7700x quadrupole ICP-MS; ESI NWR Image GEO 193 coupled with TOFWERK icp TOF R; Neptune Plus multicollector ICP-MS (Thermo Fisher Scientific, Bremen, Germany) coupled with a Geolas HD excimer ArF laser ablation system (Coherent, Göttingen, Germany); Bruker M4 Tornado™ system | SIO, MNR; China University of Petroleum (East China), Qingdao, China; Nanjing Focu MS Technology Co. Ltd., Nanjing, China; Shanghai Chemlab Laboratory, Shanghai, China; Wuhan Sample Solution Analytical Technology Co. Ltd., Wuhan, China | EPMA: beam current of 10 nA, beam size of 1–5 μm, accelerating voltage of 20 kV. Micro-XRF: rhodium target X-ray tube operating at 50 kV and 800 nA, polycapillary lens providing a 40-μm spot size on a 20-μm raster, dwell time of 5 ms per pixel. LA-ICP-MS: 193-nm ArF excimer laser, fluence of 6 J/cm², 6 Hz repetition rate for 40 seconds (240 pulses), 30-second pre-ablation blank, total run time 70 seconds, spot size 32–44 μm, He carrier gas mixed with Ar. LA-ICP-TOF-MS: 193 nm ArF excimer laser, spot diameter ~20 µm, repetition rate ~20 Hz, laser fluence ~7 J/cm², scan speed ~4000 µm/s, He carrier gas ~600 ml/min, washout time 50 ms. S isotope MC-ICP-MS: spot size ~44 μm, pulse frequency ~2 Hz, laser fluence ~5 J/cm², He carrier gas with Ar make-up gas. | MASS-1 (Fe-Cu-Zn-S pressed pellet) and GSE-1G (synthetic basaltic glass) from the United States Geological Survey; pyrite PPP-1; chalcopyrite GBW07268; pyrrhotite SP-Po-01 (δ34S = 1.4‰ ± 0.4‰); chalcopyrite SP-CP-01 (δ34S = 5.45‰ ± 0.3‰); natural and synthetic minerals from USA SPI Supplies | 2.0833 |  |  |  | 8.0612 |  | 0.01064 |  |  |  | 0.006292 |  |  |  | 0.00198 | [5 empty] | 0.17396 | [5 empty] | 30.1142 | [5 empty] | 82.1053 | [9 empty] | 20350.1643 | [13 empty] | 0.060919 | [11 empty] | 0.1498 |  | 2.2234 |  | 7.9068 | [7 empty] | 0.035933 | [5 empty] | 18.1194 | [15 empty] | 14236.721 |  | 0.17072 |  |  |  | 4.8441 | [5 empty] | 0.039316 | [7 empty] | 0.034288 | [5 empty] | 0.070877 |  |  |  | 0.00238 |  | 0.036222 | [7 empty] | 118.7738 |  |  |  |  | 2025
| Xunmei vent field, Niaochao vent field |  | Seafloor hydrothermal | Volcanic-hosted massive sulfide (VMS) | seafloor massive sulfide (SMS) | Cu, Zn, Au, Ag | Co, Pb, Sb | Cu, Zn, Au, Ag, Co, Pb, Sb |  |  | I-Py4 (n=62)-183 | I-Py4 (n=62)-183 | seafloor vent field |  |  |  |  | ore material | grab | grab | mineral separate | [5 empty] | mineralisation | sulfide chimney | pyrite, marcasite, chalcopyrite |  | pyrite, marcasite, chalcopyrite | multiple stages: colloform marcasite-pyrite intergrowths (outermost wall), replacement assemblages (transition layers), dense recrystallized assemblages, marcasite pseudomorphs after pyrrhotite (middle layer) | sulfide chimney | colloform, subhedral, anhedral, euhedral, dense coarse-grained, columnar pseudomorphs |  |  |  | sphalerite, pyrrhotite, anhydrite, galena, tetrahedrite, tennantite | Transverse sections (polished sections) | EMPA, LA-ICPMS, MC-ICPMS | JEOL JXA-8100 EPMA; Teledyne Cetac Technologies Analyte Excite laser ablation system coupled with an Agilent Technologies 7700x quadrupole ICP-MS; ESI NWR Image GEO 193 coupled with TOFWERK icp TOF R; Neptune Plus multicollector ICP-MS (Thermo Fisher Scientific, Bremen, Germany) coupled with a Geolas HD excimer ArF laser ablation system (Coherent, Göttingen, Germany); Bruker M4 Tornado™ system | SIO, MNR; China University of Petroleum (East China), Qingdao, China; Nanjing Focu MS Technology Co. Ltd., Nanjing, China; Shanghai Chemlab Laboratory, Shanghai, China; Wuhan Sample Solution Analytical Technology Co. Ltd., Wuhan, China | EPMA: beam current of 10 nA, beam size of 1–5 μm, accelerating voltage of 20 kV. Micro-XRF: rhodium target X-ray tube operating at 50 kV and 800 nA, polycapillary lens providing a 40-μm spot size on a 20-μm raster, dwell time of 5 ms per pixel. LA-ICP-MS: 193-nm ArF excimer laser, fluence of 6 J/cm², 6 Hz repetition rate for 40 seconds (240 pulses), 30-second pre-ablation blank, total run time 70 seconds, spot size 32–44 μm, He carrier gas mixed with Ar. LA-ICP-TOF-MS: 193 nm ArF excimer laser, spot diameter ~20 µm, repetition rate ~20 Hz, laser fluence ~7 J/cm², scan speed ~4000 µm/s, He carrier gas ~600 ml/min, washout time 50 ms. S isotope MC-ICP-MS: spot size ~44 μm, pulse frequency ~2 Hz, laser fluence ~5 J/cm², He carrier gas with Ar make-up gas. | MASS-1 (Fe-Cu-Zn-S pressed pellet) and GSE-1G (synthetic basaltic glass) from the United States Geological Survey; pyrite PPP-1; chalcopyrite GBW07268; pyrrhotite SP-Po-01 (δ34S = 1.4‰ ± 0.4‰); chalcopyrite SP-CP-01 (δ34S = 5.45‰ ± 0.3‰); natural and synthetic minerals from USA SPI Supplies | 0.056657 |  |  |  | 4.7116 |  | 0.003311 |  |  |  | 0.007243 |  |  |  | 0.001975 | [5 empty] | 0.037343 | [5 empty] | 39.2971 | [5 empty] | 45.4854 | [9 empty] | 18142.5907 | [13 empty] | 0.013675 | [11 empty] | 0.12627 |  | 0.046593 |  | 0.29238 | [7 empty] | 0.049879 | [5 empty] | 0.18374 | [15 empty] | 15439.1344 |  | 0.020207 |  |  |  | 4.7373 | [5 empty] | 0.038062 | [7 empty] | 0.049155 | [5 empty] | 0.007252 |  |  |  | 0.003065 |  | 0.02649 | [7 empty] | 0.22062 |  |  |  |  | 2025
| Xunmei vent field, Niaochao vent field |  | Seafloor hydrothermal | Volcanic-hosted massive sulfide (VMS) | seafloor massive sulfide (SMS) | Cu, Zn, Au, Ag | Co, Pb, Sb | Cu, Zn, Au, Ag, Co, Pb, Sb |  |  | I-Py4 (n=62)-184 | I-Py4 (n=62)-184 | seafloor vent field |  |  |  |  | ore material | grab | grab | mineral separate | [5 empty] | mineralisation | sulfide chimney | pyrite, marcasite, chalcopyrite |  | pyrite, marcasite, chalcopyrite | multiple stages: colloform marcasite-pyrite intergrowths (outermost wall), replacement assemblages (transition layers), dense recrystallized assemblages, marcasite pseudomorphs after pyrrhotite (middle layer) | sulfide chimney | colloform, subhedral, anhedral, euhedral, dense coarse-grained, columnar pseudomorphs |  |  |  | sphalerite, pyrrhotite, anhydrite, galena, tetrahedrite, tennantite | Transverse sections (polished sections) | EMPA, LA-ICPMS, MC-ICPMS | JEOL JXA-8100 EPMA; Teledyne Cetac Technologies Analyte Excite laser ablation system coupled with an Agilent Technologies 7700x quadrupole ICP-MS; ESI NWR Image GEO 193 coupled with TOFWERK icp TOF R; Neptune Plus multicollector ICP-MS (Thermo Fisher Scientific, Bremen, Germany) coupled with a Geolas HD excimer ArF laser ablation system (Coherent, Göttingen, Germany); Bruker M4 Tornado™ system | SIO, MNR; China University of Petroleum (East China), Qingdao, China; Nanjing Focu MS Technology Co. Ltd., Nanjing, China; Shanghai Chemlab Laboratory, Shanghai, China; Wuhan Sample Solution Analytical Technology Co. Ltd., Wuhan, China | EPMA: beam current of 10 nA, beam size of 1–5 μm, accelerating voltage of 20 kV. Micro-XRF: rhodium target X-ray tube operating at 50 kV and 800 nA, polycapillary lens providing a 40-μm spot size on a 20-μm raster, dwell time of 5 ms per pixel. LA-ICP-MS: 193-nm ArF excimer laser, fluence of 6 J/cm², 6 Hz repetition rate for 40 seconds (240 pulses), 30-second pre-ablation blank, total run time 70 seconds, spot size 32–44 μm, He carrier gas mixed with Ar. LA-ICP-TOF-MS: 193 nm ArF excimer laser, spot diameter ~20 µm, repetition rate ~20 Hz, laser fluence ~7 J/cm², scan speed ~4000 µm/s, He carrier gas ~600 ml/min, washout time 50 ms. S isotope MC-ICP-MS: spot size ~44 μm, pulse frequency ~2 Hz, laser fluence ~5 J/cm², He carrier gas with Ar make-up gas. | MASS-1 (Fe-Cu-Zn-S pressed pellet) and GSE-1G (synthetic basaltic glass) from the United States Geological Survey; pyrite PPP-1; chalcopyrite GBW07268; pyrrhotite SP-Po-01 (δ34S = 1.4‰ ± 0.4‰); chalcopyrite SP-CP-01 (δ34S = 5.45‰ ± 0.3‰); natural and synthetic minerals from USA SPI Supplies | 0.068189 |  |  |  | 8.7593 |  | 0.004017 |  |  |  | 0.009422 |  |  |  | 0.002244 | [5 empty] | 0.025913 | [5 empty] | 56.932 | [5 empty] | 10.1895 | [9 empty] | 18064.8827 | [13 empty] | 0.002728 | [11 empty] | 0.10731 |  | 0.048658 |  | 0.21355 | [7 empty] | 0.043106 | [5 empty] | 0.054166 | [15 empty] | 13152.1409 |  | 0.020067 |  |  |  | 3.8308 | [5 empty] | 0.044842 | [7 empty] | 0.044181 | [5 empty] | 0.006004 |  |  |  | 0.001635 |  | 0.033551 | [7 empty] | 0.22158 |  |  |  |  | 2025
| Xunmei vent field, Niaochao vent field |  | Seafloor hydrothermal | Volcanic-hosted massive sulfide (VMS) | seafloor massive sulfide (SMS) | Cu, Zn, Au, Ag | Co, Pb, Sb | Cu, Zn, Au, Ag, Co, Pb, Sb |  |  | I-Py4 (n=62)-185 | I-Py4 (n=62)-185 | seafloor vent field |  |  |  |  | ore material | grab | grab | mineral separate | [5 empty] | mineralisation | sulfide chimney | pyrite, marcasite, chalcopyrite |  | pyrite, marcasite, chalcopyrite | multiple stages: colloform marcasite-pyrite intergrowths (outermost wall), replacement assemblages (transition layers), dense recrystallized assemblages, marcasite pseudomorphs after pyrrhotite (middle layer) | sulfide chimney | colloform, subhedral, anhedral, euhedral, dense coarse-grained, columnar pseudomorphs |  |  |  | sphalerite, pyrrhotite, anhydrite, galena, tetrahedrite, tennantite | Transverse sections (polished sections) | EMPA, LA-ICPMS, MC-ICPMS | JEOL JXA-8100 EPMA; Teledyne Cetac Technologies Analyte Excite laser ablation system coupled with an Agilent Technologies 7700x quadrupole ICP-MS; ESI NWR Image GEO 193 coupled with TOFWERK icp TOF R; Neptune Plus multicollector ICP-MS (Thermo Fisher Scientific, Bremen, Germany) coupled with a Geolas HD excimer ArF laser ablation system (Coherent, Göttingen, Germany); Bruker M4 Tornado™ system | SIO, MNR; China University of Petroleum (East China), Qingdao, China; Nanjing Focu MS Technology Co. Ltd., Nanjing, China; Shanghai Chemlab Laboratory, Shanghai, China; Wuhan Sample Solution Analytical Technology Co. Ltd., Wuhan, China | EPMA: beam current of 10 nA, beam size of 1–5 μm, accelerating voltage of 20 kV. Micro-XRF: rhodium target X-ray tube operating at 50 kV and 800 nA, polycapillary lens providing a 40-μm spot size on a 20-μm raster, dwell time of 5 ms per pixel. LA-ICP-MS: 193-nm ArF excimer laser, fluence of 6 J/cm², 6 Hz repetition rate for 40 seconds (240 pulses), 30-second pre-ablation blank, total run time 70 seconds, spot size 32–44 μm, He carrier gas mixed with Ar. LA-ICP-TOF-MS: 193 nm ArF excimer laser, spot diameter ~20 µm, repetition rate ~20 Hz, laser fluence ~7 J/cm², scan speed ~4000 µm/s, He carrier gas ~600 ml/min, washout time 50 ms. S isotope MC-ICP-MS: spot size ~44 μm, pulse frequency ~2 Hz, laser fluence ~5 J/cm², He carrier gas with Ar make-up gas. | MASS-1 (Fe-Cu-Zn-S pressed pellet) and GSE-1G (synthetic basaltic glass) from the United States Geological Survey; pyrite PPP-1; chalcopyrite GBW07268; pyrrhotite SP-Po-01 (δ34S = 1.4‰ ± 0.4‰); chalcopyrite SP-CP-01 (δ34S = 5.45‰ ± 0.3‰); natural and synthetic minerals from USA SPI Supplies | 0.026993 |  |  |  | 9.4603 |  | 0.004216 |  |  |  | 0.007886 |  |  |  | 0.002257 | [5 empty] | 0.053981 | [5 empty] | 35.3274 | [5 empty] | 46.8517 | [9 empty] | 20289.8546 | [13 empty] | 0.009693 | [11 empty] | 0.10122 |  | 0.046805 |  | 0.22452 | [7 empty] | 0.24921 | [5 empty] | 0.094203 | [15 empty] | 14465.2177 |  | 0.020591 |  |  |  | 4.2517 | [5 empty] | 0.04199 | [7 empty] | 0.025659 | [5 empty] | 0.004425 |  |  |  | 0.001304 |  | 0.034762 | [7 empty] | 0.12948 |  |  |  |  | 2025
| Xunmei vent field, Niaochao vent field |  | Seafloor hydrothermal | Volcanic-hosted massive sulfide (VMS) | seafloor massive sulfide (SMS) | Cu, Zn, Au, Ag | Co, Pb, Sb | Cu, Zn, Au, Ag, Co, Pb, Sb |  |  | I-Py4 (n=62)-186 | I-Py4 (n=62)-186 | seafloor vent field |  |  |  |  | ore material | grab | grab | mineral separate | [5 empty] | mineralisation | sulfide chimney | pyrite, marcasite, chalcopyrite |  | pyrite, marcasite, chalcopyrite | multiple stages: colloform marcasite-pyrite intergrowths (outermost wall), replacement assemblages (transition layers), dense recrystallized assemblages, marcasite pseudomorphs after pyrrhotite (middle layer) | sulfide chimney | colloform, subhedral, anhedral, euhedral, dense coarse-grained, columnar pseudomorphs |  |  |  | sphalerite, pyrrhotite, anhydrite, galena, tetrahedrite, tennantite | Transverse sections (polished sections) | EMPA, LA-ICPMS, MC-ICPMS | JEOL JXA-8100 EPMA; Teledyne Cetac Technologies Analyte Excite laser ablation system coupled with an Agilent Technologies 7700x quadrupole ICP-MS; ESI NWR Image GEO 193 coupled with TOFWERK icp TOF R; Neptune Plus multicollector ICP-MS (Thermo Fisher Scientific, Bremen, Germany) coupled with a Geolas HD excimer ArF laser ablation system (Coherent, Göttingen, Germany); Bruker M4 Tornado™ system | SIO, MNR; China University of Petroleum (East China), Qingdao, China; Nanjing Focu MS Technology Co. Ltd., Nanjing, China; Shanghai Chemlab Laboratory, Shanghai, China; Wuhan Sample Solution Analytical Technology Co. Ltd., Wuhan, China | EPMA: beam current of 10 nA, beam size of 1–5 μm, accelerating voltage of 20 kV. Micro-XRF: rhodium target X-ray tube operating at 50 kV and 800 nA, polycapillary lens providing a 40-μm spot size on a 20-μm raster, dwell time of 5 ms per pixel. LA-ICP-MS: 193-nm ArF excimer laser, fluence of 6 J/cm², 6 Hz repetition rate for 40 seconds (240 pulses), 30-second pre-ablation blank, total run time 70 seconds, spot size 32–44 μm, He carrier gas mixed with Ar. LA-ICP-TOF-MS: 193 nm ArF excimer laser, spot diameter ~20 µm, repetition rate ~20 Hz, laser fluence ~7 J/cm², scan speed ~4000 µm/s, He carrier gas ~600 ml/min, washout time 50 ms. S isotope MC-ICP-MS: spot size ~44 μm, pulse frequency ~2 Hz, laser fluence ~5 J/cm², He carrier gas with Ar make-up gas. | MASS-1 (Fe-Cu-Zn-S pressed pellet) and GSE-1G (synthetic basaltic glass) from the United States Geological Survey; pyrite PPP-1; chalcopyrite GBW07268; pyrrhotite SP-Po-01 (δ34S = 1.4‰ ± 0.4‰); chalcopyrite SP-CP-01 (δ34S = 5.45‰ ± 0.3‰); natural and synthetic minerals from USA SPI Supplies | 1.2599 |  |  |  | 9.4431 |  | 0.016011 |  |  |  | 0.047642 |  |  |  | 0.009909 | [5 empty] | 0.2409 | [5 empty] | 32.0836 | [5 empty] | 70.8906 | [9 empty] | 15985.4138 | [13 empty] | 0.018525 | [11 empty] | 0.41044 |  | 3.4909 |  | 5.2781 | [7 empty] | 0.094137 | [5 empty] | 122.885 | [15 empty] | 11700.8752 |  | 0.060571 |  |  |  | 3.0253 | [5 empty] | 0.04364 | [7 empty] | 0.033702 | [5 empty] | 0.30357 |  |  |  | 0.023571 |  | 0.1367 | [7 empty] | 48.8569 |  |  |  |  | 2025
| Xunmei vent field, Niaochao vent field |  | Seafloor hydrothermal | Volcanic-hosted massive sulfide (VMS) | seafloor massive sulfide (SMS) | Cu, Zn, Au, Ag | Co, Pb, Sb | Cu, Zn, Au, Ag, Co, Pb, Sb |  |  | I-Py4 (n=62)-187 | I-Py4 (n=62)-187 | seafloor vent field |  |  |  |  | ore material | grab | grab | mineral separate | [5 empty] | mineralisation | sulfide chimney | pyrite, marcasite, chalcopyrite |  | pyrite, marcasite, chalcopyrite | multiple stages: colloform marcasite-pyrite intergrowths (outermost wall), replacement assemblages (transition layers), dense recrystallized assemblages, marcasite pseudomorphs after pyrrhotite (middle layer) | sulfide chimney | colloform, subhedral, anhedral, euhedral, dense coarse-grained, columnar pseudomorphs |  |  |  | sphalerite, pyrrhotite, anhydrite, galena, tetrahedrite, tennantite | Transverse sections (polished sections) | EMPA, LA-ICPMS, MC-ICPMS | JEOL JXA-8100 EPMA; Teledyne Cetac Technologies Analyte Excite laser ablation system coupled with an Agilent Technologies 7700x quadrupole ICP-MS; ESI NWR Image GEO 193 coupled with TOFWERK icp TOF R; Neptune Plus multicollector ICP-MS (Thermo Fisher Scientific, Bremen, Germany) coupled with a Geolas HD excimer ArF laser ablation system (Coherent, Göttingen, Germany); Bruker M4 Tornado™ system | SIO, MNR; China University of Petroleum (East China), Qingdao, China; Nanjing Focu MS Technology Co. Ltd., Nanjing, China; Shanghai Chemlab Laboratory, Shanghai, China; Wuhan Sample Solution Analytical Technology Co. Ltd., Wuhan, China | EPMA: beam current of 10 nA, beam size of 1–5 μm, accelerating voltage of 20 kV. Micro-XRF: rhodium target X-ray tube operating at 50 kV and 800 nA, polycapillary lens providing a 40-μm spot size on a 20-μm raster, dwell time of 5 ms per pixel. LA-ICP-MS: 193-nm ArF excimer laser, fluence of 6 J/cm², 6 Hz repetition rate for 40 seconds (240 pulses), 30-second pre-ablation blank, total run time 70 seconds, spot size 32–44 μm, He carrier gas mixed with Ar. LA-ICP-TOF-MS: 193 nm ArF excimer laser, spot diameter ~20 µm, repetition rate ~20 Hz, laser fluence ~7 J/cm², scan speed ~4000 µm/s, He carrier gas ~600 ml/min, washout time 50 ms. S isotope MC-ICP-MS: spot size ~44 μm, pulse frequency ~2 Hz, laser fluence ~5 J/cm², He carrier gas with Ar make-up gas. | MASS-1 (Fe-Cu-Zn-S pressed pellet) and GSE-1G (synthetic basaltic glass) from the United States Geological Survey; pyrite PPP-1; chalcopyrite GBW07268; pyrrhotite SP-Po-01 (δ34S = 1.4‰ ± 0.4‰); chalcopyrite SP-CP-01 (δ34S = 5.45‰ ± 0.3‰); natural and synthetic minerals from USA SPI Supplies | 0.029226 |  |  |  | 9.076 |  | 0.002735 |  |  |  | 0.006608 |  |  |  | 0.002311 | [5 empty] | 0.037104 | [5 empty] | 27.5004 | [5 empty] | 97.9132 | [9 empty] | 19603.6393 | [13 empty] | 0.007704 | [11 empty] | 0.065095 |  | 0.048468 |  | 0.27941 | [7 empty] | 0.041004 | [5 empty] | 0.16623 | [15 empty] | 15091.8503 |  | 0.014131 |  |  |  | 3.9249 | [5 empty] | 0.041995 | [7 empty] | 0.04831 | [5 empty] | 0.004476 |  |  |  | 0.000844 |  | 0.029012 | [7 empty] | 0.1382 |  |  |  |  | 2025
| Xunmei vent field, Niaochao vent field |  | Seafloor hydrothermal | Volcanic-hosted massive sulfide (VMS) | seafloor massive sulfide (SMS) | Cu, Zn, Au, Ag | Co, Pb, Sb | Cu, Zn, Au, Ag, Co, Pb, Sb |  |  | I-Py4 (n=62)-188 | I-Py4 (n=62)-188 | seafloor vent field |  |  |  |  | ore material | grab | grab | mineral separate | [5 empty] | mineralisation | sulfide chimney | pyrite, marcasite, chalcopyrite |  | pyrite, marcasite, chalcopyrite | multiple stages: colloform marcasite-pyrite intergrowths (outermost wall), replacement assemblages (transition layers), dense recrystallized assemblages, marcasite pseudomorphs after pyrrhotite (middle layer) | sulfide chimney | colloform, subhedral, anhedral, euhedral, dense coarse-grained, columnar pseudomorphs |  |  |  | sphalerite, pyrrhotite, anhydrite, galena, tetrahedrite, tennantite | Transverse sections (polished sections) | EMPA, LA-ICPMS, MC-ICPMS | JEOL JXA-8100 EPMA; Teledyne Cetac Technologies Analyte Excite laser ablation system coupled with an Agilent Technologies 7700x quadrupole ICP-MS; ESI NWR Image GEO 193 coupled with TOFWERK icp TOF R; Neptune Plus multicollector ICP-MS (Thermo Fisher Scientific, Bremen, Germany) coupled with a Geolas HD excimer ArF laser ablation system (Coherent, Göttingen, Germany); Bruker M4 Tornado™ system | SIO, MNR; China University of Petroleum (East China), Qingdao, China; Nanjing Focu MS Technology Co. Ltd., Nanjing, China; Shanghai Chemlab Laboratory, Shanghai, China; Wuhan Sample Solution Analytical Technology Co. Ltd., Wuhan, China | EPMA: beam current of 10 nA, beam size of 1–5 μm, accelerating voltage of 20 kV. Micro-XRF: rhodium target X-ray tube operating at 50 kV and 800 nA, polycapillary lens providing a 40-μm spot size on a 20-μm raster, dwell time of 5 ms per pixel. LA-ICP-MS: 193-nm ArF excimer laser, fluence of 6 J/cm², 6 Hz repetition rate for 40 seconds (240 pulses), 30-second pre-ablation blank, total run time 70 seconds, spot size 32–44 μm, He carrier gas mixed with Ar. LA-ICP-TOF-MS: 193 nm ArF excimer laser, spot diameter ~20 µm, repetition rate ~20 Hz, laser fluence ~7 J/cm², scan speed ~4000 µm/s, He carrier gas ~600 ml/min, washout time 50 ms. S isotope MC-ICP-MS: spot size ~44 μm, pulse frequency ~2 Hz, laser fluence ~5 J/cm², He carrier gas with Ar make-up gas. | MASS-1 (Fe-Cu-Zn-S pressed pellet) and GSE-1G (synthetic basaltic glass) from the United States Geological Survey; pyrite PPP-1; chalcopyrite GBW07268; pyrrhotite SP-Po-01 (δ34S = 1.4‰ ± 0.4‰); chalcopyrite SP-CP-01 (δ34S = 5.45‰ ± 0.3‰); natural and synthetic minerals from USA SPI Supplies | 0.067771 |  |  |  | 17.3138 |  | 0.003897 |  |  |  | 0.006658 |  |  |  | 0.001541 | [5 empty] | 0.040295 | [5 empty] | 35.8012 | [5 empty] | 76.5208 | [9 empty] | 18947.1578 | [13 empty] | 0.007761 | [11 empty] | 0.13127 |  | 0.21127 |  | 0.29306 | [7 empty] | 0.035936 | [5 empty] | 0.24746 | [15 empty] | 13961.8587 |  | 0.023838 |  |  |  | 3.9438 | [5 empty] | 0.041678 | [7 empty] | 0.02856 | [5 empty] | 0.008793 |  |  |  | 0.001482 |  | 0.030068 | [7 empty] | 1.6763 |  |  |  |  | 2025
| Xunmei vent field, Niaochao vent field |  | Seafloor hydrothermal | Volcanic-hosted massive sulfide (VMS) | seafloor massive sulfide (SMS) | Cu, Zn, Au, Ag | Co, Pb, Sb | Cu, Zn, Au, Ag, Co, Pb, Sb |  |  | I-Py4 (n=62)-189 | I-Py4 (n=62)-189 | seafloor vent field |  |  |  |  | ore material | grab | grab | mineral separate | [5 empty] | mineralisation | sulfide chimney | pyrite, marcasite, chalcopyrite |  | pyrite, marcasite, chalcopyrite | multiple stages: colloform marcasite-pyrite intergrowths (outermost wall), replacement assemblages (transition layers), dense recrystallized assemblages, marcasite pseudomorphs after pyrrhotite (middle layer) | sulfide chimney | colloform, subhedral, anhedral, euhedral, dense coarse-grained, columnar pseudomorphs |  |  |  | sphalerite, pyrrhotite, anhydrite, galena, tetrahedrite, tennantite | Transverse sections (polished sections) | EMPA, LA-ICPMS, MC-ICPMS | JEOL JXA-8100 EPMA; Teledyne Cetac Technologies Analyte Excite laser ablation system coupled with an Agilent Technologies 7700x quadrupole ICP-MS; ESI NWR Image GEO 193 coupled with TOFWERK icp TOF R; Neptune Plus multicollector ICP-MS (Thermo Fisher Scientific, Bremen, Germany) coupled with a Geolas HD excimer ArF laser ablation system (Coherent, Göttingen, Germany); Bruker M4 Tornado™ system | SIO, MNR; China University of Petroleum (East China), Qingdao, China; Nanjing Focu MS Technology Co. Ltd., Nanjing, China; Shanghai Chemlab Laboratory, Shanghai, China; Wuhan Sample Solution Analytical Technology Co. Ltd., Wuhan, China | EPMA: beam current of 10 nA, beam size of 1–5 μm, accelerating voltage of 20 kV. Micro-XRF: rhodium target X-ray tube operating at 50 kV and 800 nA, polycapillary lens providing a 40-μm spot size on a 20-μm raster, dwell time of 5 ms per pixel. LA-ICP-MS: 193-nm ArF excimer laser, fluence of 6 J/cm², 6 Hz repetition rate for 40 seconds (240 pulses), 30-second pre-ablation blank, total run time 70 seconds, spot size 32–44 μm, He carrier gas mixed with Ar. LA-ICP-TOF-MS: 193 nm ArF excimer laser, spot diameter ~20 µm, repetition rate ~20 Hz, laser fluence ~7 J/cm², scan speed ~4000 µm/s, He carrier gas ~600 ml/min, washout time 50 ms. S isotope MC-ICP-MS: spot size ~44 μm, pulse frequency ~2 Hz, laser fluence ~5 J/cm², He carrier gas with Ar make-up gas. | MASS-1 (Fe-Cu-Zn-S pressed pellet) and GSE-1G (synthetic basaltic glass) from the United States Geological Survey; pyrite PPP-1; chalcopyrite GBW07268; pyrrhotite SP-Po-01 (δ34S = 1.4‰ ± 0.4‰); chalcopyrite SP-CP-01 (δ34S = 5.45‰ ± 0.3‰); natural and synthetic minerals from USA SPI Supplies | 0.021891 |  |  |  | 9.2092 |  | 0.004332 |  |  |  | 0.01171 |  |  |  | 0.002283 | [5 empty] | 0.035597 | [5 empty] | 17.9352 | [5 empty] | 43.085 | [9 empty] | 19793.5377 | [13 empty] | 0.007543 | [11 empty] | 0.10849 |  | 0.043463 |  | 0.29117 | [7 empty] | 0.036898 | [5 empty] | 0.14495 | [15 empty] | 14597.8868 |  | 0.014604 |  |  |  | 4.1323 | [5 empty] | 0.039478 | [7 empty] | 0.017666 | [5 empty] | 0.005685 |  |  |  | 0.012727 |  | 0.037209 | [7 empty] | 0.20763 |  |  |  |  | 2025
| Xunmei vent field, Niaochao vent field |  | Seafloor hydrothermal | Volcanic-hosted massive sulfide (VMS) | seafloor massive sulfide (SMS) | Cu, Zn, Au, Ag | Co, Pb, Sb | Cu, Zn, Au, Ag, Co, Pb, Sb |  |  | I-Py4 (n=62)-190 | I-Py4 (n=62)-190 | seafloor vent field |  |  |  |  | ore material | grab | grab | mineral separate | [5 empty] | mineralisation | sulfide chimney | pyrite, marcasite, chalcopyrite |  | pyrite, marcasite, chalcopyrite | multiple stages: colloform marcasite-pyrite intergrowths (outermost wall), replacement assemblages (transition layers), dense recrystallized assemblages, marcasite pseudomorphs after pyrrhotite (middle layer) | sulfide chimney | colloform, subhedral, anhedral, euhedral, dense coarse-grained, columnar pseudomorphs |  |  |  | sphalerite, pyrrhotite, anhydrite, galena, tetrahedrite, tennantite | Transverse sections (polished sections) | EMPA, LA-ICPMS, MC-ICPMS | JEOL JXA-8100 EPMA; Teledyne Cetac Technologies Analyte Excite laser ablation system coupled with an Agilent Technologies 7700x quadrupole ICP-MS; ESI NWR Image GEO 193 coupled with TOFWERK icp TOF R; Neptune Plus multicollector ICP-MS (Thermo Fisher Scientific, Bremen, Germany) coupled with a Geolas HD excimer ArF laser ablation system (Coherent, Göttingen, Germany); Bruker M4 Tornado™ system | SIO, MNR; China University of Petroleum (East China), Qingdao, China; Nanjing Focu MS Technology Co. Ltd., Nanjing, China; Shanghai Chemlab Laboratory, Shanghai, China; Wuhan Sample Solution Analytical Technology Co. Ltd., Wuhan, China | EPMA: beam current of 10 nA, beam size of 1–5 μm, accelerating voltage of 20 kV. Micro-XRF: rhodium target X-ray tube operating at 50 kV and 800 nA, polycapillary lens providing a 40-μm spot size on a 20-μm raster, dwell time of 5 ms per pixel. LA-ICP-MS: 193-nm ArF excimer laser, fluence of 6 J/cm², 6 Hz repetition rate for 40 seconds (240 pulses), 30-second pre-ablation blank, total run time 70 seconds, spot size 32–44 μm, He carrier gas mixed with Ar. LA-ICP-TOF-MS: 193 nm ArF excimer laser, spot diameter ~20 µm, repetition rate ~20 Hz, laser fluence ~7 J/cm², scan speed ~4000 µm/s, He carrier gas ~600 ml/min, washout time 50 ms. S isotope MC-ICP-MS: spot size ~44 μm, pulse frequency ~2 Hz, laser fluence ~5 J/cm², He carrier gas with Ar make-up gas. | MASS-1 (Fe-Cu-Zn-S pressed pellet) and GSE-1G (synthetic basaltic glass) from the United States Geological Survey; pyrite PPP-1; chalcopyrite GBW07268; pyrrhotite SP-Po-01 (δ34S = 1.4‰ ± 0.4‰); chalcopyrite SP-CP-01 (δ34S = 5.45‰ ± 0.3‰); natural and synthetic minerals from USA SPI Supplies | 0.029851 |  |  |  | 9.7025 |  | 0.003895 |  |  |  | 0 |  |  |  | 0.075839 | [5 empty] | 0.028306 | [5 empty] | 6.3875 | [5 empty] | 59.9827 | [9 empty] | 18291.9765 | [13 empty] | 0.006593 | [11 empty] | 0.069398 |  | 0.051425 |  | 0.57931 | [7 empty] | 0.024074 | [5 empty] | 0.1051 | [15 empty] | 15840.9036 |  | 0.013756 |  |  |  | 5.3369 | [5 empty] | 0.032851 | [7 empty] | 0.05032 | [5 empty] | 0.003751 |  |  |  | 0.005712 |  | 0.028579 | [7 empty] | 0.18664 |  |  |  |  | 2025
| Xunmei vent field, Niaochao vent field |  | Seafloor hydrothermal | Volcanic-hosted massive sulfide (VMS) | seafloor massive sulfide (SMS) | Cu, Zn, Au, Ag | Co, Pb, Sb | Cu, Zn, Au, Ag, Co, Pb, Sb |  |  | I-Py4 (n=62)-191 | I-Py4 (n=62)-191 | seafloor vent field |  |  |  |  | ore material | grab | grab | mineral separate | [5 empty] | mineralisation | sulfide chimney | pyrite, marcasite, chalcopyrite |  | pyrite, marcasite, chalcopyrite | multiple stages: colloform marcasite-pyrite intergrowths (outermost wall), replacement assemblages (transition layers), dense recrystallized assemblages, marcasite pseudomorphs after pyrrhotite (middle layer) | sulfide chimney | colloform, subhedral, anhedral, euhedral, dense coarse-grained, columnar pseudomorphs |  |  |  | sphalerite, pyrrhotite, anhydrite, galena, tetrahedrite, tennantite | Transverse sections (polished sections) | EMPA, LA-ICPMS, MC-ICPMS | JEOL JXA-8100 EPMA; Teledyne Cetac Technologies Analyte Excite laser ablation system coupled with an Agilent Technologies 7700x quadrupole ICP-MS; ESI NWR Image GEO 193 coupled with TOFWERK icp TOF R; Neptune Plus multicollector ICP-MS (Thermo Fisher Scientific, Bremen, Germany) coupled with a Geolas HD excimer ArF laser ablation system (Coherent, Göttingen, Germany); Bruker M4 Tornado™ system | SIO, MNR; China University of Petroleum (East China), Qingdao, China; Nanjing Focu MS Technology Co. Ltd., Nanjing, China; Shanghai Chemlab Laboratory, Shanghai, China; Wuhan Sample Solution Analytical Technology Co. Ltd., Wuhan, China | EPMA: beam current of 10 nA, beam size of 1–5 μm, accelerating voltage of 20 kV. Micro-XRF: rhodium target X-ray tube operating at 50 kV and 800 nA, polycapillary lens providing a 40-μm spot size on a 20-μm raster, dwell time of 5 ms per pixel. LA-ICP-MS: 193-nm ArF excimer laser, fluence of 6 J/cm², 6 Hz repetition rate for 40 seconds (240 pulses), 30-second pre-ablation blank, total run time 70 seconds, spot size 32–44 μm, He carrier gas mixed with Ar. LA-ICP-TOF-MS: 193 nm ArF excimer laser, spot diameter ~20 µm, repetition rate ~20 Hz, laser fluence ~7 J/cm², scan speed ~4000 µm/s, He carrier gas ~600 ml/min, washout time 50 ms. S isotope MC-ICP-MS: spot size ~44 μm, pulse frequency ~2 Hz, laser fluence ~5 J/cm², He carrier gas with Ar make-up gas. | MASS-1 (Fe-Cu-Zn-S pressed pellet) and GSE-1G (synthetic basaltic glass) from the United States Geological Survey; pyrite PPP-1; chalcopyrite GBW07268; pyrrhotite SP-Po-01 (δ34S = 1.4‰ ± 0.4‰); chalcopyrite SP-CP-01 (δ34S = 5.45‰ ± 0.3‰); natural and synthetic minerals from USA SPI Supplies | 0.025123 |  |  |  | 21.0713 |  | 0.003965 |  |  |  | 0.006199 |  |  |  | 0.001741 | [5 empty] | 0.030348 | [5 empty] | 55.1149 | [5 empty] | 36.8299 | [9 empty] | 19744.5017 | [13 empty] | 0.005691 | [11 empty] | 0.080477 |  | 0.048802 |  | 0.30548 | [7 empty] | 0.025754 | [5 empty] | 0.2597 | [15 empty] | 15375.6801 |  | 0.018403 |  |  |  | 3.0011 | [5 empty] | 0.038892 | [7 empty] | 0.062515 | [5 empty] | 0.004604 |  |  |  | 0.001724 |  | 0.037697 | [7 empty] | 0.15422 |  |  |  |  | 2025
| Xunmei vent field, Niaochao vent field |  | Seafloor hydrothermal | Volcanic-hosted massive sulfide (VMS) | seafloor massive sulfide (SMS) | Cu, Zn, Au, Ag | Co, Pb, Sb | Cu, Zn, Au, Ag, Co, Pb, Sb |  |  | I-Ccp1 (n=15)-35 | I-Ccp1 (n=15)-35 | seafloor vent field |  |  |  |  | ore material | grab | grab | mineral separate | [5 empty] | mineralisation | sulfide chimney | pyrite, marcasite, chalcopyrite |  | pyrite, marcasite, chalcopyrite | multiple stages: colloform marcasite-pyrite intergrowths (outermost wall), replacement assemblages (transition layers), dense recrystallized assemblages, marcasite pseudomorphs after pyrrhotite (middle layer) | sulfide chimney | colloform, subhedral, anhedral, euhedral, dense coarse-grained, columnar pseudomorphs |  |  |  | sphalerite, pyrrhotite, anhydrite, galena, tetrahedrite, tennantite | Transverse sections (polished sections) | EMPA, LA-ICPMS, MC-ICPMS | JEOL JXA-8100 EPMA; Teledyne Cetac Technologies Analyte Excite laser ablation system coupled with an Agilent Technologies 7700x quadrupole ICP-MS; ESI NWR Image GEO 193 coupled with TOFWERK icp TOF R; Neptune Plus multicollector ICP-MS (Thermo Fisher Scientific, Bremen, Germany) coupled with a Geolas HD excimer ArF laser ablation system (Coherent, Göttingen, Germany); Bruker M4 Tornado™ system | SIO, MNR; China University of Petroleum (East China), Qingdao, China; Nanjing Focu MS Technology Co. Ltd., Nanjing, China; Shanghai Chemlab Laboratory, Shanghai, China; Wuhan Sample Solution Analytical Technology Co. Ltd., Wuhan, China | EPMA: beam current of 10 nA, beam size of 1–5 μm, accelerating voltage of 20 kV. Micro-XRF: rhodium target X-ray tube operating at 50 kV and 800 nA, polycapillary lens providing a 40-μm spot size on a 20-μm raster, dwell time of 5 ms per pixel. LA-ICP-MS: 193-nm ArF excimer laser, fluence of 6 J/cm², 6 Hz repetition rate for 40 seconds (240 pulses), 30-second pre-ablation blank, total run time 70 seconds, spot size 32–44 μm, He carrier gas mixed with Ar. LA-ICP-TOF-MS: 193 nm ArF excimer laser, spot diameter ~20 µm, repetition rate ~20 Hz, laser fluence ~7 J/cm², scan speed ~4000 µm/s, He carrier gas ~600 ml/min, washout time 50 ms. S isotope MC-ICP-MS: spot size ~44 μm, pulse frequency ~2 Hz, laser fluence ~5 J/cm², He carrier gas with Ar make-up gas. | MASS-1 (Fe-Cu-Zn-S pressed pellet) and GSE-1G (synthetic basaltic glass) from the United States Geological Survey; pyrite PPP-1; chalcopyrite GBW07268; pyrrhotite SP-Po-01 (δ34S = 1.4‰ ± 0.4‰); chalcopyrite SP-CP-01 (δ34S = 5.45‰ ± 0.3‰); natural and synthetic minerals from USA SPI Supplies | [147 empty] | 2025
| Xunmei vent field, Niaochao vent field |  | Seafloor hydrothermal | Volcanic-hosted massive sulfide (VMS) | seafloor massive sulfide (SMS) | Cu, Zn, Au, Ag | Co, Pb, Sb | Cu, Zn, Au, Ag, Co, Pb, Sb |  |  | I-Ccp1 (n=15)-36 | I-Ccp1 (n=15)-36 | seafloor vent field |  |  |  |  | ore material | grab | grab | mineral separate | [5 empty] | mineralisation | sulfide chimney | pyrite, marcasite, chalcopyrite |  | pyrite, marcasite, chalcopyrite | multiple stages: colloform marcasite-pyrite intergrowths (outermost wall), replacement assemblages (transition layers), dense recrystallized assemblages, marcasite pseudomorphs after pyrrhotite (middle layer) | sulfide chimney | colloform, subhedral, anhedral, euhedral, dense coarse-grained, columnar pseudomorphs |  |  |  | sphalerite, pyrrhotite, anhydrite, galena, tetrahedrite, tennantite | Transverse sections (polished sections) | EMPA, LA-ICPMS, MC-ICPMS | JEOL JXA-8100 EPMA; Teledyne Cetac Technologies Analyte Excite laser ablation system coupled with an Agilent Technologies 7700x quadrupole ICP-MS; ESI NWR Image GEO 193 coupled with TOFWERK icp TOF R; Neptune Plus multicollector ICP-MS (Thermo Fisher Scientific, Bremen, Germany) coupled with a Geolas HD excimer ArF laser ablation system (Coherent, Göttingen, Germany); Bruker M4 Tornado™ system | SIO, MNR; China University of Petroleum (East China), Qingdao, China; Nanjing Focu MS Technology Co. Ltd., Nanjing, China; Shanghai Chemlab Laboratory, Shanghai, China; Wuhan Sample Solution Analytical Technology Co. Ltd., Wuhan, China | EPMA: beam current of 10 nA, beam size of 1–5 μm, accelerating voltage of 20 kV. Micro-XRF: rhodium target X-ray tube operating at 50 kV and 800 nA, polycapillary lens providing a 40-μm spot size on a 20-μm raster, dwell time of 5 ms per pixel. LA-ICP-MS: 193-nm ArF excimer laser, fluence of 6 J/cm², 6 Hz repetition rate for 40 seconds (240 pulses), 30-second pre-ablation blank, total run time 70 seconds, spot size 32–44 μm, He carrier gas mixed with Ar. LA-ICP-TOF-MS: 193 nm ArF excimer laser, spot diameter ~20 µm, repetition rate ~20 Hz, laser fluence ~7 J/cm², scan speed ~4000 µm/s, He carrier gas ~600 ml/min, washout time 50 ms. S isotope MC-ICP-MS: spot size ~44 μm, pulse frequency ~2 Hz, laser fluence ~5 J/cm², He carrier gas with Ar make-up gas. | MASS-1 (Fe-Cu-Zn-S pressed pellet) and GSE-1G (synthetic basaltic glass) from the United States Geological Survey; pyrite PPP-1; chalcopyrite GBW07268; pyrrhotite SP-Po-01 (δ34S = 1.4‰ ± 0.4‰); chalcopyrite SP-CP-01 (δ34S = 5.45‰ ± 0.3‰); natural and synthetic minerals from USA SPI Supplies | 1.3746 |  |  |  | 33.7281 |  | 0 |  |  |  | 0.055273 |  |  |  | 0.011206 | [5 empty] | 0.42721 | [5 empty] | 8.0939 | [5 empty] | 13633.4467 | [9 empty] | 28115.2549 | [13 empty] | 0.37136 | [11 empty] | 0.75661 |  | 0.49965 |  | 0.60304 | [7 empty] | 0.12936 | [5 empty] | 6.3431 | [15 empty] | 12334.4571 |  | 0.15252 |  |  |  | 10.2212 | [5 empty] | 0.28341 | [7 empty] | 0.23173 | [5 empty] | 0.016065 |  |  |  | 1.3162 |  | 0.061972 | [7 empty] | 19.8551 |  |  |  |  | 2025
| Xunmei vent field, Niaochao vent field |  | Seafloor hydrothermal | Volcanic-hosted massive sulfide (VMS) | seafloor massive sulfide (SMS) | Cu, Zn, Au, Ag | Co, Pb, Sb | Cu, Zn, Au, Ag, Co, Pb, Sb |  |  | I-Ccp1 (n=15)-37 | I-Ccp1 (n=15)-37 | seafloor vent field |  |  |  |  | ore material | grab | grab | mineral separate | [5 empty] | mineralisation | sulfide chimney | pyrite, marcasite, chalcopyrite |  | pyrite, marcasite, chalcopyrite | multiple stages: colloform marcasite-pyrite intergrowths (outermost wall), replacement assemblages (transition layers), dense recrystallized assemblages, marcasite pseudomorphs after pyrrhotite (middle layer) | sulfide chimney | colloform, subhedral, anhedral, euhedral, dense coarse-grained, columnar pseudomorphs |  |  |  | sphalerite, pyrrhotite, anhydrite, galena, tetrahedrite, tennantite | Transverse sections (polished sections) | EMPA, LA-ICPMS, MC-ICPMS | JEOL JXA-8100 EPMA; Teledyne Cetac Technologies Analyte Excite laser ablation system coupled with an Agilent Technologies 7700x quadrupole ICP-MS; ESI NWR Image GEO 193 coupled with TOFWERK icp TOF R; Neptune Plus multicollector ICP-MS (Thermo Fisher Scientific, Bremen, Germany) coupled with a Geolas HD excimer ArF laser ablation system (Coherent, Göttingen, Germany); Bruker M4 Tornado™ system | SIO, MNR; China University of Petroleum (East China), Qingdao, China; Nanjing Focu MS Technology Co. Ltd., Nanjing, China; Shanghai Chemlab Laboratory, Shanghai, China; Wuhan Sample Solution Analytical Technology Co. Ltd., Wuhan, China | EPMA: beam current of 10 nA, beam size of 1–5 μm, accelerating voltage of 20 kV. Micro-XRF: rhodium target X-ray tube operating at 50 kV and 800 nA, polycapillary lens providing a 40-μm spot size on a 20-μm raster, dwell time of 5 ms per pixel. LA-ICP-MS: 193-nm ArF excimer laser, fluence of 6 J/cm², 6 Hz repetition rate for 40 seconds (240 pulses), 30-second pre-ablation blank, total run time 70 seconds, spot size 32–44 μm, He carrier gas mixed with Ar. LA-ICP-TOF-MS: 193 nm ArF excimer laser, spot diameter ~20 µm, repetition rate ~20 Hz, laser fluence ~7 J/cm², scan speed ~4000 µm/s, He carrier gas ~600 ml/min, washout time 50 ms. S isotope MC-ICP-MS: spot size ~44 μm, pulse frequency ~2 Hz, laser fluence ~5 J/cm², He carrier gas with Ar make-up gas. | MASS-1 (Fe-Cu-Zn-S pressed pellet) and GSE-1G (synthetic basaltic glass) from the United States Geological Survey; pyrite PPP-1; chalcopyrite GBW07268; pyrrhotite SP-Po-01 (δ34S = 1.4‰ ± 0.4‰); chalcopyrite SP-CP-01 (δ34S = 5.45‰ ± 0.3‰); natural and synthetic minerals from USA SPI Supplies | 1.5447 |  |  |  | 0.3739 |  | 0.003641 |  |  |  | 0.025099 |  |  |  | 0.003339 | [5 empty] | 0.22007 | [5 empty] | 0.07444 | [5 empty] | 9708.0426 | [9 empty] | 10139.8541 | [13 empty] | 0.27684 | [11 empty] | 0.11711 |  | 0.42281 |  | 0.016671 | [7 empty] | 0.040002 | [5 empty] | 0.022665 | [15 empty] | 10534.5579 |  | 0.047816 |  |  |  | 7.076 | [5 empty] | 0.1054 | [7 empty] | 0.058066 | [5 empty] | 0.00468 |  |  |  | 0.021105 |  | 0.018966 | [7 empty] | 14.1279 |  |  |  |  | 2025
| Xunmei vent field, Niaochao vent field |  | Seafloor hydrothermal | Volcanic-hosted massive sulfide (VMS) | seafloor massive sulfide (SMS) | Cu, Zn, Au, Ag | Co, Pb, Sb | Cu, Zn, Au, Ag, Co, Pb, Sb |  |  | I-Ccp1 (n=15)-38 | I-Ccp1 (n=15)-38 | seafloor vent field |  |  |  |  | ore material | grab | grab | mineral separate | [5 empty] | mineralisation | sulfide chimney | pyrite, marcasite, chalcopyrite |  | pyrite, marcasite, chalcopyrite | multiple stages: colloform marcasite-pyrite intergrowths (outermost wall), replacement assemblages (transition layers), dense recrystallized assemblages, marcasite pseudomorphs after pyrrhotite (middle layer) | sulfide chimney | colloform, subhedral, anhedral, euhedral, dense coarse-grained, columnar pseudomorphs |  |  |  | sphalerite, pyrrhotite, anhydrite, galena, tetrahedrite, tennantite | Transverse sections (polished sections) | EMPA, LA-ICPMS, MC-ICPMS | JEOL JXA-8100 EPMA; Teledyne Cetac Technologies Analyte Excite laser ablation system coupled with an Agilent Technologies 7700x quadrupole ICP-MS; ESI NWR Image GEO 193 coupled with TOFWERK icp TOF R; Neptune Plus multicollector ICP-MS (Thermo Fisher Scientific, Bremen, Germany) coupled with a Geolas HD excimer ArF laser ablation system (Coherent, Göttingen, Germany); Bruker M4 Tornado™ system | SIO, MNR; China University of Petroleum (East China), Qingdao, China; Nanjing Focu MS Technology Co. Ltd., Nanjing, China; Shanghai Chemlab Laboratory, Shanghai, China; Wuhan Sample Solution Analytical Technology Co. Ltd., Wuhan, China | EPMA: beam current of 10 nA, beam size of 1–5 μm, accelerating voltage of 20 kV. Micro-XRF: rhodium target X-ray tube operating at 50 kV and 800 nA, polycapillary lens providing a 40-μm spot size on a 20-μm raster, dwell time of 5 ms per pixel. LA-ICP-MS: 193-nm ArF excimer laser, fluence of 6 J/cm², 6 Hz repetition rate for 40 seconds (240 pulses), 30-second pre-ablation blank, total run time 70 seconds, spot size 32–44 μm, He carrier gas mixed with Ar. LA-ICP-TOF-MS: 193 nm ArF excimer laser, spot diameter ~20 µm, repetition rate ~20 Hz, laser fluence ~7 J/cm², scan speed ~4000 µm/s, He carrier gas ~600 ml/min, washout time 50 ms. S isotope MC-ICP-MS: spot size ~44 μm, pulse frequency ~2 Hz, laser fluence ~5 J/cm², He carrier gas with Ar make-up gas. | MASS-1 (Fe-Cu-Zn-S pressed pellet) and GSE-1G (synthetic basaltic glass) from the United States Geological Survey; pyrite PPP-1; chalcopyrite GBW07268; pyrrhotite SP-Po-01 (δ34S = 1.4‰ ± 0.4‰); chalcopyrite SP-CP-01 (δ34S = 5.45‰ ± 0.3‰); natural and synthetic minerals from USA SPI Supplies | 1.1341 |  |  |  | 0.36254 |  | 0.004346 |  |  |  | 0.022582 |  |  |  | 0.003997 | [5 empty] | 0.24222 | [5 empty] | 0.92777 | [5 empty] | 6464.0969 | [9 empty] | 6454.2713 | [13 empty] | 0.23523 | [11 empty] | 2.8146 |  | 0.21951 |  | 1.7224 | [7 empty] | 0.057401 | [5 empty] | 0.10433 | [15 empty] | 5511.2066 |  | 0.037987 |  |  |  | 3.1597 | [5 empty] | 0.12335 | [7 empty] | 0.049434 | [5 empty] | 0.004094 |  |  |  | 0.79627 |  | 0.060012 | [7 empty] | 9.3604 |  |  |  |  | 2025
| Xunmei vent field, Niaochao vent field |  | Seafloor hydrothermal | Volcanic-hosted massive sulfide (VMS) | seafloor massive sulfide (SMS) | Cu, Zn, Au, Ag | Co, Pb, Sb | Cu, Zn, Au, Ag, Co, Pb, Sb |  |  | I-Ccp1 (n=15)-39 | I-Ccp1 (n=15)-39 | seafloor vent field |  |  |  |  | ore material | grab | grab | mineral separate | [5 empty] | mineralisation | sulfide chimney | pyrite, marcasite, chalcopyrite |  | pyrite, marcasite, chalcopyrite | multiple stages: colloform marcasite-pyrite intergrowths (outermost wall), replacement assemblages (transition layers), dense recrystallized assemblages, marcasite pseudomorphs after pyrrhotite (middle layer) | sulfide chimney | colloform, subhedral, anhedral, euhedral, dense coarse-grained, columnar pseudomorphs |  |  |  | sphalerite, pyrrhotite, anhydrite, galena, tetrahedrite, tennantite | Transverse sections (polished sections) | EMPA, LA-ICPMS, MC-ICPMS | JEOL JXA-8100 EPMA; Teledyne Cetac Technologies Analyte Excite laser ablation system coupled with an Agilent Technologies 7700x quadrupole ICP-MS; ESI NWR Image GEO 193 coupled with TOFWERK icp TOF R; Neptune Plus multicollector ICP-MS (Thermo Fisher Scientific, Bremen, Germany) coupled with a Geolas HD excimer ArF laser ablation system (Coherent, Göttingen, Germany); Bruker M4 Tornado™ system | SIO, MNR; China University of Petroleum (East China), Qingdao, China; Nanjing Focu MS Technology Co. Ltd., Nanjing, China; Shanghai Chemlab Laboratory, Shanghai, China; Wuhan Sample Solution Analytical Technology Co. Ltd., Wuhan, China | EPMA: beam current of 10 nA, beam size of 1–5 μm, accelerating voltage of 20 kV. Micro-XRF: rhodium target X-ray tube operating at 50 kV and 800 nA, polycapillary lens providing a 40-μm spot size on a 20-μm raster, dwell time of 5 ms per pixel. LA-ICP-MS: 193-nm ArF excimer laser, fluence of 6 J/cm², 6 Hz repetition rate for 40 seconds (240 pulses), 30-second pre-ablation blank, total run time 70 seconds, spot size 32–44 μm, He carrier gas mixed with Ar. LA-ICP-TOF-MS: 193 nm ArF excimer laser, spot diameter ~20 µm, repetition rate ~20 Hz, laser fluence ~7 J/cm², scan speed ~4000 µm/s, He carrier gas ~600 ml/min, washout time 50 ms. S isotope MC-ICP-MS: spot size ~44 μm, pulse frequency ~2 Hz, laser fluence ~5 J/cm², He carrier gas with Ar make-up gas. | MASS-1 (Fe-Cu-Zn-S pressed pellet) and GSE-1G (synthetic basaltic glass) from the United States Geological Survey; pyrite PPP-1; chalcopyrite GBW07268; pyrrhotite SP-Po-01 (δ34S = 1.4‰ ± 0.4‰); chalcopyrite SP-CP-01 (δ34S = 5.45‰ ± 0.3‰); natural and synthetic minerals from USA SPI Supplies | 1.6287 |  |  |  | 0.35076 |  | 0.005435 |  |  |  | 0.008338 |  |  |  | 0.003082 | [5 empty] | 0.22439 | [5 empty] | 1.0456 | [5 empty] | 8749.9939 | [9 empty] | 7810.0895 | [13 empty] | 0.34189 | [11 empty] | 2.2896 |  | 0.20184 |  | 2.2973 | [7 empty] | 0.058895 | [5 empty] | 0.26224 | [15 empty] | 5569.9218 |  | 0.055795 |  |  |  | 3.4134 | [5 empty] | 0.10946 | [7 empty] | 0.067562 | [5 empty] | 0.004032 |  |  |  | 0.070162 |  | 0.022415 | [7 empty] | 9.8216 |  |  |  |  | 2025
| Xunmei vent field, Niaochao vent field |  | Seafloor hydrothermal | Volcanic-hosted massive sulfide (VMS) | seafloor massive sulfide (SMS) | Cu, Zn, Au, Ag | Co, Pb, Sb | Cu, Zn, Au, Ag, Co, Pb, Sb |  |  | I-Ccp1 (n=15)-40 | I-Ccp1 (n=15)-40 | seafloor vent field |  |  |  |  | ore material | grab | grab | mineral separate | [5 empty] | mineralisation | sulfide chimney | pyrite, marcasite, chalcopyrite |  | pyrite, marcasite, chalcopyrite | multiple stages: colloform marcasite-pyrite intergrowths (outermost wall), replacement assemblages (transition layers), dense recrystallized assemblages, marcasite pseudomorphs after pyrrhotite (middle layer) | sulfide chimney | colloform, subhedral, anhedral, euhedral, dense coarse-grained, columnar pseudomorphs |  |  |  | sphalerite, pyrrhotite, anhydrite, galena, tetrahedrite, tennantite | Transverse sections (polished sections) | EMPA, LA-ICPMS, MC-ICPMS | JEOL JXA-8100 EPMA; Teledyne Cetac Technologies Analyte Excite laser ablation system coupled with an Agilent Technologies 7700x quadrupole ICP-MS; ESI NWR Image GEO 193 coupled with TOFWERK icp TOF R; Neptune Plus multicollector ICP-MS (Thermo Fisher Scientific, Bremen, Germany) coupled with a Geolas HD excimer ArF laser ablation system (Coherent, Göttingen, Germany); Bruker M4 Tornado™ system | SIO, MNR; China University of Petroleum (East China), Qingdao, China; Nanjing Focu MS Technology Co. Ltd., Nanjing, China; Shanghai Chemlab Laboratory, Shanghai, China; Wuhan Sample Solution Analytical Technology Co. Ltd., Wuhan, China | EPMA: beam current of 10 nA, beam size of 1–5 μm, accelerating voltage of 20 kV. Micro-XRF: rhodium target X-ray tube operating at 50 kV and 800 nA, polycapillary lens providing a 40-μm spot size on a 20-μm raster, dwell time of 5 ms per pixel. LA-ICP-MS: 193-nm ArF excimer laser, fluence of 6 J/cm², 6 Hz repetition rate for 40 seconds (240 pulses), 30-second pre-ablation blank, total run time 70 seconds, spot size 32–44 μm, He carrier gas mixed with Ar. LA-ICP-TOF-MS: 193 nm ArF excimer laser, spot diameter ~20 µm, repetition rate ~20 Hz, laser fluence ~7 J/cm², scan speed ~4000 µm/s, He carrier gas ~600 ml/min, washout time 50 ms. S isotope MC-ICP-MS: spot size ~44 μm, pulse frequency ~2 Hz, laser fluence ~5 J/cm², He carrier gas with Ar make-up gas. | MASS-1 (Fe-Cu-Zn-S pressed pellet) and GSE-1G (synthetic basaltic glass) from the United States Geological Survey; pyrite PPP-1; chalcopyrite GBW07268; pyrrhotite SP-Po-01 (δ34S = 1.4‰ ± 0.4‰); chalcopyrite SP-CP-01 (δ34S = 5.45‰ ± 0.3‰); natural and synthetic minerals from USA SPI Supplies | 1.12 |  |  |  | 0.32465 |  | 0.007049 |  |  |  | 0.021083 |  |  |  | 0.002694 | [5 empty] | 0.22281 | [5 empty] | 0.60848 | [5 empty] | 7315.535 | [9 empty] | 6716.8061 | [13 empty] | 0.24995 | [11 empty] | 1.0892 |  | 0.16834 |  | 0.92038 | [7 empty] | 0.049533 | [5 empty] | 0.12667 | [15 empty] | 5344.1659 |  | 0.038642 |  |  |  | 4.0766 | [5 empty] | 0.11024 | [7 empty] | 0 | [5 empty] | 0.006008 |  |  |  | 0.22199 |  | 0.042928 | [7 empty] | 23.8665 |  |  |  |  | 2025
| Xunmei vent field, Niaochao vent field |  | Seafloor hydrothermal | Volcanic-hosted massive sulfide (VMS) | seafloor massive sulfide (SMS) | Cu, Zn, Au, Ag | Co, Pb, Sb | Cu, Zn, Au, Ag, Co, Pb, Sb |  |  | I-Ccp1 (n=15)-41 | I-Ccp1 (n=15)-41 | seafloor vent field |  |  |  |  | ore material | grab | grab | mineral separate | [5 empty] | mineralisation | sulfide chimney | pyrite, marcasite, chalcopyrite |  | pyrite, marcasite, chalcopyrite | multiple stages: colloform marcasite-pyrite intergrowths (outermost wall), replacement assemblages (transition layers), dense recrystallized assemblages, marcasite pseudomorphs after pyrrhotite (middle layer) | sulfide chimney | colloform, subhedral, anhedral, euhedral, dense coarse-grained, columnar pseudomorphs |  |  |  | sphalerite, pyrrhotite, anhydrite, galena, tetrahedrite, tennantite | Transverse sections (polished sections) | EMPA, LA-ICPMS, MC-ICPMS | JEOL JXA-8100 EPMA; Teledyne Cetac Technologies Analyte Excite laser ablation system coupled with an Agilent Technologies 7700x quadrupole ICP-MS; ESI NWR Image GEO 193 coupled with TOFWERK icp TOF R; Neptune Plus multicollector ICP-MS (Thermo Fisher Scientific, Bremen, Germany) coupled with a Geolas HD excimer ArF laser ablation system (Coherent, Göttingen, Germany); Bruker M4 Tornado™ system | SIO, MNR; China University of Petroleum (East China), Qingdao, China; Nanjing Focu MS Technology Co. Ltd., Nanjing, China; Shanghai Chemlab Laboratory, Shanghai, China; Wuhan Sample Solution Analytical Technology Co. Ltd., Wuhan, China | EPMA: beam current of 10 nA, beam size of 1–5 μm, accelerating voltage of 20 kV. Micro-XRF: rhodium target X-ray tube operating at 50 kV and 800 nA, polycapillary lens providing a 40-μm spot size on a 20-μm raster, dwell time of 5 ms per pixel. LA-ICP-MS: 193-nm ArF excimer laser, fluence of 6 J/cm², 6 Hz repetition rate for 40 seconds (240 pulses), 30-second pre-ablation blank, total run time 70 seconds, spot size 32–44 μm, He carrier gas mixed with Ar. LA-ICP-TOF-MS: 193 nm ArF excimer laser, spot diameter ~20 µm, repetition rate ~20 Hz, laser fluence ~7 J/cm², scan speed ~4000 µm/s, He carrier gas ~600 ml/min, washout time 50 ms. S isotope MC-ICP-MS: spot size ~44 μm, pulse frequency ~2 Hz, laser fluence ~5 J/cm², He carrier gas with Ar make-up gas. | MASS-1 (Fe-Cu-Zn-S pressed pellet) and GSE-1G (synthetic basaltic glass) from the United States Geological Survey; pyrite PPP-1; chalcopyrite GBW07268; pyrrhotite SP-Po-01 (δ34S = 1.4‰ ± 0.4‰); chalcopyrite SP-CP-01 (δ34S = 5.45‰ ± 0.3‰); natural and synthetic minerals from USA SPI Supplies | 1.2997 |  |  |  | 0.35219 |  | 0.005446 |  |  |  | 0.017364 |  |  |  | 0.004236 | [5 empty] | 0.22207 | [5 empty] | 0.80429 | [5 empty] | 10491.3643 | [9 empty] | 8767.5317 | [13 empty] | 0.70325 | [11 empty] | 0.72855 |  | 0.26762 |  | 1.4217 | [7 empty] | 0.067302 | [5 empty] | 0.060992 | [15 empty] | 6853.8921 |  | 0.049644 |  |  |  | 2.3374 | [5 empty] | 0.19236 | [7 empty] | 0.051681 | [5 empty] | 0.005688 |  |  |  | 0.064567 |  | 0.13918 | [7 empty] | 16.4988 |  |  |  |  | 2025
| Xunmei vent field, Niaochao vent field |  | Seafloor hydrothermal | Volcanic-hosted massive sulfide (VMS) | seafloor massive sulfide (SMS) | Cu, Zn, Au, Ag | Co, Pb, Sb | Cu, Zn, Au, Ag, Co, Pb, Sb |  |  | I-Ccp1 (n=15)-42 | I-Ccp1 (n=15)-42 | seafloor vent field |  |  |  |  | ore material | grab | grab | mineral separate | [5 empty] | mineralisation | sulfide chimney | pyrite, marcasite, chalcopyrite |  | pyrite, marcasite, chalcopyrite | multiple stages: colloform marcasite-pyrite intergrowths (outermost wall), replacement assemblages (transition layers), dense recrystallized assemblages, marcasite pseudomorphs after pyrrhotite (middle layer) | sulfide chimney | colloform, subhedral, anhedral, euhedral, dense coarse-grained, columnar pseudomorphs |  |  |  | sphalerite, pyrrhotite, anhydrite, galena, tetrahedrite, tennantite | Transverse sections (polished sections) | EMPA, LA-ICPMS, MC-ICPMS | JEOL JXA-8100 EPMA; Teledyne Cetac Technologies Analyte Excite laser ablation system coupled with an Agilent Technologies 7700x quadrupole ICP-MS; ESI NWR Image GEO 193 coupled with TOFWERK icp TOF R; Neptune Plus multicollector ICP-MS (Thermo Fisher Scientific, Bremen, Germany) coupled with a Geolas HD excimer ArF laser ablation system (Coherent, Göttingen, Germany); Bruker M4 Tornado™ system | SIO, MNR; China University of Petroleum (East China), Qingdao, China; Nanjing Focu MS Technology Co. Ltd., Nanjing, China; Shanghai Chemlab Laboratory, Shanghai, China; Wuhan Sample Solution Analytical Technology Co. Ltd., Wuhan, China | EPMA: beam current of 10 nA, beam size of 1–5 μm, accelerating voltage of 20 kV. Micro-XRF: rhodium target X-ray tube operating at 50 kV and 800 nA, polycapillary lens providing a 40-μm spot size on a 20-μm raster, dwell time of 5 ms per pixel. LA-ICP-MS: 193-nm ArF excimer laser, fluence of 6 J/cm², 6 Hz repetition rate for 40 seconds (240 pulses), 30-second pre-ablation blank, total run time 70 seconds, spot size 32–44 μm, He carrier gas mixed with Ar. LA-ICP-TOF-MS: 193 nm ArF excimer laser, spot diameter ~20 µm, repetition rate ~20 Hz, laser fluence ~7 J/cm², scan speed ~4000 µm/s, He carrier gas ~600 ml/min, washout time 50 ms. S isotope MC-ICP-MS: spot size ~44 μm, pulse frequency ~2 Hz, laser fluence ~5 J/cm², He carrier gas with Ar make-up gas. | MASS-1 (Fe-Cu-Zn-S pressed pellet) and GSE-1G (synthetic basaltic glass) from the United States Geological Survey; pyrite PPP-1; chalcopyrite GBW07268; pyrrhotite SP-Po-01 (δ34S = 1.4‰ ± 0.4‰); chalcopyrite SP-CP-01 (δ34S = 5.45‰ ± 0.3‰); natural and synthetic minerals from USA SPI Supplies | 0.86709 |  |  |  | 0.24891 |  | 0.003572 |  |  |  | 0.006546 |  |  |  | 0.002394 | [5 empty] | 0.15707 | [5 empty] | 1.004 | [5 empty] | 9824.5849 | [9 empty] | 7424.5436 | [13 empty] | 0.29059 | [11 empty] | 0.15151 |  | 0.16065 |  | 0.01815 | [7 empty] | 0.034987 | [5 empty] | 0.012412 | [15 empty] | 5186.535 |  | 0.026901 |  |  |  | 5.133 | [5 empty] | 0.080257 | [7 empty] | 0.029822 | [5 empty] | 0.003878 |  |  |  | 0.003989 |  | 0.014147 | [7 empty] | 17.3861 |  |  |  |  | 2025
| Xunmei vent field, Niaochao vent field |  | Seafloor hydrothermal | Volcanic-hosted massive sulfide (VMS) | seafloor massive sulfide (SMS) | Cu, Zn, Au, Ag | Co, Pb, Sb | Cu, Zn, Au, Ag, Co, Pb, Sb |  |  | I-Ccp1 (n=15)-43 | I-Ccp1 (n=15)-43 | seafloor vent field |  |  |  |  | ore material | grab | grab | mineral separate | [5 empty] | mineralisation | sulfide chimney | pyrite, marcasite, chalcopyrite |  | pyrite, marcasite, chalcopyrite | multiple stages: colloform marcasite-pyrite intergrowths (outermost wall), replacement assemblages (transition layers), dense recrystallized assemblages, marcasite pseudomorphs after pyrrhotite (middle layer) | sulfide chimney | colloform, subhedral, anhedral, euhedral, dense coarse-grained, columnar pseudomorphs |  |  |  | sphalerite, pyrrhotite, anhydrite, galena, tetrahedrite, tennantite | Transverse sections (polished sections) | EMPA, LA-ICPMS, MC-ICPMS | JEOL JXA-8100 EPMA; Teledyne Cetac Technologies Analyte Excite laser ablation system coupled with an Agilent Technologies 7700x quadrupole ICP-MS; ESI NWR Image GEO 193 coupled with TOFWERK icp TOF R; Neptune Plus multicollector ICP-MS (Thermo Fisher Scientific, Bremen, Germany) coupled with a Geolas HD excimer ArF laser ablation system (Coherent, Göttingen, Germany); Bruker M4 Tornado™ system | SIO, MNR; China University of Petroleum (East China), Qingdao, China; Nanjing Focu MS Technology Co. Ltd., Nanjing, China; Shanghai Chemlab Laboratory, Shanghai, China; Wuhan Sample Solution Analytical Technology Co. Ltd., Wuhan, China | EPMA: beam current of 10 nA, beam size of 1–5 μm, accelerating voltage of 20 kV. Micro-XRF: rhodium target X-ray tube operating at 50 kV and 800 nA, polycapillary lens providing a 40-μm spot size on a 20-μm raster, dwell time of 5 ms per pixel. LA-ICP-MS: 193-nm ArF excimer laser, fluence of 6 J/cm², 6 Hz repetition rate for 40 seconds (240 pulses), 30-second pre-ablation blank, total run time 70 seconds, spot size 32–44 μm, He carrier gas mixed with Ar. LA-ICP-TOF-MS: 193 nm ArF excimer laser, spot diameter ~20 µm, repetition rate ~20 Hz, laser fluence ~7 J/cm², scan speed ~4000 µm/s, He carrier gas ~600 ml/min, washout time 50 ms. S isotope MC-ICP-MS: spot size ~44 μm, pulse frequency ~2 Hz, laser fluence ~5 J/cm², He carrier gas with Ar make-up gas. | MASS-1 (Fe-Cu-Zn-S pressed pellet) and GSE-1G (synthetic basaltic glass) from the United States Geological Survey; pyrite PPP-1; chalcopyrite GBW07268; pyrrhotite SP-Po-01 (δ34S = 1.4‰ ± 0.4‰); chalcopyrite SP-CP-01 (δ34S = 5.45‰ ± 0.3‰); natural and synthetic minerals from USA SPI Supplies | 0.85138 |  |  |  | 0.47018 |  | 0.001593 |  |  |  | 0.16737 |  |  |  | 0.003432 | [5 empty] | 0.41292 | [5 empty] | 1.22 | [5 empty] | 8482.6631 | [9 empty] | 8639.5009 | [13 empty] | 0.57178 | [11 empty] | 3.0333 |  | 0.44357 |  | 2.2307 | [7 empty] | 0.26536 | [5 empty] | 0.26897 | [15 empty] | 5695.1418 |  | 0.46005 |  |  |  | 3.5661 | [5 empty] | 0.11235 | [7 empty] | 0.016763 | [5 empty] | 0.00734 |  |  |  | 7.6259 |  | 0.079551 | [7 empty] | 22.9176 |  |  |  |  | 2025
| Xunmei vent field, Niaochao vent field |  | Seafloor hydrothermal | Volcanic-hosted massive sulfide (VMS) | seafloor massive sulfide (SMS) | Cu, Zn, Au, Ag | Co, Pb, Sb | Cu, Zn, Au, Ag, Co, Pb, Sb |  |  | I-Ccp1 (n=15)-44 | I-Ccp1 (n=15)-44 | seafloor vent field |  |  |  |  | ore material | grab | grab | mineral separate | [5 empty] | mineralisation | sulfide chimney | pyrite, marcasite, chalcopyrite |  | pyrite, marcasite, chalcopyrite | multiple stages: colloform marcasite-pyrite intergrowths (outermost wall), replacement assemblages (transition layers), dense recrystallized assemblages, marcasite pseudomorphs after pyrrhotite (middle layer) | sulfide chimney | colloform, subhedral, anhedral, euhedral, dense coarse-grained, columnar pseudomorphs |  |  |  | sphalerite, pyrrhotite, anhydrite, galena, tetrahedrite, tennantite | Transverse sections (polished sections) | EMPA, LA-ICPMS, MC-ICPMS | JEOL JXA-8100 EPMA; Teledyne Cetac Technologies Analyte Excite laser ablation system coupled with an Agilent Technologies 7700x quadrupole ICP-MS; ESI NWR Image GEO 193 coupled with TOFWERK icp TOF R; Neptune Plus multicollector ICP-MS (Thermo Fisher Scientific, Bremen, Germany) coupled with a Geolas HD excimer ArF laser ablation system (Coherent, Göttingen, Germany); Bruker M4 Tornado™ system | SIO, MNR; China University of Petroleum (East China), Qingdao, China; Nanjing Focu MS Technology Co. Ltd., Nanjing, China; Shanghai Chemlab Laboratory, Shanghai, China; Wuhan Sample Solution Analytical Technology Co. Ltd., Wuhan, China | EPMA: beam current of 10 nA, beam size of 1–5 μm, accelerating voltage of 20 kV. Micro-XRF: rhodium target X-ray tube operating at 50 kV and 800 nA, polycapillary lens providing a 40-μm spot size on a 20-μm raster, dwell time of 5 ms per pixel. LA-ICP-MS: 193-nm ArF excimer laser, fluence of 6 J/cm², 6 Hz repetition rate for 40 seconds (240 pulses), 30-second pre-ablation blank, total run time 70 seconds, spot size 32–44 μm, He carrier gas mixed with Ar. LA-ICP-TOF-MS: 193 nm ArF excimer laser, spot diameter ~20 µm, repetition rate ~20 Hz, laser fluence ~7 J/cm², scan speed ~4000 µm/s, He carrier gas ~600 ml/min, washout time 50 ms. S isotope MC-ICP-MS: spot size ~44 μm, pulse frequency ~2 Hz, laser fluence ~5 J/cm², He carrier gas with Ar make-up gas. | MASS-1 (Fe-Cu-Zn-S pressed pellet) and GSE-1G (synthetic basaltic glass) from the United States Geological Survey; pyrite PPP-1; chalcopyrite GBW07268; pyrrhotite SP-Po-01 (δ34S = 1.4‰ ± 0.4‰); chalcopyrite SP-CP-01 (δ34S = 5.45‰ ± 0.3‰); natural and synthetic minerals from USA SPI Supplies | 1.7308 |  |  |  | 0.5232 |  | 0.007264 |  |  |  | 0.10671 |  |  |  | 0.004428 | [5 empty] | 0.29616 | [5 empty] | 1.7626 | [5 empty] | 10104.1772 | [9 empty] | 9352.4559 | [13 empty] | 0.31661 | [11 empty] | 7.0959 |  | 0.4775 |  | 6.162 | [7 empty] | 0.55417 | [5 empty] | 0.63384 | [15 empty] | 6113.7932 |  | 0.071311 |  |  |  | 6.7449 | [5 empty] | 0.11678 | [7 empty] | 0.072032 | [5 empty] | 0.016672 |  |  |  | 1.9577 |  | 0.33152 | [7 empty] | 21.3319 |  |  |  |  | 2025
| Xunmei vent field, Niaochao vent field |  | Seafloor hydrothermal | Volcanic-hosted massive sulfide (VMS) | seafloor massive sulfide (SMS) | Cu, Zn, Au, Ag | Co, Pb, Sb | Cu, Zn, Au, Ag, Co, Pb, Sb |  |  | I-Ccp1 (n=15)-45 | I-Ccp1 (n=15)-45 | seafloor vent field |  |  |  |  | ore material | grab | grab | mineral separate | [5 empty] | mineralisation | sulfide chimney | pyrite, marcasite, chalcopyrite |  | pyrite, marcasite, chalcopyrite | multiple stages: colloform marcasite-pyrite intergrowths (outermost wall), replacement assemblages (transition layers), dense recrystallized assemblages, marcasite pseudomorphs after pyrrhotite (middle layer) | sulfide chimney | colloform, subhedral, anhedral, euhedral, dense coarse-grained, columnar pseudomorphs |  |  |  | sphalerite, pyrrhotite, anhydrite, galena, tetrahedrite, tennantite | Transverse sections (polished sections) | EMPA, LA-ICPMS, MC-ICPMS | JEOL JXA-8100 EPMA; Teledyne Cetac Technologies Analyte Excite laser ablation system coupled with an Agilent Technologies 7700x quadrupole ICP-MS; ESI NWR Image GEO 193 coupled with TOFWERK icp TOF R; Neptune Plus multicollector ICP-MS (Thermo Fisher Scientific, Bremen, Germany) coupled with a Geolas HD excimer ArF laser ablation system (Coherent, Göttingen, Germany); Bruker M4 Tornado™ system | SIO, MNR; China University of Petroleum (East China), Qingdao, China; Nanjing Focu MS Technology Co. Ltd., Nanjing, China; Shanghai Chemlab Laboratory, Shanghai, China; Wuhan Sample Solution Analytical Technology Co. Ltd., Wuhan, China | EPMA: beam current of 10 nA, beam size of 1–5 μm, accelerating voltage of 20 kV. Micro-XRF: rhodium target X-ray tube operating at 50 kV and 800 nA, polycapillary lens providing a 40-μm spot size on a 20-μm raster, dwell time of 5 ms per pixel. LA-ICP-MS: 193-nm ArF excimer laser, fluence of 6 J/cm², 6 Hz repetition rate for 40 seconds (240 pulses), 30-second pre-ablation blank, total run time 70 seconds, spot size 32–44 μm, He carrier gas mixed with Ar. LA-ICP-TOF-MS: 193 nm ArF excimer laser, spot diameter ~20 µm, repetition rate ~20 Hz, laser fluence ~7 J/cm², scan speed ~4000 µm/s, He carrier gas ~600 ml/min, washout time 50 ms. S isotope MC-ICP-MS: spot size ~44 μm, pulse frequency ~2 Hz, laser fluence ~5 J/cm², He carrier gas with Ar make-up gas. | MASS-1 (Fe-Cu-Zn-S pressed pellet) and GSE-1G (synthetic basaltic glass) from the United States Geological Survey; pyrite PPP-1; chalcopyrite GBW07268; pyrrhotite SP-Po-01 (δ34S = 1.4‰ ± 0.4‰); chalcopyrite SP-CP-01 (δ34S = 5.45‰ ± 0.3‰); natural and synthetic minerals from USA SPI Supplies | 1.1906 |  |  |  | 0.34603 |  | 0.007283 |  |  |  | 0.049978 |  |  |  | 0.004629 | [5 empty] | 0.25493 | [5 empty] | 5.6063 | [5 empty] | 7861.6341 | [9 empty] | 7156.3502 | [13 empty] | 0.37444 | [11 empty] | 2.1167 |  | 0.24867 |  | 10.7583 | [7 empty] | 0.23612 | [5 empty] | 0.26555 | [15 empty] | 5041.3513 |  | 0.045595 |  |  |  | 3.6817 | [5 empty] | 0.099156 | [7 empty] | 0.047685 | [5 empty] | 0.0198 |  |  |  | 0.22715 |  | 0.37083 | [7 empty] | 17.1655 |  |  |  |  | 2025
| Xunmei vent field, Niaochao vent field |  | Seafloor hydrothermal | Volcanic-hosted massive sulfide (VMS) | seafloor massive sulfide (SMS) | Cu, Zn, Au, Ag | Co, Pb, Sb | Cu, Zn, Au, Ag, Co, Pb, Sb |  |  | I-Ccp1 (n=15)-46 | I-Ccp1 (n=15)-46 | seafloor vent field |  |  |  |  | ore material | grab | grab | mineral separate | [5 empty] | mineralisation | sulfide chimney | pyrite, marcasite, chalcopyrite |  | pyrite, marcasite, chalcopyrite | multiple stages: colloform marcasite-pyrite intergrowths (outermost wall), replacement assemblages (transition layers), dense recrystallized assemblages, marcasite pseudomorphs after pyrrhotite (middle layer) | sulfide chimney | colloform, subhedral, anhedral, euhedral, dense coarse-grained, columnar pseudomorphs |  |  |  | sphalerite, pyrrhotite, anhydrite, galena, tetrahedrite, tennantite | Transverse sections (polished sections) | EMPA, LA-ICPMS, MC-ICPMS | JEOL JXA-8100 EPMA; Teledyne Cetac Technologies Analyte Excite laser ablation system coupled with an Agilent Technologies 7700x quadrupole ICP-MS; ESI NWR Image GEO 193 coupled with TOFWERK icp TOF R; Neptune Plus multicollector ICP-MS (Thermo Fisher Scientific, Bremen, Germany) coupled with a Geolas HD excimer ArF laser ablation system (Coherent, Göttingen, Germany); Bruker M4 Tornado™ system | SIO, MNR; China University of Petroleum (East China), Qingdao, China; Nanjing Focu MS Technology Co. Ltd., Nanjing, China; Shanghai Chemlab Laboratory, Shanghai, China; Wuhan Sample Solution Analytical Technology Co. Ltd., Wuhan, China | EPMA: beam current of 10 nA, beam size of 1–5 μm, accelerating voltage of 20 kV. Micro-XRF: rhodium target X-ray tube operating at 50 kV and 800 nA, polycapillary lens providing a 40-μm spot size on a 20-μm raster, dwell time of 5 ms per pixel. LA-ICP-MS: 193-nm ArF excimer laser, fluence of 6 J/cm², 6 Hz repetition rate for 40 seconds (240 pulses), 30-second pre-ablation blank, total run time 70 seconds, spot size 32–44 μm, He carrier gas mixed with Ar. LA-ICP-TOF-MS: 193 nm ArF excimer laser, spot diameter ~20 µm, repetition rate ~20 Hz, laser fluence ~7 J/cm², scan speed ~4000 µm/s, He carrier gas ~600 ml/min, washout time 50 ms. S isotope MC-ICP-MS: spot size ~44 μm, pulse frequency ~2 Hz, laser fluence ~5 J/cm², He carrier gas with Ar make-up gas. | MASS-1 (Fe-Cu-Zn-S pressed pellet) and GSE-1G (synthetic basaltic glass) from the United States Geological Survey; pyrite PPP-1; chalcopyrite GBW07268; pyrrhotite SP-Po-01 (δ34S = 1.4‰ ± 0.4‰); chalcopyrite SP-CP-01 (δ34S = 5.45‰ ± 0.3‰); natural and synthetic minerals from USA SPI Supplies | 1.0163 |  |  |  | 0.27398 |  | 0.003022 |  |  |  | 0.011442 |  |  |  | 0.003024 | [5 empty] | 0.19349 | [5 empty] | 0.70154 | [5 empty] | 11154.9222 | [9 empty] | 6716.4289 | [13 empty] | 0.17056 | [11 empty] | 0.61521 |  | 0.17564 |  | 0.99101 | [7 empty] | 0.061135 | [5 empty] | 0.023783 | [15 empty] | 5306.1449 |  | 0.025797 |  |  |  | 4.8581 | [5 empty] | 0.069073 | [7 empty] | 0.032033 | [5 empty] | 0.005257 |  |  |  | 0.086978 |  | 0.022097 | [7 empty] | 10.6811 |  |  |  |  | 2025
| Xunmei vent field, Niaochao vent field |  | Seafloor hydrothermal | Volcanic-hosted massive sulfide (VMS) | seafloor massive sulfide (SMS) | Cu, Zn, Au, Ag | Co, Pb, Sb | Cu, Zn, Au, Ag, Co, Pb, Sb |  |  | I-Ccp1 (n=15)-47 | I-Ccp1 (n=15)-47 | seafloor vent field |  |  |  |  | ore material | grab | grab | mineral separate | [5 empty] | mineralisation | sulfide chimney | pyrite, marcasite, chalcopyrite |  | pyrite, marcasite, chalcopyrite | multiple stages: colloform marcasite-pyrite intergrowths (outermost wall), replacement assemblages (transition layers), dense recrystallized assemblages, marcasite pseudomorphs after pyrrhotite (middle layer) | sulfide chimney | colloform, subhedral, anhedral, euhedral, dense coarse-grained, columnar pseudomorphs |  |  |  | sphalerite, pyrrhotite, anhydrite, galena, tetrahedrite, tennantite | Transverse sections (polished sections) | EMPA, LA-ICPMS, MC-ICPMS | JEOL JXA-8100 EPMA; Teledyne Cetac Technologies Analyte Excite laser ablation system coupled with an Agilent Technologies 7700x quadrupole ICP-MS; ESI NWR Image GEO 193 coupled with TOFWERK icp TOF R; Neptune Plus multicollector ICP-MS (Thermo Fisher Scientific, Bremen, Germany) coupled with a Geolas HD excimer ArF laser ablation system (Coherent, Göttingen, Germany); Bruker M4 Tornado™ system | SIO, MNR; China University of Petroleum (East China), Qingdao, China; Nanjing Focu MS Technology Co. Ltd., Nanjing, China; Shanghai Chemlab Laboratory, Shanghai, China; Wuhan Sample Solution Analytical Technology Co. Ltd., Wuhan, China | EPMA: beam current of 10 nA, beam size of 1–5 μm, accelerating voltage of 20 kV. Micro-XRF: rhodium target X-ray tube operating at 50 kV and 800 nA, polycapillary lens providing a 40-μm spot size on a 20-μm raster, dwell time of 5 ms per pixel. LA-ICP-MS: 193-nm ArF excimer laser, fluence of 6 J/cm², 6 Hz repetition rate for 40 seconds (240 pulses), 30-second pre-ablation blank, total run time 70 seconds, spot size 32–44 μm, He carrier gas mixed with Ar. LA-ICP-TOF-MS: 193 nm ArF excimer laser, spot diameter ~20 µm, repetition rate ~20 Hz, laser fluence ~7 J/cm², scan speed ~4000 µm/s, He carrier gas ~600 ml/min, washout time 50 ms. S isotope MC-ICP-MS: spot size ~44 μm, pulse frequency ~2 Hz, laser fluence ~5 J/cm², He carrier gas with Ar make-up gas. | MASS-1 (Fe-Cu-Zn-S pressed pellet) and GSE-1G (synthetic basaltic glass) from the United States Geological Survey; pyrite PPP-1; chalcopyrite GBW07268; pyrrhotite SP-Po-01 (δ34S = 1.4‰ ± 0.4‰); chalcopyrite SP-CP-01 (δ34S = 5.45‰ ± 0.3‰); natural and synthetic minerals from USA SPI Supplies | 1.2724 |  |  |  | 0.27771 |  | 0.001821 |  |  |  | 0 |  |  |  | 0.003744 | [5 empty] | 0.19749 | [5 empty] | 1.3224 | [5 empty] | 9264.2061 | [9 empty] | 8307.2553 | [13 empty] | 0.4169 | [11 empty] | 0.15273 |  | 0.73377 |  | 0.071576 | [7 empty] | 0.053218 | [5 empty] | 0.011053 | [15 empty] | 8652.9363 |  | 0.029248 |  |  |  | 4.7054 | [5 empty] | 0.12393 | [7 empty] | 0.051606 | [5 empty] | 0.003827 |  |  |  | 0.003022 |  | 0.01786 | [7 empty] | 11.4157 |  |  |  |  | 2025
| Xunmei vent field, Niaochao vent field |  | Seafloor hydrothermal | Volcanic-hosted massive sulfide (VMS) | seafloor massive sulfide (SMS) | Cu, Zn, Au, Ag | Co, Pb, Sb | Cu, Zn, Au, Ag, Co, Pb, Sb |  |  | I-Ccp1 (n=15)-48 | I-Ccp1 (n=15)-48 | seafloor vent field |  |  |  |  | ore material | grab | grab | mineral separate | [5 empty] | mineralisation | sulfide chimney | pyrite, marcasite, chalcopyrite |  | pyrite, marcasite, chalcopyrite | multiple stages: colloform marcasite-pyrite intergrowths (outermost wall), replacement assemblages (transition layers), dense recrystallized assemblages, marcasite pseudomorphs after pyrrhotite (middle layer) | sulfide chimney | colloform, subhedral, anhedral, euhedral, dense coarse-grained, columnar pseudomorphs |  |  |  | sphalerite, pyrrhotite, anhydrite, galena, tetrahedrite, tennantite | Transverse sections (polished sections) | EMPA, LA-ICPMS, MC-ICPMS | JEOL JXA-8100 EPMA; Teledyne Cetac Technologies Analyte Excite laser ablation system coupled with an Agilent Technologies 7700x quadrupole ICP-MS; ESI NWR Image GEO 193 coupled with TOFWERK icp TOF R; Neptune Plus multicollector ICP-MS (Thermo Fisher Scientific, Bremen, Germany) coupled with a Geolas HD excimer ArF laser ablation system (Coherent, Göttingen, Germany); Bruker M4 Tornado™ system | SIO, MNR; China University of Petroleum (East China), Qingdao, China; Nanjing Focu MS Technology Co. Ltd., Nanjing, China; Shanghai Chemlab Laboratory, Shanghai, China; Wuhan Sample Solution Analytical Technology Co. Ltd., Wuhan, China | EPMA: beam current of 10 nA, beam size of 1–5 μm, accelerating voltage of 20 kV. Micro-XRF: rhodium target X-ray tube operating at 50 kV and 800 nA, polycapillary lens providing a 40-μm spot size on a 20-μm raster, dwell time of 5 ms per pixel. LA-ICP-MS: 193-nm ArF excimer laser, fluence of 6 J/cm², 6 Hz repetition rate for 40 seconds (240 pulses), 30-second pre-ablation blank, total run time 70 seconds, spot size 32–44 μm, He carrier gas mixed with Ar. LA-ICP-TOF-MS: 193 nm ArF excimer laser, spot diameter ~20 µm, repetition rate ~20 Hz, laser fluence ~7 J/cm², scan speed ~4000 µm/s, He carrier gas ~600 ml/min, washout time 50 ms. S isotope MC-ICP-MS: spot size ~44 μm, pulse frequency ~2 Hz, laser fluence ~5 J/cm², He carrier gas with Ar make-up gas. | MASS-1 (Fe-Cu-Zn-S pressed pellet) and GSE-1G (synthetic basaltic glass) from the United States Geological Survey; pyrite PPP-1; chalcopyrite GBW07268; pyrrhotite SP-Po-01 (δ34S = 1.4‰ ± 0.4‰); chalcopyrite SP-CP-01 (δ34S = 5.45‰ ± 0.3‰); natural and synthetic minerals from USA SPI Supplies | 0.65551 |  |  |  | 0.28887 |  | 0.002442 |  |  |  | 0 |  |  |  | 0.001991 | [5 empty] | 0.20732 | [5 empty] | 0.84453 | [5 empty] | 5271.2492 | [9 empty] | 6805.7098 | [13 empty] | 0.19969 | [11 empty] | 0.076301 |  | 0.21597 |  | 0.040735 | [7 empty] | 0.054236 | [5 empty] | 0.009846 | [15 empty] | 5853.0153 |  | 0.025575 |  |  |  | 3.9134 | [5 empty] | 0.10117 | [7 empty] | 0.026722 | [5 empty] | 0.00259 |  |  |  | 0.002542 |  | 0.017549 | [7 empty] | 8.341 |  |  |  |  | 2025
| Xunmei vent field, Niaochao vent field |  | Seafloor hydrothermal | Volcanic-hosted massive sulfide (VMS) | seafloor massive sulfide (SMS) | Cu, Zn, Au, Ag | Co, Pb, Sb | Cu, Zn, Au, Ag, Co, Pb, Sb |  |  | I-Ccp1 (n=15)-49 | I-Ccp1 (n=15)-49 | seafloor vent field |  |  |  |  | ore material | grab | grab | mineral separate | [5 empty] | mineralisation | sulfide chimney | pyrite, marcasite, chalcopyrite |  | pyrite, marcasite, chalcopyrite | multiple stages: colloform marcasite-pyrite intergrowths (outermost wall), replacement assemblages (transition layers), dense recrystallized assemblages, marcasite pseudomorphs after pyrrhotite (middle layer) | sulfide chimney | colloform, subhedral, anhedral, euhedral, dense coarse-grained, columnar pseudomorphs |  |  |  | sphalerite, pyrrhotite, anhydrite, galena, tetrahedrite, tennantite | Transverse sections (polished sections) | EMPA, LA-ICPMS, MC-ICPMS | JEOL JXA-8100 EPMA; Teledyne Cetac Technologies Analyte Excite laser ablation system coupled with an Agilent Technologies 7700x quadrupole ICP-MS; ESI NWR Image GEO 193 coupled with TOFWERK icp TOF R; Neptune Plus multicollector ICP-MS (Thermo Fisher Scientific, Bremen, Germany) coupled with a Geolas HD excimer ArF laser ablation system (Coherent, Göttingen, Germany); Bruker M4 Tornado™ system | SIO, MNR; China University of Petroleum (East China), Qingdao, China; Nanjing Focu MS Technology Co. Ltd., Nanjing, China; Shanghai Chemlab Laboratory, Shanghai, China; Wuhan Sample Solution Analytical Technology Co. Ltd., Wuhan, China | EPMA: beam current of 10 nA, beam size of 1–5 μm, accelerating voltage of 20 kV. Micro-XRF: rhodium target X-ray tube operating at 50 kV and 800 nA, polycapillary lens providing a 40-μm spot size on a 20-μm raster, dwell time of 5 ms per pixel. LA-ICP-MS: 193-nm ArF excimer laser, fluence of 6 J/cm², 6 Hz repetition rate for 40 seconds (240 pulses), 30-second pre-ablation blank, total run time 70 seconds, spot size 32–44 μm, He carrier gas mixed with Ar. LA-ICP-TOF-MS: 193 nm ArF excimer laser, spot diameter ~20 µm, repetition rate ~20 Hz, laser fluence ~7 J/cm², scan speed ~4000 µm/s, He carrier gas ~600 ml/min, washout time 50 ms. S isotope MC-ICP-MS: spot size ~44 μm, pulse frequency ~2 Hz, laser fluence ~5 J/cm², He carrier gas with Ar make-up gas. | MASS-1 (Fe-Cu-Zn-S pressed pellet) and GSE-1G (synthetic basaltic glass) from the United States Geological Survey; pyrite PPP-1; chalcopyrite GBW07268; pyrrhotite SP-Po-01 (δ34S = 1.4‰ ± 0.4‰); chalcopyrite SP-CP-01 (δ34S = 5.45‰ ± 0.3‰); natural and synthetic minerals from USA SPI Supplies | 0.82158 |  |  |  | 1.0069 |  | 0.004163 |  |  |  | 0.027175 |  |  |  | 0.00358 | [5 empty] | 0.27002 | [5 empty] | 1.9069 | [5 empty] | 6986.7296 | [9 empty] | 7719.3439 | [13 empty] | 0.19047 | [11 empty] | 2.9713 |  | 0.2547 |  | 0.96128 | [7 empty] | 0.077138 | [5 empty] | 1.1025 | [15 empty] | 5106.6373 |  | 0.03742 |  |  |  | 6.2863 | [5 empty] | 0.097847 | [7 empty] | 0.072851 | [5 empty] | 0.004339 |  |  |  | 0.01988 |  | 0.018844 | [7 empty] | 11.4025 |  |  |  |  | 2025
| Xunmei vent field, Niaochao vent field |  | Seafloor hydrothermal | Volcanic-hosted massive sulfide (VMS) | seafloor massive sulfide (SMS) | Cu, Zn, Au, Ag | Co, Pb, Sb | Cu, Zn, Au, Ag, Co, Pb, Sb |  |  | I-Ccp1 (n=15)-50 | I-Ccp1 (n=15)-50 | seafloor vent field |  |  |  |  | ore material | grab | grab | mineral separate | [5 empty] | mineralisation | sulfide chimney | pyrite, marcasite, chalcopyrite |  | pyrite, marcasite, chalcopyrite | multiple stages: colloform marcasite-pyrite intergrowths (outermost wall), replacement assemblages (transition layers), dense recrystallized assemblages, marcasite pseudomorphs after pyrrhotite (middle layer) | sulfide chimney | colloform, subhedral, anhedral, euhedral, dense coarse-grained, columnar pseudomorphs |  |  |  | sphalerite, pyrrhotite, anhydrite, galena, tetrahedrite, tennantite | Transverse sections (polished sections) | EMPA, LA-ICPMS, MC-ICPMS | JEOL JXA-8100 EPMA; Teledyne Cetac Technologies Analyte Excite laser ablation system coupled with an Agilent Technologies 7700x quadrupole ICP-MS; ESI NWR Image GEO 193 coupled with TOFWERK icp TOF R; Neptune Plus multicollector ICP-MS (Thermo Fisher Scientific, Bremen, Germany) coupled with a Geolas HD excimer ArF laser ablation system (Coherent, Göttingen, Germany); Bruker M4 Tornado™ system | SIO, MNR; China University of Petroleum (East China), Qingdao, China; Nanjing Focu MS Technology Co. Ltd., Nanjing, China; Shanghai Chemlab Laboratory, Shanghai, China; Wuhan Sample Solution Analytical Technology Co. Ltd., Wuhan, China | EPMA: beam current of 10 nA, beam size of 1–5 μm, accelerating voltage of 20 kV. Micro-XRF: rhodium target X-ray tube operating at 50 kV and 800 nA, polycapillary lens providing a 40-μm spot size on a 20-μm raster, dwell time of 5 ms per pixel. LA-ICP-MS: 193-nm ArF excimer laser, fluence of 6 J/cm², 6 Hz repetition rate for 40 seconds (240 pulses), 30-second pre-ablation blank, total run time 70 seconds, spot size 32–44 μm, He carrier gas mixed with Ar. LA-ICP-TOF-MS: 193 nm ArF excimer laser, spot diameter ~20 µm, repetition rate ~20 Hz, laser fluence ~7 J/cm², scan speed ~4000 µm/s, He carrier gas ~600 ml/min, washout time 50 ms. S isotope MC-ICP-MS: spot size ~44 μm, pulse frequency ~2 Hz, laser fluence ~5 J/cm², He carrier gas with Ar make-up gas. | MASS-1 (Fe-Cu-Zn-S pressed pellet) and GSE-1G (synthetic basaltic glass) from the United States Geological Survey; pyrite PPP-1; chalcopyrite GBW07268; pyrrhotite SP-Po-01 (δ34S = 1.4‰ ± 0.4‰); chalcopyrite SP-CP-01 (δ34S = 5.45‰ ± 0.3‰); natural and synthetic minerals from USA SPI Supplies | 1.1587 |  |  |  | 0.30865 |  | 0.001748 |  |  |  | 0.007641 |  |  |  | 0.002991 | [5 empty] | 0.19636 | [5 empty] | 0.82913 | [5 empty] | 6730.2067 | [9 empty] | 7561.3532 | [13 empty] | 0.37858 | [11 empty] | 0.70554 |  | 0.18673 |  | 0.063494 | [7 empty] | 0.046132 | [5 empty] | 0.046369 | [15 empty] | 6560.0526 |  | 0.025855 |  |  |  | 4.0213 | [5 empty] | 0.1193 | [7 empty] | 0.03329 | [5 empty] | 0.004399 |  |  |  | 0.24475 |  | 0.021532 | [7 empty] | 10.0193 |  |  |  |  | 2025
| Xunmei vent field, Niaochao vent field |  | Seafloor hydrothermal | Volcanic-hosted massive sulfide (VMS) | seafloor massive sulfide (SMS) | Cu, Zn, Au, Ag | Co, Pb, Sb | Cu, Zn, Au, Ag, Co, Pb, Sb |  |  | I-Ccp2 (n=22)-49 | I-Ccp2 (n=22)-49 | seafloor vent field |  |  |  |  | ore material | grab | grab | mineral separate | [5 empty] | mineralisation | sulfide chimney | pyrite, marcasite, chalcopyrite |  | pyrite, marcasite, chalcopyrite | multiple stages: colloform marcasite-pyrite intergrowths (outermost wall), replacement assemblages (transition layers), dense recrystallized assemblages, marcasite pseudomorphs after pyrrhotite (middle layer) | sulfide chimney | colloform, subhedral, anhedral, euhedral, dense coarse-grained, columnar pseudomorphs |  |  |  | sphalerite, pyrrhotite, anhydrite, galena, tetrahedrite, tennantite | Transverse sections (polished sections) | EMPA, LA-ICPMS, MC-ICPMS | JEOL JXA-8100 EPMA; Teledyne Cetac Technologies Analyte Excite laser ablation system coupled with an Agilent Technologies 7700x quadrupole ICP-MS; ESI NWR Image GEO 193 coupled with TOFWERK icp TOF R; Neptune Plus multicollector ICP-MS (Thermo Fisher Scientific, Bremen, Germany) coupled with a Geolas HD excimer ArF laser ablation system (Coherent, Göttingen, Germany); Bruker M4 Tornado™ system | SIO, MNR; China University of Petroleum (East China), Qingdao, China; Nanjing Focu MS Technology Co. Ltd., Nanjing, China; Shanghai Chemlab Laboratory, Shanghai, China; Wuhan Sample Solution Analytical Technology Co. Ltd., Wuhan, China | EPMA: beam current of 10 nA, beam size of 1–5 μm, accelerating voltage of 20 kV. Micro-XRF: rhodium target X-ray tube operating at 50 kV and 800 nA, polycapillary lens providing a 40-μm spot size on a 20-μm raster, dwell time of 5 ms per pixel. LA-ICP-MS: 193-nm ArF excimer laser, fluence of 6 J/cm², 6 Hz repetition rate for 40 seconds (240 pulses), 30-second pre-ablation blank, total run time 70 seconds, spot size 32–44 μm, He carrier gas mixed with Ar. LA-ICP-TOF-MS: 193 nm ArF excimer laser, spot diameter ~20 µm, repetition rate ~20 Hz, laser fluence ~7 J/cm², scan speed ~4000 µm/s, He carrier gas ~600 ml/min, washout time 50 ms. S isotope MC-ICP-MS: spot size ~44 μm, pulse frequency ~2 Hz, laser fluence ~5 J/cm², He carrier gas with Ar make-up gas. | MASS-1 (Fe-Cu-Zn-S pressed pellet) and GSE-1G (synthetic basaltic glass) from the United States Geological Survey; pyrite PPP-1; chalcopyrite GBW07268; pyrrhotite SP-Po-01 (δ34S = 1.4‰ ± 0.4‰); chalcopyrite SP-CP-01 (δ34S = 5.45‰ ± 0.3‰); natural and synthetic minerals from USA SPI Supplies | [147 empty] | 2025
| Xunmei vent field, Niaochao vent field |  | Seafloor hydrothermal | Volcanic-hosted massive sulfide (VMS) | seafloor massive sulfide (SMS) | Cu, Zn, Au, Ag | Co, Pb, Sb | Cu, Zn, Au, Ag, Co, Pb, Sb |  |  | I-Ccp2 (n=22)-50 | I-Ccp2 (n=22)-50 | seafloor vent field |  |  |  |  | ore material | grab | grab | mineral separate | [5 empty] | mineralisation | sulfide chimney | pyrite, marcasite, chalcopyrite |  | pyrite, marcasite, chalcopyrite | multiple stages: colloform marcasite-pyrite intergrowths (outermost wall), replacement assemblages (transition layers), dense recrystallized assemblages, marcasite pseudomorphs after pyrrhotite (middle layer) | sulfide chimney | colloform, subhedral, anhedral, euhedral, dense coarse-grained, columnar pseudomorphs |  |  |  | sphalerite, pyrrhotite, anhydrite, galena, tetrahedrite, tennantite | Transverse sections (polished sections) | EMPA, LA-ICPMS, MC-ICPMS | JEOL JXA-8100 EPMA; Teledyne Cetac Technologies Analyte Excite laser ablation system coupled with an Agilent Technologies 7700x quadrupole ICP-MS; ESI NWR Image GEO 193 coupled with TOFWERK icp TOF R; Neptune Plus multicollector ICP-MS (Thermo Fisher Scientific, Bremen, Germany) coupled with a Geolas HD excimer ArF laser ablation system (Coherent, Göttingen, Germany); Bruker M4 Tornado™ system | SIO, MNR; China University of Petroleum (East China), Qingdao, China; Nanjing Focu MS Technology Co. Ltd., Nanjing, China; Shanghai Chemlab Laboratory, Shanghai, China; Wuhan Sample Solution Analytical Technology Co. Ltd., Wuhan, China | EPMA: beam current of 10 nA, beam size of 1–5 μm, accelerating voltage of 20 kV. Micro-XRF: rhodium target X-ray tube operating at 50 kV and 800 nA, polycapillary lens providing a 40-μm spot size on a 20-μm raster, dwell time of 5 ms per pixel. LA-ICP-MS: 193-nm ArF excimer laser, fluence of 6 J/cm², 6 Hz repetition rate for 40 seconds (240 pulses), 30-second pre-ablation blank, total run time 70 seconds, spot size 32–44 μm, He carrier gas mixed with Ar. LA-ICP-TOF-MS: 193 nm ArF excimer laser, spot diameter ~20 µm, repetition rate ~20 Hz, laser fluence ~7 J/cm², scan speed ~4000 µm/s, He carrier gas ~600 ml/min, washout time 50 ms. S isotope MC-ICP-MS: spot size ~44 μm, pulse frequency ~2 Hz, laser fluence ~5 J/cm², He carrier gas with Ar make-up gas. | MASS-1 (Fe-Cu-Zn-S pressed pellet) and GSE-1G (synthetic basaltic glass) from the United States Geological Survey; pyrite PPP-1; chalcopyrite GBW07268; pyrrhotite SP-Po-01 (δ34S = 1.4‰ ± 0.4‰); chalcopyrite SP-CP-01 (δ34S = 5.45‰ ± 0.3‰); natural and synthetic minerals from USA SPI Supplies | 2.9256 |  |  |  | 0.44109 |  | 0 |  |  |  | 0.011864 |  |  |  | 0.004259 | [5 empty] | 0.27742 | [5 empty] | 1.6804 | [5 empty] | 8264.5872 | [9 empty] | 10321.9195 | [13 empty] | 0.74269 | [11 empty] | 0.21563 |  | 0.28561 |  | 0.065456 | [7 empty] | 0.041722 | [5 empty] | 0.027939 | [15 empty] | 10437.3864 |  | 0.037456 |  |  |  | 5.578 | [5 empty] | 0.11846 | [7 empty] | 0.060586 | [5 empty] | 0.004686 |  |  |  | 0.017564 |  | 0.023724 | [7 empty] | 19.7191 |  |  |  |  | 2025
| Xunmei vent field, Niaochao vent field |  | Seafloor hydrothermal | Volcanic-hosted massive sulfide (VMS) | seafloor massive sulfide (SMS) | Cu, Zn, Au, Ag | Co, Pb, Sb | Cu, Zn, Au, Ag, Co, Pb, Sb |  |  | I-Ccp2 (n=22)-51 | I-Ccp2 (n=22)-51 | seafloor vent field |  |  |  |  | ore material | grab | grab | mineral separate | [5 empty] | mineralisation | sulfide chimney | pyrite, marcasite, chalcopyrite |  | pyrite, marcasite, chalcopyrite | multiple stages: colloform marcasite-pyrite intergrowths (outermost wall), replacement assemblages (transition layers), dense recrystallized assemblages, marcasite pseudomorphs after pyrrhotite (middle layer) | sulfide chimney | colloform, subhedral, anhedral, euhedral, dense coarse-grained, columnar pseudomorphs |  |  |  | sphalerite, pyrrhotite, anhydrite, galena, tetrahedrite, tennantite | Transverse sections (polished sections) | EMPA, LA-ICPMS, MC-ICPMS | JEOL JXA-8100 EPMA; Teledyne Cetac Technologies Analyte Excite laser ablation system coupled with an Agilent Technologies 7700x quadrupole ICP-MS; ESI NWR Image GEO 193 coupled with TOFWERK icp TOF R; Neptune Plus multicollector ICP-MS (Thermo Fisher Scientific, Bremen, Germany) coupled with a Geolas HD excimer ArF laser ablation system (Coherent, Göttingen, Germany); Bruker M4 Tornado™ system | SIO, MNR; China University of Petroleum (East China), Qingdao, China; Nanjing Focu MS Technology Co. Ltd., Nanjing, China; Shanghai Chemlab Laboratory, Shanghai, China; Wuhan Sample Solution Analytical Technology Co. Ltd., Wuhan, China | EPMA: beam current of 10 nA, beam size of 1–5 μm, accelerating voltage of 20 kV. Micro-XRF: rhodium target X-ray tube operating at 50 kV and 800 nA, polycapillary lens providing a 40-μm spot size on a 20-μm raster, dwell time of 5 ms per pixel. LA-ICP-MS: 193-nm ArF excimer laser, fluence of 6 J/cm², 6 Hz repetition rate for 40 seconds (240 pulses), 30-second pre-ablation blank, total run time 70 seconds, spot size 32–44 μm, He carrier gas mixed with Ar. LA-ICP-TOF-MS: 193 nm ArF excimer laser, spot diameter ~20 µm, repetition rate ~20 Hz, laser fluence ~7 J/cm², scan speed ~4000 µm/s, He carrier gas ~600 ml/min, washout time 50 ms. S isotope MC-ICP-MS: spot size ~44 μm, pulse frequency ~2 Hz, laser fluence ~5 J/cm², He carrier gas with Ar make-up gas. | MASS-1 (Fe-Cu-Zn-S pressed pellet) and GSE-1G (synthetic basaltic glass) from the United States Geological Survey; pyrite PPP-1; chalcopyrite GBW07268; pyrrhotite SP-Po-01 (δ34S = 1.4‰ ± 0.4‰); chalcopyrite SP-CP-01 (δ34S = 5.45‰ ± 0.3‰); natural and synthetic minerals from USA SPI Supplies | 2.2861 |  |  |  | 0.33389 |  | 0.00199 |  |  |  | 0.02046 |  |  |  | 0.004214 | [5 empty] | 0.21459 | [5 empty] | 2.255 | [5 empty] | 8773.891 | [9 empty] | 10916.1193 | [13 empty] | 0.29771 | [11 empty] | 0.43102 |  | 0.23608 |  | 0.025916 | [7 empty] | 0.043516 | [5 empty] | 0.073016 | [15 empty] | 7673.7842 |  | 0.024814 |  |  |  | 9.5545 | [5 empty] | 0.11398 | [7 empty] | 0.070044 | [5 empty] | 0.004225 |  |  |  | 0.2322 |  | 0.018654 | [7 empty] | 17.035 |  |  |  |  | 2025
| Xunmei vent field, Niaochao vent field |  | Seafloor hydrothermal | Volcanic-hosted massive sulfide (VMS) | seafloor massive sulfide (SMS) | Cu, Zn, Au, Ag | Co, Pb, Sb | Cu, Zn, Au, Ag, Co, Pb, Sb |  |  | I-Ccp2 (n=22)-52 | I-Ccp2 (n=22)-52 | seafloor vent field |  |  |  |  | ore material | grab | grab | mineral separate | [5 empty] | mineralisation | sulfide chimney | pyrite, marcasite, chalcopyrite |  | pyrite, marcasite, chalcopyrite | multiple stages: colloform marcasite-pyrite intergrowths (outermost wall), replacement assemblages (transition layers), dense recrystallized assemblages, marcasite pseudomorphs after pyrrhotite (middle layer) | sulfide chimney | colloform, subhedral, anhedral, euhedral, dense coarse-grained, columnar pseudomorphs |  |  |  | sphalerite, pyrrhotite, anhydrite, galena, tetrahedrite, tennantite | Transverse sections (polished sections) | EMPA, LA-ICPMS, MC-ICPMS | JEOL JXA-8100 EPMA; Teledyne Cetac Technologies Analyte Excite laser ablation system coupled with an Agilent Technologies 7700x quadrupole ICP-MS; ESI NWR Image GEO 193 coupled with TOFWERK icp TOF R; Neptune Plus multicollector ICP-MS (Thermo Fisher Scientific, Bremen, Germany) coupled with a Geolas HD excimer ArF laser ablation system (Coherent, Göttingen, Germany); Bruker M4 Tornado™ system | SIO, MNR; China University of Petroleum (East China), Qingdao, China; Nanjing Focu MS Technology Co. Ltd., Nanjing, China; Shanghai Chemlab Laboratory, Shanghai, China; Wuhan Sample Solution Analytical Technology Co. Ltd., Wuhan, China | EPMA: beam current of 10 nA, beam size of 1–5 μm, accelerating voltage of 20 kV. Micro-XRF: rhodium target X-ray tube operating at 50 kV and 800 nA, polycapillary lens providing a 40-μm spot size on a 20-μm raster, dwell time of 5 ms per pixel. LA-ICP-MS: 193-nm ArF excimer laser, fluence of 6 J/cm², 6 Hz repetition rate for 40 seconds (240 pulses), 30-second pre-ablation blank, total run time 70 seconds, spot size 32–44 μm, He carrier gas mixed with Ar. LA-ICP-TOF-MS: 193 nm ArF excimer laser, spot diameter ~20 µm, repetition rate ~20 Hz, laser fluence ~7 J/cm², scan speed ~4000 µm/s, He carrier gas ~600 ml/min, washout time 50 ms. S isotope MC-ICP-MS: spot size ~44 μm, pulse frequency ~2 Hz, laser fluence ~5 J/cm², He carrier gas with Ar make-up gas. | MASS-1 (Fe-Cu-Zn-S pressed pellet) and GSE-1G (synthetic basaltic glass) from the United States Geological Survey; pyrite PPP-1; chalcopyrite GBW07268; pyrrhotite SP-Po-01 (δ34S = 1.4‰ ± 0.4‰); chalcopyrite SP-CP-01 (δ34S = 5.45‰ ± 0.3‰); natural and synthetic minerals from USA SPI Supplies | 3.1173 |  |  |  | 0.3278 |  | 0.001934 |  |  |  | 0.013655 |  |  |  | 0.009481 | [5 empty] | 0.17796 | [5 empty] | 2.2772 | [5 empty] | 7553.2665 | [9 empty] | 8422.7931 | [13 empty] | 0.33029 | [11 empty] | 0.091316 |  | 0.2581 |  | 0.020251 | [7 empty] | 0.037572 | [5 empty] | 0.007972 | [15 empty] | 9805.0862 |  | 0.020273 |  |  |  | 6.9845 | [5 empty] | 0.09241 | [7 empty] | 0.085935 | [5 empty] | 0.003672 |  |  |  | 0.002053 |  | 0.019102 | [7 empty] | 11.4406 |  |  |  |  | 2025
| Xunmei vent field, Niaochao vent field |  | Seafloor hydrothermal | Volcanic-hosted massive sulfide (VMS) | seafloor massive sulfide (SMS) | Cu, Zn, Au, Ag | Co, Pb, Sb | Cu, Zn, Au, Ag, Co, Pb, Sb |  |  | I-Ccp2 (n=22)-53 | I-Ccp2 (n=22)-53 | seafloor vent field |  |  |  |  | ore material | grab | grab | mineral separate | [5 empty] | mineralisation | sulfide chimney | pyrite, marcasite, chalcopyrite |  | pyrite, marcasite, chalcopyrite | multiple stages: colloform marcasite-pyrite intergrowths (outermost wall), replacement assemblages (transition layers), dense recrystallized assemblages, marcasite pseudomorphs after pyrrhotite (middle layer) | sulfide chimney | colloform, subhedral, anhedral, euhedral, dense coarse-grained, columnar pseudomorphs |  |  |  | sphalerite, pyrrhotite, anhydrite, galena, tetrahedrite, tennantite | Transverse sections (polished sections) | EMPA, LA-ICPMS, MC-ICPMS | JEOL JXA-8100 EPMA; Teledyne Cetac Technologies Analyte Excite laser ablation system coupled with an Agilent Technologies 7700x quadrupole ICP-MS; ESI NWR Image GEO 193 coupled with TOFWERK icp TOF R; Neptune Plus multicollector ICP-MS (Thermo Fisher Scientific, Bremen, Germany) coupled with a Geolas HD excimer ArF laser ablation system (Coherent, Göttingen, Germany); Bruker M4 Tornado™ system | SIO, MNR; China University of Petroleum (East China), Qingdao, China; Nanjing Focu MS Technology Co. Ltd., Nanjing, China; Shanghai Chemlab Laboratory, Shanghai, China; Wuhan Sample Solution Analytical Technology Co. Ltd., Wuhan, China | EPMA: beam current of 10 nA, beam size of 1–5 μm, accelerating voltage of 20 kV. Micro-XRF: rhodium target X-ray tube operating at 50 kV and 800 nA, polycapillary lens providing a 40-μm spot size on a 20-μm raster, dwell time of 5 ms per pixel. LA-ICP-MS: 193-nm ArF excimer laser, fluence of 6 J/cm², 6 Hz repetition rate for 40 seconds (240 pulses), 30-second pre-ablation blank, total run time 70 seconds, spot size 32–44 μm, He carrier gas mixed with Ar. LA-ICP-TOF-MS: 193 nm ArF excimer laser, spot diameter ~20 µm, repetition rate ~20 Hz, laser fluence ~7 J/cm², scan speed ~4000 µm/s, He carrier gas ~600 ml/min, washout time 50 ms. S isotope MC-ICP-MS: spot size ~44 μm, pulse frequency ~2 Hz, laser fluence ~5 J/cm², He carrier gas with Ar make-up gas. | MASS-1 (Fe-Cu-Zn-S pressed pellet) and GSE-1G (synthetic basaltic glass) from the United States Geological Survey; pyrite PPP-1; chalcopyrite GBW07268; pyrrhotite SP-Po-01 (δ34S = 1.4‰ ± 0.4‰); chalcopyrite SP-CP-01 (δ34S = 5.45‰ ± 0.3‰); natural and synthetic minerals from USA SPI Supplies | 2.8544 |  |  |  | 0.31901 |  | 0.007591 |  |  |  | 0.005796 |  |  |  | 0.003016 | [5 empty] | 0.19524 | [5 empty] | 2.6481 | [5 empty] | 8503.429 | [9 empty] | 9035.6956 | [13 empty] | 0.30149 | [11 empty] | 0.15644 |  | 0.29136 |  | 0.01255 | [7 empty] | 0.049076 | [5 empty] | 0.006949 | [15 empty] | 9685.7632 |  | 0.023374 |  |  |  | 5.8264 | [5 empty] | 0.080199 | [7 empty] | 0.020494 | [5 empty] | 0.003159 |  |  |  | 0.009399 |  | 0.018566 | [7 empty] | 10.4522 |  |  |  |  | 2025
| Xunmei vent field, Niaochao vent field |  | Seafloor hydrothermal | Volcanic-hosted massive sulfide (VMS) | seafloor massive sulfide (SMS) | Cu, Zn, Au, Ag | Co, Pb, Sb | Cu, Zn, Au, Ag, Co, Pb, Sb |  |  | I-Ccp2 (n=22)-54 | I-Ccp2 (n=22)-54 | seafloor vent field |  |  |  |  | ore material | grab | grab | mineral separate | [5 empty] | mineralisation | sulfide chimney | pyrite, marcasite, chalcopyrite |  | pyrite, marcasite, chalcopyrite | multiple stages: colloform marcasite-pyrite intergrowths (outermost wall), replacement assemblages (transition layers), dense recrystallized assemblages, marcasite pseudomorphs after pyrrhotite (middle layer) | sulfide chimney | colloform, subhedral, anhedral, euhedral, dense coarse-grained, columnar pseudomorphs |  |  |  | sphalerite, pyrrhotite, anhydrite, galena, tetrahedrite, tennantite | Transverse sections (polished sections) | EMPA, LA-ICPMS, MC-ICPMS | JEOL JXA-8100 EPMA; Teledyne Cetac Technologies Analyte Excite laser ablation system coupled with an Agilent Technologies 7700x quadrupole ICP-MS; ESI NWR Image GEO 193 coupled with TOFWERK icp TOF R; Neptune Plus multicollector ICP-MS (Thermo Fisher Scientific, Bremen, Germany) coupled with a Geolas HD excimer ArF laser ablation system (Coherent, Göttingen, Germany); Bruker M4 Tornado™ system | SIO, MNR; China University of Petroleum (East China), Qingdao, China; Nanjing Focu MS Technology Co. Ltd., Nanjing, China; Shanghai Chemlab Laboratory, Shanghai, China; Wuhan Sample Solution Analytical Technology Co. Ltd., Wuhan, China | EPMA: beam current of 10 nA, beam size of 1–5 μm, accelerating voltage of 20 kV. Micro-XRF: rhodium target X-ray tube operating at 50 kV and 800 nA, polycapillary lens providing a 40-μm spot size on a 20-μm raster, dwell time of 5 ms per pixel. LA-ICP-MS: 193-nm ArF excimer laser, fluence of 6 J/cm², 6 Hz repetition rate for 40 seconds (240 pulses), 30-second pre-ablation blank, total run time 70 seconds, spot size 32–44 μm, He carrier gas mixed with Ar. LA-ICP-TOF-MS: 193 nm ArF excimer laser, spot diameter ~20 µm, repetition rate ~20 Hz, laser fluence ~7 J/cm², scan speed ~4000 µm/s, He carrier gas ~600 ml/min, washout time 50 ms. S isotope MC-ICP-MS: spot size ~44 μm, pulse frequency ~2 Hz, laser fluence ~5 J/cm², He carrier gas with Ar make-up gas. | MASS-1 (Fe-Cu-Zn-S pressed pellet) and GSE-1G (synthetic basaltic glass) from the United States Geological Survey; pyrite PPP-1; chalcopyrite GBW07268; pyrrhotite SP-Po-01 (δ34S = 1.4‰ ± 0.4‰); chalcopyrite SP-CP-01 (δ34S = 5.45‰ ± 0.3‰); natural and synthetic minerals from USA SPI Supplies | 2.8058 |  |  |  | 0.23288 |  | 0.007436 |  |  |  | 0.011892 |  |  |  | 0.003976 | [5 empty] | 0.20278 | [5 empty] | 2.9689 | [5 empty] | 8644.4816 | [9 empty] | 8835.5089 | [13 empty] | 0.20733 | [11 empty] | 0.15544 |  | 0.23669 |  | 0.021029 | [7 empty] | 0.035913 | [5 empty] | 0.014435 | [15 empty] | 8677.0519 |  | 0.024415 |  |  |  | 7.7513 | [5 empty] | 0.081987 | [7 empty] | 0.032245 | [5 empty] | 0.002747 |  |  |  | 0.003642 |  | 0.016434 | [7 empty] | 13.7868 |  |  |  |  | 2025
| Xunmei vent field, Niaochao vent field |  | Seafloor hydrothermal | Volcanic-hosted massive sulfide (VMS) | seafloor massive sulfide (SMS) | Cu, Zn, Au, Ag | Co, Pb, Sb | Cu, Zn, Au, Ag, Co, Pb, Sb |  |  | I-Ccp2 (n=22)-55 | I-Ccp2 (n=22)-55 | seafloor vent field |  |  |  |  | ore material | grab | grab | mineral separate | [5 empty] | mineralisation | sulfide chimney | pyrite, marcasite, chalcopyrite |  | pyrite, marcasite, chalcopyrite | multiple stages: colloform marcasite-pyrite intergrowths (outermost wall), replacement assemblages (transition layers), dense recrystallized assemblages, marcasite pseudomorphs after pyrrhotite (middle layer) | sulfide chimney | colloform, subhedral, anhedral, euhedral, dense coarse-grained, columnar pseudomorphs |  |  |  | sphalerite, pyrrhotite, anhydrite, galena, tetrahedrite, tennantite | Transverse sections (polished sections) | EMPA, LA-ICPMS, MC-ICPMS | JEOL JXA-8100 EPMA; Teledyne Cetac Technologies Analyte Excite laser ablation system coupled with an Agilent Technologies 7700x quadrupole ICP-MS; ESI NWR Image GEO 193 coupled with TOFWERK icp TOF R; Neptune Plus multicollector ICP-MS (Thermo Fisher Scientific, Bremen, Germany) coupled with a Geolas HD excimer ArF laser ablation system (Coherent, Göttingen, Germany); Bruker M4 Tornado™ system | SIO, MNR; China University of Petroleum (East China), Qingdao, China; Nanjing Focu MS Technology Co. Ltd., Nanjing, China; Shanghai Chemlab Laboratory, Shanghai, China; Wuhan Sample Solution Analytical Technology Co. Ltd., Wuhan, China | EPMA: beam current of 10 nA, beam size of 1–5 μm, accelerating voltage of 20 kV. Micro-XRF: rhodium target X-ray tube operating at 50 kV and 800 nA, polycapillary lens providing a 40-μm spot size on a 20-μm raster, dwell time of 5 ms per pixel. LA-ICP-MS: 193-nm ArF excimer laser, fluence of 6 J/cm², 6 Hz repetition rate for 40 seconds (240 pulses), 30-second pre-ablation blank, total run time 70 seconds, spot size 32–44 μm, He carrier gas mixed with Ar. LA-ICP-TOF-MS: 193 nm ArF excimer laser, spot diameter ~20 µm, repetition rate ~20 Hz, laser fluence ~7 J/cm², scan speed ~4000 µm/s, He carrier gas ~600 ml/min, washout time 50 ms. S isotope MC-ICP-MS: spot size ~44 μm, pulse frequency ~2 Hz, laser fluence ~5 J/cm², He carrier gas with Ar make-up gas. | MASS-1 (Fe-Cu-Zn-S pressed pellet) and GSE-1G (synthetic basaltic glass) from the United States Geological Survey; pyrite PPP-1; chalcopyrite GBW07268; pyrrhotite SP-Po-01 (δ34S = 1.4‰ ± 0.4‰); chalcopyrite SP-CP-01 (δ34S = 5.45‰ ± 0.3‰); natural and synthetic minerals from USA SPI Supplies | 3.259 |  |  |  | 0.27181 |  | 0.00295 |  |  |  | 0.007794 |  |  |  | 0.002947 | [5 empty] | 0.16861 | [5 empty] | 2.5653 | [5 empty] | 10660.9435 | [9 empty] | 9140.7028 | [13 empty] | 0.23714 | [11 empty] | 0.24781 |  | 0.23405 |  | 0.14279 | [7 empty] | 0.056212 | [5 empty] | 0.023273 | [15 empty] | 10080.7327 |  | 0.026622 |  |  |  | 7.5604 | [5 empty] | 0.081038 | [7 empty] | 0.057803 | [5 empty] | 0.002522 |  |  |  | 0.049962 |  | 0.020708 | [7 empty] | 12.4365 |  |  |  |  | 2025
| Xunmei vent field, Niaochao vent field |  | Seafloor hydrothermal | Volcanic-hosted massive sulfide (VMS) | seafloor massive sulfide (SMS) | Cu, Zn, Au, Ag | Co, Pb, Sb | Cu, Zn, Au, Ag, Co, Pb, Sb |  |  | I-Ccp2 (n=22)-56 | I-Ccp2 (n=22)-56 | seafloor vent field |  |  |  |  | ore material | grab | grab | mineral separate | [5 empty] | mineralisation | sulfide chimney | pyrite, marcasite, chalcopyrite |  | pyrite, marcasite, chalcopyrite | multiple stages: colloform marcasite-pyrite intergrowths (outermost wall), replacement assemblages (transition layers), dense recrystallized assemblages, marcasite pseudomorphs after pyrrhotite (middle layer) | sulfide chimney | colloform, subhedral, anhedral, euhedral, dense coarse-grained, columnar pseudomorphs |  |  |  | sphalerite, pyrrhotite, anhydrite, galena, tetrahedrite, tennantite | Transverse sections (polished sections) | EMPA, LA-ICPMS, MC-ICPMS | JEOL JXA-8100 EPMA; Teledyne Cetac Technologies Analyte Excite laser ablation system coupled with an Agilent Technologies 7700x quadrupole ICP-MS; ESI NWR Image GEO 193 coupled with TOFWERK icp TOF R; Neptune Plus multicollector ICP-MS (Thermo Fisher Scientific, Bremen, Germany) coupled with a Geolas HD excimer ArF laser ablation system (Coherent, Göttingen, Germany); Bruker M4 Tornado™ system | SIO, MNR; China University of Petroleum (East China), Qingdao, China; Nanjing Focu MS Technology Co. Ltd., Nanjing, China; Shanghai Chemlab Laboratory, Shanghai, China; Wuhan Sample Solution Analytical Technology Co. Ltd., Wuhan, China | EPMA: beam current of 10 nA, beam size of 1–5 μm, accelerating voltage of 20 kV. Micro-XRF: rhodium target X-ray tube operating at 50 kV and 800 nA, polycapillary lens providing a 40-μm spot size on a 20-μm raster, dwell time of 5 ms per pixel. LA-ICP-MS: 193-nm ArF excimer laser, fluence of 6 J/cm², 6 Hz repetition rate for 40 seconds (240 pulses), 30-second pre-ablation blank, total run time 70 seconds, spot size 32–44 μm, He carrier gas mixed with Ar. LA-ICP-TOF-MS: 193 nm ArF excimer laser, spot diameter ~20 µm, repetition rate ~20 Hz, laser fluence ~7 J/cm², scan speed ~4000 µm/s, He carrier gas ~600 ml/min, washout time 50 ms. S isotope MC-ICP-MS: spot size ~44 μm, pulse frequency ~2 Hz, laser fluence ~5 J/cm², He carrier gas with Ar make-up gas. | MASS-1 (Fe-Cu-Zn-S pressed pellet) and GSE-1G (synthetic basaltic glass) from the United States Geological Survey; pyrite PPP-1; chalcopyrite GBW07268; pyrrhotite SP-Po-01 (δ34S = 1.4‰ ± 0.4‰); chalcopyrite SP-CP-01 (δ34S = 5.45‰ ± 0.3‰); natural and synthetic minerals from USA SPI Supplies | 3.3823 |  |  |  | 0.28475 |  | 0.002793 |  |  |  | 0.032415 |  |  |  | 0.002732 | [5 empty] | 0.21748 | [5 empty] | 1.7923 | [5 empty] | 10685.3009 | [9 empty] | 9071.228 | [13 empty] | 0.6904 | [11 empty] | 0.73703 |  | 0.20758 |  | 0.061331 | [7 empty] | 0.050565 | [5 empty] | 0.13319 | [15 empty] | 9458.6899 |  | 0.019657 |  |  |  | 4.9936 | [5 empty] | 0.16399 | [7 empty] | 0.017794 | [5 empty] | 0.004089 |  |  |  | 0.084552 |  | 0.017248 | [7 empty] | 22.3056 |  |  |  |  | 2025
| Xunmei vent field, Niaochao vent field |  | Seafloor hydrothermal | Volcanic-hosted massive sulfide (VMS) | seafloor massive sulfide (SMS) | Cu, Zn, Au, Ag | Co, Pb, Sb | Cu, Zn, Au, Ag, Co, Pb, Sb |  |  | I-Ccp2 (n=22)-57 | I-Ccp2 (n=22)-57 | seafloor vent field |  |  |  |  | ore material | grab | grab | mineral separate | [5 empty] | mineralisation | sulfide chimney | pyrite, marcasite, chalcopyrite |  | pyrite, marcasite, chalcopyrite | multiple stages: colloform marcasite-pyrite intergrowths (outermost wall), replacement assemblages (transition layers), dense recrystallized assemblages, marcasite pseudomorphs after pyrrhotite (middle layer) | sulfide chimney | colloform, subhedral, anhedral, euhedral, dense coarse-grained, columnar pseudomorphs |  |  |  | sphalerite, pyrrhotite, anhydrite, galena, tetrahedrite, tennantite | Transverse sections (polished sections) | EMPA, LA-ICPMS, MC-ICPMS | JEOL JXA-8100 EPMA; Teledyne Cetac Technologies Analyte Excite laser ablation system coupled with an Agilent Technologies 7700x quadrupole ICP-MS; ESI NWR Image GEO 193 coupled with TOFWERK icp TOF R; Neptune Plus multicollector ICP-MS (Thermo Fisher Scientific, Bremen, Germany) coupled with a Geolas HD excimer ArF laser ablation system (Coherent, Göttingen, Germany); Bruker M4 Tornado™ system | SIO, MNR; China University of Petroleum (East China), Qingdao, China; Nanjing Focu MS Technology Co. Ltd., Nanjing, China; Shanghai Chemlab Laboratory, Shanghai, China; Wuhan Sample Solution Analytical Technology Co. Ltd., Wuhan, China | EPMA: beam current of 10 nA, beam size of 1–5 μm, accelerating voltage of 20 kV. Micro-XRF: rhodium target X-ray tube operating at 50 kV and 800 nA, polycapillary lens providing a 40-μm spot size on a 20-μm raster, dwell time of 5 ms per pixel. LA-ICP-MS: 193-nm ArF excimer laser, fluence of 6 J/cm², 6 Hz repetition rate for 40 seconds (240 pulses), 30-second pre-ablation blank, total run time 70 seconds, spot size 32–44 μm, He carrier gas mixed with Ar. LA-ICP-TOF-MS: 193 nm ArF excimer laser, spot diameter ~20 µm, repetition rate ~20 Hz, laser fluence ~7 J/cm², scan speed ~4000 µm/s, He carrier gas ~600 ml/min, washout time 50 ms. S isotope MC-ICP-MS: spot size ~44 μm, pulse frequency ~2 Hz, laser fluence ~5 J/cm², He carrier gas with Ar make-up gas. | MASS-1 (Fe-Cu-Zn-S pressed pellet) and GSE-1G (synthetic basaltic glass) from the United States Geological Survey; pyrite PPP-1; chalcopyrite GBW07268; pyrrhotite SP-Po-01 (δ34S = 1.4‰ ± 0.4‰); chalcopyrite SP-CP-01 (δ34S = 5.45‰ ± 0.3‰); natural and synthetic minerals from USA SPI Supplies | 2.6795 |  |  |  | 0.28736 |  | 0.001816 |  |  |  | 0.007986 |  |  |  | 0.003065 | [5 empty] | 0.15876 | [5 empty] | 2.2051 | [5 empty] | 7111.9087 | [9 empty] | 7271.6308 | [13 empty] | 0.42582 | [11 empty] | 0.14672 |  | 0.26973 |  | 0.017625 | [7 empty] | 0.039458 | [5 empty] | 0.013913 | [15 empty] | 7669.5271 |  | 0.02714 |  |  |  | 5.2881 | [5 empty] | 0.092228 | [7 empty] | 0.051092 | [5 empty] | 0.003799 |  |  |  | 0.034604 |  | 0.015207 | [7 empty] | 14.0119 |  |  |  |  | 2025
| Xunmei vent field, Niaochao vent field |  | Seafloor hydrothermal | Volcanic-hosted massive sulfide (VMS) | seafloor massive sulfide (SMS) | Cu, Zn, Au, Ag | Co, Pb, Sb | Cu, Zn, Au, Ag, Co, Pb, Sb |  |  | I-Ccp2 (n=22)-58 | I-Ccp2 (n=22)-58 | seafloor vent field |  |  |  |  | ore material | grab | grab | mineral separate | [5 empty] | mineralisation | sulfide chimney | pyrite, marcasite, chalcopyrite |  | pyrite, marcasite, chalcopyrite | multiple stages: colloform marcasite-pyrite intergrowths (outermost wall), replacement assemblages (transition layers), dense recrystallized assemblages, marcasite pseudomorphs after pyrrhotite (middle layer) | sulfide chimney | colloform, subhedral, anhedral, euhedral, dense coarse-grained, columnar pseudomorphs |  |  |  | sphalerite, pyrrhotite, anhydrite, galena, tetrahedrite, tennantite | Transverse sections (polished sections) | EMPA, LA-ICPMS, MC-ICPMS | JEOL JXA-8100 EPMA; Teledyne Cetac Technologies Analyte Excite laser ablation system coupled with an Agilent Technologies 7700x quadrupole ICP-MS; ESI NWR Image GEO 193 coupled with TOFWERK icp TOF R; Neptune Plus multicollector ICP-MS (Thermo Fisher Scientific, Bremen, Germany) coupled with a Geolas HD excimer ArF laser ablation system (Coherent, Göttingen, Germany); Bruker M4 Tornado™ system | SIO, MNR; China University of Petroleum (East China), Qingdao, China; Nanjing Focu MS Technology Co. Ltd., Nanjing, China; Shanghai Chemlab Laboratory, Shanghai, China; Wuhan Sample Solution Analytical Technology Co. Ltd., Wuhan, China | EPMA: beam current of 10 nA, beam size of 1–5 μm, accelerating voltage of 20 kV. Micro-XRF: rhodium target X-ray tube operating at 50 kV and 800 nA, polycapillary lens providing a 40-μm spot size on a 20-μm raster, dwell time of 5 ms per pixel. LA-ICP-MS: 193-nm ArF excimer laser, fluence of 6 J/cm², 6 Hz repetition rate for 40 seconds (240 pulses), 30-second pre-ablation blank, total run time 70 seconds, spot size 32–44 μm, He carrier gas mixed with Ar. LA-ICP-TOF-MS: 193 nm ArF excimer laser, spot diameter ~20 µm, repetition rate ~20 Hz, laser fluence ~7 J/cm², scan speed ~4000 µm/s, He carrier gas ~600 ml/min, washout time 50 ms. S isotope MC-ICP-MS: spot size ~44 μm, pulse frequency ~2 Hz, laser fluence ~5 J/cm², He carrier gas with Ar make-up gas. | MASS-1 (Fe-Cu-Zn-S pressed pellet) and GSE-1G (synthetic basaltic glass) from the United States Geological Survey; pyrite PPP-1; chalcopyrite GBW07268; pyrrhotite SP-Po-01 (δ34S = 1.4‰ ± 0.4‰); chalcopyrite SP-CP-01 (δ34S = 5.45‰ ± 0.3‰); natural and synthetic minerals from USA SPI Supplies | 2.7004 |  |  |  | 0.27171 |  | 0.006629 |  |  |  | 0.014735 |  |  |  | 0.004192 | [5 empty] | 0.23833 | [5 empty] | 1.4789 | [5 empty] | 9531.7708 | [9 empty] | 10677.9232 | [13 empty] | 0.28407 | [11 empty] | 0.48274 |  | 0.18522 |  | 0.15625 | [7 empty] | 0.062485 | [5 empty] | 0.18479 | [15 empty] | 9210.5256 |  | 0.022179 |  |  |  | 6.9344 | [5 empty] | 0.08654 | [7 empty] | 0.056336 | [5 empty] | 0.002541 |  |  |  | 0.11811 |  | 0.020135 | [7 empty] | 13.4227 |  |  |  |  | 2025
| Xunmei vent field, Niaochao vent field |  | Seafloor hydrothermal | Volcanic-hosted massive sulfide (VMS) | seafloor massive sulfide (SMS) | Cu, Zn, Au, Ag | Co, Pb, Sb | Cu, Zn, Au, Ag, Co, Pb, Sb |  |  | I-Ccp2 (n=22)-59 | I-Ccp2 (n=22)-59 | seafloor vent field |  |  |  |  | ore material | grab | grab | mineral separate | [5 empty] | mineralisation | sulfide chimney | pyrite, marcasite, chalcopyrite |  | pyrite, marcasite, chalcopyrite | multiple stages: colloform marcasite-pyrite intergrowths (outermost wall), replacement assemblages (transition layers), dense recrystallized assemblages, marcasite pseudomorphs after pyrrhotite (middle layer) | sulfide chimney | colloform, subhedral, anhedral, euhedral, dense coarse-grained, columnar pseudomorphs |  |  |  | sphalerite, pyrrhotite, anhydrite, galena, tetrahedrite, tennantite | Transverse sections (polished sections) | EMPA, LA-ICPMS, MC-ICPMS | JEOL JXA-8100 EPMA; Teledyne Cetac Technologies Analyte Excite laser ablation system coupled with an Agilent Technologies 7700x quadrupole ICP-MS; ESI NWR Image GEO 193 coupled with TOFWERK icp TOF R; Neptune Plus multicollector ICP-MS (Thermo Fisher Scientific, Bremen, Germany) coupled with a Geolas HD excimer ArF laser ablation system (Coherent, Göttingen, Germany); Bruker M4 Tornado™ system | SIO, MNR; China University of Petroleum (East China), Qingdao, China; Nanjing Focu MS Technology Co. Ltd., Nanjing, China; Shanghai Chemlab Laboratory, Shanghai, China; Wuhan Sample Solution Analytical Technology Co. Ltd., Wuhan, China | EPMA: beam current of 10 nA, beam size of 1–5 μm, accelerating voltage of 20 kV. Micro-XRF: rhodium target X-ray tube operating at 50 kV and 800 nA, polycapillary lens providing a 40-μm spot size on a 20-μm raster, dwell time of 5 ms per pixel. LA-ICP-MS: 193-nm ArF excimer laser, fluence of 6 J/cm², 6 Hz repetition rate for 40 seconds (240 pulses), 30-second pre-ablation blank, total run time 70 seconds, spot size 32–44 μm, He carrier gas mixed with Ar. LA-ICP-TOF-MS: 193 nm ArF excimer laser, spot diameter ~20 µm, repetition rate ~20 Hz, laser fluence ~7 J/cm², scan speed ~4000 µm/s, He carrier gas ~600 ml/min, washout time 50 ms. S isotope MC-ICP-MS: spot size ~44 μm, pulse frequency ~2 Hz, laser fluence ~5 J/cm², He carrier gas with Ar make-up gas. | MASS-1 (Fe-Cu-Zn-S pressed pellet) and GSE-1G (synthetic basaltic glass) from the United States Geological Survey; pyrite PPP-1; chalcopyrite GBW07268; pyrrhotite SP-Po-01 (δ34S = 1.4‰ ± 0.4‰); chalcopyrite SP-CP-01 (δ34S = 5.45‰ ± 0.3‰); natural and synthetic minerals from USA SPI Supplies | 2.5911 |  |  |  | 0.26329 |  | 0.004797 |  |  |  | 0 |  |  |  | 0.002391 | [5 empty] | 0.1678 | [5 empty] | 1.4548 | [5 empty] | 7436.891 | [9 empty] | 7002.9303 | [13 empty] | 0.24222 | [11 empty] | 0.10011 |  | 0.186 |  | 0.012569 | [7 empty] | 0.049055 | [5 empty] | 0.008817 | [15 empty] | 9765.1063 |  | 0.03266 |  |  |  | 7.3634 | [5 empty] | 0.076047 | [7 empty] | 0.047822 | [5 empty] | 0.003192 |  |  |  | 0.001702 |  | 0.033924 | [7 empty] | 10.5336 |  |  |  |  | 2025
| Xunmei vent field, Niaochao vent field |  | Seafloor hydrothermal | Volcanic-hosted massive sulfide (VMS) | seafloor massive sulfide (SMS) | Cu, Zn, Au, Ag | Co, Pb, Sb | Cu, Zn, Au, Ag, Co, Pb, Sb |  |  | I-Ccp2 (n=22)-60 | I-Ccp2 (n=22)-60 | seafloor vent field |  |  |  |  | ore material | grab | grab | mineral separate | [5 empty] | mineralisation | sulfide chimney | pyrite, marcasite, chalcopyrite |  | pyrite, marcasite, chalcopyrite | multiple stages: colloform marcasite-pyrite intergrowths (outermost wall), replacement assemblages (transition layers), dense recrystallized assemblages, marcasite pseudomorphs after pyrrhotite (middle layer) | sulfide chimney | colloform, subhedral, anhedral, euhedral, dense coarse-grained, columnar pseudomorphs |  |  |  | sphalerite, pyrrhotite, anhydrite, galena, tetrahedrite, tennantite | Transverse sections (polished sections) | EMPA, LA-ICPMS, MC-ICPMS | JEOL JXA-8100 EPMA; Teledyne Cetac Technologies Analyte Excite laser ablation system coupled with an Agilent Technologies 7700x quadrupole ICP-MS; ESI NWR Image GEO 193 coupled with TOFWERK icp TOF R; Neptune Plus multicollector ICP-MS (Thermo Fisher Scientific, Bremen, Germany) coupled with a Geolas HD excimer ArF laser ablation system (Coherent, Göttingen, Germany); Bruker M4 Tornado™ system | SIO, MNR; China University of Petroleum (East China), Qingdao, China; Nanjing Focu MS Technology Co. Ltd., Nanjing, China; Shanghai Chemlab Laboratory, Shanghai, China; Wuhan Sample Solution Analytical Technology Co. Ltd., Wuhan, China | EPMA: beam current of 10 nA, beam size of 1–5 μm, accelerating voltage of 20 kV. Micro-XRF: rhodium target X-ray tube operating at 50 kV and 800 nA, polycapillary lens providing a 40-μm spot size on a 20-μm raster, dwell time of 5 ms per pixel. LA-ICP-MS: 193-nm ArF excimer laser, fluence of 6 J/cm², 6 Hz repetition rate for 40 seconds (240 pulses), 30-second pre-ablation blank, total run time 70 seconds, spot size 32–44 μm, He carrier gas mixed with Ar. LA-ICP-TOF-MS: 193 nm ArF excimer laser, spot diameter ~20 µm, repetition rate ~20 Hz, laser fluence ~7 J/cm², scan speed ~4000 µm/s, He carrier gas ~600 ml/min, washout time 50 ms. S isotope MC-ICP-MS: spot size ~44 μm, pulse frequency ~2 Hz, laser fluence ~5 J/cm², He carrier gas with Ar make-up gas. | MASS-1 (Fe-Cu-Zn-S pressed pellet) and GSE-1G (synthetic basaltic glass) from the United States Geological Survey; pyrite PPP-1; chalcopyrite GBW07268; pyrrhotite SP-Po-01 (δ34S = 1.4‰ ± 0.4‰); chalcopyrite SP-CP-01 (δ34S = 5.45‰ ± 0.3‰); natural and synthetic minerals from USA SPI Supplies | 2.282 |  |  |  | 0.23841 |  | 0.006644 |  |  |  | 0.00483 |  |  |  | 0.003962 | [5 empty] | 0.23679 | [5 empty] | 2.3369 | [5 empty] | 12257.0246 | [9 empty] | 9059.7834 | [13 empty] | 0.27682 | [11 empty] | 0.40816 |  | 0.18903 |  | 0.055004 | [7 empty] | 0.039878 | [5 empty] | 0.3781 | [15 empty] | 9018.4726 |  | 0.022646 |  |  |  | 3.8041 | [5 empty] | 0.07451 | [7 empty] | 0.036124 | [5 empty] | 0.003272 |  |  |  | 0.016597 |  | 0.015441 | [7 empty] | 14.6363 |  |  |  |  | 2025
| Xunmei vent field, Niaochao vent field |  | Seafloor hydrothermal | Volcanic-hosted massive sulfide (VMS) | seafloor massive sulfide (SMS) | Cu, Zn, Au, Ag | Co, Pb, Sb | Cu, Zn, Au, Ag, Co, Pb, Sb |  |  | I-Ccp2 (n=22)-61 | I-Ccp2 (n=22)-61 | seafloor vent field |  |  |  |  | ore material | grab | grab | mineral separate | [5 empty] | mineralisation | sulfide chimney | pyrite, marcasite, chalcopyrite |  | pyrite, marcasite, chalcopyrite | multiple stages: colloform marcasite-pyrite intergrowths (outermost wall), replacement assemblages (transition layers), dense recrystallized assemblages, marcasite pseudomorphs after pyrrhotite (middle layer) | sulfide chimney | colloform, subhedral, anhedral, euhedral, dense coarse-grained, columnar pseudomorphs |  |  |  | sphalerite, pyrrhotite, anhydrite, galena, tetrahedrite, tennantite | Transverse sections (polished sections) | EMPA, LA-ICPMS, MC-ICPMS | JEOL JXA-8100 EPMA; Teledyne Cetac Technologies Analyte Excite laser ablation system coupled with an Agilent Technologies 7700x quadrupole ICP-MS; ESI NWR Image GEO 193 coupled with TOFWERK icp TOF R; Neptune Plus multicollector ICP-MS (Thermo Fisher Scientific, Bremen, Germany) coupled with a Geolas HD excimer ArF laser ablation system (Coherent, Göttingen, Germany); Bruker M4 Tornado™ system | SIO, MNR; China University of Petroleum (East China), Qingdao, China; Nanjing Focu MS Technology Co. Ltd., Nanjing, China; Shanghai Chemlab Laboratory, Shanghai, China; Wuhan Sample Solution Analytical Technology Co. Ltd., Wuhan, China | EPMA: beam current of 10 nA, beam size of 1–5 μm, accelerating voltage of 20 kV. Micro-XRF: rhodium target X-ray tube operating at 50 kV and 800 nA, polycapillary lens providing a 40-μm spot size on a 20-μm raster, dwell time of 5 ms per pixel. LA-ICP-MS: 193-nm ArF excimer laser, fluence of 6 J/cm², 6 Hz repetition rate for 40 seconds (240 pulses), 30-second pre-ablation blank, total run time 70 seconds, spot size 32–44 μm, He carrier gas mixed with Ar. LA-ICP-TOF-MS: 193 nm ArF excimer laser, spot diameter ~20 µm, repetition rate ~20 Hz, laser fluence ~7 J/cm², scan speed ~4000 µm/s, He carrier gas ~600 ml/min, washout time 50 ms. S isotope MC-ICP-MS: spot size ~44 μm, pulse frequency ~2 Hz, laser fluence ~5 J/cm², He carrier gas with Ar make-up gas. | MASS-1 (Fe-Cu-Zn-S pressed pellet) and GSE-1G (synthetic basaltic glass) from the United States Geological Survey; pyrite PPP-1; chalcopyrite GBW07268; pyrrhotite SP-Po-01 (δ34S = 1.4‰ ± 0.4‰); chalcopyrite SP-CP-01 (δ34S = 5.45‰ ± 0.3‰); natural and synthetic minerals from USA SPI Supplies | 3.2391 |  |  |  | 0.25897 |  | 0.00407 |  |  |  | 0.005004 |  |  |  | 0.002376 | [5 empty] | 0.18799 | [5 empty] | 1.4212 | [5 empty] | 9680.6241 | [9 empty] | 9039.3465 | [13 empty] | 0.60259 | [11 empty] | 0.073183 |  | 0.23959 |  | 0 | [7 empty] | 0.031761 | [5 empty] | 0.032484 | [15 empty] | 9508.3178 |  | 0.014899 |  |  |  | 6.9144 | [5 empty] | 0.10036 | [7 empty] | 0.051104 | [5 empty] | 0.002644 |  |  |  | 0.001616 |  | 0.014092 | [7 empty] | 19.784 |  |  |  |  | 2025
| Xunmei vent field, Niaochao vent field |  | Seafloor hydrothermal | Volcanic-hosted massive sulfide (VMS) | seafloor massive sulfide (SMS) | Cu, Zn, Au, Ag | Co, Pb, Sb | Cu, Zn, Au, Ag, Co, Pb, Sb |  |  | I-Ccp2 (n=22)-62 | I-Ccp2 (n=22)-62 | seafloor vent field |  |  |  |  | ore material | grab | grab | mineral separate | [5 empty] | mineralisation | sulfide chimney | pyrite, marcasite, chalcopyrite |  | pyrite, marcasite, chalcopyrite | multiple stages: colloform marcasite-pyrite intergrowths (outermost wall), replacement assemblages (transition layers), dense recrystallized assemblages, marcasite pseudomorphs after pyrrhotite (middle layer) | sulfide chimney | colloform, subhedral, anhedral, euhedral, dense coarse-grained, columnar pseudomorphs |  |  |  | sphalerite, pyrrhotite, anhydrite, galena, tetrahedrite, tennantite | Transverse sections (polished sections) | EMPA, LA-ICPMS, MC-ICPMS | JEOL JXA-8100 EPMA; Teledyne Cetac Technologies Analyte Excite laser ablation system coupled with an Agilent Technologies 7700x quadrupole ICP-MS; ESI NWR Image GEO 193 coupled with TOFWERK icp TOF R; Neptune Plus multicollector ICP-MS (Thermo Fisher Scientific, Bremen, Germany) coupled with a Geolas HD excimer ArF laser ablation system (Coherent, Göttingen, Germany); Bruker M4 Tornado™ system | SIO, MNR; China University of Petroleum (East China), Qingdao, China; Nanjing Focu MS Technology Co. Ltd., Nanjing, China; Shanghai Chemlab Laboratory, Shanghai, China; Wuhan Sample Solution Analytical Technology Co. Ltd., Wuhan, China | EPMA: beam current of 10 nA, beam size of 1–5 μm, accelerating voltage of 20 kV. Micro-XRF: rhodium target X-ray tube operating at 50 kV and 800 nA, polycapillary lens providing a 40-μm spot size on a 20-μm raster, dwell time of 5 ms per pixel. LA-ICP-MS: 193-nm ArF excimer laser, fluence of 6 J/cm², 6 Hz repetition rate for 40 seconds (240 pulses), 30-second pre-ablation blank, total run time 70 seconds, spot size 32–44 μm, He carrier gas mixed with Ar. LA-ICP-TOF-MS: 193 nm ArF excimer laser, spot diameter ~20 µm, repetition rate ~20 Hz, laser fluence ~7 J/cm², scan speed ~4000 µm/s, He carrier gas ~600 ml/min, washout time 50 ms. S isotope MC-ICP-MS: spot size ~44 μm, pulse frequency ~2 Hz, laser fluence ~5 J/cm², He carrier gas with Ar make-up gas. | MASS-1 (Fe-Cu-Zn-S pressed pellet) and GSE-1G (synthetic basaltic glass) from the United States Geological Survey; pyrite PPP-1; chalcopyrite GBW07268; pyrrhotite SP-Po-01 (δ34S = 1.4‰ ± 0.4‰); chalcopyrite SP-CP-01 (δ34S = 5.45‰ ± 0.3‰); natural and synthetic minerals from USA SPI Supplies | 0.78435 |  |  |  | 0.3681 |  | 0.007529 |  |  |  | 0.083703 |  |  |  | 0.006257 | [5 empty] | 0.2484 | [5 empty] | 0.67835 | [5 empty] | 5427.5159 | [9 empty] | 5274.0428 | [13 empty] | 0.24512 | [11 empty] | 0.83285 |  | 0.10668 |  | 0.021797 | [7 empty] | 0.083204 | [5 empty] | 0.03037 | [15 empty] | 9932.215 |  | 0.024612 |  |  |  | 4.2568 | [5 empty] | 0.084155 | [7 empty] | 0.12793 | [5 empty] | 0.008968 |  |  |  | 0.010707 |  | 0.029133 | [7 empty] | 6.9024 |  |  |  |  | 2025
| Xunmei vent field, Niaochao vent field |  | Seafloor hydrothermal | Volcanic-hosted massive sulfide (VMS) | seafloor massive sulfide (SMS) | Cu, Zn, Au, Ag | Co, Pb, Sb | Cu, Zn, Au, Ag, Co, Pb, Sb |  |  | I-Ccp2 (n=22)-63 | I-Ccp2 (n=22)-63 | seafloor vent field |  |  |  |  | ore material | grab | grab | mineral separate | [5 empty] | mineralisation | sulfide chimney | pyrite, marcasite, chalcopyrite |  | pyrite, marcasite, chalcopyrite | multiple stages: colloform marcasite-pyrite intergrowths (outermost wall), replacement assemblages (transition layers), dense recrystallized assemblages, marcasite pseudomorphs after pyrrhotite (middle layer) | sulfide chimney | colloform, subhedral, anhedral, euhedral, dense coarse-grained, columnar pseudomorphs |  |  |  | sphalerite, pyrrhotite, anhydrite, galena, tetrahedrite, tennantite | Transverse sections (polished sections) | EMPA, LA-ICPMS, MC-ICPMS | JEOL JXA-8100 EPMA; Teledyne Cetac Technologies Analyte Excite laser ablation system coupled with an Agilent Technologies 7700x quadrupole ICP-MS; ESI NWR Image GEO 193 coupled with TOFWERK icp TOF R; Neptune Plus multicollector ICP-MS (Thermo Fisher Scientific, Bremen, Germany) coupled with a Geolas HD excimer ArF laser ablation system (Coherent, Göttingen, Germany); Bruker M4 Tornado™ system | SIO, MNR; China University of Petroleum (East China), Qingdao, China; Nanjing Focu MS Technology Co. Ltd., Nanjing, China; Shanghai Chemlab Laboratory, Shanghai, China; Wuhan Sample Solution Analytical Technology Co. Ltd., Wuhan, China | EPMA: beam current of 10 nA, beam size of 1–5 μm, accelerating voltage of 20 kV. Micro-XRF: rhodium target X-ray tube operating at 50 kV and 800 nA, polycapillary lens providing a 40-μm spot size on a 20-μm raster, dwell time of 5 ms per pixel. LA-ICP-MS: 193-nm ArF excimer laser, fluence of 6 J/cm², 6 Hz repetition rate for 40 seconds (240 pulses), 30-second pre-ablation blank, total run time 70 seconds, spot size 32–44 μm, He carrier gas mixed with Ar. LA-ICP-TOF-MS: 193 nm ArF excimer laser, spot diameter ~20 µm, repetition rate ~20 Hz, laser fluence ~7 J/cm², scan speed ~4000 µm/s, He carrier gas ~600 ml/min, washout time 50 ms. S isotope MC-ICP-MS: spot size ~44 μm, pulse frequency ~2 Hz, laser fluence ~5 J/cm², He carrier gas with Ar make-up gas. | MASS-1 (Fe-Cu-Zn-S pressed pellet) and GSE-1G (synthetic basaltic glass) from the United States Geological Survey; pyrite PPP-1; chalcopyrite GBW07268; pyrrhotite SP-Po-01 (δ34S = 1.4‰ ± 0.4‰); chalcopyrite SP-CP-01 (δ34S = 5.45‰ ± 0.3‰); natural and synthetic minerals from USA SPI Supplies | 0.7586 |  |  |  | 0.28823 |  | 0.007536 |  |  |  | 0.030449 |  |  |  | 0.005383 | [5 empty] | 0.24752 | [5 empty] | 0.66032 | [5 empty] | 5555.5035 | [9 empty] | 4337.335 | [13 empty] | 0.25302 | [11 empty] | 0.35196 |  | 0.13076 |  | 0.33026 | [7 empty] | 0.063151 | [5 empty] | 0.033377 | [15 empty] | 8577.5772 |  | 0.020573 |  |  |  | 3.8236 | [5 empty] | 0.092539 | [7 empty] | 0.05725 | [5 empty] | 0.010195 |  |  |  | 0.19222 |  | 0.029227 | [7 empty] | 8.9 |  |  |  |  | 2025
| Xunmei vent field, Niaochao vent field |  | Seafloor hydrothermal | Volcanic-hosted massive sulfide (VMS) | seafloor massive sulfide (SMS) | Cu, Zn, Au, Ag | Co, Pb, Sb | Cu, Zn, Au, Ag, Co, Pb, Sb |  |  | I-Ccp2 (n=22)-64 | I-Ccp2 (n=22)-64 | seafloor vent field |  |  |  |  | ore material | grab | grab | mineral separate | [5 empty] | mineralisation | sulfide chimney | pyrite, marcasite, chalcopyrite |  | pyrite, marcasite, chalcopyrite | multiple stages: colloform marcasite-pyrite intergrowths (outermost wall), replacement assemblages (transition layers), dense recrystallized assemblages, marcasite pseudomorphs after pyrrhotite (middle layer) | sulfide chimney | colloform, subhedral, anhedral, euhedral, dense coarse-grained, columnar pseudomorphs |  |  |  | sphalerite, pyrrhotite, anhydrite, galena, tetrahedrite, tennantite | Transverse sections (polished sections) | EMPA, LA-ICPMS, MC-ICPMS | JEOL JXA-8100 EPMA; Teledyne Cetac Technologies Analyte Excite laser ablation system coupled with an Agilent Technologies 7700x quadrupole ICP-MS; ESI NWR Image GEO 193 coupled with TOFWERK icp TOF R; Neptune Plus multicollector ICP-MS (Thermo Fisher Scientific, Bremen, Germany) coupled with a Geolas HD excimer ArF laser ablation system (Coherent, Göttingen, Germany); Bruker M4 Tornado™ system | SIO, MNR; China University of Petroleum (East China), Qingdao, China; Nanjing Focu MS Technology Co. Ltd., Nanjing, China; Shanghai Chemlab Laboratory, Shanghai, China; Wuhan Sample Solution Analytical Technology Co. Ltd., Wuhan, China | EPMA: beam current of 10 nA, beam size of 1–5 μm, accelerating voltage of 20 kV. Micro-XRF: rhodium target X-ray tube operating at 50 kV and 800 nA, polycapillary lens providing a 40-μm spot size on a 20-μm raster, dwell time of 5 ms per pixel. LA-ICP-MS: 193-nm ArF excimer laser, fluence of 6 J/cm², 6 Hz repetition rate for 40 seconds (240 pulses), 30-second pre-ablation blank, total run time 70 seconds, spot size 32–44 μm, He carrier gas mixed with Ar. LA-ICP-TOF-MS: 193 nm ArF excimer laser, spot diameter ~20 µm, repetition rate ~20 Hz, laser fluence ~7 J/cm², scan speed ~4000 µm/s, He carrier gas ~600 ml/min, washout time 50 ms. S isotope MC-ICP-MS: spot size ~44 μm, pulse frequency ~2 Hz, laser fluence ~5 J/cm², He carrier gas with Ar make-up gas. | MASS-1 (Fe-Cu-Zn-S pressed pellet) and GSE-1G (synthetic basaltic glass) from the United States Geological Survey; pyrite PPP-1; chalcopyrite GBW07268; pyrrhotite SP-Po-01 (δ34S = 1.4‰ ± 0.4‰); chalcopyrite SP-CP-01 (δ34S = 5.45‰ ± 0.3‰); natural and synthetic minerals from USA SPI Supplies | 0.90201 |  |  |  | 0.32467 |  | 0.004408 |  |  |  | 0.025109 |  |  |  | 0.004955 | [5 empty] | 0.22258 | [5 empty] | 1.216 | [5 empty] | 6079.3427 | [9 empty] | 5376.3735 | [13 empty] | 0.17166 | [11 empty] | 0.20701 |  | 0.11345 |  | 0.013441 | [7 empty] | 0.040563 | [5 empty] | 0.011302 | [15 empty] | 9145.8971 |  | 0.016495 |  |  |  | 3.7019 | [5 empty] | 0.077957 | [7 empty] | 0.092272 | [5 empty] | 0.011647 |  |  |  | 0.002494 |  | 0.026773 | [7 empty] | 4.3468 |  |  |  |  | 2025
| Xunmei vent field, Niaochao vent field |  | Seafloor hydrothermal | Volcanic-hosted massive sulfide (VMS) | seafloor massive sulfide (SMS) | Cu, Zn, Au, Ag | Co, Pb, Sb | Cu, Zn, Au, Ag, Co, Pb, Sb |  |  | I-Ccp2 (n=22)-65 | I-Ccp2 (n=22)-65 | seafloor vent field |  |  |  |  | ore material | grab | grab | mineral separate | [5 empty] | mineralisation | sulfide chimney | pyrite, marcasite, chalcopyrite |  | pyrite, marcasite, chalcopyrite | multiple stages: colloform marcasite-pyrite intergrowths (outermost wall), replacement assemblages (transition layers), dense recrystallized assemblages, marcasite pseudomorphs after pyrrhotite (middle layer) | sulfide chimney | colloform, subhedral, anhedral, euhedral, dense coarse-grained, columnar pseudomorphs |  |  |  | sphalerite, pyrrhotite, anhydrite, galena, tetrahedrite, tennantite | Transverse sections (polished sections) | EMPA, LA-ICPMS, MC-ICPMS | JEOL JXA-8100 EPMA; Teledyne Cetac Technologies Analyte Excite laser ablation system coupled with an Agilent Technologies 7700x quadrupole ICP-MS; ESI NWR Image GEO 193 coupled with TOFWERK icp TOF R; Neptune Plus multicollector ICP-MS (Thermo Fisher Scientific, Bremen, Germany) coupled with a Geolas HD excimer ArF laser ablation system (Coherent, Göttingen, Germany); Bruker M4 Tornado™ system | SIO, MNR; China University of Petroleum (East China), Qingdao, China; Nanjing Focu MS Technology Co. Ltd., Nanjing, China; Shanghai Chemlab Laboratory, Shanghai, China; Wuhan Sample Solution Analytical Technology Co. Ltd., Wuhan, China | EPMA: beam current of 10 nA, beam size of 1–5 μm, accelerating voltage of 20 kV. Micro-XRF: rhodium target X-ray tube operating at 50 kV and 800 nA, polycapillary lens providing a 40-μm spot size on a 20-μm raster, dwell time of 5 ms per pixel. LA-ICP-MS: 193-nm ArF excimer laser, fluence of 6 J/cm², 6 Hz repetition rate for 40 seconds (240 pulses), 30-second pre-ablation blank, total run time 70 seconds, spot size 32–44 μm, He carrier gas mixed with Ar. LA-ICP-TOF-MS: 193 nm ArF excimer laser, spot diameter ~20 µm, repetition rate ~20 Hz, laser fluence ~7 J/cm², scan speed ~4000 µm/s, He carrier gas ~600 ml/min, washout time 50 ms. S isotope MC-ICP-MS: spot size ~44 μm, pulse frequency ~2 Hz, laser fluence ~5 J/cm², He carrier gas with Ar make-up gas. | MASS-1 (Fe-Cu-Zn-S pressed pellet) and GSE-1G (synthetic basaltic glass) from the United States Geological Survey; pyrite PPP-1; chalcopyrite GBW07268; pyrrhotite SP-Po-01 (δ34S = 1.4‰ ± 0.4‰); chalcopyrite SP-CP-01 (δ34S = 5.45‰ ± 0.3‰); natural and synthetic minerals from USA SPI Supplies | 0.63538 |  |  |  | 0.31176 |  | 0.009017 |  |  |  | 0.020899 |  |  |  | 0.00587 | [5 empty] | 0.2392 | [5 empty] | 1.2617 | [5 empty] | 5871.8912 | [9 empty] | 5770.3561 | [13 empty] | 0.37278 | [11 empty] | 0.23354 |  | 0.11195 |  | 0.021279 | [7 empty] | 0.047209 | [5 empty] | 0.014523 | [15 empty] | 8727.9903 |  | 0.019598 |  |  |  | 3.075 | [5 empty] | 0.18528 | [7 empty] | 0.069078 | [5 empty] | 0.009051 |  |  |  | 0.003261 |  | 0.026541 | [7 empty] | 6.2697 |  |  |  |  | 2025
| Xunmei vent field, Niaochao vent field |  | Seafloor hydrothermal | Volcanic-hosted massive sulfide (VMS) | seafloor massive sulfide (SMS) | Cu, Zn, Au, Ag | Co, Pb, Sb | Cu, Zn, Au, Ag, Co, Pb, Sb |  |  | I-Ccp2 (n=22)-66 | I-Ccp2 (n=22)-66 | seafloor vent field |  |  |  |  | ore material | grab | grab | mineral separate | [5 empty] | mineralisation | sulfide chimney | pyrite, marcasite, chalcopyrite |  | pyrite, marcasite, chalcopyrite | multiple stages: colloform marcasite-pyrite intergrowths (outermost wall), replacement assemblages (transition layers), dense recrystallized assemblages, marcasite pseudomorphs after pyrrhotite (middle layer) | sulfide chimney | colloform, subhedral, anhedral, euhedral, dense coarse-grained, columnar pseudomorphs |  |  |  | sphalerite, pyrrhotite, anhydrite, galena, tetrahedrite, tennantite | Transverse sections (polished sections) | EMPA, LA-ICPMS, MC-ICPMS | JEOL JXA-8100 EPMA; Teledyne Cetac Technologies Analyte Excite laser ablation system coupled with an Agilent Technologies 7700x quadrupole ICP-MS; ESI NWR Image GEO 193 coupled with TOFWERK icp TOF R; Neptune Plus multicollector ICP-MS (Thermo Fisher Scientific, Bremen, Germany) coupled with a Geolas HD excimer ArF laser ablation system (Coherent, Göttingen, Germany); Bruker M4 Tornado™ system | SIO, MNR; China University of Petroleum (East China), Qingdao, China; Nanjing Focu MS Technology Co. Ltd., Nanjing, China; Shanghai Chemlab Laboratory, Shanghai, China; Wuhan Sample Solution Analytical Technology Co. Ltd., Wuhan, China | EPMA: beam current of 10 nA, beam size of 1–5 μm, accelerating voltage of 20 kV. Micro-XRF: rhodium target X-ray tube operating at 50 kV and 800 nA, polycapillary lens providing a 40-μm spot size on a 20-μm raster, dwell time of 5 ms per pixel. LA-ICP-MS: 193-nm ArF excimer laser, fluence of 6 J/cm², 6 Hz repetition rate for 40 seconds (240 pulses), 30-second pre-ablation blank, total run time 70 seconds, spot size 32–44 μm, He carrier gas mixed with Ar. LA-ICP-TOF-MS: 193 nm ArF excimer laser, spot diameter ~20 µm, repetition rate ~20 Hz, laser fluence ~7 J/cm², scan speed ~4000 µm/s, He carrier gas ~600 ml/min, washout time 50 ms. S isotope MC-ICP-MS: spot size ~44 μm, pulse frequency ~2 Hz, laser fluence ~5 J/cm², He carrier gas with Ar make-up gas. | MASS-1 (Fe-Cu-Zn-S pressed pellet) and GSE-1G (synthetic basaltic glass) from the United States Geological Survey; pyrite PPP-1; chalcopyrite GBW07268; pyrrhotite SP-Po-01 (δ34S = 1.4‰ ± 0.4‰); chalcopyrite SP-CP-01 (δ34S = 5.45‰ ± 0.3‰); natural and synthetic minerals from USA SPI Supplies | 0.96473 |  |  |  | 0.33518 |  | 0.00746 |  |  |  | 0.013489 |  |  |  | 0.006686 | [5 empty] | 0.28439 | [5 empty] | 0.94603 | [5 empty] | 7096.5044 | [9 empty] | 8843.0769 | [13 empty] | 0.31091 | [11 empty] | 0.27831 |  | 0.11936 |  | 0.23389 | [7 empty] | 0.053548 | [5 empty] | 0.038116 | [15 empty] | 9903.2052 |  | 0.024981 |  |  |  | 4.8934 | [5 empty] | 0.10029 | [7 empty] | 0.089281 | [5 empty] | 0.013034 |  |  |  | 0.027354 |  | 0.031071 | [7 empty] | 4.6222 |  |  |  |  | 2025
| Xunmei vent field, Niaochao vent field |  | Seafloor hydrothermal | Volcanic-hosted massive sulfide (VMS) | seafloor massive sulfide (SMS) | Cu, Zn, Au, Ag | Co, Pb, Sb | Cu, Zn, Au, Ag, Co, Pb, Sb |  |  | I-Ccp2 (n=22)-67 | I-Ccp2 (n=22)-67 | seafloor vent field |  |  |  |  | ore material | grab | grab | mineral separate | [5 empty] | mineralisation | sulfide chimney | pyrite, marcasite, chalcopyrite |  | pyrite, marcasite, chalcopyrite | multiple stages: colloform marcasite-pyrite intergrowths (outermost wall), replacement assemblages (transition layers), dense recrystallized assemblages, marcasite pseudomorphs after pyrrhotite (middle layer) | sulfide chimney | colloform, subhedral, anhedral, euhedral, dense coarse-grained, columnar pseudomorphs |  |  |  | sphalerite, pyrrhotite, anhydrite, galena, tetrahedrite, tennantite | Transverse sections (polished sections) | EMPA, LA-ICPMS, MC-ICPMS | JEOL JXA-8100 EPMA; Teledyne Cetac Technologies Analyte Excite laser ablation system coupled with an Agilent Technologies 7700x quadrupole ICP-MS; ESI NWR Image GEO 193 coupled with TOFWERK icp TOF R; Neptune Plus multicollector ICP-MS (Thermo Fisher Scientific, Bremen, Germany) coupled with a Geolas HD excimer ArF laser ablation system (Coherent, Göttingen, Germany); Bruker M4 Tornado™ system | SIO, MNR; China University of Petroleum (East China), Qingdao, China; Nanjing Focu MS Technology Co. Ltd., Nanjing, China; Shanghai Chemlab Laboratory, Shanghai, China; Wuhan Sample Solution Analytical Technology Co. Ltd., Wuhan, China | EPMA: beam current of 10 nA, beam size of 1–5 μm, accelerating voltage of 20 kV. Micro-XRF: rhodium target X-ray tube operating at 50 kV and 800 nA, polycapillary lens providing a 40-μm spot size on a 20-μm raster, dwell time of 5 ms per pixel. LA-ICP-MS: 193-nm ArF excimer laser, fluence of 6 J/cm², 6 Hz repetition rate for 40 seconds (240 pulses), 30-second pre-ablation blank, total run time 70 seconds, spot size 32–44 μm, He carrier gas mixed with Ar. LA-ICP-TOF-MS: 193 nm ArF excimer laser, spot diameter ~20 µm, repetition rate ~20 Hz, laser fluence ~7 J/cm², scan speed ~4000 µm/s, He carrier gas ~600 ml/min, washout time 50 ms. S isotope MC-ICP-MS: spot size ~44 μm, pulse frequency ~2 Hz, laser fluence ~5 J/cm², He carrier gas with Ar make-up gas. | MASS-1 (Fe-Cu-Zn-S pressed pellet) and GSE-1G (synthetic basaltic glass) from the United States Geological Survey; pyrite PPP-1; chalcopyrite GBW07268; pyrrhotite SP-Po-01 (δ34S = 1.4‰ ± 0.4‰); chalcopyrite SP-CP-01 (δ34S = 5.45‰ ± 0.3‰); natural and synthetic minerals from USA SPI Supplies | 0.73187 |  |  |  | 0.2933 |  | 0.005072 |  |  |  | 0.022468 |  |  |  | 0.004561 | [5 empty] | 0.24211 | [5 empty] | 0.68645 | [5 empty] | 5466.7344 | [9 empty] | 5276.563 | [13 empty] | 0.23359 | [11 empty] | 0.17683 |  | 0.10484 |  | 0.018305 | [7 empty] | 0.055562 | [5 empty] | 0.00669 | [15 empty] | 9260.8525 |  | 0.021585 |  |  |  | 4.1964 | [5 empty] | 0.094863 | [7 empty] | 0.056277 | [5 empty] | 0.009885 |  |  |  | 0.002157 |  | 0.022388 | [7 empty] | 3.122 |  |  |  |  | 2025
| Xunmei vent field, Niaochao vent field |  | Seafloor hydrothermal | Volcanic-hosted massive sulfide (VMS) | seafloor massive sulfide (SMS) | Cu, Zn, Au, Ag | Co, Pb, Sb | Cu, Zn, Au, Ag, Co, Pb, Sb |  |  | I-Ccp2 (n=22)-68 | I-Ccp2 (n=22)-68 | seafloor vent field |  |  |  |  | ore material | grab | grab | mineral separate | [5 empty] | mineralisation | sulfide chimney | pyrite, marcasite, chalcopyrite |  | pyrite, marcasite, chalcopyrite | multiple stages: colloform marcasite-pyrite intergrowths (outermost wall), replacement assemblages (transition layers), dense recrystallized assemblages, marcasite pseudomorphs after pyrrhotite (middle layer) | sulfide chimney | colloform, subhedral, anhedral, euhedral, dense coarse-grained, columnar pseudomorphs |  |  |  | sphalerite, pyrrhotite, anhydrite, galena, tetrahedrite, tennantite | Transverse sections (polished sections) | EMPA, LA-ICPMS, MC-ICPMS | JEOL JXA-8100 EPMA; Teledyne Cetac Technologies Analyte Excite laser ablation system coupled with an Agilent Technologies 7700x quadrupole ICP-MS; ESI NWR Image GEO 193 coupled with TOFWERK icp TOF R; Neptune Plus multicollector ICP-MS (Thermo Fisher Scientific, Bremen, Germany) coupled with a Geolas HD excimer ArF laser ablation system (Coherent, Göttingen, Germany); Bruker M4 Tornado™ system | SIO, MNR; China University of Petroleum (East China), Qingdao, China; Nanjing Focu MS Technology Co. Ltd., Nanjing, China; Shanghai Chemlab Laboratory, Shanghai, China; Wuhan Sample Solution Analytical Technology Co. Ltd., Wuhan, China | EPMA: beam current of 10 nA, beam size of 1–5 μm, accelerating voltage of 20 kV. Micro-XRF: rhodium target X-ray tube operating at 50 kV and 800 nA, polycapillary lens providing a 40-μm spot size on a 20-μm raster, dwell time of 5 ms per pixel. LA-ICP-MS: 193-nm ArF excimer laser, fluence of 6 J/cm², 6 Hz repetition rate for 40 seconds (240 pulses), 30-second pre-ablation blank, total run time 70 seconds, spot size 32–44 μm, He carrier gas mixed with Ar. LA-ICP-TOF-MS: 193 nm ArF excimer laser, spot diameter ~20 µm, repetition rate ~20 Hz, laser fluence ~7 J/cm², scan speed ~4000 µm/s, He carrier gas ~600 ml/min, washout time 50 ms. S isotope MC-ICP-MS: spot size ~44 μm, pulse frequency ~2 Hz, laser fluence ~5 J/cm², He carrier gas with Ar make-up gas. | MASS-1 (Fe-Cu-Zn-S pressed pellet) and GSE-1G (synthetic basaltic glass) from the United States Geological Survey; pyrite PPP-1; chalcopyrite GBW07268; pyrrhotite SP-Po-01 (δ34S = 1.4‰ ± 0.4‰); chalcopyrite SP-CP-01 (δ34S = 5.45‰ ± 0.3‰); natural and synthetic minerals from USA SPI Supplies | 0.80764 |  |  |  | 0.27069 |  | 0.00272 |  |  |  | 0.008437 |  |  |  | 0.005093 | [5 empty] | 0.23542 | [5 empty] | 1.0422 | [5 empty] | 6378.1301 | [9 empty] | 5282.9372 | [13 empty] | 0.19797 | [11 empty] | 0.14104 |  | 10.8227 |  | 0.13109 | [7 empty] | 0.037484 | [5 empty] | 0.2596 | [15 empty] | 9067.5184 |  | 0.019339 |  |  |  | 2.8172 | [5 empty] | 0.084692 | [7 empty] | 0.078299 | [5 empty] | 0.009628 |  |  |  | 0.001084 |  | 0.025472 | [7 empty] | 4.36 |  |  |  |  | 2025
| Xunmei vent field, Niaochao vent field |  | Seafloor hydrothermal | Volcanic-hosted massive sulfide (VMS) | seafloor massive sulfide (SMS) | Cu, Zn, Au, Ag | Co, Pb, Sb | Cu, Zn, Au, Ag, Co, Pb, Sb |  |  | I-Ccp2 (n=22)-69 | I-Ccp2 (n=22)-69 | seafloor vent field |  |  |  |  | ore material | grab | grab | mineral separate | [5 empty] | mineralisation | sulfide chimney | pyrite, marcasite, chalcopyrite |  | pyrite, marcasite, chalcopyrite | multiple stages: colloform marcasite-pyrite intergrowths (outermost wall), replacement assemblages (transition layers), dense recrystallized assemblages, marcasite pseudomorphs after pyrrhotite (middle layer) | sulfide chimney | colloform, subhedral, anhedral, euhedral, dense coarse-grained, columnar pseudomorphs |  |  |  | sphalerite, pyrrhotite, anhydrite, galena, tetrahedrite, tennantite | Transverse sections (polished sections) | EMPA, LA-ICPMS, MC-ICPMS | JEOL JXA-8100 EPMA; Teledyne Cetac Technologies Analyte Excite laser ablation system coupled with an Agilent Technologies 7700x quadrupole ICP-MS; ESI NWR Image GEO 193 coupled with TOFWERK icp TOF R; Neptune Plus multicollector ICP-MS (Thermo Fisher Scientific, Bremen, Germany) coupled with a Geolas HD excimer ArF laser ablation system (Coherent, Göttingen, Germany); Bruker M4 Tornado™ system | SIO, MNR; China University of Petroleum (East China), Qingdao, China; Nanjing Focu MS Technology Co. Ltd., Nanjing, China; Shanghai Chemlab Laboratory, Shanghai, China; Wuhan Sample Solution Analytical Technology Co. Ltd., Wuhan, China | EPMA: beam current of 10 nA, beam size of 1–5 μm, accelerating voltage of 20 kV. Micro-XRF: rhodium target X-ray tube operating at 50 kV and 800 nA, polycapillary lens providing a 40-μm spot size on a 20-μm raster, dwell time of 5 ms per pixel. LA-ICP-MS: 193-nm ArF excimer laser, fluence of 6 J/cm², 6 Hz repetition rate for 40 seconds (240 pulses), 30-second pre-ablation blank, total run time 70 seconds, spot size 32–44 μm, He carrier gas mixed with Ar. LA-ICP-TOF-MS: 193 nm ArF excimer laser, spot diameter ~20 µm, repetition rate ~20 Hz, laser fluence ~7 J/cm², scan speed ~4000 µm/s, He carrier gas ~600 ml/min, washout time 50 ms. S isotope MC-ICP-MS: spot size ~44 μm, pulse frequency ~2 Hz, laser fluence ~5 J/cm², He carrier gas with Ar make-up gas. | MASS-1 (Fe-Cu-Zn-S pressed pellet) and GSE-1G (synthetic basaltic glass) from the United States Geological Survey; pyrite PPP-1; chalcopyrite GBW07268; pyrrhotite SP-Po-01 (δ34S = 1.4‰ ± 0.4‰); chalcopyrite SP-CP-01 (δ34S = 5.45‰ ± 0.3‰); natural and synthetic minerals from USA SPI Supplies | 0.94 |  |  |  | 0.256 |  | 0.009355 |  |  |  | 0.022152 |  |  |  | 0.005657 | [5 empty] | 0.25639 | [5 empty] | 0.96591 | [5 empty] | 5586.5042 | [9 empty] | 5190.6168 | [13 empty] | 0.24264 | [11 empty] | 0.17329 |  | 0.10981 |  | 0.024476 | [7 empty] | 0.067721 | [5 empty] | 0.00937 | [15 empty] | 6433.8081 |  | 0.022191 |  |  |  | 2.974 | [5 empty] | 0.1097 | [7 empty] | 0.10426 | [5 empty] | 0.008323 |  |  |  | 0.007923 |  | 0.028658 | [7 empty] | 3.1299 |  |  |  |  | 2025
| Xunmei vent field, Niaochao vent field |  | Seafloor hydrothermal | Volcanic-hosted massive sulfide (VMS) | seafloor massive sulfide (SMS) | Cu, Zn, Au, Ag | Co, Pb, Sb | Cu, Zn, Au, Ag, Co, Pb, Sb |  |  | I-Ccp2 (n=22)-70 | I-Ccp2 (n=22)-70 | seafloor vent field |  |  |  |  | ore material | grab | grab | mineral separate | [5 empty] | mineralisation | sulfide chimney | pyrite, marcasite, chalcopyrite |  | pyrite, marcasite, chalcopyrite | multiple stages: colloform marcasite-pyrite intergrowths (outermost wall), replacement assemblages (transition layers), dense recrystallized assemblages, marcasite pseudomorphs after pyrrhotite (middle layer) | sulfide chimney | colloform, subhedral, anhedral, euhedral, dense coarse-grained, columnar pseudomorphs |  |  |  | sphalerite, pyrrhotite, anhydrite, galena, tetrahedrite, tennantite | Transverse sections (polished sections) | EMPA, LA-ICPMS, MC-ICPMS | JEOL JXA-8100 EPMA; Teledyne Cetac Technologies Analyte Excite laser ablation system coupled with an Agilent Technologies 7700x quadrupole ICP-MS; ESI NWR Image GEO 193 coupled with TOFWERK icp TOF R; Neptune Plus multicollector ICP-MS (Thermo Fisher Scientific, Bremen, Germany) coupled with a Geolas HD excimer ArF laser ablation system (Coherent, Göttingen, Germany); Bruker M4 Tornado™ system | SIO, MNR; China University of Petroleum (East China), Qingdao, China; Nanjing Focu MS Technology Co. Ltd., Nanjing, China; Shanghai Chemlab Laboratory, Shanghai, China; Wuhan Sample Solution Analytical Technology Co. Ltd., Wuhan, China | EPMA: beam current of 10 nA, beam size of 1–5 μm, accelerating voltage of 20 kV. Micro-XRF: rhodium target X-ray tube operating at 50 kV and 800 nA, polycapillary lens providing a 40-μm spot size on a 20-μm raster, dwell time of 5 ms per pixel. LA-ICP-MS: 193-nm ArF excimer laser, fluence of 6 J/cm², 6 Hz repetition rate for 40 seconds (240 pulses), 30-second pre-ablation blank, total run time 70 seconds, spot size 32–44 μm, He carrier gas mixed with Ar. LA-ICP-TOF-MS: 193 nm ArF excimer laser, spot diameter ~20 µm, repetition rate ~20 Hz, laser fluence ~7 J/cm², scan speed ~4000 µm/s, He carrier gas ~600 ml/min, washout time 50 ms. S isotope MC-ICP-MS: spot size ~44 μm, pulse frequency ~2 Hz, laser fluence ~5 J/cm², He carrier gas with Ar make-up gas. | MASS-1 (Fe-Cu-Zn-S pressed pellet) and GSE-1G (synthetic basaltic glass) from the United States Geological Survey; pyrite PPP-1; chalcopyrite GBW07268; pyrrhotite SP-Po-01 (δ34S = 1.4‰ ± 0.4‰); chalcopyrite SP-CP-01 (δ34S = 5.45‰ ± 0.3‰); natural and synthetic minerals from USA SPI Supplies | 0.87387 |  |  |  | 0.45122 |  | 0.010623 |  |  |  | 0.030838 |  |  |  | 0.006107 | [5 empty] | 0.41885 | [5 empty] | 1.6989 | [5 empty] | 5546.5584 | [9 empty] | 5308.8001 | [13 empty] | 0.14364 | [11 empty] | 1.6327 |  | 0.13495 |  | 0.46356 | [7 empty] | 0.068564 | [5 empty] | 0.013328 | [15 empty] | 8299.5676 |  | 0.029712 |  |  |  | 3.0046 | [5 empty] | 0.10908 | [7 empty] | 0.17586 | [5 empty] | 0.013657 |  |  |  | 0.022313 |  | 0.041303 | [7 empty] | 6.8225 |  |  |  |  | 2025
| Xunmei vent field, Niaochao vent field |  | Seafloor hydrothermal | Volcanic-hosted massive sulfide (VMS) | seafloor massive sulfide (SMS) | Cu, Zn, Au, Ag | Co, Pb, Sb | Cu, Zn, Au, Ag, Co, Pb, Sb |  |  | I-Ccp2 (n=22)-71 | I-Ccp2 (n=22)-71 | seafloor vent field |  |  |  |  | ore material | grab | grab | mineral separate | [5 empty] | mineralisation | sulfide chimney | pyrite, marcasite, chalcopyrite |  | pyrite, marcasite, chalcopyrite | multiple stages: colloform marcasite-pyrite intergrowths (outermost wall), replacement assemblages (transition layers), dense recrystallized assemblages, marcasite pseudomorphs after pyrrhotite (middle layer) | sulfide chimney | colloform, subhedral, anhedral, euhedral, dense coarse-grained, columnar pseudomorphs |  |  |  | sphalerite, pyrrhotite, anhydrite, galena, tetrahedrite, tennantite | Transverse sections (polished sections) | EMPA, LA-ICPMS, MC-ICPMS | JEOL JXA-8100 EPMA; Teledyne Cetac Technologies Analyte Excite laser ablation system coupled with an Agilent Technologies 7700x quadrupole ICP-MS; ESI NWR Image GEO 193 coupled with TOFWERK icp TOF R; Neptune Plus multicollector ICP-MS (Thermo Fisher Scientific, Bremen, Germany) coupled with a Geolas HD excimer ArF laser ablation system (Coherent, Göttingen, Germany); Bruker M4 Tornado™ system | SIO, MNR; China University of Petroleum (East China), Qingdao, China; Nanjing Focu MS Technology Co. Ltd., Nanjing, China; Shanghai Chemlab Laboratory, Shanghai, China; Wuhan Sample Solution Analytical Technology Co. Ltd., Wuhan, China | EPMA: beam current of 10 nA, beam size of 1–5 μm, accelerating voltage of 20 kV. Micro-XRF: rhodium target X-ray tube operating at 50 kV and 800 nA, polycapillary lens providing a 40-μm spot size on a 20-μm raster, dwell time of 5 ms per pixel. LA-ICP-MS: 193-nm ArF excimer laser, fluence of 6 J/cm², 6 Hz repetition rate for 40 seconds (240 pulses), 30-second pre-ablation blank, total run time 70 seconds, spot size 32–44 μm, He carrier gas mixed with Ar. LA-ICP-TOF-MS: 193 nm ArF excimer laser, spot diameter ~20 µm, repetition rate ~20 Hz, laser fluence ~7 J/cm², scan speed ~4000 µm/s, He carrier gas ~600 ml/min, washout time 50 ms. S isotope MC-ICP-MS: spot size ~44 μm, pulse frequency ~2 Hz, laser fluence ~5 J/cm², He carrier gas with Ar make-up gas. | MASS-1 (Fe-Cu-Zn-S pressed pellet) and GSE-1G (synthetic basaltic glass) from the United States Geological Survey; pyrite PPP-1; chalcopyrite GBW07268; pyrrhotite SP-Po-01 (δ34S = 1.4‰ ± 0.4‰); chalcopyrite SP-CP-01 (δ34S = 5.45‰ ± 0.3‰); natural and synthetic minerals from USA SPI Supplies | 1.0397 |  |  |  | 0.3417 |  | 0.004047 |  |  |  | 0.007307 |  |  |  | 0.004641 | [5 empty] | 0.28183 | [5 empty] | 0.77849 | [5 empty] | 6264.526 | [9 empty] | 5398.2111 | [13 empty] | 0.23548 | [11 empty] | 0.25583 |  | 0.11196 |  | 0.019105 | [7 empty] | 0.056741 | [5 empty] | 0.013518 | [15 empty] | 8208.6932 |  | 0.033474 |  |  |  | 3.2361 | [5 empty] | 0.10038 | [7 empty] | 0.19386 | [5 empty] | 0.011602 |  |  |  | 0.004527 |  | 0.028232 | [7 empty] | 4.1674 |  |  |  |  | 2025
| Xunmei vent field, Niaochao vent field |  | Seafloor hydrothermal | Volcanic-hosted massive sulfide (VMS) | seafloor massive sulfide (SMS) | Cu, Zn, Au, Ag | Co, Pb, Sb | Cu, Zn, Au, Ag, Co, Pb, Sb |  |  | Niaochao vent field-3 | Niaochao vent field-3 | seafloor vent field |  |  |  |  | ore material | grab | grab | mineral separate | [5 empty] | mineralisation | sulfide chimney | pyrite, marcasite, chalcopyrite |  | pyrite, marcasite, chalcopyrite | multiple stages: colloform marcasite-pyrite intergrowths (outermost wall), replacement assemblages (transition layers), dense recrystallized assemblages, marcasite pseudomorphs after pyrrhotite (middle layer) | sulfide chimney | colloform, subhedral, anhedral, euhedral, dense coarse-grained, columnar pseudomorphs |  |  |  | sphalerite, pyrrhotite, anhydrite, galena, tetrahedrite, tennantite | Transverse sections (polished sections) | EMPA, LA-ICPMS, MC-ICPMS | JEOL JXA-8100 EPMA; Teledyne Cetac Technologies Analyte Excite laser ablation system coupled with an Agilent Technologies 7700x quadrupole ICP-MS; ESI NWR Image GEO 193 coupled with TOFWERK icp TOF R; Neptune Plus multicollector ICP-MS (Thermo Fisher Scientific, Bremen, Germany) coupled with a Geolas HD excimer ArF laser ablation system (Coherent, Göttingen, Germany); Bruker M4 Tornado™ system | SIO, MNR; China University of Petroleum (East China), Qingdao, China; Nanjing Focu MS Technology Co. Ltd., Nanjing, China; Shanghai Chemlab Laboratory, Shanghai, China; Wuhan Sample Solution Analytical Technology Co. Ltd., Wuhan, China | EPMA: beam current of 10 nA, beam size of 1–5 μm, accelerating voltage of 20 kV. Micro-XRF: rhodium target X-ray tube operating at 50 kV and 800 nA, polycapillary lens providing a 40-μm spot size on a 20-μm raster, dwell time of 5 ms per pixel. LA-ICP-MS: 193-nm ArF excimer laser, fluence of 6 J/cm², 6 Hz repetition rate for 40 seconds (240 pulses), 30-second pre-ablation blank, total run time 70 seconds, spot size 32–44 μm, He carrier gas mixed with Ar. LA-ICP-TOF-MS: 193 nm ArF excimer laser, spot diameter ~20 µm, repetition rate ~20 Hz, laser fluence ~7 J/cm², scan speed ~4000 µm/s, He carrier gas ~600 ml/min, washout time 50 ms. S isotope MC-ICP-MS: spot size ~44 μm, pulse frequency ~2 Hz, laser fluence ~5 J/cm², He carrier gas with Ar make-up gas. | MASS-1 (Fe-Cu-Zn-S pressed pellet) and GSE-1G (synthetic basaltic glass) from the United States Geological Survey; pyrite PPP-1; chalcopyrite GBW07268; pyrrhotite SP-Po-01 (δ34S = 1.4‰ ± 0.4‰); chalcopyrite SP-CP-01 (δ34S = 5.45‰ ± 0.3‰); natural and synthetic minerals from USA SPI Supplies | [147 empty] | 2025
| Xunmei vent field, Niaochao vent field |  | Seafloor hydrothermal | Volcanic-hosted massive sulfide (VMS) | seafloor massive sulfide (SMS) | Cu, Zn, Au, Ag | Co, Pb, Sb | Cu, Zn, Au, Ag, Co, Pb, Sb |  |  | II-Mrc2 (n = 10)-24 | II-Mrc2 (n = 10)-24 | seafloor vent field |  |  |  |  | ore material | grab | grab | mineral separate | [5 empty] | mineralisation | sulfide chimney | pyrite, marcasite, chalcopyrite |  | pyrite, marcasite, chalcopyrite | multiple stages: colloform marcasite-pyrite intergrowths (outermost wall), replacement assemblages (transition layers), dense recrystallized assemblages, marcasite pseudomorphs after pyrrhotite (middle layer) | sulfide chimney | colloform, subhedral, anhedral, euhedral, dense coarse-grained, columnar pseudomorphs |  |  |  | sphalerite, pyrrhotite, anhydrite, galena, tetrahedrite, tennantite | Transverse sections (polished sections) | EMPA, LA-ICPMS, MC-ICPMS | JEOL JXA-8100 EPMA; Teledyne Cetac Technologies Analyte Excite laser ablation system coupled with an Agilent Technologies 7700x quadrupole ICP-MS; ESI NWR Image GEO 193 coupled with TOFWERK icp TOF R; Neptune Plus multicollector ICP-MS (Thermo Fisher Scientific, Bremen, Germany) coupled with a Geolas HD excimer ArF laser ablation system (Coherent, Göttingen, Germany); Bruker M4 Tornado™ system | SIO, MNR; China University of Petroleum (East China), Qingdao, China; Nanjing Focu MS Technology Co. Ltd., Nanjing, China; Shanghai Chemlab Laboratory, Shanghai, China; Wuhan Sample Solution Analytical Technology Co. Ltd., Wuhan, China | EPMA: beam current of 10 nA, beam size of 1–5 μm, accelerating voltage of 20 kV. Micro-XRF: rhodium target X-ray tube operating at 50 kV and 800 nA, polycapillary lens providing a 40-μm spot size on a 20-μm raster, dwell time of 5 ms per pixel. LA-ICP-MS: 193-nm ArF excimer laser, fluence of 6 J/cm², 6 Hz repetition rate for 40 seconds (240 pulses), 30-second pre-ablation blank, total run time 70 seconds, spot size 32–44 μm, He carrier gas mixed with Ar. LA-ICP-TOF-MS: 193 nm ArF excimer laser, spot diameter ~20 µm, repetition rate ~20 Hz, laser fluence ~7 J/cm², scan speed ~4000 µm/s, He carrier gas ~600 ml/min, washout time 50 ms. S isotope MC-ICP-MS: spot size ~44 μm, pulse frequency ~2 Hz, laser fluence ~5 J/cm², He carrier gas with Ar make-up gas. | MASS-1 (Fe-Cu-Zn-S pressed pellet) and GSE-1G (synthetic basaltic glass) from the United States Geological Survey; pyrite PPP-1; chalcopyrite GBW07268; pyrrhotite SP-Po-01 (δ34S = 1.4‰ ± 0.4‰); chalcopyrite SP-CP-01 (δ34S = 5.45‰ ± 0.3‰); natural and synthetic minerals from USA SPI Supplies | 0.036926 |  |  |  | 1.1801 |  | 0.012493 |  |  |  | 0.011325 |  |  |  | 0.00285 | [5 empty] | 0.074152 | [5 empty] | 0.005323 | [5 empty] | 2.2824 | [9 empty] | 13334.4304 | [13 empty] | 0.002531 | [11 empty] | 0.47545 |  | 15.3997 |  | 1.8324 | [7 empty] | 0.1775 | [5 empty] | 2.6165 | [15 empty] | 9069.3964 |  | 0.29516 |  |  |  | 0.44489 | [5 empty] | 0.059012 | [7 empty] | 0 | [5 empty] | 0.14246 |  |  |  | 0.082435 |  | 0.10152 | [7 empty] | 32.0541 |  |  |  |  | 2025
| Xunmei vent field, Niaochao vent field |  | Seafloor hydrothermal | Volcanic-hosted massive sulfide (VMS) | seafloor massive sulfide (SMS) | Cu, Zn, Au, Ag | Co, Pb, Sb | Cu, Zn, Au, Ag, Co, Pb, Sb |  |  | II-Mrc2 (n = 10)-25 | II-Mrc2 (n = 10)-25 | seafloor vent field |  |  |  |  | ore material | grab | grab | mineral separate | [5 empty] | mineralisation | sulfide chimney | pyrite, marcasite, chalcopyrite |  | pyrite, marcasite, chalcopyrite | multiple stages: colloform marcasite-pyrite intergrowths (outermost wall), replacement assemblages (transition layers), dense recrystallized assemblages, marcasite pseudomorphs after pyrrhotite (middle layer) | sulfide chimney | colloform, subhedral, anhedral, euhedral, dense coarse-grained, columnar pseudomorphs |  |  |  | sphalerite, pyrrhotite, anhydrite, galena, tetrahedrite, tennantite | Transverse sections (polished sections) | EMPA, LA-ICPMS, MC-ICPMS | JEOL JXA-8100 EPMA; Teledyne Cetac Technologies Analyte Excite laser ablation system coupled with an Agilent Technologies 7700x quadrupole ICP-MS; ESI NWR Image GEO 193 coupled with TOFWERK icp TOF R; Neptune Plus multicollector ICP-MS (Thermo Fisher Scientific, Bremen, Germany) coupled with a Geolas HD excimer ArF laser ablation system (Coherent, Göttingen, Germany); Bruker M4 Tornado™ system | SIO, MNR; China University of Petroleum (East China), Qingdao, China; Nanjing Focu MS Technology Co. Ltd., Nanjing, China; Shanghai Chemlab Laboratory, Shanghai, China; Wuhan Sample Solution Analytical Technology Co. Ltd., Wuhan, China | EPMA: beam current of 10 nA, beam size of 1–5 μm, accelerating voltage of 20 kV. Micro-XRF: rhodium target X-ray tube operating at 50 kV and 800 nA, polycapillary lens providing a 40-μm spot size on a 20-μm raster, dwell time of 5 ms per pixel. LA-ICP-MS: 193-nm ArF excimer laser, fluence of 6 J/cm², 6 Hz repetition rate for 40 seconds (240 pulses), 30-second pre-ablation blank, total run time 70 seconds, spot size 32–44 μm, He carrier gas mixed with Ar. LA-ICP-TOF-MS: 193 nm ArF excimer laser, spot diameter ~20 µm, repetition rate ~20 Hz, laser fluence ~7 J/cm², scan speed ~4000 µm/s, He carrier gas ~600 ml/min, washout time 50 ms. S isotope MC-ICP-MS: spot size ~44 μm, pulse frequency ~2 Hz, laser fluence ~5 J/cm², He carrier gas with Ar make-up gas. | MASS-1 (Fe-Cu-Zn-S pressed pellet) and GSE-1G (synthetic basaltic glass) from the United States Geological Survey; pyrite PPP-1; chalcopyrite GBW07268; pyrrhotite SP-Po-01 (δ34S = 1.4‰ ± 0.4‰); chalcopyrite SP-CP-01 (δ34S = 5.45‰ ± 0.3‰); natural and synthetic minerals from USA SPI Supplies | 0.048818 |  |  |  | 0.6271 |  | 0.012133 |  |  |  | 0.015684 |  |  |  | 0.002177 | [5 empty] | 0.091797 | [5 empty] | 0.00903 | [5 empty] | 1.7456 | [9 empty] | 12268.8415 | [13 empty] | 0.004126 | [11 empty] | 0.55693 |  | 15.0708 |  | 2.1533 | [7 empty] | 0.21375 | [5 empty] | 1.0184 | [15 empty] | 10352.3884 |  | 0.21543 |  |  |  | 0.36285 | [5 empty] | 0.041103 | [7 empty] | 0.023377 | [5 empty] | 0.2002 |  |  |  | 0.028937 |  | 0.12467 | [7 empty] | 2.8362 |  |  |  |  | 2025
| Xunmei vent field, Niaochao vent field |  | Seafloor hydrothermal | Volcanic-hosted massive sulfide (VMS) | seafloor massive sulfide (SMS) | Cu, Zn, Au, Ag | Co, Pb, Sb | Cu, Zn, Au, Ag, Co, Pb, Sb |  |  | II-Mrc2 (n = 10)-26 | II-Mrc2 (n = 10)-26 | seafloor vent field |  |  |  |  | ore material | grab | grab | mineral separate | [5 empty] | mineralisation | sulfide chimney | pyrite, marcasite, chalcopyrite |  | pyrite, marcasite, chalcopyrite | multiple stages: colloform marcasite-pyrite intergrowths (outermost wall), replacement assemblages (transition layers), dense recrystallized assemblages, marcasite pseudomorphs after pyrrhotite (middle layer) | sulfide chimney | colloform, subhedral, anhedral, euhedral, dense coarse-grained, columnar pseudomorphs |  |  |  | sphalerite, pyrrhotite, anhydrite, galena, tetrahedrite, tennantite | Transverse sections (polished sections) | EMPA, LA-ICPMS, MC-ICPMS | JEOL JXA-8100 EPMA; Teledyne Cetac Technologies Analyte Excite laser ablation system coupled with an Agilent Technologies 7700x quadrupole ICP-MS; ESI NWR Image GEO 193 coupled with TOFWERK icp TOF R; Neptune Plus multicollector ICP-MS (Thermo Fisher Scientific, Bremen, Germany) coupled with a Geolas HD excimer ArF laser ablation system (Coherent, Göttingen, Germany); Bruker M4 Tornado™ system | SIO, MNR; China University of Petroleum (East China), Qingdao, China; Nanjing Focu MS Technology Co. Ltd., Nanjing, China; Shanghai Chemlab Laboratory, Shanghai, China; Wuhan Sample Solution Analytical Technology Co. Ltd., Wuhan, China | EPMA: beam current of 10 nA, beam size of 1–5 μm, accelerating voltage of 20 kV. Micro-XRF: rhodium target X-ray tube operating at 50 kV and 800 nA, polycapillary lens providing a 40-μm spot size on a 20-μm raster, dwell time of 5 ms per pixel. LA-ICP-MS: 193-nm ArF excimer laser, fluence of 6 J/cm², 6 Hz repetition rate for 40 seconds (240 pulses), 30-second pre-ablation blank, total run time 70 seconds, spot size 32–44 μm, He carrier gas mixed with Ar. LA-ICP-TOF-MS: 193 nm ArF excimer laser, spot diameter ~20 µm, repetition rate ~20 Hz, laser fluence ~7 J/cm², scan speed ~4000 µm/s, He carrier gas ~600 ml/min, washout time 50 ms. S isotope MC-ICP-MS: spot size ~44 μm, pulse frequency ~2 Hz, laser fluence ~5 J/cm², He carrier gas with Ar make-up gas. | MASS-1 (Fe-Cu-Zn-S pressed pellet) and GSE-1G (synthetic basaltic glass) from the United States Geological Survey; pyrite PPP-1; chalcopyrite GBW07268; pyrrhotite SP-Po-01 (δ34S = 1.4‰ ± 0.4‰); chalcopyrite SP-CP-01 (δ34S = 5.45‰ ± 0.3‰); natural and synthetic minerals from USA SPI Supplies | 0.056319 |  |  |  | 0.74222 |  | 0.01156 |  |  |  | 0.007793 |  |  |  | 0.002588 | [5 empty] | 0.10226 | [5 empty] | 0.013168 | [5 empty] | 2.6631 | [9 empty] | 9868.5528 | [13 empty] | 0.003958 | [11 empty] | 0.49406 |  | 25.5131 |  | 2.4697 | [7 empty] | 0.2812 | [5 empty] | 1.1926 | [15 empty] | 10912.0412 |  | 0.22764 |  |  |  | 0.32165 | [5 empty] | 0.046982 | [7 empty] | 0.039948 | [5 empty] | 0.24764 |  |  |  | 0.05908 |  | 0.10297 | [7 empty] | 2.8506 |  |  |  |  | 2025
| Xunmei vent field, Niaochao vent field |  | Seafloor hydrothermal | Volcanic-hosted massive sulfide (VMS) | seafloor massive sulfide (SMS) | Cu, Zn, Au, Ag | Co, Pb, Sb | Cu, Zn, Au, Ag, Co, Pb, Sb |  |  | II-Mrc2 (n = 10)-27 | II-Mrc2 (n = 10)-27 | seafloor vent field |  |  |  |  | ore material | grab | grab | mineral separate | [5 empty] | mineralisation | sulfide chimney | pyrite, marcasite, chalcopyrite |  | pyrite, marcasite, chalcopyrite | multiple stages: colloform marcasite-pyrite intergrowths (outermost wall), replacement assemblages (transition layers), dense recrystallized assemblages, marcasite pseudomorphs after pyrrhotite (middle layer) | sulfide chimney | colloform, subhedral, anhedral, euhedral, dense coarse-grained, columnar pseudomorphs |  |  |  | sphalerite, pyrrhotite, anhydrite, galena, tetrahedrite, tennantite | Transverse sections (polished sections) | EMPA, LA-ICPMS, MC-ICPMS | JEOL JXA-8100 EPMA; Teledyne Cetac Technologies Analyte Excite laser ablation system coupled with an Agilent Technologies 7700x quadrupole ICP-MS; ESI NWR Image GEO 193 coupled with TOFWERK icp TOF R; Neptune Plus multicollector ICP-MS (Thermo Fisher Scientific, Bremen, Germany) coupled with a Geolas HD excimer ArF laser ablation system (Coherent, Göttingen, Germany); Bruker M4 Tornado™ system | SIO, MNR; China University of Petroleum (East China), Qingdao, China; Nanjing Focu MS Technology Co. Ltd., Nanjing, China; Shanghai Chemlab Laboratory, Shanghai, China; Wuhan Sample Solution Analytical Technology Co. Ltd., Wuhan, China | EPMA: beam current of 10 nA, beam size of 1–5 μm, accelerating voltage of 20 kV. Micro-XRF: rhodium target X-ray tube operating at 50 kV and 800 nA, polycapillary lens providing a 40-μm spot size on a 20-μm raster, dwell time of 5 ms per pixel. LA-ICP-MS: 193-nm ArF excimer laser, fluence of 6 J/cm², 6 Hz repetition rate for 40 seconds (240 pulses), 30-second pre-ablation blank, total run time 70 seconds, spot size 32–44 μm, He carrier gas mixed with Ar. LA-ICP-TOF-MS: 193 nm ArF excimer laser, spot diameter ~20 µm, repetition rate ~20 Hz, laser fluence ~7 J/cm², scan speed ~4000 µm/s, He carrier gas ~600 ml/min, washout time 50 ms. S isotope MC-ICP-MS: spot size ~44 μm, pulse frequency ~2 Hz, laser fluence ~5 J/cm², He carrier gas with Ar make-up gas. | MASS-1 (Fe-Cu-Zn-S pressed pellet) and GSE-1G (synthetic basaltic glass) from the United States Geological Survey; pyrite PPP-1; chalcopyrite GBW07268; pyrrhotite SP-Po-01 (δ34S = 1.4‰ ± 0.4‰); chalcopyrite SP-CP-01 (δ34S = 5.45‰ ± 0.3‰); natural and synthetic minerals from USA SPI Supplies | 0.031345 |  |  |  | 4.1883 |  | 0.010437 |  |  |  | 0.007892 |  |  |  | 0.001997 | [5 empty] | 0.018206 | [5 empty] | 0.006945 | [5 empty] | 0.81145 | [9 empty] | 11051.9821 | [13 empty] | 0.003005 | [11 empty] | 0.25614 |  | 0.41558 |  | 0.34898 | [7 empty] | 0.052955 | [5 empty] | 3.6043 | [15 empty] | 8865.3765 |  | 1.6459 |  |  |  | 0.38964 | [5 empty] | 0.052568 | [7 empty] | 0 | [5 empty] | 0.035839 |  |  |  | 0.013906 |  | 0.053355 | [7 empty] | 0.52364 |  |  |  |  | 2025
| Xunmei vent field, Niaochao vent field |  | Seafloor hydrothermal | Volcanic-hosted massive sulfide (VMS) | seafloor massive sulfide (SMS) | Cu, Zn, Au, Ag | Co, Pb, Sb | Cu, Zn, Au, Ag, Co, Pb, Sb |  |  | II-Mrc2 (n = 10)-28 | II-Mrc2 (n = 10)-28 | seafloor vent field |  |  |  |  | ore material | grab | grab | mineral separate | [5 empty] | mineralisation | sulfide chimney | pyrite, marcasite, chalcopyrite |  | pyrite, marcasite, chalcopyrite | multiple stages: colloform marcasite-pyrite intergrowths (outermost wall), replacement assemblages (transition layers), dense recrystallized assemblages, marcasite pseudomorphs after pyrrhotite (middle layer) | sulfide chimney | colloform, subhedral, anhedral, euhedral, dense coarse-grained, columnar pseudomorphs |  |  |  | sphalerite, pyrrhotite, anhydrite, galena, tetrahedrite, tennantite | Transverse sections (polished sections) | EMPA, LA-ICPMS, MC-ICPMS | JEOL JXA-8100 EPMA; Teledyne Cetac Technologies Analyte Excite laser ablation system coupled with an Agilent Technologies 7700x quadrupole ICP-MS; ESI NWR Image GEO 193 coupled with TOFWERK icp TOF R; Neptune Plus multicollector ICP-MS (Thermo Fisher Scientific, Bremen, Germany) coupled with a Geolas HD excimer ArF laser ablation system (Coherent, Göttingen, Germany); Bruker M4 Tornado™ system | SIO, MNR; China University of Petroleum (East China), Qingdao, China; Nanjing Focu MS Technology Co. Ltd., Nanjing, China; Shanghai Chemlab Laboratory, Shanghai, China; Wuhan Sample Solution Analytical Technology Co. Ltd., Wuhan, China | EPMA: beam current of 10 nA, beam size of 1–5 μm, accelerating voltage of 20 kV. Micro-XRF: rhodium target X-ray tube operating at 50 kV and 800 nA, polycapillary lens providing a 40-μm spot size on a 20-μm raster, dwell time of 5 ms per pixel. LA-ICP-MS: 193-nm ArF excimer laser, fluence of 6 J/cm², 6 Hz repetition rate for 40 seconds (240 pulses), 30-second pre-ablation blank, total run time 70 seconds, spot size 32–44 μm, He carrier gas mixed with Ar. LA-ICP-TOF-MS: 193 nm ArF excimer laser, spot diameter ~20 µm, repetition rate ~20 Hz, laser fluence ~7 J/cm², scan speed ~4000 µm/s, He carrier gas ~600 ml/min, washout time 50 ms. S isotope MC-ICP-MS: spot size ~44 μm, pulse frequency ~2 Hz, laser fluence ~5 J/cm², He carrier gas with Ar make-up gas. | MASS-1 (Fe-Cu-Zn-S pressed pellet) and GSE-1G (synthetic basaltic glass) from the United States Geological Survey; pyrite PPP-1; chalcopyrite GBW07268; pyrrhotite SP-Po-01 (δ34S = 1.4‰ ± 0.4‰); chalcopyrite SP-CP-01 (δ34S = 5.45‰ ± 0.3‰); natural and synthetic minerals from USA SPI Supplies | 0.044858 |  |  |  | 1.938 |  | 0 |  |  |  | 0 |  |  |  | 0.002146 | [5 empty] | 0.021864 | [5 empty] | 0.008325 | [5 empty] | 1.2436 | [9 empty] | 13367.2606 | [13 empty] | 0.001909 | [11 empty] | 0.63957 |  | 12.3794 |  | 1.2481 | [7 empty] | 0.12313 | [5 empty] | 3.3884 | [15 empty] | 11855.3236 |  | 2.2643 |  |  |  | 0.55376 | [5 empty] | 0.088606 | [7 empty] | 0.055225 | [5 empty] | 0.050976 |  |  |  | 0.012991 |  | 0.13457 | [7 empty] | 2.8134 |  |  |  |  | 2025
| Xunmei vent field, Niaochao vent field |  | Seafloor hydrothermal | Volcanic-hosted massive sulfide (VMS) | seafloor massive sulfide (SMS) | Cu, Zn, Au, Ag | Co, Pb, Sb | Cu, Zn, Au, Ag, Co, Pb, Sb |  |  | II-Mrc2 (n = 10)-29 | II-Mrc2 (n = 10)-29 | seafloor vent field |  |  |  |  | ore material | grab | grab | mineral separate | [5 empty] | mineralisation | sulfide chimney | pyrite, marcasite, chalcopyrite |  | pyrite, marcasite, chalcopyrite | multiple stages: colloform marcasite-pyrite intergrowths (outermost wall), replacement assemblages (transition layers), dense recrystallized assemblages, marcasite pseudomorphs after pyrrhotite (middle layer) | sulfide chimney | colloform, subhedral, anhedral, euhedral, dense coarse-grained, columnar pseudomorphs |  |  |  | sphalerite, pyrrhotite, anhydrite, galena, tetrahedrite, tennantite | Transverse sections (polished sections) | EMPA, LA-ICPMS, MC-ICPMS | JEOL JXA-8100 EPMA; Teledyne Cetac Technologies Analyte Excite laser ablation system coupled with an Agilent Technologies 7700x quadrupole ICP-MS; ESI NWR Image GEO 193 coupled with TOFWERK icp TOF R; Neptune Plus multicollector ICP-MS (Thermo Fisher Scientific, Bremen, Germany) coupled with a Geolas HD excimer ArF laser ablation system (Coherent, Göttingen, Germany); Bruker M4 Tornado™ system | SIO, MNR; China University of Petroleum (East China), Qingdao, China; Nanjing Focu MS Technology Co. Ltd., Nanjing, China; Shanghai Chemlab Laboratory, Shanghai, China; Wuhan Sample Solution Analytical Technology Co. Ltd., Wuhan, China | EPMA: beam current of 10 nA, beam size of 1–5 μm, accelerating voltage of 20 kV. Micro-XRF: rhodium target X-ray tube operating at 50 kV and 800 nA, polycapillary lens providing a 40-μm spot size on a 20-μm raster, dwell time of 5 ms per pixel. LA-ICP-MS: 193-nm ArF excimer laser, fluence of 6 J/cm², 6 Hz repetition rate for 40 seconds (240 pulses), 30-second pre-ablation blank, total run time 70 seconds, spot size 32–44 μm, He carrier gas mixed with Ar. LA-ICP-TOF-MS: 193 nm ArF excimer laser, spot diameter ~20 µm, repetition rate ~20 Hz, laser fluence ~7 J/cm², scan speed ~4000 µm/s, He carrier gas ~600 ml/min, washout time 50 ms. S isotope MC-ICP-MS: spot size ~44 μm, pulse frequency ~2 Hz, laser fluence ~5 J/cm², He carrier gas with Ar make-up gas. | MASS-1 (Fe-Cu-Zn-S pressed pellet) and GSE-1G (synthetic basaltic glass) from the United States Geological Survey; pyrite PPP-1; chalcopyrite GBW07268; pyrrhotite SP-Po-01 (δ34S = 1.4‰ ± 0.4‰); chalcopyrite SP-CP-01 (δ34S = 5.45‰ ± 0.3‰); natural and synthetic minerals from USA SPI Supplies | 0.033228 |  |  |  | 0.81474 |  | 0.010047 |  |  |  | 0.011167 |  |  |  | 0.00272 | [5 empty] | 0.034991 | [5 empty] | 0.32997 | [5 empty] | 2.0988 | [9 empty] | 11961.4175 | [13 empty] | 0.003088 | [11 empty] | 0.43314 |  | 0.72293 |  | 0.65951 | [7 empty] | 0.05607 | [5 empty] | 2.7367 | [15 empty] | 12205.0285 |  | 0.5989 |  |  |  | 0.31016 | [5 empty] | 0.053158 | [7 empty] | 0.046327 | [5 empty] | 0.086583 |  |  |  | 0.006875 |  | 0.088256 | [7 empty] | 17.9101 |  |  |  |  | 2025
| Xunmei vent field, Niaochao vent field |  | Seafloor hydrothermal | Volcanic-hosted massive sulfide (VMS) | seafloor massive sulfide (SMS) | Cu, Zn, Au, Ag | Co, Pb, Sb | Cu, Zn, Au, Ag, Co, Pb, Sb |  |  | II-Mrc2 (n = 10)-30 | II-Mrc2 (n = 10)-30 | seafloor vent field |  |  |  |  | ore material | grab | grab | mineral separate | [5 empty] | mineralisation | sulfide chimney | pyrite, marcasite, chalcopyrite |  | pyrite, marcasite, chalcopyrite | multiple stages: colloform marcasite-pyrite intergrowths (outermost wall), replacement assemblages (transition layers), dense recrystallized assemblages, marcasite pseudomorphs after pyrrhotite (middle layer) | sulfide chimney | colloform, subhedral, anhedral, euhedral, dense coarse-grained, columnar pseudomorphs |  |  |  | sphalerite, pyrrhotite, anhydrite, galena, tetrahedrite, tennantite | Transverse sections (polished sections) | EMPA, LA-ICPMS, MC-ICPMS | JEOL JXA-8100 EPMA; Teledyne Cetac Technologies Analyte Excite laser ablation system coupled with an Agilent Technologies 7700x quadrupole ICP-MS; ESI NWR Image GEO 193 coupled with TOFWERK icp TOF R; Neptune Plus multicollector ICP-MS (Thermo Fisher Scientific, Bremen, Germany) coupled with a Geolas HD excimer ArF laser ablation system (Coherent, Göttingen, Germany); Bruker M4 Tornado™ system | SIO, MNR; China University of Petroleum (East China), Qingdao, China; Nanjing Focu MS Technology Co. Ltd., Nanjing, China; Shanghai Chemlab Laboratory, Shanghai, China; Wuhan Sample Solution Analytical Technology Co. Ltd., Wuhan, China | EPMA: beam current of 10 nA, beam size of 1–5 μm, accelerating voltage of 20 kV. Micro-XRF: rhodium target X-ray tube operating at 50 kV and 800 nA, polycapillary lens providing a 40-μm spot size on a 20-μm raster, dwell time of 5 ms per pixel. LA-ICP-MS: 193-nm ArF excimer laser, fluence of 6 J/cm², 6 Hz repetition rate for 40 seconds (240 pulses), 30-second pre-ablation blank, total run time 70 seconds, spot size 32–44 μm, He carrier gas mixed with Ar. LA-ICP-TOF-MS: 193 nm ArF excimer laser, spot diameter ~20 µm, repetition rate ~20 Hz, laser fluence ~7 J/cm², scan speed ~4000 µm/s, He carrier gas ~600 ml/min, washout time 50 ms. S isotope MC-ICP-MS: spot size ~44 μm, pulse frequency ~2 Hz, laser fluence ~5 J/cm², He carrier gas with Ar make-up gas. | MASS-1 (Fe-Cu-Zn-S pressed pellet) and GSE-1G (synthetic basaltic glass) from the United States Geological Survey; pyrite PPP-1; chalcopyrite GBW07268; pyrrhotite SP-Po-01 (δ34S = 1.4‰ ± 0.4‰); chalcopyrite SP-CP-01 (δ34S = 5.45‰ ± 0.3‰); natural and synthetic minerals from USA SPI Supplies | 0.031749 |  |  |  | 3.2889 |  | 0.01703 |  |  |  | 0 |  |  |  | 0.001412 | [5 empty] | 0.025042 | [5 empty] | 0.010108 | [5 empty] | 3.917 | [9 empty] | 12831.5365 | [13 empty] | 0.001745 | [11 empty] | 0.30446 |  | 2.992 |  | 0.4508 | [7 empty] | 0.057154 | [5 empty] | 10.8049 | [15 empty] | 11289.0861 |  | 3.9034 |  |  |  | 0.26689 | [5 empty] | 0.040209 | [7 empty] | 0 | [5 empty] | 0.25512 |  |  |  | 0.005477 |  | 0.074002 | [7 empty] | 2.2277 |  |  |  |  | 2025
| Xunmei vent field, Niaochao vent field |  | Seafloor hydrothermal | Volcanic-hosted massive sulfide (VMS) | seafloor massive sulfide (SMS) | Cu, Zn, Au, Ag | Co, Pb, Sb | Cu, Zn, Au, Ag, Co, Pb, Sb |  |  | II-Mrc2 (n = 10)-31 | II-Mrc2 (n = 10)-31 | seafloor vent field |  |  |  |  | ore material | grab | grab | mineral separate | [5 empty] | mineralisation | sulfide chimney | pyrite, marcasite, chalcopyrite |  | pyrite, marcasite, chalcopyrite | multiple stages: colloform marcasite-pyrite intergrowths (outermost wall), replacement assemblages (transition layers), dense recrystallized assemblages, marcasite pseudomorphs after pyrrhotite (middle layer) | sulfide chimney | colloform, subhedral, anhedral, euhedral, dense coarse-grained, columnar pseudomorphs |  |  |  | sphalerite, pyrrhotite, anhydrite, galena, tetrahedrite, tennantite | Transverse sections (polished sections) | EMPA, LA-ICPMS, MC-ICPMS | JEOL JXA-8100 EPMA; Teledyne Cetac Technologies Analyte Excite laser ablation system coupled with an Agilent Technologies 7700x quadrupole ICP-MS; ESI NWR Image GEO 193 coupled with TOFWERK icp TOF R; Neptune Plus multicollector ICP-MS (Thermo Fisher Scientific, Bremen, Germany) coupled with a Geolas HD excimer ArF laser ablation system (Coherent, Göttingen, Germany); Bruker M4 Tornado™ system | SIO, MNR; China University of Petroleum (East China), Qingdao, China; Nanjing Focu MS Technology Co. Ltd., Nanjing, China; Shanghai Chemlab Laboratory, Shanghai, China; Wuhan Sample Solution Analytical Technology Co. Ltd., Wuhan, China | EPMA: beam current of 10 nA, beam size of 1–5 μm, accelerating voltage of 20 kV. Micro-XRF: rhodium target X-ray tube operating at 50 kV and 800 nA, polycapillary lens providing a 40-μm spot size on a 20-μm raster, dwell time of 5 ms per pixel. LA-ICP-MS: 193-nm ArF excimer laser, fluence of 6 J/cm², 6 Hz repetition rate for 40 seconds (240 pulses), 30-second pre-ablation blank, total run time 70 seconds, spot size 32–44 μm, He carrier gas mixed with Ar. LA-ICP-TOF-MS: 193 nm ArF excimer laser, spot diameter ~20 µm, repetition rate ~20 Hz, laser fluence ~7 J/cm², scan speed ~4000 µm/s, He carrier gas ~600 ml/min, washout time 50 ms. S isotope MC-ICP-MS: spot size ~44 μm, pulse frequency ~2 Hz, laser fluence ~5 J/cm², He carrier gas with Ar make-up gas. | MASS-1 (Fe-Cu-Zn-S pressed pellet) and GSE-1G (synthetic basaltic glass) from the United States Geological Survey; pyrite PPP-1; chalcopyrite GBW07268; pyrrhotite SP-Po-01 (δ34S = 1.4‰ ± 0.4‰); chalcopyrite SP-CP-01 (δ34S = 5.45‰ ± 0.3‰); natural and synthetic minerals from USA SPI Supplies | 0.027766 |  |  |  | 9.5715 |  | 0.015593 |  |  |  | 0.032171 |  |  |  | 0.001972 | [5 empty] | 0.028487 | [5 empty] | 0.007554 | [5 empty] | 7.8905 | [9 empty] | 14346.2478 | [13 empty] | 0.004331 | [11 empty] | 1.9672 |  | 3.8165 |  | 0.88057 | [7 empty] | 0.10449 | [5 empty] | 3.2841 | [15 empty] | 14273.3087 |  | 0.76474 |  |  |  | 0.39185 | [5 empty] | 0.055273 | [7 empty] | 0.022644 | [5 empty] | 0.096124 |  |  |  | 0.002228 |  | 0.10156 | [7 empty] | 0.74175 |  |  |  |  | 2025
| Xunmei vent field, Niaochao vent field |  | Seafloor hydrothermal | Volcanic-hosted massive sulfide (VMS) | seafloor massive sulfide (SMS) | Cu, Zn, Au, Ag | Co, Pb, Sb | Cu, Zn, Au, Ag, Co, Pb, Sb |  |  | II-Mrc2 (n = 10)-32 | II-Mrc2 (n = 10)-32 | seafloor vent field |  |  |  |  | ore material | grab | grab | mineral separate | [5 empty] | mineralisation | sulfide chimney | pyrite, marcasite, chalcopyrite |  | pyrite, marcasite, chalcopyrite | multiple stages: colloform marcasite-pyrite intergrowths (outermost wall), replacement assemblages (transition layers), dense recrystallized assemblages, marcasite pseudomorphs after pyrrhotite (middle layer) | sulfide chimney | colloform, subhedral, anhedral, euhedral, dense coarse-grained, columnar pseudomorphs |  |  |  | sphalerite, pyrrhotite, anhydrite, galena, tetrahedrite, tennantite | Transverse sections (polished sections) | EMPA, LA-ICPMS, MC-ICPMS | JEOL JXA-8100 EPMA; Teledyne Cetac Technologies Analyte Excite laser ablation system coupled with an Agilent Technologies 7700x quadrupole ICP-MS; ESI NWR Image GEO 193 coupled with TOFWERK icp TOF R; Neptune Plus multicollector ICP-MS (Thermo Fisher Scientific, Bremen, Germany) coupled with a Geolas HD excimer ArF laser ablation system (Coherent, Göttingen, Germany); Bruker M4 Tornado™ system | SIO, MNR; China University of Petroleum (East China), Qingdao, China; Nanjing Focu MS Technology Co. Ltd., Nanjing, China; Shanghai Chemlab Laboratory, Shanghai, China; Wuhan Sample Solution Analytical Technology Co. Ltd., Wuhan, China | EPMA: beam current of 10 nA, beam size of 1–5 μm, accelerating voltage of 20 kV. Micro-XRF: rhodium target X-ray tube operating at 50 kV and 800 nA, polycapillary lens providing a 40-μm spot size on a 20-μm raster, dwell time of 5 ms per pixel. LA-ICP-MS: 193-nm ArF excimer laser, fluence of 6 J/cm², 6 Hz repetition rate for 40 seconds (240 pulses), 30-second pre-ablation blank, total run time 70 seconds, spot size 32–44 μm, He carrier gas mixed with Ar. LA-ICP-TOF-MS: 193 nm ArF excimer laser, spot diameter ~20 µm, repetition rate ~20 Hz, laser fluence ~7 J/cm², scan speed ~4000 µm/s, He carrier gas ~600 ml/min, washout time 50 ms. S isotope MC-ICP-MS: spot size ~44 μm, pulse frequency ~2 Hz, laser fluence ~5 J/cm², He carrier gas with Ar make-up gas. | MASS-1 (Fe-Cu-Zn-S pressed pellet) and GSE-1G (synthetic basaltic glass) from the United States Geological Survey; pyrite PPP-1; chalcopyrite GBW07268; pyrrhotite SP-Po-01 (δ34S = 1.4‰ ± 0.4‰); chalcopyrite SP-CP-01 (δ34S = 5.45‰ ± 0.3‰); natural and synthetic minerals from USA SPI Supplies | 0.031465 |  |  |  | 9.0204 |  | 0.014114 |  |  |  | 0.028892 |  |  |  | 0.003519 | [5 empty] | 0.030544 | [5 empty] | 0.009682 | [5 empty] | 6.8731 | [9 empty] | 12276.6079 | [13 empty] | 0.002924 | [11 empty] | 0.45065 |  | 5.283 |  | 2.1291 | [7 empty] | 0.11052 | [5 empty] | 4.0651 | [15 empty] | 9884.1533 |  | 1.4978 |  |  |  | 0.46915 | [5 empty] | 0.050395 | [7 empty] | 0.023639 | [5 empty] | 0.11032 |  |  |  | 0.002435 |  | 0.081804 | [7 empty] | 0.99918 |  |  |  |  | 2025
| Xunmei vent field, Niaochao vent field |  | Seafloor hydrothermal | Volcanic-hosted massive sulfide (VMS) | seafloor massive sulfide (SMS) | Cu, Zn, Au, Ag | Co, Pb, Sb | Cu, Zn, Au, Ag, Co, Pb, Sb |  |  | II-Mrc2 (n = 10)-33 | II-Mrc2 (n = 10)-33 | seafloor vent field |  |  |  |  | ore material | grab | grab | mineral separate | [5 empty] | mineralisation | sulfide chimney | pyrite, marcasite, chalcopyrite |  | pyrite, marcasite, chalcopyrite | multiple stages: colloform marcasite-pyrite intergrowths (outermost wall), replacement assemblages (transition layers), dense recrystallized assemblages, marcasite pseudomorphs after pyrrhotite (middle layer) | sulfide chimney | colloform, subhedral, anhedral, euhedral, dense coarse-grained, columnar pseudomorphs |  |  |  | sphalerite, pyrrhotite, anhydrite, galena, tetrahedrite, tennantite | Transverse sections (polished sections) | EMPA, LA-ICPMS, MC-ICPMS | JEOL JXA-8100 EPMA; Teledyne Cetac Technologies Analyte Excite laser ablation system coupled with an Agilent Technologies 7700x quadrupole ICP-MS; ESI NWR Image GEO 193 coupled with TOFWERK icp TOF R; Neptune Plus multicollector ICP-MS (Thermo Fisher Scientific, Bremen, Germany) coupled with a Geolas HD excimer ArF laser ablation system (Coherent, Göttingen, Germany); Bruker M4 Tornado™ system | SIO, MNR; China University of Petroleum (East China), Qingdao, China; Nanjing Focu MS Technology Co. Ltd., Nanjing, China; Shanghai Chemlab Laboratory, Shanghai, China; Wuhan Sample Solution Analytical Technology Co. Ltd., Wuhan, China | EPMA: beam current of 10 nA, beam size of 1–5 μm, accelerating voltage of 20 kV. Micro-XRF: rhodium target X-ray tube operating at 50 kV and 800 nA, polycapillary lens providing a 40-μm spot size on a 20-μm raster, dwell time of 5 ms per pixel. LA-ICP-MS: 193-nm ArF excimer laser, fluence of 6 J/cm², 6 Hz repetition rate for 40 seconds (240 pulses), 30-second pre-ablation blank, total run time 70 seconds, spot size 32–44 μm, He carrier gas mixed with Ar. LA-ICP-TOF-MS: 193 nm ArF excimer laser, spot diameter ~20 µm, repetition rate ~20 Hz, laser fluence ~7 J/cm², scan speed ~4000 µm/s, He carrier gas ~600 ml/min, washout time 50 ms. S isotope MC-ICP-MS: spot size ~44 μm, pulse frequency ~2 Hz, laser fluence ~5 J/cm², He carrier gas with Ar make-up gas. | MASS-1 (Fe-Cu-Zn-S pressed pellet) and GSE-1G (synthetic basaltic glass) from the United States Geological Survey; pyrite PPP-1; chalcopyrite GBW07268; pyrrhotite SP-Po-01 (δ34S = 1.4‰ ± 0.4‰); chalcopyrite SP-CP-01 (δ34S = 5.45‰ ± 0.3‰); natural and synthetic minerals from USA SPI Supplies | 0.037871 |  |  |  | 7.0832 |  | 0.012718 |  |  |  | 0 |  |  |  | 0.002126 | [5 empty] | 0.021668 | [5 empty] | 0.008024 | [5 empty] | 4.468 | [9 empty] | 11448.447 | [13 empty] | 0.003356 | [11 empty] | 0.26268 |  | 4.0586 |  | 2.1885 | [7 empty] | 0.041639 | [5 empty] | 4.4323 | [15 empty] | 9908.6069 |  | 1.1778 |  |  |  | 0.42533 | [5 empty] | 0.041527 | [7 empty] | 0.031945 | [5 empty] | 0.086309 |  |  |  | 0.00261 |  | 0.070774 | [7 empty] | 0.9191 |  |  |  |  | 2025
| Xunmei vent field, Niaochao vent field |  | Seafloor hydrothermal | Volcanic-hosted massive sulfide (VMS) | seafloor massive sulfide (SMS) | Cu, Zn, Au, Ag | Co, Pb, Sb | Cu, Zn, Au, Ag, Co, Pb, Sb |  |  | II-Py2 (n = 10)-25 | II-Py2 (n = 10)-25 | seafloor vent field |  |  |  |  | ore material | grab | grab | mineral separate | [5 empty] | mineralisation | sulfide chimney | pyrite, marcasite, chalcopyrite |  | pyrite, marcasite, chalcopyrite | multiple stages: colloform marcasite-pyrite intergrowths (outermost wall), replacement assemblages (transition layers), dense recrystallized assemblages, marcasite pseudomorphs after pyrrhotite (middle layer) | sulfide chimney | colloform, subhedral, anhedral, euhedral, dense coarse-grained, columnar pseudomorphs |  |  |  | sphalerite, pyrrhotite, anhydrite, galena, tetrahedrite, tennantite | Transverse sections (polished sections) | EMPA, LA-ICPMS, MC-ICPMS | JEOL JXA-8100 EPMA; Teledyne Cetac Technologies Analyte Excite laser ablation system coupled with an Agilent Technologies 7700x quadrupole ICP-MS; ESI NWR Image GEO 193 coupled with TOFWERK icp TOF R; Neptune Plus multicollector ICP-MS (Thermo Fisher Scientific, Bremen, Germany) coupled with a Geolas HD excimer ArF laser ablation system (Coherent, Göttingen, Germany); Bruker M4 Tornado™ system | SIO, MNR; China University of Petroleum (East China), Qingdao, China; Nanjing Focu MS Technology Co. Ltd., Nanjing, China; Shanghai Chemlab Laboratory, Shanghai, China; Wuhan Sample Solution Analytical Technology Co. Ltd., Wuhan, China | EPMA: beam current of 10 nA, beam size of 1–5 μm, accelerating voltage of 20 kV. Micro-XRF: rhodium target X-ray tube operating at 50 kV and 800 nA, polycapillary lens providing a 40-μm spot size on a 20-μm raster, dwell time of 5 ms per pixel. LA-ICP-MS: 193-nm ArF excimer laser, fluence of 6 J/cm², 6 Hz repetition rate for 40 seconds (240 pulses), 30-second pre-ablation blank, total run time 70 seconds, spot size 32–44 μm, He carrier gas mixed with Ar. LA-ICP-TOF-MS: 193 nm ArF excimer laser, spot diameter ~20 µm, repetition rate ~20 Hz, laser fluence ~7 J/cm², scan speed ~4000 µm/s, He carrier gas ~600 ml/min, washout time 50 ms. S isotope MC-ICP-MS: spot size ~44 μm, pulse frequency ~2 Hz, laser fluence ~5 J/cm², He carrier gas with Ar make-up gas. | MASS-1 (Fe-Cu-Zn-S pressed pellet) and GSE-1G (synthetic basaltic glass) from the United States Geological Survey; pyrite PPP-1; chalcopyrite GBW07268; pyrrhotite SP-Po-01 (δ34S = 1.4‰ ± 0.4‰); chalcopyrite SP-CP-01 (δ34S = 5.45‰ ± 0.3‰); natural and synthetic minerals from USA SPI Supplies | [147 empty] | 2025
| Xunmei vent field, Niaochao vent field |  | Seafloor hydrothermal | Volcanic-hosted massive sulfide (VMS) | seafloor massive sulfide (SMS) | Cu, Zn, Au, Ag | Co, Pb, Sb | Cu, Zn, Au, Ag, Co, Pb, Sb |  |  | II-Py2 (n = 10)-26 | II-Py2 (n = 10)-26 | seafloor vent field |  |  |  |  | ore material | grab | grab | mineral separate | [5 empty] | mineralisation | sulfide chimney | pyrite, marcasite, chalcopyrite |  | pyrite, marcasite, chalcopyrite | multiple stages: colloform marcasite-pyrite intergrowths (outermost wall), replacement assemblages (transition layers), dense recrystallized assemblages, marcasite pseudomorphs after pyrrhotite (middle layer) | sulfide chimney | colloform, subhedral, anhedral, euhedral, dense coarse-grained, columnar pseudomorphs |  |  |  | sphalerite, pyrrhotite, anhydrite, galena, tetrahedrite, tennantite | Transverse sections (polished sections) | EMPA, LA-ICPMS, MC-ICPMS | JEOL JXA-8100 EPMA; Teledyne Cetac Technologies Analyte Excite laser ablation system coupled with an Agilent Technologies 7700x quadrupole ICP-MS; ESI NWR Image GEO 193 coupled with TOFWERK icp TOF R; Neptune Plus multicollector ICP-MS (Thermo Fisher Scientific, Bremen, Germany) coupled with a Geolas HD excimer ArF laser ablation system (Coherent, Göttingen, Germany); Bruker M4 Tornado™ system | SIO, MNR; China University of Petroleum (East China), Qingdao, China; Nanjing Focu MS Technology Co. Ltd., Nanjing, China; Shanghai Chemlab Laboratory, Shanghai, China; Wuhan Sample Solution Analytical Technology Co. Ltd., Wuhan, China | EPMA: beam current of 10 nA, beam size of 1–5 μm, accelerating voltage of 20 kV. Micro-XRF: rhodium target X-ray tube operating at 50 kV and 800 nA, polycapillary lens providing a 40-μm spot size on a 20-μm raster, dwell time of 5 ms per pixel. LA-ICP-MS: 193-nm ArF excimer laser, fluence of 6 J/cm², 6 Hz repetition rate for 40 seconds (240 pulses), 30-second pre-ablation blank, total run time 70 seconds, spot size 32–44 μm, He carrier gas mixed with Ar. LA-ICP-TOF-MS: 193 nm ArF excimer laser, spot diameter ~20 µm, repetition rate ~20 Hz, laser fluence ~7 J/cm², scan speed ~4000 µm/s, He carrier gas ~600 ml/min, washout time 50 ms. S isotope MC-ICP-MS: spot size ~44 μm, pulse frequency ~2 Hz, laser fluence ~5 J/cm², He carrier gas with Ar make-up gas. | MASS-1 (Fe-Cu-Zn-S pressed pellet) and GSE-1G (synthetic basaltic glass) from the United States Geological Survey; pyrite PPP-1; chalcopyrite GBW07268; pyrrhotite SP-Po-01 (δ34S = 1.4‰ ± 0.4‰); chalcopyrite SP-CP-01 (δ34S = 5.45‰ ± 0.3‰); natural and synthetic minerals from USA SPI Supplies | 0.03777 |  |  |  | 2.6572 |  | 0.021522 |  |  |  | 0.007265 |  |  |  | 0.002752 | [5 empty] | 0.026081 | [5 empty] | 0.006897 | [5 empty] | 0.74509 | [9 empty] | 12474.6713 | [13 empty] | 0.00245 | [11 empty] | 0.21872 |  | 0.14802 |  | 0.1504 | [7 empty] | 0.043283 | [5 empty] | 5.5378 | [15 empty] | 7945.2127 |  | 0.60437 |  |  |  | 0.26708 | [5 empty] | 0.048459 | [7 empty] | 0.046776 | [5 empty] | 0.34831 |  |  |  | 0.004348 |  | 0.038328 | [7 empty] | 0.55486 |  |  |  |  | 2025
| Xunmei vent field, Niaochao vent field |  | Seafloor hydrothermal | Volcanic-hosted massive sulfide (VMS) | seafloor massive sulfide (SMS) | Cu, Zn, Au, Ag | Co, Pb, Sb | Cu, Zn, Au, Ag, Co, Pb, Sb |  |  | II-Py2 (n = 10)-27 | II-Py2 (n = 10)-27 | seafloor vent field |  |  |  |  | ore material | grab | grab | mineral separate | [5 empty] | mineralisation | sulfide chimney | pyrite, marcasite, chalcopyrite |  | pyrite, marcasite, chalcopyrite | multiple stages: colloform marcasite-pyrite intergrowths (outermost wall), replacement assemblages (transition layers), dense recrystallized assemblages, marcasite pseudomorphs after pyrrhotite (middle layer) | sulfide chimney | colloform, subhedral, anhedral, euhedral, dense coarse-grained, columnar pseudomorphs |  |  |  | sphalerite, pyrrhotite, anhydrite, galena, tetrahedrite, tennantite | Transverse sections (polished sections) | EMPA, LA-ICPMS, MC-ICPMS | JEOL JXA-8100 EPMA; Teledyne Cetac Technologies Analyte Excite laser ablation system coupled with an Agilent Technologies 7700x quadrupole ICP-MS; ESI NWR Image GEO 193 coupled with TOFWERK icp TOF R; Neptune Plus multicollector ICP-MS (Thermo Fisher Scientific, Bremen, Germany) coupled with a Geolas HD excimer ArF laser ablation system (Coherent, Göttingen, Germany); Bruker M4 Tornado™ system | SIO, MNR; China University of Petroleum (East China), Qingdao, China; Nanjing Focu MS Technology Co. Ltd., Nanjing, China; Shanghai Chemlab Laboratory, Shanghai, China; Wuhan Sample Solution Analytical Technology Co. Ltd., Wuhan, China | EPMA: beam current of 10 nA, beam size of 1–5 μm, accelerating voltage of 20 kV. Micro-XRF: rhodium target X-ray tube operating at 50 kV and 800 nA, polycapillary lens providing a 40-μm spot size on a 20-μm raster, dwell time of 5 ms per pixel. LA-ICP-MS: 193-nm ArF excimer laser, fluence of 6 J/cm², 6 Hz repetition rate for 40 seconds (240 pulses), 30-second pre-ablation blank, total run time 70 seconds, spot size 32–44 μm, He carrier gas mixed with Ar. LA-ICP-TOF-MS: 193 nm ArF excimer laser, spot diameter ~20 µm, repetition rate ~20 Hz, laser fluence ~7 J/cm², scan speed ~4000 µm/s, He carrier gas ~600 ml/min, washout time 50 ms. S isotope MC-ICP-MS: spot size ~44 μm, pulse frequency ~2 Hz, laser fluence ~5 J/cm², He carrier gas with Ar make-up gas. | MASS-1 (Fe-Cu-Zn-S pressed pellet) and GSE-1G (synthetic basaltic glass) from the United States Geological Survey; pyrite PPP-1; chalcopyrite GBW07268; pyrrhotite SP-Po-01 (δ34S = 1.4‰ ± 0.4‰); chalcopyrite SP-CP-01 (δ34S = 5.45‰ ± 0.3‰); natural and synthetic minerals from USA SPI Supplies | 0.0339 |  |  |  | 0.55742 |  | 0.014622 |  |  |  | 0 |  |  |  | 0.00162 | [5 empty] | 0.022941 | [5 empty] | 0.009611 | [5 empty] | 0.44553 | [9 empty] | 10128.7346 | [13 empty] | 0.00233 | [11 empty] | 0.26216 |  | 0.27915 |  | 0.28111 | [7 empty] | 0.04901 | [5 empty] | 2.9516 | [15 empty] | 7601.5132 |  | 0.20204 |  |  |  | 0.41333 | [5 empty] | 0.046657 | [7 empty] | 0.044227 | [5 empty] | 0.036999 |  |  |  | 0.006144 |  | 0.049505 | [7 empty] | 0.66874 |  |  |  |  | 2025
| Xunmei vent field, Niaochao vent field |  | Seafloor hydrothermal | Volcanic-hosted massive sulfide (VMS) | seafloor massive sulfide (SMS) | Cu, Zn, Au, Ag | Co, Pb, Sb | Cu, Zn, Au, Ag, Co, Pb, Sb |  |  | II-Py2 (n = 10)-28 | II-Py2 (n = 10)-28 | seafloor vent field |  |  |  |  | ore material | grab | grab | mineral separate | [5 empty] | mineralisation | sulfide chimney | pyrite, marcasite, chalcopyrite |  | pyrite, marcasite, chalcopyrite | multiple stages: colloform marcasite-pyrite intergrowths (outermost wall), replacement assemblages (transition layers), dense recrystallized assemblages, marcasite pseudomorphs after pyrrhotite (middle layer) | sulfide chimney | colloform, subhedral, anhedral, euhedral, dense coarse-grained, columnar pseudomorphs |  |  |  | sphalerite, pyrrhotite, anhydrite, galena, tetrahedrite, tennantite | Transverse sections (polished sections) | EMPA, LA-ICPMS, MC-ICPMS | JEOL JXA-8100 EPMA; Teledyne Cetac Technologies Analyte Excite laser ablation system coupled with an Agilent Technologies 7700x quadrupole ICP-MS; ESI NWR Image GEO 193 coupled with TOFWERK icp TOF R; Neptune Plus multicollector ICP-MS (Thermo Fisher Scientific, Bremen, Germany) coupled with a Geolas HD excimer ArF laser ablation system (Coherent, Göttingen, Germany); Bruker M4 Tornado™ system | SIO, MNR; China University of Petroleum (East China), Qingdao, China; Nanjing Focu MS Technology Co. Ltd., Nanjing, China; Shanghai Chemlab Laboratory, Shanghai, China; Wuhan Sample Solution Analytical Technology Co. Ltd., Wuhan, China | EPMA: beam current of 10 nA, beam size of 1–5 μm, accelerating voltage of 20 kV. Micro-XRF: rhodium target X-ray tube operating at 50 kV and 800 nA, polycapillary lens providing a 40-μm spot size on a 20-μm raster, dwell time of 5 ms per pixel. LA-ICP-MS: 193-nm ArF excimer laser, fluence of 6 J/cm², 6 Hz repetition rate for 40 seconds (240 pulses), 30-second pre-ablation blank, total run time 70 seconds, spot size 32–44 μm, He carrier gas mixed with Ar. LA-ICP-TOF-MS: 193 nm ArF excimer laser, spot diameter ~20 µm, repetition rate ~20 Hz, laser fluence ~7 J/cm², scan speed ~4000 µm/s, He carrier gas ~600 ml/min, washout time 50 ms. S isotope MC-ICP-MS: spot size ~44 μm, pulse frequency ~2 Hz, laser fluence ~5 J/cm², He carrier gas with Ar make-up gas. | MASS-1 (Fe-Cu-Zn-S pressed pellet) and GSE-1G (synthetic basaltic glass) from the United States Geological Survey; pyrite PPP-1; chalcopyrite GBW07268; pyrrhotite SP-Po-01 (δ34S = 1.4‰ ± 0.4‰); chalcopyrite SP-CP-01 (δ34S = 5.45‰ ± 0.3‰); natural and synthetic minerals from USA SPI Supplies | 0.030747 |  |  |  | 0.84395 |  | 0.008716 |  |  |  | 0 |  |  |  | 0.001044 | [5 empty] | 0.050474 | [5 empty] | 0.005854 | [5 empty] | 0.6217 | [9 empty] | 11372.2643 | [13 empty] | 0.002736 | [11 empty] | 0.28626 |  | 0.10283 |  | 0.12313 | [7 empty] | 0.056897 | [5 empty] | 1.1513 | [15 empty] | 11905.5773 |  | 0.12532 |  |  |  | 0.32484 | [5 empty] | 0.042911 | [7 empty] | 0 | [5 empty] | 0.017743 |  |  |  | 0.002084 |  | 0.050954 | [7 empty] | 0.22127 |  |  |  |  | 2025
| Xunmei vent field, Niaochao vent field |  | Seafloor hydrothermal | Volcanic-hosted massive sulfide (VMS) | seafloor massive sulfide (SMS) | Cu, Zn, Au, Ag | Co, Pb, Sb | Cu, Zn, Au, Ag, Co, Pb, Sb |  |  | II-Py2 (n = 10)-29 | II-Py2 (n = 10)-29 | seafloor vent field |  |  |  |  | ore material | grab | grab | mineral separate | [5 empty] | mineralisation | sulfide chimney | pyrite, marcasite, chalcopyrite |  | pyrite, marcasite, chalcopyrite | multiple stages: colloform marcasite-pyrite intergrowths (outermost wall), replacement assemblages (transition layers), dense recrystallized assemblages, marcasite pseudomorphs after pyrrhotite (middle layer) | sulfide chimney | colloform, subhedral, anhedral, euhedral, dense coarse-grained, columnar pseudomorphs |  |  |  | sphalerite, pyrrhotite, anhydrite, galena, tetrahedrite, tennantite | Transverse sections (polished sections) | EMPA, LA-ICPMS, MC-ICPMS | JEOL JXA-8100 EPMA; Teledyne Cetac Technologies Analyte Excite laser ablation system coupled with an Agilent Technologies 7700x quadrupole ICP-MS; ESI NWR Image GEO 193 coupled with TOFWERK icp TOF R; Neptune Plus multicollector ICP-MS (Thermo Fisher Scientific, Bremen, Germany) coupled with a Geolas HD excimer ArF laser ablation system (Coherent, Göttingen, Germany); Bruker M4 Tornado™ system | SIO, MNR; China University of Petroleum (East China), Qingdao, China; Nanjing Focu MS Technology Co. Ltd., Nanjing, China; Shanghai Chemlab Laboratory, Shanghai, China; Wuhan Sample Solution Analytical Technology Co. Ltd., Wuhan, China | EPMA: beam current of 10 nA, beam size of 1–5 μm, accelerating voltage of 20 kV. Micro-XRF: rhodium target X-ray tube operating at 50 kV and 800 nA, polycapillary lens providing a 40-μm spot size on a 20-μm raster, dwell time of 5 ms per pixel. LA-ICP-MS: 193-nm ArF excimer laser, fluence of 6 J/cm², 6 Hz repetition rate for 40 seconds (240 pulses), 30-second pre-ablation blank, total run time 70 seconds, spot size 32–44 μm, He carrier gas mixed with Ar. LA-ICP-TOF-MS: 193 nm ArF excimer laser, spot diameter ~20 µm, repetition rate ~20 Hz, laser fluence ~7 J/cm², scan speed ~4000 µm/s, He carrier gas ~600 ml/min, washout time 50 ms. S isotope MC-ICP-MS: spot size ~44 μm, pulse frequency ~2 Hz, laser fluence ~5 J/cm², He carrier gas with Ar make-up gas. | MASS-1 (Fe-Cu-Zn-S pressed pellet) and GSE-1G (synthetic basaltic glass) from the United States Geological Survey; pyrite PPP-1; chalcopyrite GBW07268; pyrrhotite SP-Po-01 (δ34S = 1.4‰ ± 0.4‰); chalcopyrite SP-CP-01 (δ34S = 5.45‰ ± 0.3‰); natural and synthetic minerals from USA SPI Supplies | 0.028497 |  |  |  | 2.6368 |  | 0.022806 |  |  |  | 0.02972 |  |  |  | 0.001789 | [5 empty] | 0.019012 | [5 empty] | 0.006284 | [5 empty] | 1.1781 | [9 empty] | 12348.5367 | [13 empty] | 0.002656 | [11 empty] | 0.25244 |  | 1.9053 |  | 0.469 | [7 empty] | 0.081178 | [5 empty] | 5.4794 | [15 empty] | 6911.6832 |  | 0.5509 |  |  |  | 0.36669 | [5 empty] | 0.049578 | [7 empty] | 0.13843 | [5 empty] | 0.10512 |  |  |  | 0.006232 |  | 0.062383 | [7 empty] | 0.8774 |  |  |  |  | 2025
| Xunmei vent field, Niaochao vent field |  | Seafloor hydrothermal | Volcanic-hosted massive sulfide (VMS) | seafloor massive sulfide (SMS) | Cu, Zn, Au, Ag | Co, Pb, Sb | Cu, Zn, Au, Ag, Co, Pb, Sb |  |  | II-Py2 (n = 10)-30 | II-Py2 (n = 10)-30 | seafloor vent field |  |  |  |  | ore material | grab | grab | mineral separate | [5 empty] | mineralisation | sulfide chimney | pyrite, marcasite, chalcopyrite |  | pyrite, marcasite, chalcopyrite | multiple stages: colloform marcasite-pyrite intergrowths (outermost wall), replacement assemblages (transition layers), dense recrystallized assemblages, marcasite pseudomorphs after pyrrhotite (middle layer) | sulfide chimney | colloform, subhedral, anhedral, euhedral, dense coarse-grained, columnar pseudomorphs |  |  |  | sphalerite, pyrrhotite, anhydrite, galena, tetrahedrite, tennantite | Transverse sections (polished sections) | EMPA, LA-ICPMS, MC-ICPMS | JEOL JXA-8100 EPMA; Teledyne Cetac Technologies Analyte Excite laser ablation system coupled with an Agilent Technologies 7700x quadrupole ICP-MS; ESI NWR Image GEO 193 coupled with TOFWERK icp TOF R; Neptune Plus multicollector ICP-MS (Thermo Fisher Scientific, Bremen, Germany) coupled with a Geolas HD excimer ArF laser ablation system (Coherent, Göttingen, Germany); Bruker M4 Tornado™ system | SIO, MNR; China University of Petroleum (East China), Qingdao, China; Nanjing Focu MS Technology Co. Ltd., Nanjing, China; Shanghai Chemlab Laboratory, Shanghai, China; Wuhan Sample Solution Analytical Technology Co. Ltd., Wuhan, China | EPMA: beam current of 10 nA, beam size of 1–5 μm, accelerating voltage of 20 kV. Micro-XRF: rhodium target X-ray tube operating at 50 kV and 800 nA, polycapillary lens providing a 40-μm spot size on a 20-μm raster, dwell time of 5 ms per pixel. LA-ICP-MS: 193-nm ArF excimer laser, fluence of 6 J/cm², 6 Hz repetition rate for 40 seconds (240 pulses), 30-second pre-ablation blank, total run time 70 seconds, spot size 32–44 μm, He carrier gas mixed with Ar. LA-ICP-TOF-MS: 193 nm ArF excimer laser, spot diameter ~20 µm, repetition rate ~20 Hz, laser fluence ~7 J/cm², scan speed ~4000 µm/s, He carrier gas ~600 ml/min, washout time 50 ms. S isotope MC-ICP-MS: spot size ~44 μm, pulse frequency ~2 Hz, laser fluence ~5 J/cm², He carrier gas with Ar make-up gas. | MASS-1 (Fe-Cu-Zn-S pressed pellet) and GSE-1G (synthetic basaltic glass) from the United States Geological Survey; pyrite PPP-1; chalcopyrite GBW07268; pyrrhotite SP-Po-01 (δ34S = 1.4‰ ± 0.4‰); chalcopyrite SP-CP-01 (δ34S = 5.45‰ ± 0.3‰); natural and synthetic minerals from USA SPI Supplies | 0.054277 |  |  |  | 3.8689 |  | 0.02354 |  |  |  | 0.012813 |  |  |  | 0.00226 | [5 empty] | 0.019282 | [5 empty] | 0.002751 | [5 empty] | 0.62231 | [9 empty] | 9621.3268 | [13 empty] | 0.001974 | [11 empty] | 0.20693 |  | 0.27208 |  | 0.046096 | [7 empty] | 0.068708 | [5 empty] | 4.3092 | [15 empty] | 8994.1556 |  | 0.58502 |  |  |  | 0.2926 | [5 empty] | 0.047813 | [7 empty] | 0 | [5 empty] | 0.036517 |  |  |  | 0.007802 |  | 0.069024 | [7 empty] | 1.0396 |  |  |  |  | 2025
| Xunmei vent field, Niaochao vent field |  | Seafloor hydrothermal | Volcanic-hosted massive sulfide (VMS) | seafloor massive sulfide (SMS) | Cu, Zn, Au, Ag | Co, Pb, Sb | Cu, Zn, Au, Ag, Co, Pb, Sb |  |  | II-Py2 (n = 10)-31 | II-Py2 (n = 10)-31 | seafloor vent field |  |  |  |  | ore material | grab | grab | mineral separate | [5 empty] | mineralisation | sulfide chimney | pyrite, marcasite, chalcopyrite |  | pyrite, marcasite, chalcopyrite | multiple stages: colloform marcasite-pyrite intergrowths (outermost wall), replacement assemblages (transition layers), dense recrystallized assemblages, marcasite pseudomorphs after pyrrhotite (middle layer) | sulfide chimney | colloform, subhedral, anhedral, euhedral, dense coarse-grained, columnar pseudomorphs |  |  |  | sphalerite, pyrrhotite, anhydrite, galena, tetrahedrite, tennantite | Transverse sections (polished sections) | EMPA, LA-ICPMS, MC-ICPMS | JEOL JXA-8100 EPMA; Teledyne Cetac Technologies Analyte Excite laser ablation system coupled with an Agilent Technologies 7700x quadrupole ICP-MS; ESI NWR Image GEO 193 coupled with TOFWERK icp TOF R; Neptune Plus multicollector ICP-MS (Thermo Fisher Scientific, Bremen, Germany) coupled with a Geolas HD excimer ArF laser ablation system (Coherent, Göttingen, Germany); Bruker M4 Tornado™ system | SIO, MNR; China University of Petroleum (East China), Qingdao, China; Nanjing Focu MS Technology Co. Ltd., Nanjing, China; Shanghai Chemlab Laboratory, Shanghai, China; Wuhan Sample Solution Analytical Technology Co. Ltd., Wuhan, China | EPMA: beam current of 10 nA, beam size of 1–5 μm, accelerating voltage of 20 kV. Micro-XRF: rhodium target X-ray tube operating at 50 kV and 800 nA, polycapillary lens providing a 40-μm spot size on a 20-μm raster, dwell time of 5 ms per pixel. LA-ICP-MS: 193-nm ArF excimer laser, fluence of 6 J/cm², 6 Hz repetition rate for 40 seconds (240 pulses), 30-second pre-ablation blank, total run time 70 seconds, spot size 32–44 μm, He carrier gas mixed with Ar. LA-ICP-TOF-MS: 193 nm ArF excimer laser, spot diameter ~20 µm, repetition rate ~20 Hz, laser fluence ~7 J/cm², scan speed ~4000 µm/s, He carrier gas ~600 ml/min, washout time 50 ms. S isotope MC-ICP-MS: spot size ~44 μm, pulse frequency ~2 Hz, laser fluence ~5 J/cm², He carrier gas with Ar make-up gas. | MASS-1 (Fe-Cu-Zn-S pressed pellet) and GSE-1G (synthetic basaltic glass) from the United States Geological Survey; pyrite PPP-1; chalcopyrite GBW07268; pyrrhotite SP-Po-01 (δ34S = 1.4‰ ± 0.4‰); chalcopyrite SP-CP-01 (δ34S = 5.45‰ ± 0.3‰); natural and synthetic minerals from USA SPI Supplies | 0.16617 |  |  |  | 14.0397 |  | 0.040388 |  |  |  | 0.028242 |  |  |  | 0.001797 | [5 empty] | 0.037382 | [5 empty] | 0.005407 | [5 empty] | 2.746 | [9 empty] | 11063.276 | [13 empty] | 0.003291 | [11 empty] | 0.17923 |  | 3.9218 |  | 0.29753 | [7 empty] | 0.08713 | [5 empty] | 13.231 | [15 empty] | 10197.2767 |  | 3.1884 |  |  |  | 0.30252 | [5 empty] | 0.051215 | [7 empty] | 0 | [5 empty] | 0.058596 |  |  |  | 0.012161 |  | 0.053979 | [7 empty] | 0.64372 |  |  |  |  | 2025
| Xunmei vent field, Niaochao vent field |  | Seafloor hydrothermal | Volcanic-hosted massive sulfide (VMS) | seafloor massive sulfide (SMS) | Cu, Zn, Au, Ag | Co, Pb, Sb | Cu, Zn, Au, Ag, Co, Pb, Sb |  |  | II-Py2 (n = 10)-32 | II-Py2 (n = 10)-32 | seafloor vent field |  |  |  |  | ore material | grab | grab | mineral separate | [5 empty] | mineralisation | sulfide chimney | pyrite, marcasite, chalcopyrite |  | pyrite, marcasite, chalcopyrite | multiple stages: colloform marcasite-pyrite intergrowths (outermost wall), replacement assemblages (transition layers), dense recrystallized assemblages, marcasite pseudomorphs after pyrrhotite (middle layer) | sulfide chimney | colloform, subhedral, anhedral, euhedral, dense coarse-grained, columnar pseudomorphs |  |  |  | sphalerite, pyrrhotite, anhydrite, galena, tetrahedrite, tennantite | Transverse sections (polished sections) | EMPA, LA-ICPMS, MC-ICPMS | JEOL JXA-8100 EPMA; Teledyne Cetac Technologies Analyte Excite laser ablation system coupled with an Agilent Technologies 7700x quadrupole ICP-MS; ESI NWR Image GEO 193 coupled with TOFWERK icp TOF R; Neptune Plus multicollector ICP-MS (Thermo Fisher Scientific, Bremen, Germany) coupled with a Geolas HD excimer ArF laser ablation system (Coherent, Göttingen, Germany); Bruker M4 Tornado™ system | SIO, MNR; China University of Petroleum (East China), Qingdao, China; Nanjing Focu MS Technology Co. Ltd., Nanjing, China; Shanghai Chemlab Laboratory, Shanghai, China; Wuhan Sample Solution Analytical Technology Co. Ltd., Wuhan, China | EPMA: beam current of 10 nA, beam size of 1–5 μm, accelerating voltage of 20 kV. Micro-XRF: rhodium target X-ray tube operating at 50 kV and 800 nA, polycapillary lens providing a 40-μm spot size on a 20-μm raster, dwell time of 5 ms per pixel. LA-ICP-MS: 193-nm ArF excimer laser, fluence of 6 J/cm², 6 Hz repetition rate for 40 seconds (240 pulses), 30-second pre-ablation blank, total run time 70 seconds, spot size 32–44 μm, He carrier gas mixed with Ar. LA-ICP-TOF-MS: 193 nm ArF excimer laser, spot diameter ~20 µm, repetition rate ~20 Hz, laser fluence ~7 J/cm², scan speed ~4000 µm/s, He carrier gas ~600 ml/min, washout time 50 ms. S isotope MC-ICP-MS: spot size ~44 μm, pulse frequency ~2 Hz, laser fluence ~5 J/cm², He carrier gas with Ar make-up gas. | MASS-1 (Fe-Cu-Zn-S pressed pellet) and GSE-1G (synthetic basaltic glass) from the United States Geological Survey; pyrite PPP-1; chalcopyrite GBW07268; pyrrhotite SP-Po-01 (δ34S = 1.4‰ ± 0.4‰); chalcopyrite SP-CP-01 (δ34S = 5.45‰ ± 0.3‰); natural and synthetic minerals from USA SPI Supplies | 0.03116 |  |  |  | 4.7523 |  | 0.022528 |  |  |  | 0.007535 |  |  |  | 0.002362 | [5 empty] | 0.046383 | [5 empty] | 0.007362 | [5 empty] | 1.5604 | [9 empty] | 8994.0876 | [13 empty] | 0.00258 | [11 empty] | 0.13766 |  | 2.0403 |  | 0.16619 | [7 empty] | 0.072371 | [5 empty] | 9.2196 | [15 empty] | 8286.4127 |  | 0.74626 |  |  |  | 0.28234 | [5 empty] | 0.046594 | [7 empty] | 0 | [5 empty] | 0.07544 |  |  |  | 0.009309 |  | 0.063375 | [7 empty] | 0.83911 |  |  |  |  | 2025
| Xunmei vent field, Niaochao vent field |  | Seafloor hydrothermal | Volcanic-hosted massive sulfide (VMS) | seafloor massive sulfide (SMS) | Cu, Zn, Au, Ag | Co, Pb, Sb | Cu, Zn, Au, Ag, Co, Pb, Sb |  |  | II-Py2 (n = 10)-33 | II-Py2 (n = 10)-33 | seafloor vent field |  |  |  |  | ore material | grab | grab | mineral separate | [5 empty] | mineralisation | sulfide chimney | pyrite, marcasite, chalcopyrite |  | pyrite, marcasite, chalcopyrite | multiple stages: colloform marcasite-pyrite intergrowths (outermost wall), replacement assemblages (transition layers), dense recrystallized assemblages, marcasite pseudomorphs after pyrrhotite (middle layer) | sulfide chimney | colloform, subhedral, anhedral, euhedral, dense coarse-grained, columnar pseudomorphs |  |  |  | sphalerite, pyrrhotite, anhydrite, galena, tetrahedrite, tennantite | Transverse sections (polished sections) | EMPA, LA-ICPMS, MC-ICPMS | JEOL JXA-8100 EPMA; Teledyne Cetac Technologies Analyte Excite laser ablation system coupled with an Agilent Technologies 7700x quadrupole ICP-MS; ESI NWR Image GEO 193 coupled with TOFWERK icp TOF R; Neptune Plus multicollector ICP-MS (Thermo Fisher Scientific, Bremen, Germany) coupled with a Geolas HD excimer ArF laser ablation system (Coherent, Göttingen, Germany); Bruker M4 Tornado™ system | SIO, MNR; China University of Petroleum (East China), Qingdao, China; Nanjing Focu MS Technology Co. Ltd., Nanjing, China; Shanghai Chemlab Laboratory, Shanghai, China; Wuhan Sample Solution Analytical Technology Co. Ltd., Wuhan, China | EPMA: beam current of 10 nA, beam size of 1–5 μm, accelerating voltage of 20 kV. Micro-XRF: rhodium target X-ray tube operating at 50 kV and 800 nA, polycapillary lens providing a 40-μm spot size on a 20-μm raster, dwell time of 5 ms per pixel. LA-ICP-MS: 193-nm ArF excimer laser, fluence of 6 J/cm², 6 Hz repetition rate for 40 seconds (240 pulses), 30-second pre-ablation blank, total run time 70 seconds, spot size 32–44 μm, He carrier gas mixed with Ar. LA-ICP-TOF-MS: 193 nm ArF excimer laser, spot diameter ~20 µm, repetition rate ~20 Hz, laser fluence ~7 J/cm², scan speed ~4000 µm/s, He carrier gas ~600 ml/min, washout time 50 ms. S isotope MC-ICP-MS: spot size ~44 μm, pulse frequency ~2 Hz, laser fluence ~5 J/cm², He carrier gas with Ar make-up gas. | MASS-1 (Fe-Cu-Zn-S pressed pellet) and GSE-1G (synthetic basaltic glass) from the United States Geological Survey; pyrite PPP-1; chalcopyrite GBW07268; pyrrhotite SP-Po-01 (δ34S = 1.4‰ ± 0.4‰); chalcopyrite SP-CP-01 (δ34S = 5.45‰ ± 0.3‰); natural and synthetic minerals from USA SPI Supplies | 0.036126 |  |  |  | 7.3382 |  | 0.013678 |  |  |  | 0.012744 |  |  |  | 0.001343 | [5 empty] | 0.014819 | [5 empty] | 0.004371 | [5 empty] | 1.3494 | [9 empty] | 12338.5577 | [13 empty] | 0.002706 | [11 empty] | 0.18746 |  | 1.6153 |  | 1.0692 | [7 empty] | 0.069845 | [5 empty] | 4.408 | [15 empty] | 10433.025 |  | 0.38952 |  |  |  | 0.4396 | [5 empty] | 0.04193 | [7 empty] | 0.030355 | [5 empty] | 0.0888 |  |  |  | 0.001053 |  | 0.06316 | [7 empty] | 1.3029 |  |  |  |  | 2025
| Xunmei vent field, Niaochao vent field |  | Seafloor hydrothermal | Volcanic-hosted massive sulfide (VMS) | seafloor massive sulfide (SMS) | Cu, Zn, Au, Ag | Co, Pb, Sb | Cu, Zn, Au, Ag, Co, Pb, Sb |  |  | II-Py2 (n = 10)-34 | II-Py2 (n = 10)-34 | seafloor vent field |  |  |  |  | ore material | grab | grab | mineral separate | [5 empty] | mineralisation | sulfide chimney | pyrite, marcasite, chalcopyrite |  | pyrite, marcasite, chalcopyrite | multiple stages: colloform marcasite-pyrite intergrowths (outermost wall), replacement assemblages (transition layers), dense recrystallized assemblages, marcasite pseudomorphs after pyrrhotite (middle layer) | sulfide chimney | colloform, subhedral, anhedral, euhedral, dense coarse-grained, columnar pseudomorphs |  |  |  | sphalerite, pyrrhotite, anhydrite, galena, tetrahedrite, tennantite | Transverse sections (polished sections) | EMPA, LA-ICPMS, MC-ICPMS | JEOL JXA-8100 EPMA; Teledyne Cetac Technologies Analyte Excite laser ablation system coupled with an Agilent Technologies 7700x quadrupole ICP-MS; ESI NWR Image GEO 193 coupled with TOFWERK icp TOF R; Neptune Plus multicollector ICP-MS (Thermo Fisher Scientific, Bremen, Germany) coupled with a Geolas HD excimer ArF laser ablation system (Coherent, Göttingen, Germany); Bruker M4 Tornado™ system | SIO, MNR; China University of Petroleum (East China), Qingdao, China; Nanjing Focu MS Technology Co. Ltd., Nanjing, China; Shanghai Chemlab Laboratory, Shanghai, China; Wuhan Sample Solution Analytical Technology Co. Ltd., Wuhan, China | EPMA: beam current of 10 nA, beam size of 1–5 μm, accelerating voltage of 20 kV. Micro-XRF: rhodium target X-ray tube operating at 50 kV and 800 nA, polycapillary lens providing a 40-μm spot size on a 20-μm raster, dwell time of 5 ms per pixel. LA-ICP-MS: 193-nm ArF excimer laser, fluence of 6 J/cm², 6 Hz repetition rate for 40 seconds (240 pulses), 30-second pre-ablation blank, total run time 70 seconds, spot size 32–44 μm, He carrier gas mixed with Ar. LA-ICP-TOF-MS: 193 nm ArF excimer laser, spot diameter ~20 µm, repetition rate ~20 Hz, laser fluence ~7 J/cm², scan speed ~4000 µm/s, He carrier gas ~600 ml/min, washout time 50 ms. S isotope MC-ICP-MS: spot size ~44 μm, pulse frequency ~2 Hz, laser fluence ~5 J/cm², He carrier gas with Ar make-up gas. | MASS-1 (Fe-Cu-Zn-S pressed pellet) and GSE-1G (synthetic basaltic glass) from the United States Geological Survey; pyrite PPP-1; chalcopyrite GBW07268; pyrrhotite SP-Po-01 (δ34S = 1.4‰ ± 0.4‰); chalcopyrite SP-CP-01 (δ34S = 5.45‰ ± 0.3‰); natural and synthetic minerals from USA SPI Supplies | 0.035922 |  |  |  | 8.4529 |  | 0.014477 |  |  |  | 0.018161 |  |  |  | 0.00255 | [5 empty] | 0.042841 | [5 empty] | 0.00612 | [5 empty] | 3.4101 | [9 empty] | 12640.6732 | [13 empty] | 0.002688 | [11 empty] | 0.22411 |  | 6.1504 |  | 1.5395 | [7 empty] | 0.067584 | [5 empty] | 3.9939 | [15 empty] | 8040.5886 |  | 0.8975 |  |  |  | 0.38101 | [5 empty] | 0.040203 | [7 empty] | 0.076946 | [5 empty] | 0.12313 |  |  |  | 0.002344 |  | 0.064591 | [7 empty] | 2.2512 |  |  |  |  | 2025
| Xunmei vent field, Niaochao vent field |  | Seafloor hydrothermal | Volcanic-hosted massive sulfide (VMS) | seafloor massive sulfide (SMS) | Cu, Zn, Au, Ag | Co, Pb, Sb | Cu, Zn, Au, Ag, Co, Pb, Sb |  |  | II-Py2 (n = 10)-35 | II-Py2 (n = 10)-35 | seafloor vent field |  |  |  |  | ore material | grab | grab | mineral separate | [5 empty] | mineralisation | sulfide chimney | pyrite, marcasite, chalcopyrite |  | pyrite, marcasite, chalcopyrite | multiple stages: colloform marcasite-pyrite intergrowths (outermost wall), replacement assemblages (transition layers), dense recrystallized assemblages, marcasite pseudomorphs after pyrrhotite (middle layer) | sulfide chimney | colloform, subhedral, anhedral, euhedral, dense coarse-grained, columnar pseudomorphs |  |  |  | sphalerite, pyrrhotite, anhydrite, galena, tetrahedrite, tennantite | Transverse sections (polished sections) | EMPA, LA-ICPMS, MC-ICPMS | JEOL JXA-8100 EPMA; Teledyne Cetac Technologies Analyte Excite laser ablation system coupled with an Agilent Technologies 7700x quadrupole ICP-MS; ESI NWR Image GEO 193 coupled with TOFWERK icp TOF R; Neptune Plus multicollector ICP-MS (Thermo Fisher Scientific, Bremen, Germany) coupled with a Geolas HD excimer ArF laser ablation system (Coherent, Göttingen, Germany); Bruker M4 Tornado™ system | SIO, MNR; China University of Petroleum (East China), Qingdao, China; Nanjing Focu MS Technology Co. Ltd., Nanjing, China; Shanghai Chemlab Laboratory, Shanghai, China; Wuhan Sample Solution Analytical Technology Co. Ltd., Wuhan, China | EPMA: beam current of 10 nA, beam size of 1–5 μm, accelerating voltage of 20 kV. Micro-XRF: rhodium target X-ray tube operating at 50 kV and 800 nA, polycapillary lens providing a 40-μm spot size on a 20-μm raster, dwell time of 5 ms per pixel. LA-ICP-MS: 193-nm ArF excimer laser, fluence of 6 J/cm², 6 Hz repetition rate for 40 seconds (240 pulses), 30-second pre-ablation blank, total run time 70 seconds, spot size 32–44 μm, He carrier gas mixed with Ar. LA-ICP-TOF-MS: 193 nm ArF excimer laser, spot diameter ~20 µm, repetition rate ~20 Hz, laser fluence ~7 J/cm², scan speed ~4000 µm/s, He carrier gas ~600 ml/min, washout time 50 ms. S isotope MC-ICP-MS: spot size ~44 μm, pulse frequency ~2 Hz, laser fluence ~5 J/cm², He carrier gas with Ar make-up gas. | MASS-1 (Fe-Cu-Zn-S pressed pellet) and GSE-1G (synthetic basaltic glass) from the United States Geological Survey; pyrite PPP-1; chalcopyrite GBW07268; pyrrhotite SP-Po-01 (δ34S = 1.4‰ ± 0.4‰); chalcopyrite SP-CP-01 (δ34S = 5.45‰ ± 0.3‰); natural and synthetic minerals from USA SPI Supplies | 0.037342 |  |  |  | 7.6045 |  | 0.017165 |  |  |  | 0.022453 |  |  |  | 0.000996 | [5 empty] | 0.030708 | [5 empty] | 0.006998 | [5 empty] | 3.791 | [9 empty] | 12511.96 | [13 empty] | 0.002987 | [11 empty] | 0.2537 |  | 9.1715 |  | 0.96669 | [7 empty] | 0.063127 | [5 empty] | 7.0043 | [15 empty] | 10425.6698 |  | 2.0272 |  |  |  | 0.31774 | [5 empty] | 0.041223 | [7 empty] | 0.050798 | [5 empty] | 0.11749 |  |  |  | 0.001969 |  | 0.064042 | [7 empty] | 2.3464 |  |  |  |  | 2025
| Xunmei vent field, Niaochao vent field |  | Seafloor hydrothermal | Volcanic-hosted massive sulfide (VMS) | seafloor massive sulfide (SMS) | Cu, Zn, Au, Ag | Co, Pb, Sb | Cu, Zn, Au, Ag, Co, Pb, Sb |  |  | II-Ccp (n = 8)-23 | II-Ccp (n = 8)-23 | seafloor vent field |  |  |  |  | ore material | grab | grab | mineral separate | [5 empty] | mineralisation | sulfide chimney | pyrite, marcasite, chalcopyrite |  | pyrite, marcasite, chalcopyrite | multiple stages: colloform marcasite-pyrite intergrowths (outermost wall), replacement assemblages (transition layers), dense recrystallized assemblages, marcasite pseudomorphs after pyrrhotite (middle layer) | sulfide chimney | colloform, subhedral, anhedral, euhedral, dense coarse-grained, columnar pseudomorphs |  |  |  | sphalerite, pyrrhotite, anhydrite, galena, tetrahedrite, tennantite | Transverse sections (polished sections) | EMPA, LA-ICPMS, MC-ICPMS | JEOL JXA-8100 EPMA; Teledyne Cetac Technologies Analyte Excite laser ablation system coupled with an Agilent Technologies 7700x quadrupole ICP-MS; ESI NWR Image GEO 193 coupled with TOFWERK icp TOF R; Neptune Plus multicollector ICP-MS (Thermo Fisher Scientific, Bremen, Germany) coupled with a Geolas HD excimer ArF laser ablation system (Coherent, Göttingen, Germany); Bruker M4 Tornado™ system | SIO, MNR; China University of Petroleum (East China), Qingdao, China; Nanjing Focu MS Technology Co. Ltd., Nanjing, China; Shanghai Chemlab Laboratory, Shanghai, China; Wuhan Sample Solution Analytical Technology Co. Ltd., Wuhan, China | EPMA: beam current of 10 nA, beam size of 1–5 μm, accelerating voltage of 20 kV. Micro-XRF: rhodium target X-ray tube operating at 50 kV and 800 nA, polycapillary lens providing a 40-μm spot size on a 20-μm raster, dwell time of 5 ms per pixel. LA-ICP-MS: 193-nm ArF excimer laser, fluence of 6 J/cm², 6 Hz repetition rate for 40 seconds (240 pulses), 30-second pre-ablation blank, total run time 70 seconds, spot size 32–44 μm, He carrier gas mixed with Ar. LA-ICP-TOF-MS: 193 nm ArF excimer laser, spot diameter ~20 µm, repetition rate ~20 Hz, laser fluence ~7 J/cm², scan speed ~4000 µm/s, He carrier gas ~600 ml/min, washout time 50 ms. S isotope MC-ICP-MS: spot size ~44 μm, pulse frequency ~2 Hz, laser fluence ~5 J/cm², He carrier gas with Ar make-up gas. | MASS-1 (Fe-Cu-Zn-S pressed pellet) and GSE-1G (synthetic basaltic glass) from the United States Geological Survey; pyrite PPP-1; chalcopyrite GBW07268; pyrrhotite SP-Po-01 (δ34S = 1.4‰ ± 0.4‰); chalcopyrite SP-CP-01 (δ34S = 5.45‰ ± 0.3‰); natural and synthetic minerals from USA SPI Supplies | [147 empty] | 2025
| Xunmei vent field, Niaochao vent field |  | Seafloor hydrothermal | Volcanic-hosted massive sulfide (VMS) | seafloor massive sulfide (SMS) | Cu, Zn, Au, Ag | Co, Pb, Sb | Cu, Zn, Au, Ag, Co, Pb, Sb |  |  | II-Ccp (n = 8)-24 | II-Ccp (n = 8)-24 | seafloor vent field |  |  |  |  | ore material | grab | grab | mineral separate | [5 empty] | mineralisation | sulfide chimney | pyrite, marcasite, chalcopyrite |  | pyrite, marcasite, chalcopyrite | multiple stages: colloform marcasite-pyrite intergrowths (outermost wall), replacement assemblages (transition layers), dense recrystallized assemblages, marcasite pseudomorphs after pyrrhotite (middle layer) | sulfide chimney | colloform, subhedral, anhedral, euhedral, dense coarse-grained, columnar pseudomorphs |  |  |  | sphalerite, pyrrhotite, anhydrite, galena, tetrahedrite, tennantite | Transverse sections (polished sections) | EMPA, LA-ICPMS, MC-ICPMS | JEOL JXA-8100 EPMA; Teledyne Cetac Technologies Analyte Excite laser ablation system coupled with an Agilent Technologies 7700x quadrupole ICP-MS; ESI NWR Image GEO 193 coupled with TOFWERK icp TOF R; Neptune Plus multicollector ICP-MS (Thermo Fisher Scientific, Bremen, Germany) coupled with a Geolas HD excimer ArF laser ablation system (Coherent, Göttingen, Germany); Bruker M4 Tornado™ system | SIO, MNR; China University of Petroleum (East China), Qingdao, China; Nanjing Focu MS Technology Co. Ltd., Nanjing, China; Shanghai Chemlab Laboratory, Shanghai, China; Wuhan Sample Solution Analytical Technology Co. Ltd., Wuhan, China | EPMA: beam current of 10 nA, beam size of 1–5 μm, accelerating voltage of 20 kV. Micro-XRF: rhodium target X-ray tube operating at 50 kV and 800 nA, polycapillary lens providing a 40-μm spot size on a 20-μm raster, dwell time of 5 ms per pixel. LA-ICP-MS: 193-nm ArF excimer laser, fluence of 6 J/cm², 6 Hz repetition rate for 40 seconds (240 pulses), 30-second pre-ablation blank, total run time 70 seconds, spot size 32–44 μm, He carrier gas mixed with Ar. LA-ICP-TOF-MS: 193 nm ArF excimer laser, spot diameter ~20 µm, repetition rate ~20 Hz, laser fluence ~7 J/cm², scan speed ~4000 µm/s, He carrier gas ~600 ml/min, washout time 50 ms. S isotope MC-ICP-MS: spot size ~44 μm, pulse frequency ~2 Hz, laser fluence ~5 J/cm², He carrier gas with Ar make-up gas. | MASS-1 (Fe-Cu-Zn-S pressed pellet) and GSE-1G (synthetic basaltic glass) from the United States Geological Survey; pyrite PPP-1; chalcopyrite GBW07268; pyrrhotite SP-Po-01 (δ34S = 1.4‰ ± 0.4‰); chalcopyrite SP-CP-01 (δ34S = 5.45‰ ± 0.3‰); natural and synthetic minerals from USA SPI Supplies | 0.24666 |  |  |  | 0.54967 |  | 0.007465 |  |  |  | 0 |  |  |  | 0.008398 | [5 empty] | 0.17627 | [5 empty] | 0.02151 | [5 empty] | 7464.5328 | [9 empty] | 5405.4933 | [13 empty] | 0.38978 | [11 empty] | 0.6642 |  | 0.25453 |  | 0.031483 | [7 empty] | 0.096467 | [5 empty] | 0.024021 | [15 empty] | 8285.3317 |  | 0.076409 |  |  |  | 6.0192 | [5 empty] | 0.70001 | [7 empty] | 0.15582 | [5 empty] | 0.02943 |  |  |  | 0.078513 |  | 0.040596 | [7 empty] | 2.4651 |  |  |  |  | 2025
| Xunmei vent field, Niaochao vent field |  | Seafloor hydrothermal | Volcanic-hosted massive sulfide (VMS) | seafloor massive sulfide (SMS) | Cu, Zn, Au, Ag | Co, Pb, Sb | Cu, Zn, Au, Ag, Co, Pb, Sb |  |  | II-Ccp (n = 8)-25 | II-Ccp (n = 8)-25 | seafloor vent field |  |  |  |  | ore material | grab | grab | mineral separate | [5 empty] | mineralisation | sulfide chimney | pyrite, marcasite, chalcopyrite |  | pyrite, marcasite, chalcopyrite | multiple stages: colloform marcasite-pyrite intergrowths (outermost wall), replacement assemblages (transition layers), dense recrystallized assemblages, marcasite pseudomorphs after pyrrhotite (middle layer) | sulfide chimney | colloform, subhedral, anhedral, euhedral, dense coarse-grained, columnar pseudomorphs |  |  |  | sphalerite, pyrrhotite, anhydrite, galena, tetrahedrite, tennantite | Transverse sections (polished sections) | EMPA, LA-ICPMS, MC-ICPMS | JEOL JXA-8100 EPMA; Teledyne Cetac Technologies Analyte Excite laser ablation system coupled with an Agilent Technologies 7700x quadrupole ICP-MS; ESI NWR Image GEO 193 coupled with TOFWERK icp TOF R; Neptune Plus multicollector ICP-MS (Thermo Fisher Scientific, Bremen, Germany) coupled with a Geolas HD excimer ArF laser ablation system (Coherent, Göttingen, Germany); Bruker M4 Tornado™ system | SIO, MNR; China University of Petroleum (East China), Qingdao, China; Nanjing Focu MS Technology Co. Ltd., Nanjing, China; Shanghai Chemlab Laboratory, Shanghai, China; Wuhan Sample Solution Analytical Technology Co. Ltd., Wuhan, China | EPMA: beam current of 10 nA, beam size of 1–5 μm, accelerating voltage of 20 kV. Micro-XRF: rhodium target X-ray tube operating at 50 kV and 800 nA, polycapillary lens providing a 40-μm spot size on a 20-μm raster, dwell time of 5 ms per pixel. LA-ICP-MS: 193-nm ArF excimer laser, fluence of 6 J/cm², 6 Hz repetition rate for 40 seconds (240 pulses), 30-second pre-ablation blank, total run time 70 seconds, spot size 32–44 μm, He carrier gas mixed with Ar. LA-ICP-TOF-MS: 193 nm ArF excimer laser, spot diameter ~20 µm, repetition rate ~20 Hz, laser fluence ~7 J/cm², scan speed ~4000 µm/s, He carrier gas ~600 ml/min, washout time 50 ms. S isotope MC-ICP-MS: spot size ~44 μm, pulse frequency ~2 Hz, laser fluence ~5 J/cm², He carrier gas with Ar make-up gas. | MASS-1 (Fe-Cu-Zn-S pressed pellet) and GSE-1G (synthetic basaltic glass) from the United States Geological Survey; pyrite PPP-1; chalcopyrite GBW07268; pyrrhotite SP-Po-01 (δ34S = 1.4‰ ± 0.4‰); chalcopyrite SP-CP-01 (δ34S = 5.45‰ ± 0.3‰); natural and synthetic minerals from USA SPI Supplies | 0.27662 |  |  |  | 0.52037 |  | 0.011392 |  |  |  | 0 |  |  |  | 0.010229 | [5 empty] | 0.10818 | [5 empty] | 0.01821 | [5 empty] | 10407.5284 | [9 empty] | 6270.5534 | [13 empty] | 0.50925 | [11 empty] | 0.46563 |  | 0.26804 |  | 0 | [7 empty] | 0.16988 | [5 empty] | 0.013435 | [15 empty] | 10346.9106 |  | 0.077159 |  |  |  | 15.5499 | [5 empty] | 2.3244 | [7 empty] | 0.075649 | [5 empty] | 0.03044 |  |  |  | 0.002544 |  | 0.050709 | [7 empty] | 1.9481 |  |  |  |  | 2025
| Xunmei vent field, Niaochao vent field |  | Seafloor hydrothermal | Volcanic-hosted massive sulfide (VMS) | seafloor massive sulfide (SMS) | Cu, Zn, Au, Ag | Co, Pb, Sb | Cu, Zn, Au, Ag, Co, Pb, Sb |  |  | II-Ccp (n = 8)-26 | II-Ccp (n = 8)-26 | seafloor vent field |  |  |  |  | ore material | grab | grab | mineral separate | [5 empty] | mineralisation | sulfide chimney | pyrite, marcasite, chalcopyrite |  | pyrite, marcasite, chalcopyrite | multiple stages: colloform marcasite-pyrite intergrowths (outermost wall), replacement assemblages (transition layers), dense recrystallized assemblages, marcasite pseudomorphs after pyrrhotite (middle layer) | sulfide chimney | colloform, subhedral, anhedral, euhedral, dense coarse-grained, columnar pseudomorphs |  |  |  | sphalerite, pyrrhotite, anhydrite, galena, tetrahedrite, tennantite | Transverse sections (polished sections) | EMPA, LA-ICPMS, MC-ICPMS | JEOL JXA-8100 EPMA; Teledyne Cetac Technologies Analyte Excite laser ablation system coupled with an Agilent Technologies 7700x quadrupole ICP-MS; ESI NWR Image GEO 193 coupled with TOFWERK icp TOF R; Neptune Plus multicollector ICP-MS (Thermo Fisher Scientific, Bremen, Germany) coupled with a Geolas HD excimer ArF laser ablation system (Coherent, Göttingen, Germany); Bruker M4 Tornado™ system | SIO, MNR; China University of Petroleum (East China), Qingdao, China; Nanjing Focu MS Technology Co. Ltd., Nanjing, China; Shanghai Chemlab Laboratory, Shanghai, China; Wuhan Sample Solution Analytical Technology Co. Ltd., Wuhan, China | EPMA: beam current of 10 nA, beam size of 1–5 μm, accelerating voltage of 20 kV. Micro-XRF: rhodium target X-ray tube operating at 50 kV and 800 nA, polycapillary lens providing a 40-μm spot size on a 20-μm raster, dwell time of 5 ms per pixel. LA-ICP-MS: 193-nm ArF excimer laser, fluence of 6 J/cm², 6 Hz repetition rate for 40 seconds (240 pulses), 30-second pre-ablation blank, total run time 70 seconds, spot size 32–44 μm, He carrier gas mixed with Ar. LA-ICP-TOF-MS: 193 nm ArF excimer laser, spot diameter ~20 µm, repetition rate ~20 Hz, laser fluence ~7 J/cm², scan speed ~4000 µm/s, He carrier gas ~600 ml/min, washout time 50 ms. S isotope MC-ICP-MS: spot size ~44 μm, pulse frequency ~2 Hz, laser fluence ~5 J/cm², He carrier gas with Ar make-up gas. | MASS-1 (Fe-Cu-Zn-S pressed pellet) and GSE-1G (synthetic basaltic glass) from the United States Geological Survey; pyrite PPP-1; chalcopyrite GBW07268; pyrrhotite SP-Po-01 (δ34S = 1.4‰ ± 0.4‰); chalcopyrite SP-CP-01 (δ34S = 5.45‰ ± 0.3‰); natural and synthetic minerals from USA SPI Supplies | 0.54102 |  |  |  | 0.50174 |  | 0.018306 |  |  |  | 0.038893 |  |  |  | 0.003826 | [5 empty] | 0.11642 | [5 empty] | 0.020751 | [5 empty] | 9645.3508 | [9 empty] | 6831.6723 | [13 empty] | 0.55279 | [11 empty] | 0.56276 |  | 0.369 |  | 0 | [7 empty] | 0.19295 | [5 empty] | 0.017402 | [15 empty] | 8633.2378 |  | 0.073686 |  |  |  | 7.942 | [5 empty] | 1.4763 | [7 empty] | 0.15008 | [5 empty] | 0.032724 |  |  |  | 0.001834 |  | 0.049049 | [7 empty] | 1.8918 |  |  |  |  | 2025
| Xunmei vent field, Niaochao vent field |  | Seafloor hydrothermal | Volcanic-hosted massive sulfide (VMS) | seafloor massive sulfide (SMS) | Cu, Zn, Au, Ag | Co, Pb, Sb | Cu, Zn, Au, Ag, Co, Pb, Sb |  |  | II-Ccp (n = 8)-27 | II-Ccp (n = 8)-27 | seafloor vent field |  |  |  |  | ore material | grab | grab | mineral separate | [5 empty] | mineralisation | sulfide chimney | pyrite, marcasite, chalcopyrite |  | pyrite, marcasite, chalcopyrite | multiple stages: colloform marcasite-pyrite intergrowths (outermost wall), replacement assemblages (transition layers), dense recrystallized assemblages, marcasite pseudomorphs after pyrrhotite (middle layer) | sulfide chimney | colloform, subhedral, anhedral, euhedral, dense coarse-grained, columnar pseudomorphs |  |  |  | sphalerite, pyrrhotite, anhydrite, galena, tetrahedrite, tennantite | Transverse sections (polished sections) | EMPA, LA-ICPMS, MC-ICPMS | JEOL JXA-8100 EPMA; Teledyne Cetac Technologies Analyte Excite laser ablation system coupled with an Agilent Technologies 7700x quadrupole ICP-MS; ESI NWR Image GEO 193 coupled with TOFWERK icp TOF R; Neptune Plus multicollector ICP-MS (Thermo Fisher Scientific, Bremen, Germany) coupled with a Geolas HD excimer ArF laser ablation system (Coherent, Göttingen, Germany); Bruker M4 Tornado™ system | SIO, MNR; China University of Petroleum (East China), Qingdao, China; Nanjing Focu MS Technology Co. Ltd., Nanjing, China; Shanghai Chemlab Laboratory, Shanghai, China; Wuhan Sample Solution Analytical Technology Co. Ltd., Wuhan, China | EPMA: beam current of 10 nA, beam size of 1–5 μm, accelerating voltage of 20 kV. Micro-XRF: rhodium target X-ray tube operating at 50 kV and 800 nA, polycapillary lens providing a 40-μm spot size on a 20-μm raster, dwell time of 5 ms per pixel. LA-ICP-MS: 193-nm ArF excimer laser, fluence of 6 J/cm², 6 Hz repetition rate for 40 seconds (240 pulses), 30-second pre-ablation blank, total run time 70 seconds, spot size 32–44 μm, He carrier gas mixed with Ar. LA-ICP-TOF-MS: 193 nm ArF excimer laser, spot diameter ~20 µm, repetition rate ~20 Hz, laser fluence ~7 J/cm², scan speed ~4000 µm/s, He carrier gas ~600 ml/min, washout time 50 ms. S isotope MC-ICP-MS: spot size ~44 μm, pulse frequency ~2 Hz, laser fluence ~5 J/cm², He carrier gas with Ar make-up gas. | MASS-1 (Fe-Cu-Zn-S pressed pellet) and GSE-1G (synthetic basaltic glass) from the United States Geological Survey; pyrite PPP-1; chalcopyrite GBW07268; pyrrhotite SP-Po-01 (δ34S = 1.4‰ ± 0.4‰); chalcopyrite SP-CP-01 (δ34S = 5.45‰ ± 0.3‰); natural and synthetic minerals from USA SPI Supplies | 0.25839 |  |  |  | 0.43771 |  | 0.01051 |  |  |  | 0.024971 |  |  |  | 0.006943 | [5 empty] | 0.18314 | [5 empty] | 0.01576 | [5 empty] | 8963.7823 | [9 empty] | 6400.9199 | [13 empty] | 0.51924 | [11 empty] | 5.4024 |  | 0.26944 |  | 0 | [7 empty] | 0.13808 | [5 empty] | 0.016421 | [15 empty] | 9156.0557 |  | 0.16434 |  |  |  | 7.1622 | [5 empty] | 1.529 | [7 empty] | 0.16762 | [5 empty] | 0.032729 |  |  |  | 0 |  | 0.045206 | [7 empty] | 1.7838 |  |  |  |  | 2025
| Xunmei vent field, Niaochao vent field |  | Seafloor hydrothermal | Volcanic-hosted massive sulfide (VMS) | seafloor massive sulfide (SMS) | Cu, Zn, Au, Ag | Co, Pb, Sb | Cu, Zn, Au, Ag, Co, Pb, Sb |  |  | II-Ccp (n = 8)-28 | II-Ccp (n = 8)-28 | seafloor vent field |  |  |  |  | ore material | grab | grab | mineral separate | [5 empty] | mineralisation | sulfide chimney | pyrite, marcasite, chalcopyrite |  | pyrite, marcasite, chalcopyrite | multiple stages: colloform marcasite-pyrite intergrowths (outermost wall), replacement assemblages (transition layers), dense recrystallized assemblages, marcasite pseudomorphs after pyrrhotite (middle layer) | sulfide chimney | colloform, subhedral, anhedral, euhedral, dense coarse-grained, columnar pseudomorphs |  |  |  | sphalerite, pyrrhotite, anhydrite, galena, tetrahedrite, tennantite | Transverse sections (polished sections) | EMPA, LA-ICPMS, MC-ICPMS | JEOL JXA-8100 EPMA; Teledyne Cetac Technologies Analyte Excite laser ablation system coupled with an Agilent Technologies 7700x quadrupole ICP-MS; ESI NWR Image GEO 193 coupled with TOFWERK icp TOF R; Neptune Plus multicollector ICP-MS (Thermo Fisher Scientific, Bremen, Germany) coupled with a Geolas HD excimer ArF laser ablation system (Coherent, Göttingen, Germany); Bruker M4 Tornado™ system | SIO, MNR; China University of Petroleum (East China), Qingdao, China; Nanjing Focu MS Technology Co. Ltd., Nanjing, China; Shanghai Chemlab Laboratory, Shanghai, China; Wuhan Sample Solution Analytical Technology Co. Ltd., Wuhan, China | EPMA: beam current of 10 nA, beam size of 1–5 μm, accelerating voltage of 20 kV. Micro-XRF: rhodium target X-ray tube operating at 50 kV and 800 nA, polycapillary lens providing a 40-μm spot size on a 20-μm raster, dwell time of 5 ms per pixel. LA-ICP-MS: 193-nm ArF excimer laser, fluence of 6 J/cm², 6 Hz repetition rate for 40 seconds (240 pulses), 30-second pre-ablation blank, total run time 70 seconds, spot size 32–44 μm, He carrier gas mixed with Ar. LA-ICP-TOF-MS: 193 nm ArF excimer laser, spot diameter ~20 µm, repetition rate ~20 Hz, laser fluence ~7 J/cm², scan speed ~4000 µm/s, He carrier gas ~600 ml/min, washout time 50 ms. S isotope MC-ICP-MS: spot size ~44 μm, pulse frequency ~2 Hz, laser fluence ~5 J/cm², He carrier gas with Ar make-up gas. | MASS-1 (Fe-Cu-Zn-S pressed pellet) and GSE-1G (synthetic basaltic glass) from the United States Geological Survey; pyrite PPP-1; chalcopyrite GBW07268; pyrrhotite SP-Po-01 (δ34S = 1.4‰ ± 0.4‰); chalcopyrite SP-CP-01 (δ34S = 5.45‰ ± 0.3‰); natural and synthetic minerals from USA SPI Supplies | 0.38504 |  |  |  | 0.56554 |  | 0.016755 |  |  |  | 0.035666 |  |  |  | 0.0045 | [5 empty] | 0.17339 | [5 empty] | 0 | [5 empty] | 8667.479 | [9 empty] | 7555.3946 | [13 empty] | 0.6432 | [11 empty] | 0.65303 |  | 0.23592 |  | 0.050204 | [7 empty] | 0.1672 | [5 empty] | 0.044443 | [15 empty] | 9087.3094 |  | 0.079175 |  |  |  | 8.7361 | [5 empty] | 2.1674 | [7 empty] | 0.30459 | [5 empty] | 0.027235 |  |  |  | 0.002366 |  | 0.045842 | [7 empty] | 1.657 |  |  |  |  | 2025
| Xunmei vent field, Niaochao vent field |  | Seafloor hydrothermal | Volcanic-hosted massive sulfide (VMS) | seafloor massive sulfide (SMS) | Cu, Zn, Au, Ag | Co, Pb, Sb | Cu, Zn, Au, Ag, Co, Pb, Sb |  |  | II-Ccp (n = 8)-29 | II-Ccp (n = 8)-29 | seafloor vent field |  |  |  |  | ore material | grab | grab | mineral separate | [5 empty] | mineralisation | sulfide chimney | pyrite, marcasite, chalcopyrite |  | pyrite, marcasite, chalcopyrite | multiple stages: colloform marcasite-pyrite intergrowths (outermost wall), replacement assemblages (transition layers), dense recrystallized assemblages, marcasite pseudomorphs after pyrrhotite (middle layer) | sulfide chimney | colloform, subhedral, anhedral, euhedral, dense coarse-grained, columnar pseudomorphs |  |  |  | sphalerite, pyrrhotite, anhydrite, galena, tetrahedrite, tennantite | Transverse sections (polished sections) | EMPA, LA-ICPMS, MC-ICPMS | JEOL JXA-8100 EPMA; Teledyne Cetac Technologies Analyte Excite laser ablation system coupled with an Agilent Technologies 7700x quadrupole ICP-MS; ESI NWR Image GEO 193 coupled with TOFWERK icp TOF R; Neptune Plus multicollector ICP-MS (Thermo Fisher Scientific, Bremen, Germany) coupled with a Geolas HD excimer ArF laser ablation system (Coherent, Göttingen, Germany); Bruker M4 Tornado™ system | SIO, MNR; China University of Petroleum (East China), Qingdao, China; Nanjing Focu MS Technology Co. Ltd., Nanjing, China; Shanghai Chemlab Laboratory, Shanghai, China; Wuhan Sample Solution Analytical Technology Co. Ltd., Wuhan, China | EPMA: beam current of 10 nA, beam size of 1–5 μm, accelerating voltage of 20 kV. Micro-XRF: rhodium target X-ray tube operating at 50 kV and 800 nA, polycapillary lens providing a 40-μm spot size on a 20-μm raster, dwell time of 5 ms per pixel. LA-ICP-MS: 193-nm ArF excimer laser, fluence of 6 J/cm², 6 Hz repetition rate for 40 seconds (240 pulses), 30-second pre-ablation blank, total run time 70 seconds, spot size 32–44 μm, He carrier gas mixed with Ar. LA-ICP-TOF-MS: 193 nm ArF excimer laser, spot diameter ~20 µm, repetition rate ~20 Hz, laser fluence ~7 J/cm², scan speed ~4000 µm/s, He carrier gas ~600 ml/min, washout time 50 ms. S isotope MC-ICP-MS: spot size ~44 μm, pulse frequency ~2 Hz, laser fluence ~5 J/cm², He carrier gas with Ar make-up gas. | MASS-1 (Fe-Cu-Zn-S pressed pellet) and GSE-1G (synthetic basaltic glass) from the United States Geological Survey; pyrite PPP-1; chalcopyrite GBW07268; pyrrhotite SP-Po-01 (δ34S = 1.4‰ ± 0.4‰); chalcopyrite SP-CP-01 (δ34S = 5.45‰ ± 0.3‰); natural and synthetic minerals from USA SPI Supplies | 0.21687 |  |  |  | 0.47091 |  | 0.009012 |  |  |  | 0.021158 |  |  |  | 0.002938 | [5 empty] | 0.16323 | [5 empty] | 0.016777 | [5 empty] | 5202.0825 | [9 empty] | 5547.4171 | [13 empty] | 1.7234 | [11 empty] | 0.61388 |  | 0.24063 |  | 0.1494 | [7 empty] | 0.12504 | [5 empty] | 0.024669 | [15 empty] | 7279.9182 |  | 0.061599 |  |  |  | 5.373 | [5 empty] | 0.47495 | [7 empty] | 0.11775 | [5 empty] | 0.027008 |  |  |  | 0.001399 |  | 0.050076 | [7 empty] | 14.8832 |  |  |  |  | 2025
| Xunmei vent field, Niaochao vent field |  | Seafloor hydrothermal | Volcanic-hosted massive sulfide (VMS) | seafloor massive sulfide (SMS) | Cu, Zn, Au, Ag | Co, Pb, Sb | Cu, Zn, Au, Ag, Co, Pb, Sb |  |  | II-Ccp (n = 8)-30 | II-Ccp (n = 8)-30 | seafloor vent field |  |  |  |  | ore material | grab | grab | mineral separate | [5 empty] | mineralisation | sulfide chimney | pyrite, marcasite, chalcopyrite |  | pyrite, marcasite, chalcopyrite | multiple stages: colloform marcasite-pyrite intergrowths (outermost wall), replacement assemblages (transition layers), dense recrystallized assemblages, marcasite pseudomorphs after pyrrhotite (middle layer) | sulfide chimney | colloform, subhedral, anhedral, euhedral, dense coarse-grained, columnar pseudomorphs |  |  |  | sphalerite, pyrrhotite, anhydrite, galena, tetrahedrite, tennantite | Transverse sections (polished sections) | EMPA, LA-ICPMS, MC-ICPMS | JEOL JXA-8100 EPMA; Teledyne Cetac Technologies Analyte Excite laser ablation system coupled with an Agilent Technologies 7700x quadrupole ICP-MS; ESI NWR Image GEO 193 coupled with TOFWERK icp TOF R; Neptune Plus multicollector ICP-MS (Thermo Fisher Scientific, Bremen, Germany) coupled with a Geolas HD excimer ArF laser ablation system (Coherent, Göttingen, Germany); Bruker M4 Tornado™ system | SIO, MNR; China University of Petroleum (East China), Qingdao, China; Nanjing Focu MS Technology Co. Ltd., Nanjing, China; Shanghai Chemlab Laboratory, Shanghai, China; Wuhan Sample Solution Analytical Technology Co. Ltd., Wuhan, China | EPMA: beam current of 10 nA, beam size of 1–5 μm, accelerating voltage of 20 kV. Micro-XRF: rhodium target X-ray tube operating at 50 kV and 800 nA, polycapillary lens providing a 40-μm spot size on a 20-μm raster, dwell time of 5 ms per pixel. LA-ICP-MS: 193-nm ArF excimer laser, fluence of 6 J/cm², 6 Hz repetition rate for 40 seconds (240 pulses), 30-second pre-ablation blank, total run time 70 seconds, spot size 32–44 μm, He carrier gas mixed with Ar. LA-ICP-TOF-MS: 193 nm ArF excimer laser, spot diameter ~20 µm, repetition rate ~20 Hz, laser fluence ~7 J/cm², scan speed ~4000 µm/s, He carrier gas ~600 ml/min, washout time 50 ms. S isotope MC-ICP-MS: spot size ~44 μm, pulse frequency ~2 Hz, laser fluence ~5 J/cm², He carrier gas with Ar make-up gas. | MASS-1 (Fe-Cu-Zn-S pressed pellet) and GSE-1G (synthetic basaltic glass) from the United States Geological Survey; pyrite PPP-1; chalcopyrite GBW07268; pyrrhotite SP-Po-01 (δ34S = 1.4‰ ± 0.4‰); chalcopyrite SP-CP-01 (δ34S = 5.45‰ ± 0.3‰); natural and synthetic minerals from USA SPI Supplies | 0.24899 |  |  |  | 0.45375 |  | 0.020397 |  |  |  | 0.022653 |  |  |  | 0.00661 | [5 empty] | 0.16878 | [5 empty] | 0.017226 | [5 empty] | 7943.7311 | [9 empty] | 6571.1321 | [13 empty] | 1.6044 | [11 empty] | 0.45334 |  | 0.22195 |  | 0.084171 | [7 empty] | 0.10274 | [5 empty] | 0.011427 | [15 empty] | 8771.5486 |  | 0.057664 |  |  |  | 8.3048 | [5 empty] | 3.7155 | [7 empty] | 0.47106 | [5 empty] | 0.026596 |  |  |  | 0 |  | 0.045248 | [7 empty] | 1.8141 |  |  |  |  | 2025
| Xunmei vent field, Niaochao vent field |  | Seafloor hydrothermal | Volcanic-hosted massive sulfide (VMS) | seafloor massive sulfide (SMS) | Cu, Zn, Au, Ag | Co, Pb, Sb | Cu, Zn, Au, Ag, Co, Pb, Sb |  |  | II-Ccp (n = 8)-31 | II-Ccp (n = 8)-31 | seafloor vent field |  |  |  |  | ore material | grab | grab | mineral separate | [5 empty] | mineralisation | sulfide chimney | pyrite, marcasite, chalcopyrite |  | pyrite, marcasite, chalcopyrite | multiple stages: colloform marcasite-pyrite intergrowths (outermost wall), replacement assemblages (transition layers), dense recrystallized assemblages, marcasite pseudomorphs after pyrrhotite (middle layer) | sulfide chimney | colloform, subhedral, anhedral, euhedral, dense coarse-grained, columnar pseudomorphs |  |  |  | sphalerite, pyrrhotite, anhydrite, galena, tetrahedrite, tennantite | Transverse sections (polished sections) | EMPA, LA-ICPMS, MC-ICPMS | JEOL JXA-8100 EPMA; Teledyne Cetac Technologies Analyte Excite laser ablation system coupled with an Agilent Technologies 7700x quadrupole ICP-MS; ESI NWR Image GEO 193 coupled with TOFWERK icp TOF R; Neptune Plus multicollector ICP-MS (Thermo Fisher Scientific, Bremen, Germany) coupled with a Geolas HD excimer ArF laser ablation system (Coherent, Göttingen, Germany); Bruker M4 Tornado™ system | SIO, MNR; China University of Petroleum (East China), Qingdao, China; Nanjing Focu MS Technology Co. Ltd., Nanjing, China; Shanghai Chemlab Laboratory, Shanghai, China; Wuhan Sample Solution Analytical Technology Co. Ltd., Wuhan, China | EPMA: beam current of 10 nA, beam size of 1–5 μm, accelerating voltage of 20 kV. Micro-XRF: rhodium target X-ray tube operating at 50 kV and 800 nA, polycapillary lens providing a 40-μm spot size on a 20-μm raster, dwell time of 5 ms per pixel. LA-ICP-MS: 193-nm ArF excimer laser, fluence of 6 J/cm², 6 Hz repetition rate for 40 seconds (240 pulses), 30-second pre-ablation blank, total run time 70 seconds, spot size 32–44 μm, He carrier gas mixed with Ar. LA-ICP-TOF-MS: 193 nm ArF excimer laser, spot diameter ~20 µm, repetition rate ~20 Hz, laser fluence ~7 J/cm², scan speed ~4000 µm/s, He carrier gas ~600 ml/min, washout time 50 ms. S isotope MC-ICP-MS: spot size ~44 μm, pulse frequency ~2 Hz, laser fluence ~5 J/cm², He carrier gas with Ar make-up gas. | MASS-1 (Fe-Cu-Zn-S pressed pellet) and GSE-1G (synthetic basaltic glass) from the United States Geological Survey; pyrite PPP-1; chalcopyrite GBW07268; pyrrhotite SP-Po-01 (δ34S = 1.4‰ ± 0.4‰); chalcopyrite SP-CP-01 (δ34S = 5.45‰ ± 0.3‰); natural and synthetic minerals from USA SPI Supplies | 0.22518 |  |  |  | 0.41107 |  | 0 |  |  |  | 0.087619 |  |  |  | 0.005976 | [5 empty] | 0.16224 | [5 empty] | 0.01563 | [5 empty] | 5701.6393 | [9 empty] | 5562.1326 | [13 empty] | 1.2725 | [11 empty] | 0.60913 |  | 0.20611 |  | 0.019209 | [7 empty] | 0.14358 | [5 empty] | 0.01727 | [15 empty] | 7569.4034 |  | 0.072144 |  |  |  | 8.5115 | [5 empty] | 2.6612 | [7 empty] | 0.39628 | [5 empty] | 0.027357 |  |  |  | 0.003749 |  | 0.040855 | [7 empty] | 1.8298 |  |  |  |  | 2025